Heil Quaker | Sears | 867.81500*(A) | Natural Gas | No Match |  | True | 1 |  | Horizontal | No Match | No Match | No Match | No Match | No Match |  | No Match |  | 80000 | 63228 | 1555 | 1080 | 78543 | 714 | 78 | [8 empty] | 6 | Non Federally-Regulated | 12/08/1986 |  | 06/29/1987
Magic Chef | Williams | EMG-80C4-4 | Natural Gas | No Match | False | False | 1 |  | Up | No Match | No Match | No Match | No Match | No Match |  | No Match |  | 85333 | 64000 | 1580 | [13 empty] | Non Federally-Regulated | 08/17/1983 |  | 12/08/1986
Lennox Industries Inc. | Lennox | GCS10X-653-75-6Y | Natural Gas | No Match |  | True | 1 |  | Horizontal | No Match | No Match | No Match | No Match | No Match |  | No Match |  | 75000 | 58000 | 2275 | 1300 | 60493 | 661 | 75.7 | [8 empty] | 3 | Non Federally-Regulated | 01/27/1988 |  | 01/15/1989
Consolidated Industries Corp. | Pacific / Air | GHB75D-10A | Natural Gas | No Match | False | True | 1 |  | Horizontal | No Match | No Match | No Match | No Match | No Match |  | No Match |  | 65246 | 49000 | [14 empty] | Non Federally-Regulated | 08/17/1983 |  | 12/08/1986
Carrier Corp. | Day & Night | 580AP042060 | Natural Gas | No Match |  | True | 1 |  | Down | No Match | No Match | No Match | No Match | No Match |  | No Match |  | 60000 | 46000 |  |  | 58749 | 565 | 78.5 | [8 empty] | 3 | Non Federally-Regulated | 03/15/1989 |  | 10/10/1989
Magic Chef | Williams | ACD15-U60-3 | Natural Gas | No Match | False | False | 1 |  | Up | No Match | No Match | No Match | No Match | No Match |  | No Match |  | 63576 | 48000 | 750 | [13 empty] | Non Federally-Regulated | 08/17/1983 |  | 12/08/1986
BDP Co. | Carrier | 58DR125-E* | LPG | No Match | False | False | 1 |  | Down | No Match | No Match | No Match | No Match | No Match |  | No Match |  | 125000 | 96000 |  |  | 117906 | 726 | 79.4 | [8 empty] | 11 | Non Federally-Regulated | 07/26/1982 |  | 08/17/1983
Heil Quaker | Dayton | 3E286A | Natural Gas | No Match | False | True | 1 |  | Horizontal | No Match | No Match | No Match | No Match | No Match |  | No Match |  | 80000 | 59000 | 1160 | 760 | 70877 | 538 | 65.2 | [8 empty] | 1 | Non Federally-Regulated | 10/13/1981 |  | 03/11/1982
Carrier Corp. | Payne | 376BAW048075 | Natural Gas | No Match |  | False | 1 |  | Horizontal | No Match | No Match | No Match | No Match | No Match |  | No Match |  | 90000 | 74000 |  |  | 74909 | 707 | 82.3 | [8 empty] | 5 | Non Federally-Regulated | 01/27/1988 |  | 10/10/1989
Amana Refrigeration, Inc. | Amana | EPCG6017-3B (B) | LPG | No Match | False | True | 1 |  | Horizontal | No Match | No Match | No Match | No Match | No Match |  | No Match |  | 145688 | 125000 | [14 empty] | Non Federally-Regulated | 08/17/1983 |  | 12/08/1986
Magic Chef | Gaffers & Sattler | EG6B60DC36-1 | Natural Gas | No Match | False | False | 1 |  | Up | No Match | No Match | No Match | No Match | No Match |  | No Match |  | 60502 | 53000 | 1380 | [13 empty] | Non Federally-Regulated | 08/17/1983 |  | 12/08/1986
Magic Chef | Gaffers & Sattler | EG6B60DC24-1 | Natural Gas | No Match | False | False | 1 |  | Up | No Match | No Match | No Match | No Match | No Match |  | No Match |  | 60000 | 53000 | 960 | 745 | 61020 | 636 | 87.3 | [8 empty] | 2 | Non Federally-Regulated | 07/26/1982 |  | 08/17/1983
Rheem Sales Company, Inc. | Rheem | RGWC-07EC | Natural Gas | No Match | False | True | 1 |  | Horizontal | No Match | No Match | No Match | No Match | No Match |  | No Match |  | 75000 | 57000 |  |  | 77896 | 776 | 68.5 | [8 empty] | 4 | Non Federally-Regulated | 07/26/1982 |  | 08/17/1983
Arco Comfort Products Co. | Arco Comfort Products Co. | GUE120NFAI | Natural Gas | No Match |  | False | 1 |  | Up | No Match | No Match | No Match | No Match | No Match |  | No Match |  | 120000 | 103000 | 1600 | 1260 | 108025 | 1015 | 85.8 | [9 empty] | Non Federally-Regulated | 12/08/1986 |  | 06/29/1987
Snyder General Corp. | Comfortmaker | *GDE090A012*I* | Natural Gas | No Match |  | False | 1 |  | Down | No Match | No Match | No Match | No Match | No Match |  | No Match |  | 90000 | 72000 | 1205 | 1030 | 82329 | 558 | 75.5 | [8 empty] | 3 | Non Federally-Regulated | 01/15/1989 |  | 10/10/1989
BDP Co. | Day & Night | 585CP060125 | Natural Gas | No Match | False | True | 1 |  | Horizontal | No Match | No Match | No Match | No Match | No Match |  | No Match |  | 125000 | 93750 | 2285 | 1265 | 130800 | 1176 | 70.4 | [8 empty] | 325 | Non Federally-Regulated | 04/02/1981 |  | 10/13/1981
Consolidated Industries Corp. | Amana | GSE75DN-4X | Natural Gas | No Match |  | False | 1 |  | Horizontal | No Match | No Match | No Match | No Match | No Match |  | No Match |  | 75000 | 59000 |  |  | 61197 | 530 | 75.2 | [8 empty] | 3 | Non Federally-Regulated | 12/08/1986 |  | 06/29/1987
John Zink | Air Distribution Association | RBG-120-43-2802-HT | Natural Gas | No Match | False | True | 3 |  | Horizontal | No Match | No Match | No Match | No Match | No Match |  | No Match |  | 280000 | 224000 | 4400 | [13 empty] | Non Federally-Regulated | 08/17/1983 |  | 12/08/1986
Ducane | Comfortmaker | DGHD075A012AIN | Natural Gas | No Match |  | False | 1 |  | Horizontal | No Match | No Match | No Match | No Match | No Match |  | No Match |  | 75000 | 60000 | 1260 | 740 | 62223 | 518 | 78.8 | [9 empty] | Non Federally-Regulated | 01/15/1989 |  | 10/10/1989
Snyder General Corp. | Arcoaire | *PGH*060F150*I*** | Natural Gas | No Match |  | True | 1 |  | Horizontal | No Match | No Match | No Match | No Match | No Match |  | No Match |  | 150000 | 111000 |  |  | 142868 | 767 | 76.6 | [8 empty] | 15 | Non Federally-Regulated | 01/15/1989 |  | 03/15/1989
Carrier Corp. | Payne | 585EE036060 | LPG | No Match |  | True | 1 |  | Horizontal | No Match | No Match | No Match | No Match | No Match |  | No Match |  | 60000 | 45000 | 1405 | 1075 | 61042 | 538 | 75.7 | [8 empty] | 3 | Non Federally-Regulated | 12/08/1986 |  | 06/29/1987
Ducane | Lennox | GS15Q3X-40-2 | Natural Gas | No Match |  | False | 1 |  | Horizontal | No Match | No Match | No Match | No Match | No Match |  | No Match |  | 40000 | 31560 | 1220 | 740 | 40800 | 425 | 76.9 | [8 empty] | 0 | Non Federally-Regulated | 01/15/1989 |  | 10/10/1989
Luxaire | Luxaire | 140CE48BNL | Natural Gas | No Match | False | False | 1 |  | Up | No Match | No Match | No Match | No Match | No Match |  | No Match |  | 140000 | 108360 | 1585 | 1220 | 130700 | 915 | 70.3 | [8 empty] | 5 | Non Federally-Regulated | 03/11/1982 |  | 07/26/1982
BDP Co. | Payne | 585CB048100 | Natural Gas | No Match | False | True | 1 |  | Horizontal | No Match | No Match | No Match | No Match | No Match |  | No Match |  | 100000 | 76000 | 1550 | 1150 | 87811 | 658 | 70.4 | [8 empty] | 3 | Non Federally-Regulated | 07/26/1982 |  | 08/17/1983
Magic Chef | Airease | CF100AC3.5-3 | Natural Gas | No Match | False | False | 1 |  | Down | No Match | No Match | No Match | No Match | No Match |  | No Match |  | 104167 | 80000 | 1350 | [13 empty] | Non Federally-Regulated | 08/17/1983 |  | 12/08/1986
Heil Quaker | Heil | NUOB112BG01 | Oil | No Match | False | False | 1 |  | Up | No Match | No Match | No Match | No Match | No Match |  | No Match |  | 140000 | 108000 | 1390 | 1020 | 123557 | 776 | 75 | [8 empty] | 1 | Non Federally-Regulated | 04/02/1981 |  | 03/11/1982
Ducane | Heil Quaker | NRGF60FDH**(A) | LPG | No Match |  | True | 1 |  | Horizontal | No Match | No Match | No Match | No Match | No Match |  | No Match |  | 80000 | 65700 | 1775 | 1550 | 74336 | 1034 | 82.4 | [8 empty] | 6 | Non Federally-Regulated | 12/08/1986 |  | 06/29/1987
Snyder General Corp. | McQuay | EPGHA042F125 | Natural Gas | No Match |  | True | 1 |  | Horizontal | No Match | No Match | No Match | No Match | No Match |  | No Match |  | 125000 | 93000 |  |  | 80919 | 522 | 76.1 | [8 empty] | 15 | Non Federally-Regulated | 12/08/1986 |  | 06/29/1987
Snyder General Corp. | McQuay | *PGDA036G050-IN-** | Natural Gas | No Match |  | True | 1 |  | Down | No Match | No Match | No Match | No Match | No Match |  | No Match |  | 50000 | 40000 |  |  | 37856 | 290 | 82 | [8 empty] | 15 | Non Federally-Regulated | 06/29/1987 |  | 01/27/1988
Snyder General Corp. | Comfortmaker | *PGHA030G075-IM-** | Natural Gas | No Match |  | True | 1 |  | Horizontal | No Match | No Match | No Match | No Match | No Match |  | No Match |  | 75000 | 55000 |  |  | 61990 | 166 | 76.5 | [8 empty] | 15 | Non Federally-Regulated | 06/29/1987 |  | 01/27/1988
Carrier Corp. | Carrier | 48NHT060600 | Natural Gas | No Match |  | True | 1 |  | Down | No Match | No Match | No Match | No Match | No Match |  | No Match |  | 120000 | 94000 |  |  | 116416 | 1379 | 78.5 | [8 empty] | 3 | Non Federally-Regulated | 03/15/1989 |  | 10/10/1989
Rheem Sales Company, Inc. | Rheem | RRGG-05E18JK* | Natural Gas | No Match |  | True | 1 |  | Horizontal | No Match | No Match | No Match | No Match | No Match |  | No Match |  | 50000 | 39000 |  |  | 49568 | 345 | 78.2 | [8 empty] | 4 | Non Federally-Regulated | 03/15/1989 |  | 10/10/1989
Heil Quaker | Bard | PGA48B120(A) | Natural Gas | No Match |  | True | 1 |  | Horizontal | No Match | No Match | No Match | No Match | No Match |  | No Match |  | 80000 | 66720 | 2000 | 1675 | 75040 | 1164 | 79.7 | [8 empty] | 6 | Non Federally-Regulated | 12/08/1986 |  | 06/29/1987
Lennox Industries Inc. | Lennox | GCS10-513-75-2Y | Natural Gas | No Match | False | True | 1 |  | Horizontal | No Match | No Match | No Match | No Match | No Match |  | No Match |  | 75000 | 58500 | 2175 | [13 empty] | Non Federally-Regulated | 08/17/1983 |  | 12/08/1986
Carrier Corp. | Payne | 376CAV036055 | Natural Gas | No Match |  | False | 1 |  | Down | No Match | No Match | No Match | No Match | No Match |  | No Match |  | 69000 | 56000 |  |  | 66864 | 731 | 80.1 | [8 empty] | 5 | Non Federally-Regulated | 03/15/1989 |  | 10/10/1989
Amana Refrigeration, Inc. | Amana | EPCG6012-3D (B) | Natural Gas | No Match |  | True | 1 |  | Horizontal | No Match | No Match | No Match | No Match | No Match |  | No Match |  | 100000 | 84000 |  |  | 94125 | 382 | 83.3 | [8 empty] | 22 | Non Federally-Regulated | 12/08/1986 |  | 06/29/1987
Snyder General Corp. | Comfortmaker | *GDA100A016-IL | LPG | No Match |  | False | 1 |  | Down | No Match | No Match | No Match | No Match | No Match |  | No Match |  | 100000 | 80000 | 1695 | 1225 | 96208 | 675 | 80.8 | [8 empty] | 3 | Non Federally-Regulated | 06/29/1987 |  | 01/15/1989
Amana Refrigeration, Inc. | Amana | EPCG4812-3B (C) | LPG | No Match | False | True | 1 |  | Horizontal | No Match | No Match | No Match | No Match | No Match |  | No Match |  | 120000 | 101822 |  |  | 111120 | 792 | 83.7 | [8 empty] | 22 | Non Federally-Regulated | 04/02/1981 |  | 10/13/1981
Snyder General Corp. | McQuay | *PGHA042G125-IL-** | LPG | No Match |  | True | 1 |  | Horizontal | No Match | No Match | No Match | No Match | No Match |  | No Match |  | 125000 | 93000 |  |  | 80919 | 522 | 76.1 | [8 empty] | 15 | Non Federally-Regulated | 06/29/1987 |  | 01/27/1988
Ducane | Heil Quaker | NRGF60EDH**(B) | Natural Gas | No Match |  | True | 1 |  | Horizontal | No Match | No Match | No Match | No Match | No Match |  | No Match |  | 100000 | 78886 | 2000 | 1675 | 97374 | 1274 | 77.4 | [8 empty] | 6 | Non Federally-Regulated | 01/27/1988 |  | 01/15/1989
Luxaire | Westinghouse Electric | IE036DVAON | Natural Gas | No Match | False | True | 1 |  | Horizontal | No Match | No Match | No Match | No Match | No Match |  | No Match |  | 120000 | 93720 | 1275 | 995 | 112346 | 573 | 70 | [8 empty] | 5 | Non Federally-Regulated | 04/02/1981 |  | 10/13/1981
Carrier Corp. | Carrier | 48KH060300BF | Natural Gas | No Match |  | True | 1 |  | Horizontal | No Match | No Match | No Match | No Match | No Match |  | No Match |  | 150000 | 116000 | 1930 | 1700 | 144969 | 906 | 75.2 | [8 empty] | 3 | Non Federally-Regulated | 12/08/1986 |  | 06/29/1987
Climate Control / Snyder General | Climate Control | G-U314075-12M-P | Natural Gas | No Match | False | False | 1 |  | Up | No Match | No Match | No Match | No Match | No Match |  | No Match |  | 75000 | 54769 | 1190 | 930 | 72288 | 501 | 64.1 | [9 empty] | Non Federally-Regulated | 07/26/1982 |  | 08/17/1983
Rheem Sales Company, Inc. | Heat Controller | GYD-75-E4N-X1 | LPG | No Match |  | False | 1 |  | Down | No Match | No Match | No Match | No Match | No Match |  | No Match |  | 75000 | 60000 |  |  | 76188 | 1034 | 79.6 | [8 empty] | 4 | Non Federally-Regulated | 01/27/1988 |  | 01/15/1989
Snyder General Corp. | Comfortmaker | *PGHA048F125-IL-** | LPG | No Match |  | True | 1 |  | Horizontal | No Match | No Match | No Match | No Match | No Match |  | No Match |  | 125000 | 93000 |  |  | 80919 | 522 | 76.1 | [8 empty] | 15 | Non Federally-Regulated | 06/29/1987 |  | 01/27/1988
Carrier Corp. | Carrier | 48KHA060300BF | Natural Gas | No Match |  | True | 1 |  | Horizontal | No Match | No Match | No Match | No Match | No Match |  | No Match |  | 150000 | 116000 | 1930 | 1700 | 144969 | 906 | 75.2 | [8 empty] | 3 | Non Federally-Regulated | 03/15/1989 |  | 10/10/1989
Rheem Sales Company, Inc. | Ruud | UGAC-18EA-** | Natural Gas | No Match | False | False | 1 |  | Up | No Match | No Match | No Match | No Match | No Match |  | No Match |  | 184941 | 140000 | [14 empty] | Non Federally-Regulated | 08/17/1983 |  | 12/08/1986
Ducane | Carrier | 58EG160321 | Natural Gas | No Match | False | False | 1 |  | Horizontal | No Match | No Match | No Match | No Match | No Match |  | No Match |  | 160000 | 110000 | 2450 | 1560 | 158875 | 1157 | 58 | [8 empty] | 5 | Non Federally-Regulated | 03/11/1982 |  | 08/17/1983
BDP Co. | Day & Night | 585CJ030050 | Natural Gas | No Match | False | True | 1 |  | Horizontal | No Match | No Match | No Match | No Match | No Match |  | No Match |  | 50000 | 38000 | 1040 | 580 | 54179 | 556 | 70.4 | [8 empty] | 3 | Non Federally-Regulated | 10/13/1981 |  | 03/11/1982
Heil Quaker | Heil | NUGB050AD** | Natural Gas | No Match | False | False | 1 |  | Up | No Match | No Match | No Match | No Match | No Match |  | No Match |  | 50000 | 40000 | 775 | 715 | 48448 | 298 | 80.7 | [8 empty] | 6 | Non Federally-Regulated | 07/26/1982 |  | 08/17/1983
Luxaire | Luxaire | 140CEH0BNL | Natural Gas | No Match | False | False | 1 |  | Up | No Match | No Match | No Match | No Match | No Match |  | No Match |  | 140000 | 109060 |  |  | 122909 | 1193 | 74.1 | [8 empty] | 8 | Non Federally-Regulated | 10/13/1981 |  | 03/11/1982
Arkla Industries, Inc. | Heat Controller | GRU120-D4 | Natural Gas | No Match |  | False | 1 |  | Up | No Match | No Match | No Match | No Match | No Match |  | No Match |  | 120000 | 103000 | 1600 | 1260 | 108025 | 1015 | 85.8 | [9 empty] | Non Federally-Regulated | 12/08/1986 |  | 06/29/1987
Rheem Sales Company, Inc. | Rheem | RRGF-12E42CK* | Natural Gas | No Match |  | True | 1 |  | Horizontal | No Match | No Match | No Match | No Match | No Match |  | No Match |  | 125000 | 97000 |  |  | 118278 | 835 | 78.8 | [8 empty] | 4 | Non Federally-Regulated | 01/15/1989 |  | 03/15/1989
Borg Warner | Fraser Johnston | FCU140JANA | Natural Gas | No Match | False | False | 1 |  | Up | No Match | No Match | No Match | No Match | No Match |  | No Match |  | 140420 | 107000 | 2080 | [13 empty] | Non Federally-Regulated | 08/17/1983 |  | 12/08/1986
Trane U.S. Inc. | Trane | SFHB250*L | Natural Gas | No Match | False | True | 3 |  | Horizontal | No Match | No Match | No Match | No Match | No Match |  | No Match |  | 234667 | 176000 | 11000 | [13 empty] | Non Federally-Regulated | 08/17/1983 |  | 12/08/1986
Consolidated Industries Corp. | Pacific / Air | GHB60D-61A | LPG | No Match | False | False | 1 |  | Horizontal | No Match | No Match | No Match | No Match | No Match |  | No Match |  | 60334 | 47000 | [14 empty] | Non Federally-Regulated | 08/17/1983 |  | 12/08/1986
Luxaire | Moncrief | 75CE42BNL | Natural Gas | No Match | False | False | 1 |  | Up | No Match | No Match | No Match | No Match | No Match |  | No Match |  | 75000 | 56475 | 1320 | 965 | 80107 | 993 | 67.5 | [8 empty] | 5 | Non Federally-Regulated | 03/11/1982 |  | 07/26/1982
Luxaire | Westinghouse Electric | 48ECW140UA | Natural Gas | No Match | False | True | 1 |  | Horizontal | No Match | No Match | No Match | No Match | No Match |  | No Match |  | 140000 | 107940 | 2000 | 1485 | 133579 | 644 | 70 | [8 empty] | 5 | Non Federally-Regulated | 10/13/1981 |  | 03/11/1982
Carrier Corp. | Day & Night | 580AN042120-B | Natural Gas | No Match |  | True | 1 |  | Horizontal | No Match | No Match | No Match | No Match | No Match |  | No Match |  | 120000 | 94000 |  |  | 114748 | 1763 | 78.5 | [8 empty] | 3 | Non Federally-Regulated | 03/15/1989 |  | 10/10/1989
BDP Co. | Day & Night | 394GAW048060* | LPG | No Match | False | False | 1 |  | Up | No Match | No Match | No Match | No Match | No Match |  | No Match |  | 56728 | 43000 | 1600 | [13 empty] | Non Federally-Regulated | 08/17/1983 |  | 12/08/1986
York International | York | D1MG060N10325 | Natural Gas | No Match |  | True | 1 |  | Horizontal | No Match | No Match | No Match | No Match | No Match |  | No Match |  | 125000 | 101000 | 1860 | 1860 | 114823 | 1047 | 80.5 | [8 empty] | 58 | Non Federally-Regulated | 03/15/1989 |  | 10/10/1989
Magic Chef | Williams | ACD13-U80-4 | Natural Gas | No Match | False | False | 1 |  | Up | No Match | No Match | No Match | No Match | No Match |  | No Match |  | 80000 | 64000 | 1180 | 660 | 80160 | 352 | 67.9 | [8 empty] | 19 | Non Federally-Regulated | 04/02/1981 |  | 08/17/1983
Amana Refrigeration, Inc. | Amana | EPCG6012-1E (B) | Natural Gas | No Match |  | True | 1 |  | Horizontal | No Match | No Match | No Match | No Match | No Match |  | No Match |  | 100000 | 84000 |  |  | 94125 | 382 | 83.3 | [8 empty] | 22 | Non Federally-Regulated | 06/29/1987 |  | 01/27/1988
Ducane | Lennox | GS12Q3X-60-1 | Natural Gas | No Match |  | False | 1 |  | Horizontal | No Match | No Match | No Match | No Match | No Match |  | No Match |  | 60000 | 46026 | 1160 | 520 | 62034 | 394 | 75 | [9 empty] | Non Federally-Regulated | 12/08/1986 |  | 06/29/1987
Borg Warner | Moncrief | 140HCDAC | LPG | No Match | False | True | 1 |  | Horizontal | No Match | No Match | No Match | No Match | No Match |  | No Match |  | 140000 | 106680 | 1580 | 1505 | 135710 | 1394 | 69.1 | [8 empty] | 2 | Non Federally-Regulated | 07/26/1982 |  | 08/17/1983
Ducane | Carrier | 58EG060111DA | Natural Gas | No Match | False | False | 1 |  | Horizontal | No Match | No Match | No Match | No Match | No Match |  | No Match |  | 58673 | 46000 | 1670 | [13 empty] | Non Federally-Regulated | 08/17/1983 |  | 12/08/1986
Rheem Sales Company, Inc. | Ruud | URGF-05E18JK* | Natural Gas | No Match |  | True | 1 |  | Horizontal | No Match | No Match | No Match | No Match | No Match |  | No Match |  | 50000 | 39000 |  |  | 49568 | 345 | 78.2 | [8 empty] | 4 | Non Federally-Regulated | 01/15/1989 |  | 03/15/1989
Carrier Corp. | Day & Night | 585HJ036060 | Natural Gas | No Match |  | True | 1 |  | Horizontal | No Match | No Match | No Match | No Match | No Match |  | No Match |  | 60000 | 47000 | 1255 | 900 | 61530 | 484 | 75.4 | [8 empty] | 3 | Non Federally-Regulated | 03/15/1989 |  | 10/10/1989
Magic Chef | Airease | EMG66R-80D2C4-2 | Natural Gas | No Match | False | False | 1 |  | Up | No Match | No Match | No Match | No Match | No Match |  | No Match |  | 85333 | 64000 | 1580 | [13 empty] | Non Federally-Regulated | 08/17/1983 |  | 12/08/1986
Ducane | Payne | 388E-048125 | Oil | No Match | False | False | 1 |  | Horizontal | No Match | No Match | No Match | No Match | No Match |  | No Match |  | 156045 | 120000 | 1700 | 1125 | 140634 | 1000 | 76.8 | [8 empty] | 5 | Non Federally-Regulated | 07/26/1982 |  | 08/17/1983
Snyder General Corp. | Arcoaire | *PGHA036G100-IL-** | LPG | No Match |  | True | 1 |  | Horizontal | No Match | No Match | No Match | No Match | No Match |  | No Match |  | 100000 | 74000 |  |  | 81521 | 327 | 77.2 | [8 empty] | 15 | Non Federally-Regulated | 06/29/1987 |  | 01/27/1988
Lennox Industries Inc. | Lennox | GCS16-1353-270-1Y | Natural Gas | No Match |  | True | 3 |  | Horizontal | No Match | No Match | No Match | No Match | No Match |  | No Match |  | 270000 | 216297 | 5200 | 3600 | 256004 | 1950 | 78.5 | [8 empty] | 20 | Non Federally-Regulated | 06/29/1987 |  | 01/27/1988
Ducane | Moncrief | P2HSD15N06001A | Natural Gas | No Match | False | False | 1 |  | Horizontal | No Match | No Match | No Match | No Match | No Match |  | No Match |  | 60000 | 46000 | 1540 | 980 | 669552 | 542 | 69 | [8 empty] | 5 | Non Federally-Regulated | 07/26/1982 |  | 08/17/1983
Luxaire | Moncrief | 42ECW120UA | LPG | No Match | False | True | 1 |  | Horizontal | No Match | No Match | No Match | No Match | No Match |  | No Match |  | 120000 | 93480 | 1275 | 995 | 112450 | 606 | 70 | [8 empty] | 5 | Non Federally-Regulated | 04/02/1981 |  | 10/13/1981
Lennox Industries Inc. | Lennox | LF3E-330-1 | Natural Gas | No Match | False | False | 3 |  | Horizontal | No Match | No Match | No Match | No Match | No Match |  | No Match |  | 330000 | 260700 | [14 empty] | Non Federally-Regulated | 08/17/1983 |  | 12/08/1986
Rheem Sales Company, Inc. | Rheem | RGYC-07EB-GR | Natural Gas | No Match |  | False | 1 |  | Horizontal | No Match | No Match | No Match | No Match | No Match |  | No Match |  | 70000 | 56000 |  |  | 57874 | 751 | 78.5 | [8 empty] | 4 | Non Federally-Regulated | 01/15/1989 |  | 10/10/1989
John Zink | Magic Chef | RBG-120-23-2801-GT | Natural Gas | No Match | False | True | 3 |  | Horizontal | No Match | No Match | No Match | No Match | No Match |  | No Match |  | 280000 | 224000 | 4400 | [13 empty] | Non Federally-Regulated | 08/17/1983 |  | 12/08/1986
Amana Refrigeration, Inc. | Amana | EPCG3010-1E (A) | LPG | No Match |  | True | 1 |  | Horizontal | No Match | No Match | No Match | No Match | No Match |  | No Match |  | 80000 | 67000 |  |  | 74400 | 256 | 84.5 | [8 empty] | 22 | Non Federally-Regulated | 12/08/1986 |  | 06/29/1987
Rheem Sales Company, Inc. | Arcoaire | *PGDA060H100-IL-** | LPG | No Match |  | True | 1 |  | Down | No Match | No Match | No Match | No Match | No Match |  | No Match |  | 100000 | 79000 |  |  | 97887 | 470 | 80.2 | [8 empty] | 15 | Non Federally-Regulated | 01/27/1988 |  | 01/15/1989
Coleman Company, Inc. | Coleman | 6360H423(B) | Natural Gas | No Match |  | True | 1 |  | Horizontal | No Match | No Match | No Match | No Match | No Match |  | No Match |  | 100000 | 78886 | 2000 | 1675 | 97374 | 1274 | 77.4 | [8 empty] | 6 | Non Federally-Regulated | 06/29/1987 |  | 01/27/1988
Amana Refrigeration, Inc. | Amana | ERGW0012-1A(B)W/EBWC | LPG | No Match |  | True | 1 |  | Horizontal | No Match | No Match | No Match | No Match | No Match |  | No Match |  | 100000 | 85000 | 1375 | 880 | 92000 | 479 | 84.5 | [8 empty] | 0 | Non Federally-Regulated | 12/08/1986 |  | 06/29/1987
Rheem Sales Company, Inc. | Ruud | UGGC-15KC-** | Natural Gas | No Match | False | False | 1 |  | Up | No Match | No Match | No Match | No Match | No Match |  | No Match |  | 149606 | 114000 | [14 empty] | Non Federally-Regulated | 08/17/1983 |  | 12/08/1986
Lennox Industries Inc. | Lennox | GCS16-953-200-1G | Natural Gas | No Match |  | True | 1 |  | Horizontal | No Match | No Match | No Match | No Match | No Match |  | No Match |  | 200000 | 160000 | 3800 | 2400 | 177835 | 1340 | 78.2 | [8 empty] | 20 | Non Federally-Regulated | 12/08/1986 |  | 06/29/1987
Snyder General Corp. | McQuay | *PGDA036H050-N* | Natural Gas | No Match |  | True | 1 |  | Down | No Match | No Match | No Match | No Match | No Match |  | No Match |  | 50000 | 40000 |  |  | 37856 | 290 | 82 | [8 empty] | 15 | Non Federally-Regulated | 12/08/1986 |  | 06/29/1987
Luxaire | Luxaire | GCH114TF | Natural Gas | No Match | False | True | 1 |  | Horizontal | No Match | No Match | No Match | No Match | No Match |  | No Match |  | 114000 | 87552 | 1580 |  | 115982 | 690 | 65.5 | [8 empty] | 5 | Non Federally-Regulated | 04/02/1981 |  | 10/13/1981
Carrier Corp. | Carrier | 48NHT048500 | Natural Gas | No Match |  | True | 1 |  | Down | No Match | No Match | No Match | No Match | No Match |  | No Match |  | 120000 | 94000 |  |  | 118351 | 934 | 78.5 | [8 empty] | 3 | Non Federally-Regulated | 03/15/1989 |  | 10/10/1989
Luxaire | Westinghouse Electric | GCH114HF | Natural Gas | No Match | False | False | 1 |  | Horizontal | No Match | No Match | No Match | No Match | No Match |  | No Match |  | 114000 | 87210 | 1660 | 1130 | 103975 | 1023 | 73.3 | [8 empty] | 11 | Non Federally-Regulated | 10/13/1981 |  | 03/11/1982
Consolidated Industries Corp. | Addison Products | GPE3.0T075-3 | Natural Gas | No Match |  | True | 1 |  | Horizontal | No Match | No Match | No Match | No Match | No Match |  | No Match |  | 75000 | 58000 |  |  | 68444 | 745 | 78.2 | [8 empty] | 4 | Non Federally-Regulated | 06/29/1987 |  | 01/27/1988
Rheem Sales Company, Inc. | Heat Controller | GCD100-D3 | Natural Gas | No Match | False | False | 1 |  | Down | No Match | No Match | No Match | No Match | No Match |  | No Match |  | 99469 | 75000 | [14 empty] | Non Federally-Regulated | 08/17/1983 |  | 12/08/1986
Consolidated Industries Corp. | Addison Products | GUWHE120B-D5H | Natural Gas | No Match |  | False | 1 |  | Up | No Match | No Match | No Match | No Match | No Match |  | No Match |  | 120000 | 96000 |  |  | 115981 | 1079 | 79.6 | [8 empty] | 4 | Non Federally-Regulated | 01/27/1988 |  | 01/15/1989
Magic Chef | Airease | EG6B60DC24-1 | Natural Gas | No Match | False | False | 1 |  | Up | No Match | No Match | No Match | No Match | No Match |  | No Match |  | 60502 | 53000 | 960 | [13 empty] | Non Federally-Regulated | 08/17/1983 |  | 12/08/1986
Borg Warner | Moncrief | FCU040AAPA | LPG | No Match | False | False | 1 |  | Up | No Match | No Match | No Match | No Match | No Match |  | No Match |  | 40000 | 30000 |  |  | 45080 | 292 | 69 | [8 empty] | 2 | Non Federally-Regulated | 07/26/1982 |  | 08/17/1983
Heil Quaker | Bard | PGA36A090(B) | Natural Gas | No Match |  | True | 1 |  | Horizontal | No Match | No Match | No Match | No Match | No Match |  | No Match |  | 80000 | 65360 | 1490 | 1055 | 77903 | 853 | 78.1 | [8 empty] | 6 | Non Federally-Regulated | 12/08/1986 |  | 06/29/1987
Heil Quaker | Sears | 867.81551*(B) | Natural Gas | No Match |  | True | 1 |  | Horizontal | No Match | No Match | No Match | No Match | No Match |  | No Match |  | 100000 | 78886 | 2000 | 1675 | 97374 | 1274 | 77.4 | [8 empty] | 6 | Non Federally-Regulated | 01/15/1989 |  | 03/15/1989
Rheem Sales Company, Inc. | Arcoaire | APGHA060F100 | Natural Gas | No Match |  | True | 1 |  | Horizontal | No Match | No Match | No Match | No Match | No Match |  | No Match |  | 100000 | 74000 |  |  | 80919 | 408 | 77.4 | [8 empty] | 15 | Non Federally-Regulated | 12/08/1986 |  | 06/29/1987
Rheem Sales Company, Inc. | Rheem | RGAC-09KA-** | Natural Gas | No Match | False | False | 1 |  | Up | No Match | No Match | No Match | No Match | No Match |  | No Match |  | 94667 | 71000 | [14 empty] | Non Federally-Regulated | 08/17/1983 |  | 12/08/1986
Rheem Sales Company, Inc. | Heat Controller | GYU-140-E5N1 | LPG | No Match |  | False | 1 |  | Up | No Match | No Match | No Match | No Match | No Match |  | No Match |  | 140000 | 112000 |  |  | 136917 | 1097 | 80.2 | [8 empty] | 4 | Non Federally-Regulated | 01/27/1988 |  | 01/15/1989
Gaffers & Sattler | York | D1YD030N06006A | Natural Gas | No Match | False | True | 1 |  | Horizontal | No Match | No Match | No Match | No Match | No Match |  | No Match |  | 60000 | 43000 | 975 | 520 | 69096 | 533 | 67.9 | [8 empty] | 19 | Non Federally-Regulated | 07/26/1982 |  | 08/17/1983
Lennox Industries Inc. | Lennox | G11E-200V | Natural Gas | No Match | False | False | 1 |  | Up | No Match | No Match | No Match | No Match | No Match |  | No Match |  | 200000 | 152000 | 2200 | [13 empty] | Non Federally-Regulated | 08/17/1983 |  | 12/08/1986
Ducane | Moncrief | P2CFD16F12501A | Oil | No Match | False | False | 1 |  | Down | No Match | No Match | No Match | No Match | No Match |  | No Match |  | 156045 | 120000 | 1600 | 820 | 141712 | 756 | 76.8 | [8 empty] | 5 | Non Federally-Regulated | 07/26/1982 |  | 08/17/1983
Amana Refrigeration, Inc. | Amana | GCN70A40 | LPG | No Match |  | False | 1 |  | Down | No Match | No Match | No Match | No Match | No Match |  | No Match |  | 70000 | 65000 |  |  | 66745 | 771 | 91.6 | [9 empty] | Non Federally-Regulated | 01/27/1988 |  | 01/15/1989
Carrier Corp. | Carrier | 48KLA148500CE | Natural Gas | No Match |  | True | 1 |  | Horizontal | No Match | No Match | No Match | No Match | No Match |  | No Match |  | 80000 | 60000 | 1775 | 1380 | 81255 | 748 | 75.7 | [8 empty] | 3 | Non Federally-Regulated | 01/15/1989 |  | 03/15/1989
York International | Fraser Johnston | PAUT-LD08N073B | Natural Gas | No Match |  | False | 1 |  | Up | No Match | No Match | No Match | No Match | No Match |  | No Match |  | 73500 | 60000 | 830 | 625 | 74300 | 516 | 81.8 | [9 empty] | Non Federally-Regulated | 12/08/1986 |  | 01/27/1988
Carrier Corp. | Carrier | 48NMT03630 | LPG | No Match |  | True | 1 |  | Horizontal | No Match | No Match | No Match | No Match | No Match |  | No Match |  | 80000 | 61000 |  |  | 80004 | 585 | 77.5 | [8 empty] | 3 | Non Federally-Regulated | 01/27/1988 |  | 01/15/1989
Heil Quaker | Sears | 867.77938* | LPG | No Match |  | False | 1 |  | Down | No Match | No Match | No Match | No Match | No Match |  | No Match |  | 100000 | 88411 | 1370 | 1240 | 86698 | 605 | 89.6 | [8 empty] | 2 | Non Federally-Regulated | 12/08/1986 |  | 10/10/1989
Carrier Corp. | Carrier | 48NMT03660 | Natural Gas | No Match |  | True | 1 |  | Horizontal | No Match | No Match | No Match | No Match | No Match |  | No Match |  | 80000 | 61000 |  |  | 80004 | 585 | 77.5 | [8 empty] | 3 | Non Federally-Regulated | 01/15/1989 |  | 03/15/1989
Borg Warner | Fraser Johnston | 42ECW080UA | LPG | No Match | False | True | 1 |  | Horizontal | No Match | No Match | No Match | No Match | No Match |  | No Match |  | 80000 | 64000 | 1275 | 995 | 88335 | 592 | 70 | [8 empty] | 5 | Non Federally-Regulated | 07/26/1982 |  | 08/17/1983
Rheem Sales Company, Inc. | Rheem | RGDC-12EE-** | Natural Gas | No Match |  | False | 1 |  | Up | No Match | No Match | No Match | No Match | No Match |  | No Match |  | 120000 | 96000 |  |  | 115981 | 1079 | 79.6 | [8 empty] | 4 | Non Federally-Regulated | 01/27/1988 |  | 10/10/1989
Rheem Sales Company, Inc. | Addison Products | GDWHE075A-D4 | Natural Gas | No Match |  | False | 1 |  | Down | No Match | No Match | No Match | No Match | No Match |  | No Match |  | 75000 | 60000 |  |  | 76372 | 1038 | 79.2 | [8 empty] | 4 | Non Federally-Regulated | 12/08/1986 |  | 06/29/1987
Snyder General Corp. | McQuay | *PGDA048F125-IN-** | Natural Gas | No Match |  | True | 1 |  | Down | No Match | No Match | No Match | No Match | No Match |  | No Match |  | 125000 | 98000 |  |  | 118533 | 639 | 79.2 | [8 empty] | 15 | Non Federally-Regulated | 01/27/1988 |  | 01/15/1989
Magic Chef | Armstrong | CF-120AC4-2 | Natural Gas | No Match | False | False | 1 |  | Down | No Match | No Match | No Match | No Match | No Match |  | No Match |  | 120000 | 86000 | 1500 | 990 | 114776 | 610 | 67.3 | [8 empty] | 19 | Non Federally-Regulated | 04/02/1981 |  | 08/17/1983
Rheem Sales Company, Inc. | Rheem | RGLC-12NE-J* | LPG | No Match |  | False | 1 |  | Down | No Match | No Match | No Match | No Match | No Match |  | No Match |  | 120000 | 96000 |  |  | 117425 | 767 | 79.6 | [8 empty] | 4 | Non Federally-Regulated | 01/27/1988 |  | 01/15/1989
Heil Quaker | Trane | GCBDA-17-C | Natural Gas | No Match | False | False | 1 |  | Down | No Match | No Match | No Match | No Match | No Match |  | No Match |  | 175000 | 131000 | 1900 | 1385 | 162708 | 828 | 76.9 | [8 empty] | 6 | Non Federally-Regulated | 07/26/1982 |  | 08/17/1983
Climate Control / Snyder General | Climate Control | G-U314050-08M-P | Natural Gas | No Match | False | False | 1 |  | Up | No Match | No Match | No Match | No Match | No Match |  | No Match |  | 50000 | 36263 | 820 | 750 | 48819 | 474 | 62.3 | [9 empty] | Non Federally-Regulated | 07/26/1982 |  | 08/17/1983
Heil Quaker | Whirlpool | NLGB210AK01 | Natural Gas | No Match | False | False | 1 |  | Up | No Match | No Match | No Match | No Match | No Match |  | No Match |  | 210000 | 160000 | 2120 | 1380 | 204427 | 788 | 69.1 | [8 empty] | 1 | Non Federally-Regulated | 10/13/1981 |  | 08/17/1983
Carrier Corp. | Carrier | 48LDT005 | Natural Gas | No Match |  | True | 1 |  | Down | No Match | No Match | No Match | No Match | No Match |  | No Match |  | 80000 | 61600 | 1500 |  | 71610 | 413 | 75 | [8 empty] | 0 | Non Federally-Regulated | 01/15/1989 |  | 03/15/1989
Heil Quaker | Heil | NRGC36MAK02 | Natural Gas | No Match | False | True | 1 |  | Horizontal | No Match | No Match | No Match | No Match | No Match |  | No Match |  | 100000 | 71000 | 1200 | 940 | 89361 | 740 | 68.5 | [8 empty] | 1 | Non Federally-Regulated | 07/26/1982 |  | 08/17/1983
Lennox Industries Inc. | Lennox | RVZ1-600-350,352 | Natural Gas | No Match | False | True | 3 |  | Horizontal | No Match | No Match | No Match | No Match | No Match |  | No Match |  | 350000 | 269500 | 18000 | 9000 | [11 empty] | 20 | Non Federally-Regulated | 07/26/1982 |  | 08/17/1983
Carrier Corp. | Day & Night | 580AN030040 | Natural Gas | No Match |  | True | 1 |  | Horizontal | No Match | No Match | No Match | No Match | No Match |  | No Match |  | 40000 | 31000 |  |  | 38599 | 507 | 78.5 | [8 empty] | 3 | Non Federally-Regulated | 03/15/1989 |  | 10/10/1989
Amana Refrigeration, Inc. | Amana | EPCG4812-1C (A) | LPG | No Match |  | True | 1 |  | Horizontal | No Match | No Match | No Match | No Match | No Match |  | No Match |  | 80000 | 68000 |  |  | 73360 | 336 | 85.3 | [8 empty] | 22 | Non Federally-Regulated | 12/08/1986 |  | 06/29/1987
Arco Comfort Products Co. | Friedrich | GHA140NGCB | Natural Gas | No Match | False | False | 1 |  | Horizontal | No Match | No Match | No Match | No Match | No Match |  | No Match |  | 140000 | 104000 |  |  | 141076 | 1160 | 65.3 | [8 empty] | 2 | Non Federally-Regulated | 07/26/1982 |  | 08/17/1983
Lennox Industries Inc. | Lennox | GCS9-653-150-1Y | Natural Gas | No Match | False | True | 1 |  | Down | No Match | No Match | No Match | No Match | No Match |  | No Match |  | 144121 | 114000 | 2000 | [13 empty] | Non Federally-Regulated | 08/17/1983 |  | 12/08/1986
Consolidated Industries Corp. | Weatherking | GHC060A-3EIDX | Natural Gas | No Match |  | False | 1 |  | Horizontal | No Match | No Match | No Match | No Match | No Match |  | No Match |  | 60000 | 47000 |  |  | 56477 | 823 | 80.1 | [8 empty] | 3 | Non Federally-Regulated | 01/15/1989 |  | 10/10/1989
Rheem Sales Company, Inc. | Comfortmaker | CPGHA048G125-L | LPG | No Match |  | True | 1 |  | Horizontal | No Match | No Match | No Match | No Match | No Match |  | No Match |  | 125000 | 93000 |  |  | 80919 | 522 | 76.1 | [8 empty] | 15 | Non Federally-Regulated | 12/08/1986 |  | 06/29/1987
Snyder General Corp. | Arcoaire | *PGHA060F125-IL-** | LPG | No Match |  | True | 1 |  | Horizontal | No Match | No Match | No Match | No Match | No Match |  | No Match |  | 125000 | 93000 |  |  | 80919 | 522 | 76.1 | [8 empty] | 15 | Non Federally-Regulated | 06/29/1987 |  | 01/27/1988
Ducane | Heil Quaker | NUGI045KD** | Natural Gas | No Match |  | False | 1 |  | Up | No Match | No Match | No Match | No Match | No Match |  | No Match |  | 45000 | 35325 |  | 900 | 50905 | 532 | 75.3 | [8 empty] | 4 | Non Federally-Regulated | 06/29/1987 |  | 01/27/1988
Borg Warner | York | 48ECW096UA | LPG | No Match | False | True | 1 |  | Horizontal | No Match | No Match | No Match | No Match | No Match |  | No Match |  | 96000 | 73728 | 1800 | 1560 | 88380 | 569 | 70.3 | [8 empty] | 5 | Non Federally-Regulated | 07/26/1982 |  | 08/17/1983
Borg Warner | Fraser Johnston | 42ECW100GA | Natural Gas | No Match | False | True | 1 |  | Horizontal | No Match | No Match | No Match | No Match | No Match |  | No Match |  | 100000 | 76900 | 1275 | 995 | 92105 | 518 | 70 | [8 empty] | 5 | Non Federally-Regulated | 07/26/1982 |  | 08/17/1983
Borg Warner | York | 18ECW060GA | Natural Gas | No Match | False | True | 1 |  | Horizontal | No Match | No Match | No Match | No Match | No Match |  | No Match |  | 60000 | 46980 | 930 | [13 empty] | Non Federally-Regulated | 08/17/1983 |  | 12/08/1986
Rheem Sales Company, Inc. | Ruud | UGAC-09EC | Natural Gas | No Match | False | False | 1 |  | Up | No Match | No Match | No Match | No Match | No Match |  | No Match |  | 95000 | 71000 |  |  | 92487 | 730 | 66.6 | [8 empty] | 4 | Non Federally-Regulated | 04/02/1981 |  | 08/17/1983
Borg Warner | Fraser Johnston | GCU137FF | LPG | No Match | False | False | 1 |  | Up | No Match | No Match | No Match | No Match | No Match |  | No Match |  | 131824 | 99000 | 1200 | [13 empty] | Non Federally-Regulated | 08/17/1983 |  | 12/08/1986
Luxaire | Westinghouse Electric | 100CEH0BNL | Natural Gas | No Match | False | False | 1 |  | Up | No Match | No Match | No Match | No Match | No Match |  | No Match |  | 100000 | 75400 |  |  | 92764 | 258 | 70.3 | [8 empty] | 2 | Non Federally-Regulated | 03/11/1982 |  | 07/26/1982
Amana Refrigeration, Inc. | Amana | ERGW0012-1A(B)W/EBWC | LPG | No Match |  | True | 1 |  | Down | No Match | No Match | No Match | No Match | No Match |  | No Match |  | 100000 | 85000 | 1375 | 880 | 92000 | 479 | 84.5 | [8 empty] | 0 | Non Federally-Regulated | 03/15/1989 |  | 10/10/1989
Snyder General Corp. | McQuay | *PGDA048F075-L** | LPG | No Match |  | True | 1 |  | Down | No Match | No Match | No Match | No Match | No Match |  | No Match |  | 75000 | 59000 |  |  | 58465 | 331 | 80.2 | [8 empty] | 15 | Non Federally-Regulated | 12/08/1986 |  | 06/29/1987
Rheem Sales Company, Inc. | Ruud | UGGC-08KAB** | Natural Gas | No Match | False | False | 1 |  | Up | No Match | No Match | No Match | No Match | No Match |  | No Match |  | 80581 | 61000 | [14 empty] | Non Federally-Regulated | 08/17/1983 |  | 12/08/1986
Carrier Corp. | Day & Night | 580AP036120-B | Natural Gas | No Match |  | True | 1 |  | Down | No Match | No Match | No Match | No Match | No Match |  | No Match |  | 120000 | 94000 |  |  | 114748 | 1763 | 78.5 | [8 empty] | 3 | Non Federally-Regulated | 03/15/1989 |  | 10/10/1989
York International | Luxaire | PAMU-LD12N076 | Natural Gas | No Match |  | False | 1 |  | Up | No Match | No Match | No Match | No Match | No Match |  | No Match |  | 76000 | 61000 | 1190 | 720 | 79255 | 620 | 78 | [8 empty] | 3 | Non Federally-Regulated | 03/15/1989 |  | 10/10/1989
Magic Chef | Johnson | EG6B60DC36-2 | Natural Gas | No Match | False | False | 1 |  | Up | No Match | No Match | No Match | No Match | No Match |  | No Match |  | 60000 | 53000 | 1380 | 1000 | 61020 | 557 | 87.3 | [8 empty] | 2 | Non Federally-Regulated | 07/26/1982 |  | 08/17/1983
Amana Refrigeration, Inc. | Amana | EPCG4815-3C (A) | LPG | No Match |  | True | 1 |  | Horizontal | No Match | No Match | No Match | No Match | No Match |  | No Match |  | 130000 | 109000 |  |  | 130130 | 452 | 84.7 | [8 empty] | 22 | Non Federally-Regulated | 12/08/1986 |  | 06/29/1987
Consolidated Industries Corp. | Consolidated Industries Corp. | HAC075P(D,E,F,K)3R | LPG | No Match | False | False | 1 |  | Horizontal | No Match | No Match | No Match | No Match | No Match |  | No Match |  | 75000 | 60000 | [14 empty] | Non Federally-Regulated | 08/17/1983 |  | 12/08/1986
Heil Quaker | Whirlpool | WUGB105AG** | Natural Gas | No Match | False | False | 1 |  | Up | No Match | No Match | No Match | No Match | No Match |  | No Match |  | 105333 | 79000 | 1350 | [13 empty] | Non Federally-Regulated | 08/17/1983 |  | 12/08/1986
BDP Co. | Carrier | 58GS100-1 | Natural Gas | No Match | False | False | 1 |  | Up | No Match | No Match | No Match | No Match | No Match |  | No Match |  | 99476 | 76000 | [14 empty] | Non Federally-Regulated | 08/17/1983 |  | 12/08/1986
Lennox Industries Inc. | Lennox | G16RQ3X-75 | Natural Gas | No Match |  | False | 1 |  | Down | No Match | No Match | No Match | No Match | No Match |  | No Match |  | 75000 | 59700 | 1015 | 670 | 80437 | 685 | 76.7 | [8 empty] | 3 | Non Federally-Regulated | 12/08/1986 |  | 06/29/1987
Rheem Sales Company, Inc. | Rheem | RRGE-12E42JKR | Natural Gas | No Match |  | True | 1 |  | Horizontal | No Match | No Match | No Match | No Match | No Match |  | No Match |  | 125000 | 97000 |  |  | 118278 | 835 | 78.8 | [8 empty] | 4 | Non Federally-Regulated | 01/27/1988 |  | 01/15/1989
Magic Chef | Armstrong | 5A120-OH-1-5 | Natural Gas | No Match | False | True | 1 |  | Horizontal | No Match | No Match | No Match | No Match | No Match |  | No Match |  | 120000 | 90000 | 1950 | 1950 | 113043 | 618 | 68.3 | [8 empty] | 19 | Non Federally-Regulated | 04/02/1981 |  | 10/13/1981
Rheem Sales Company, Inc. | Rheem | RGAC-17EA | Natural Gas | No Match | False | False | 1 |  | Up | No Match | No Match | No Match | No Match | No Match |  | No Match |  | 175000 | 135000 |  |  | 178318 | 1050 | 69.7 | [8 empty] | 3 | Non Federally-Regulated | 03/11/1982 |  | 08/17/1983
Magic Chef | Williams | 3D100-OH-3 | Natural Gas | No Match | False | True | 1 |  | Horizontal | No Match | No Match | No Match | No Match | No Match |  | No Match |  | 97911 | 75000 | 1340 | [13 empty] | Non Federally-Regulated | 08/17/1983 |  | 12/08/1986
Ducane | Trane | FFHB-089D-A | Natural Gas | No Match | False | True | 1 |  | Horizontal | No Match | No Match | No Match | No Match | No Match |  | No Match |  | 80000 | 55000 | 1250 | 750 | 79907 | 499 | 58 | [8 empty] | 5 | Non Federally-Regulated | 04/02/1981 |  | 10/13/1981
BDP Co. | Carrier | 48GL04850X | Natural Gas | No Match | False | True | 1 |  | Horizontal | No Match | No Match | No Match | No Match | No Match |  | No Match |  | 100000 | 75000 | 2030 | 1145 | 86965 | 832 | 70.4 | [8 empty] | 3 | Non Federally-Regulated | 07/26/1982 |  | 08/17/1983
Amana Refrigeration, Inc. | Amana | ERGW0015-1A(A)W/EBWC | Natural Gas | No Match |  | True | 1 |  | Down | No Match | No Match | No Match | No Match | No Match |  | No Match |  | 130000 | 111000 |  |  | 111865 | 785 | 82.9 | [9 empty] | Non Federally-Regulated | 06/29/1987 |  | 01/27/1988
Consolidated Industries Corp. | Consolidated Industries Corp. | HBA080ND4R | Natural Gas | No Match |  | False | 1 |  | Horizontal | No Match | No Match | No Match | No Match | No Match |  | No Match |  | 80000 | 63000 |  |  | 78738 | 995 | 77 | [8 empty] | 3 | Non Federally-Regulated | 06/29/1987 |  | 01/15/1989
BDP Co. | Day & Night | 394GAW036075 | LPG | No Match | False | False | 1 |  | Up | No Match | No Match | No Match | No Match | No Match |  | No Match |  | 75000 | 54000 | 1150 | 925 | 77011 | 607 | 70.1 | [8 empty] | 5 | Non Federally-Regulated | 07/26/1982 |  | 08/17/1983
Snyder General Corp. | Arcoaire | *PGH*042F125*I*** | Natural Gas | No Match |  | True | 1 |  | Horizontal | No Match | No Match | No Match | No Match | No Match |  | No Match |  | 125000 | 93000 |  |  | 80919 | 522 | 76.1 | [8 empty] | 15 | Non Federally-Regulated | 03/15/1989 |  | 10/10/1989
Heil Quaker | Sears | 867.76244* | Natural Gas | No Match | False | False | 1 |  | Down | No Match | No Match | No Match | No Match | No Match |  | No Match |  | 135000 | 110000 | 1550 | 990 | 113513 | 719 | 81.5 | [8 empty] | 1 | Non Federally-Regulated | 07/26/1982 |  | 08/17/1983
Consolidated Industries Corp. | Friedrich | GHB040NDAI | LPG | No Match | False | True | 1 |  | Horizontal | No Match | No Match | No Match | No Match | No Match |  | No Match |  | 38788 | 32000 | [14 empty] | Non Federally-Regulated | 08/17/1983 |  | 12/08/1986
Rheem Sales Company, Inc. | Weatherking | GUWHE060B-D3 | Natural Gas | No Match |  | False | 1 |  | Up | No Match | No Match | No Match | No Match | No Match |  | No Match |  | 60000 | 48000 |  |  | 58131 | 620 | 79 | [8 empty] | 4 | Non Federally-Regulated | 01/15/1989 |  | 10/10/1989
Rheem Sales Company, Inc. | Montgomery Ward | SRM-54692 | Natural Gas | No Match | False | False | 1 |  | Up | No Match | No Match | No Match | No Match | No Match |  | No Match |  | 95000 | 73000 |  |  | 89793 | 519 | 69.4 | [8 empty] | 4 | Non Federally-Regulated | 04/02/1981 |  | 10/13/1981
Carrier Corp. | Day & Night | 579DP150231 | Natural Gas | No Match |  | True | 3 |  | Down | No Match | No Match | No Match | No Match | No Match |  | No Match |  | 231000 | 183000 | 6250 | 3750 | 225000 | 1313 | 75.3 | [8 empty] | 5 | Non Federally-Regulated | 03/15/1989 |  | 10/10/1989
Luxaire | Luxaire | GCH095FF | Natural Gas | No Match | False | True | 1 |  | Horizontal | No Match | No Match | No Match | No Match | No Match |  | No Match |  | 95000 | 72485 | 1200 | 1000 | 96162 | 763 | 65.5 | [8 empty] | 5 | Non Federally-Regulated | 10/13/1981 |  | 03/11/1982
BDP Co. | Carrier | 58GS150-3 | LPG | No Match | False | False | 1 |  | Up | No Match | No Match | No Match | No Match | No Match |  | No Match |  | 150000 | 107000 | 2100 | 1851 | 133012 | 836 | 70.1 | [8 empty] | 5 | Non Federally-Regulated | 07/26/1982 |  | 08/17/1983
BDP Co. | Payne | 394GAW024040 | Natural Gas | No Match | False | False | 1 |  | Up | No Match | No Match | No Match | No Match | No Match |  | No Match |  | 40000 | 31000 | 815 | 673 | 37035 | 552 | 81.4 | [8 empty] | 11 | Non Federally-Regulated | 10/13/1981 |  | 03/11/1982
Carrier Corp. | Payne | 585HE060100 | LPG | No Match |  | True | 1 |  | Horizontal | No Match | No Match | No Match | No Match | No Match |  | No Match |  | 100000 | 75000 | 2285 | 1260 | 81611 | 669 | 75.7 | [8 empty] | 3 | Non Federally-Regulated | 01/27/1988 |  | 01/15/1989
Rheem Sales Company, Inc. | Arcoaire | APGHA060F125-L | LPG | No Match |  | True | 1 |  | Horizontal | No Match | No Match | No Match | No Match | No Match |  | No Match |  | 125000 | 93000 |  |  | 80919 | 522 | 76.1 | [8 empty] | 15 | Non Federally-Regulated | 12/08/1986 |  | 06/29/1987
Borg Warner | Luxaire | 48ECW096WA | LPG | No Match | False | True | 1 |  | Horizontal | No Match | No Match | No Match | No Match | No Match |  | No Match |  | 96000 | 73728 | 1800 | [13 empty] | Non Federally-Regulated | 08/17/1983 |  | 12/08/1986
Snyder General Corp. | McQuay | *PGDA060F150-IM-** | Natural Gas | No Match |  | True | 1 |  | Down | No Match | No Match | No Match | No Match | No Match |  | No Match |  | 150000 | 117000 |  |  | 138818 | 688 | 79.1 | [8 empty] | 15 | Non Federally-Regulated | 01/27/1988 |  | 01/15/1989
Borg Warner | Borg Warner | P.HSD20N10001 | Natural Gas | No Match |  | False | 1 |  | Horizontal | No Match | No Match | No Match | No Match | No Match |  | No Match |  | 100000 | 77300 | 2010 | 1455 | 97000 | 1077 | 75.8 | [8 empty] | 0 | Non Federally-Regulated | 12/08/1986 |  | 06/29/1987
Magic Chef | Williams | 4D140-OH-1 | Natural Gas | No Match | False | True | 1 |  | Horizontal | No Match | No Match | No Match | No Match | No Match |  | No Match |  | 140000 | 105000 | 1850 | 1850 | 131871 | 659 | 68.2 | [8 empty] | 19 | Non Federally-Regulated | 10/13/1981 |  | 03/11/1982
Heil Quaker | Amana | OS112DG | Oil | No Match | False | True | 1 |  | Horizontal | No Match | No Match | No Match | No Match | No Match |  | No Match |  | 140000 | 104000 | 1550 | 1115 | 131419 | 571 | 71.2 | [8 empty] | 1 | Non Federally-Regulated | 04/02/1981 |  | 10/13/1981
Rheem Sales Company, Inc. | Rheem | RGUG-08NA-JT | LPG | No Match |  | False | 1 |  | Horizontal | No Match | No Match | No Match | No Match | No Match |  | No Match |  | 85000 | 68000 |  |  | 80007 | 855 | 76.4 | [8 empty] | 4 | Non Federally-Regulated | 01/27/1988 |  | 10/10/1989
Magic Chef | Lennox | GCS81E-261-60 | Natural Gas | No Match | False | True | 1 |  | Horizontal | No Match | No Match | No Match | No Match | No Match |  | No Match |  | 60000 | 45000 | 805 | 520 | 69096 | 232 | 67.2 | [8 empty] | 19 | Non Federally-Regulated | 07/26/1982 |  | 08/17/1983
Lennox Industries Inc. | Lennox | GCS9-463-90A-1G | Natural Gas | No Match |  | True | 1 |  | Horizontal | No Match | No Match | No Match | No Match | No Match |  | No Match |  | 90000 | 72000 | 1500 | 1230 | 76767 | 574 | 80.9 | [8 empty] | 3 | Non Federally-Regulated | 12/08/1986 |  | 06/29/1987
Luxaire | Moncrief | 42ECW100UA | Natural Gas | No Match | False | True | 1 |  | Horizontal | No Match | No Match | No Match | No Match | No Match |  | No Match |  | 100000 | 76900 | 1275 | 995 | 92105 | 518 | 70 | [8 empty] | 5 | Non Federally-Regulated | 04/02/1981 |  | 10/13/1981
Lennox Industries Inc. | Lennox | GCS10-311-50-8P | Natural Gas | No Match |  | True | 1 |  | Horizontal | No Match | No Match | No Match | No Match | No Match |  | No Match |  | 50000 | 40000 | 1070 | 740 | 39204 | 426 | 78 | [8 empty] | 3 | Non Federally-Regulated | 03/15/1989 |  | 10/10/1989
Snyder General Corp. | Arcoaire | *PGDA048G125-N* | Natural Gas | No Match |  | True | 1 |  | Down | No Match | No Match | No Match | No Match | No Match |  | No Match |  | 125000 | 98000 |  |  | 118533 | 639 | 79.2 | [8 empty] | 15 | Non Federally-Regulated | 12/08/1986 |  | 06/29/1987
Ducane | Sears | 735.7625 | Natural Gas | No Match |  | False | 1 |  | Horizontal | No Match | No Match | No Match | No Match | No Match |  | No Match |  | 100000 | 79000 |  |  | 102248 | 856 | 75.1 | [8 empty] | 3 | Non Federally-Regulated | 06/29/1987 |  | 01/27/1988
Borg Warner | Moncrief | GCU137MF | Natural Gas | No Match | False | False | 1 |  | Up | No Match | No Match | No Match | No Match | No Match |  | No Match |  | 137150 | 103000 | [14 empty] | Non Federally-Regulated | 08/17/1983 |  | 12/08/1986
Borg Warner | Moncrief | GCU110AF | Natural Gas | No Match | False | False | 1 |  | Up | No Match | No Match | No Match | No Match | No Match |  | No Match |  | 110519 | 83000 | [14 empty] | Non Federally-Regulated | 08/17/1983 |  | 12/08/1986
Snyder General Corp. | Comfortmaker | *PGDA060F150-L* | LPG | No Match |  | True | 1 |  | Down | No Match | No Match | No Match | No Match | No Match |  | No Match |  | 150000 | 117000 |  |  | 138818 | 688 | 79.1 | [8 empty] | 15 | Non Federally-Regulated | 12/08/1986 |  | 06/29/1987
Rheem Sales Company, Inc. | Heat Controller | TGR-42-3F-120 | Natural Gas | No Match |  | True | 1 |  | Horizontal | No Match | No Match | No Match | No Match | No Match |  | No Match |  | 125000 | 97000 |  |  | 118278 | 835 | 78.8 | [8 empty] | 4 | Non Federally-Regulated | 03/15/1989 |  | 10/10/1989
Rheem Sales Company, Inc. | Rheem | RRAB-04E24BT | LPG | No Match | False | True | 1 |  | Horizontal | No Match | No Match | No Match | No Match | No Match |  | No Match |  | 40000 | 30000 |  |  | 45404 | 319 | 68.1 | [8 empty] | 5 | Non Federally-Regulated | 10/13/1981 |  | 03/11/1982
BDP Co. | Carrier | 58GS100-3 | Natural Gas | No Match | False | False | 1 |  | Up | No Match | No Match | No Match | No Match | No Match |  | No Match |  | 99476 | 76000 | 1610 | [13 empty] | Non Federally-Regulated | 08/17/1983 |  | 12/08/1986
Snyder General Corp. | McQuay | *PGHA048H075-IM-** | Natural Gas | No Match |  | True | 1 |  | Horizontal | No Match | No Match | No Match | No Match | No Match |  | No Match |  | 75000 | 56000 |  |  | 60783 | 318 | 77.3 | [8 empty] | 15 | Non Federally-Regulated | 06/29/1987 |  | 01/27/1988
Rheem Sales Company, Inc. | Heat Controller | TGR-60-4E-150 | Natural Gas | No Match |  | True | 1 |  | Horizontal | No Match | No Match | No Match | No Match | No Match |  | No Match |  | 150000 | 117000 |  |  | 137154 | 1435 | 78.2 | [8 empty] | 4 | Non Federally-Regulated | 01/27/1988 |  | 01/15/1989
Amana Refrigeration, Inc. | Amana | EPCG3612-1B (A) | LPG | No Match | False | True | 1 |  | Horizontal | No Match | No Match | No Match | No Match | No Match |  | No Match |  | 80600 | 66994 |  |  | 76258 | 490 | 81.5 | [8 empty] | 22 | Non Federally-Regulated | 04/02/1981 |  | 10/13/1981
Magic Chef | Armstrong | EMG66R-80D2C4-2 | Natural Gas | No Match | False | False | 1 |  | Up | No Match | No Match | No Match | No Match | No Match |  | No Match |  | 85333 | 64000 | 1580 | [13 empty] | Non Federally-Regulated | 08/17/1983 |  | 12/08/1986
Borg Warner | Fraser Johnston | FCU100EANA | Natural Gas | No Match | False | False | 1 |  | Up | No Match | No Match | No Match | No Match | No Match |  | No Match |  | 100000 | 76000 | 1180 | 920 | 91460 | 384 | 69.5 | [8 empty] | 5 | Non Federally-Regulated | 07/26/1982 |  | 08/17/1983
Amana Refrigeration, Inc. | Amana | EPCG4213-1B | Natural Gas | No Match | False | True | 1 |  | Horizontal | No Match | No Match | No Match | No Match | No Match |  | No Match |  | 130000 | 110956 |  |  | 128674 | 940 | 84.3 | [8 empty] | 22 | Non Federally-Regulated | 04/02/1981 |  | 10/13/1981
Snyder General Corp. | Arcoaire | *PGDA048H100-L** | LPG | No Match |  | True | 1 |  | Down | No Match | No Match | No Match | No Match | No Match |  | No Match |  | 100000 | 79000 |  |  | 97887 | 470 | 80.2 | [8 empty] | 15 | Non Federally-Regulated | 12/08/1986 |  | 06/29/1987
Snyder General Corp. | McQuay | *PGDA024G050-IL-** | LPG | No Match |  | True | 1 |  | Down | No Match | No Match | No Match | No Match | No Match |  | No Match |  | 50000 | 40000 |  |  | 37856 | 290 | 82 | [8 empty] | 15 | Non Federally-Regulated | 01/27/1988 |  | 01/15/1989
Gaffers & Sattler | York | D1SE036N04946A | Natural Gas | No Match |  | True | 1 |  | Horizontal | No Match | No Match | No Match | No Match | No Match |  | No Match |  | 59000 | 47000 | 1360 | 1285 | 55584 | 886 | 81 | [9 empty] | Non Federally-Regulated | 12/08/1986 |  | 06/29/1987
Rheem Sales Company, Inc. | Heat Controller | TGR-24-1E-50 | Natural Gas | No Match |  | True | 1 |  | Horizontal | No Match | No Match | No Match | No Match | No Match |  | No Match |  | 50000 | 39000 |  |  | 49568 | 345 | 78.2 | [8 empty] | 4 | Non Federally-Regulated | 01/27/1988 |  | 01/15/1989
York International | Fraser Johnston | DAUC-F036P100A | LPG | No Match |  | True | 1 |  | Horizontal | No Match | No Match | No Match | No Match | No Match |  | No Match |  | 100000 | 81000 | 1600 | 1600 | 100034 | 1138 | 76 | [9 empty] | Non Federally-Regulated | 01/27/1988 |  | 01/15/1989
Luxaire | Westinghouse Electric | FGHF095LAN | Natural Gas | No Match | False | False | 1 |  | Horizontal | No Match | No Match | No Match | No Match | No Match |  | No Match |  | 95000 | 72390 | 1500 | 1170 | 83827 | 893 | 73.3 | [8 empty] | 11 | Non Federally-Regulated | 04/02/1981 |  | 10/13/1981
Rheem Sales Company, Inc. | Comfortmaker | CPGHA060H075-L | LPG | No Match |  | True | 1 |  | Horizontal | No Match | No Match | No Match | No Match | No Match |  | No Match |  | 75000 | 56000 |  |  | 60783 | 318 | 77.3 | [8 empty] | 15 | Non Federally-Regulated | 12/08/1986 |  | 06/29/1987
Rheem Sales Company, Inc. | Arcoaire | *PGDA060G150-IN-** | Natural Gas | No Match |  | True | 1 |  | Down | No Match | No Match | No Match | No Match | No Match |  | No Match |  | 150000 | 117000 |  |  | 138818 | 688 | 79.1 | [8 empty] | 15 | Non Federally-Regulated | 01/27/1988 |  | 01/15/1989
York International | Fraser Johnston | PAUT-LD08N073B | Natural Gas | No Match |  | False | 1 |  | Up | No Match | No Match | No Match | No Match | No Match |  | No Match |  | 73500 | 60000 | 830 | 625 | 74300 | 316 | 81.8 | [9 empty] | Non Federally-Regulated | 01/27/1988 |  | 10/10/1989
Snyder General Corp. | McQuay | *PGDA060G100-M* | Natural Gas | No Match |  | True | 1 |  | Down | No Match | No Match | No Match | No Match | No Match |  | No Match |  | 100000 | 79000 |  |  | 97887 | 470 | 80.2 | [8 empty] | 15 | Non Federally-Regulated | 12/08/1986 |  | 06/29/1987
Heil Quaker | Sears | 867.81570*(C) | Natural Gas | No Match |  | True | 1 |  | Horizontal | No Match | No Match | No Match | No Match | No Match |  | No Match |  | 145000 | 115180 | 1775 | 1550 | 137515 | 1212 | 77.8 | [8 empty] | 6 | Non Federally-Regulated | 03/15/1989 |  | 10/10/1989
Snyder General Corp. | McQuay | *PGHA060H125-IN-** | Natural Gas | No Match |  | True | 1 |  | Horizontal | No Match | No Match | No Match | No Match | No Match |  | No Match |  | 125000 | 93000 |  |  | 80919 | 522 | 76.1 | [8 empty] | 15 | Non Federally-Regulated | 01/27/1988 |  | 01/15/1989
Trane U.S. Inc. | Trane | SBZB170*L | LPG | No Match | False | True | 3 |  | Horizontal | No Match | No Match | No Match | No Match | No Match |  | No Match |  | 234667 | 176000 | 7500 | [13 empty] | Non Federally-Regulated | 08/17/1983 |  | 12/08/1986
Carrier Corp. | Carrier | 48NLT048300-B | Natural Gas | No Match |  | True | 1 |  | Down | No Match | No Match | No Match | No Match | No Match |  | No Match |  | 80000 | 62000 |  |  | 77268 | 998 | 78.5 | [8 empty] | 3 | Non Federally-Regulated | 03/15/1989 |  | 10/10/1989
Consolidated Industries Corp. | Addison Products | GUWHC045A-D3 | Natural Gas | No Match |  | False | 1 |  | Up | No Match | No Match | No Match | No Match | No Match |  | No Match |  | 45000 | 43000 |  |  | 49388 | 862 | 91.6 | [8 empty] | 4 | Non Federally-Regulated | 01/27/1988 |  | 01/15/1989
Consolidated Industries Corp. | Bard | GHB75D11A | Natural Gas | No Match | False | True | 1 |  | Horizontal | No Match | No Match | No Match | No Match | No Match |  | No Match |  | 68421 | 52000 | [14 empty] | Non Federally-Regulated | 08/17/1983 |  | 12/08/1986
Amana Refrigeration, Inc. | Amana | EPCG2408-1C (C) | Natural Gas | No Match |  | True | 1 |  | Horizontal | No Match | No Match | No Match | No Match | No Match |  | No Match |  | 120000 | 98000 |  |  | 116160 | 434 | 81.2 | [8 empty] | 22 | Non Federally-Regulated | 12/08/1986 |  | 06/29/1987
Trane U.S. Inc. | Trane | BYC130G3L(O,A)D | Natural Gas | No Match |  | True | 1 |  | Horizontal | No Match | No Match | No Match | No Match | No Match |  | No Match |  | 160000 | 121600 |  |  | 138705 | 1804 | 76.3 | [9 empty] | Non Federally-Regulated | 03/15/1989 |  | 10/10/1989
Rheem Sales Company, Inc. | Comfortmaker | DGHE080A016-AIM | Natural Gas | No Match |  | False | 1 |  | Horizontal | No Match | No Match | No Match | No Match | No Match |  | No Match |  | 80000 | 63120 | 1655 | 1075 | 85000 | 630 | 75.8 | [8 empty] | 0 | Non Federally-Regulated | 01/27/1988 |  | 01/15/1989
Lennox Industries Inc. | Lennox | GCS10X-461-75-1P | Natural Gas | No Match |  | True | 1 |  | Horizontal | No Match | No Match | No Match | No Match | No Match |  | No Match |  | 75000 | 58000 | 1225 | 710 | 60493 | 661 | 75.7 | [8 empty] | 3 | Non Federally-Regulated | 12/08/1986 |  | 06/29/1987
Lennox Industries Inc. | Lennox | GCS10-311-50-1P | Natural Gas | No Match | False | True | 1 |  | Horizontal | No Match | No Match | No Match | No Match | No Match |  | No Match |  | 50000 | 40000 | 1070 | 740 | 39204 | 426 | 78 | [8 empty] | 3 | Non Federally-Regulated | 07/26/1982 |  | 08/17/1983
Carrier Corp. | Payne | 398AAW036040 | Natural Gas | No Match |  | False | 1 |  | Up | No Match | No Match | No Match | No Match | No Match |  | No Match |  | 44000 | 40000 |  |  | 42275 | 422 | 91.3 | [8 empty] | 5 | Non Federally-Regulated | 01/27/1988 |  | 03/15/1989
York International | Luxaire | DACC-W090N160 | Natural Gas | No Match |  | True | 1 |  | Down | No Match | No Match | No Match | No Match | No Match |  | No Match |  | 160000 | 124160 | 3600 | 2400 | 141920 | 931 | 75.6 | [8 empty] | 100 | Non Federally-Regulated | 01/15/1989 |  | 03/15/1989
Amana Refrigeration, Inc. | Amana | EPCG4812-1C (B) | Natural Gas | No Match | False | True | 1 |  | Horizontal | No Match | No Match | No Match | No Match | No Match |  | No Match |  | 100000 | 84000 |  |  | 94125 | 382 | 83.3 | [8 empty] | 22 | Non Federally-Regulated | 07/26/1982 |  | 08/17/1983
Snyder General Corp. | Comfortmaker | *PGH*042F075*I*** | Natural Gas | No Match |  | True | 1 |  | Horizontal | No Match | No Match | No Match | No Match | No Match |  | No Match |  | 75000 | 56000 |  |  | 60783 | 318 | 77.3 | [8 empty] | 15 | Non Federally-Regulated | 03/15/1989 |  | 10/10/1989
Ducane | Heil Quaker | NUOD084DF** | Oil | No Match |  | False | 1 |  | Up | No Match | No Match | No Match | No Match | No Match |  | No Match |  | 105000 | 83408 | 1235 | 920 | 99823 | 576 | 77.4 | [8 empty] | 1 | Non Federally-Regulated | 12/08/1986 |  | 01/15/1989
Rheem Sales Company, Inc. | Heat Controller | TGR120-3F-250K | Natural Gas | No Match |  | True | 3 |  | Down | No Match | No Match | No Match | No Match | No Match |  | No Match |  | 250000 | 199491 |  |  | 250851 | 2519 | 79.6 | [8 empty] | 6 | Non Federally-Regulated | 03/15/1989 |  | 10/10/1989
Borg Warner | Luxaire | FCU140TAPA | LPG | No Match | False | False | 1 |  | Up | No Match | No Match | No Match | No Match | No Match |  | No Match |  | 140000 | 107000 | 1550 | 1550 | 133952 | 938 | 68.5 | [8 empty] | 5 | Non Federally-Regulated | 07/26/1982 |  | 08/17/1983
Consolidated Industries Corp. | Addison Products | GPE4.0T075-4 | Natural Gas | No Match |  | True | 1 |  | Horizontal | No Match | No Match | No Match | No Match | No Match |  | No Match |  | 75000 | 56000 |  |  | 70734 | 910 | 76.6 | [8 empty] | 4 | Non Federally-Regulated | 01/27/1988 |  | 01/15/1989
Suburban Manufacturing Co. | Suburban | DCF-1835C | LPG | No Match |  | False | 1 |  | Horizontal | No Match | No Match | No Match | No Match | No Match |  | No Match |  | 35000 | 30065 | 2200 |  | 39033 | 195 | 85.9 | [8 empty] | 0 | Non Federally-Regulated | 12/08/1986 |  | 06/29/1987
Rheem Sales Company, Inc. | Century | TGR-24-1X-50 | Natural Gas | No Match |  | True | 1 |  | Horizontal | No Match | No Match | No Match | No Match | No Match |  | No Match |  | 50000 | 39000 |  |  | 49568 | 345 | 78.2 | [8 empty] | 4 | Non Federally-Regulated | 01/27/1988 |  | 01/15/1989
Ducane | BDP Co. | 349EAW060120-B | Natural Gas | No Match | False | False | 1 |  | Horizontal | No Match | No Match | No Match | No Match | No Match |  | No Match |  | 117414 | 89000 | 1840 | [13 empty] | Non Federally-Regulated | 08/17/1983 |  | 12/08/1986
Heil Quaker | Sears | 867.7624 | Natural Gas | No Match |  | False | 1 |  | Down | No Match | No Match | No Match | No Match | No Match |  | No Match |  | 125000 | 98723 | 1550 | 990 | 117328 | 991 | 78.8 | [8 empty] | 1 | Non Federally-Regulated | 06/29/1987 |  | 01/27/1988
Climate Control / Snyder General | Climate Control | *PGDA060H100-N** | Natural Gas | No Match |  | True | 1 |  | Down | No Match | No Match | No Match | No Match | No Match |  | No Match |  | 100000 | 79000 |  |  | 97887 | 470 | 80.2 | [8 empty] | 15 | Non Federally-Regulated | 12/08/1986 |  | 06/29/1987
Amana Refrigeration, Inc. | Amana | EPCG4812-1B (A) | Natural Gas | No Match | False | True | 1 |  | Horizontal | No Match | No Match | No Match | No Match | No Match |  | No Match |  | 80000 | 68000 |  |  | 74646 | 347 | 84 | [8 empty] | 22 | Non Federally-Regulated | 07/26/1982 |  | 08/17/1983
Rheem Sales Company, Inc. | Rheem | RRAB-04E18AT | LPG | No Match | False | True | 1 |  | Horizontal | No Match | No Match | No Match | No Match | No Match |  | No Match |  | 39744 | 31000 | [14 empty] | Non Federally-Regulated | 08/17/1983 |  | 12/08/1986
Carrier Corp. | Day & Night | 580AN060100 | Natural Gas | No Match |  | True | 1 |  | Horizontal | No Match | No Match | No Match | No Match | No Match |  | No Match |  | 100000 | 78000 |  |  | 96142 | 1350 | 78.5 | [8 empty] | 3 | Non Federally-Regulated | 03/15/1989 |  | 10/10/1989
Borg Warner | Moncrief | FCU120RAPA | LPG | No Match | False | False | 1 |  | Up | No Match | No Match | No Match | No Match | No Match |  | No Match |  | 120000 | 91000 | 1280 | 1280 | 111216 | 451 | 69.5 | [8 empty] | 5 | Non Federally-Regulated | 07/26/1982 |  | 08/17/1983
Snyder General Corp. | Comfortmaker | *PGDA036H100-M* | Natural Gas | No Match |  | True | 1 |  | Down | No Match | No Match | No Match | No Match | No Match |  | No Match |  | 100000 | 79000 |  |  | 97887 | 470 | 80.2 | [8 empty] | 15 | Non Federally-Regulated | 12/08/1986 |  | 06/29/1987
Rheem Sales Company, Inc. | Ruud | UGAA-08EA | Natural Gas | No Match | False | False | 1 |  | Up | No Match | No Match | No Match | No Match | No Match |  | No Match |  | 80000 | 60000 |  |  | 93534 | 488 | 66.7 | [8 empty] | 3 | Non Federally-Regulated | 04/02/1981 |  | 08/17/1983
Rheem Sales Company, Inc. | Weatherking | GPF2.0T050-1X | Natural Gas | No Match |  | True | 1 |  | Horizontal | No Match | No Match | No Match | No Match | No Match |  | No Match |  | 50000 | 39000 |  |  | 49568 | 345 | 78.2 | [8 empty] | 4 | Non Federally-Regulated | 03/15/1989 |  | 10/10/1989
Ducane | Trane | FFHB-109D-A | Natural Gas | No Match | False | True | 1 |  | Horizontal | No Match | No Match | No Match | No Match | No Match |  | No Match |  | 100000 | 69000 | 1550 | 1020 | 106542 | 665 | 58 | [8 empty] | 5 | Non Federally-Regulated | 10/13/1981 |  | 03/11/1982
Ducane | Comfortmaker | DGHE060A012-AIM | Natural Gas | No Match |  | False | 1 |  | Horizontal | No Match | No Match | No Match | No Match | No Match |  | No Match |  | 60000 | 47340 | 1260 | 740 | 61800 | 500 | 75.8 | [8 empty] | 0 | Non Federally-Regulated | 01/15/1989 |  | 10/10/1989
Rheem Sales Company, Inc. | Rheem | RRAB-04E24BT | LPG | No Match | False | True | 1 |  | Horizontal | No Match | No Match | No Match | No Match | No Match |  | No Match |  | 40000 | 30000 |  |  | 45404 | 319 | 68.1 | [8 empty] | 48 | Non Federally-Regulated | 04/02/1981 |  | 10/13/1981
Carrier Corp. | Day & Night | 580AN018040 | Natural Gas | No Match |  | True | 1 |  | Horizontal | No Match | No Match | No Match | No Match | No Match |  | No Match |  | 40000 | 31000 |  |  | 39028 | 522 | 77.5 | [8 empty] | 3 | Non Federally-Regulated | 01/27/1988 |  | 01/15/1989
Lennox Industries Inc. | Lennox | RVZ1-300-350,352 | Natural Gas | No Match | False | True | 3 |  | Horizontal | No Match | No Match | No Match | No Match | No Match |  | No Match |  | 350000 | 262500 | 10000 | 6000 | [11 empty] | 20 | Non Federally-Regulated | 10/13/1981 |  | 03/11/1982
Rheem Sales Company, Inc. | Rheem | RGWD-07EC** | Natural Gas | No Match | False | True | 1 |  | Horizontal | No Match | No Match | No Match | No Match | No Match |  | No Match |  | 74742 | 58000 | [14 empty] | Non Federally-Regulated | 08/17/1983 |  | 12/08/1986
Rheem Sales Company, Inc. | Ruud | URGF-05N18JK* | Natural Gas | No Match |  | True | 1 |  | Horizontal | No Match | No Match | No Match | No Match | No Match |  | No Match |  | 50000 | 39000 |  |  | 49568 | 345 | 78.2 | [8 empty] | 4 | Non Federally-Regulated | 01/27/1988 |  | 01/15/1989
Rheem Sales Company, Inc. | Arcoaire | *PGHA060H100-IM-** | Natural Gas | No Match |  | True | 1 |  | Horizontal | No Match | No Match | No Match | No Match | No Match |  | No Match |  | 100000 | 74000 |  |  | 80919 | 408 | 77.4 | [8 empty] | 15 | Non Federally-Regulated | 01/27/1988 |  | 01/15/1989
Heil Quaker | Heil | NRGC24MAK02 | Natural Gas | No Match | False | True | 1 |  | Horizontal | No Match | No Match | No Match | No Match | No Match |  | No Match |  | 80000 | 58000 | 950 | 860 | 65000 | 583 | 70.4 | [8 empty] | 1 | Non Federally-Regulated | 10/13/1981 |  | 03/11/1982
Rheem Sales Company, Inc. | Rheem | RRGE-07E30JKR | Natural Gas | No Match |  | True | 1 |  | Horizontal | No Match | No Match | No Match | No Match | No Match |  | No Match |  | 75000 | 58000 |  |  | 68960 | 555 | 78.5 | [8 empty] | 4 | Non Federally-Regulated | 03/15/1989 |  | 10/10/1989
Rheem Sales Company, Inc. | Ruud | URGE-05E30JKR | Natural Gas | No Match |  | True | 1 |  | Horizontal | No Match | No Match | No Match | No Match | No Match |  | No Match |  | 50000 | 39000 |  |  | 51134 | 390 | 78.8 | [8 empty] | 4 | Non Federally-Regulated | 01/27/1988 |  | 01/15/1989
Rheem Sales Company, Inc. | Rheem | RGLC-12NC-J* | LPG | No Match |  | False | 1 |  | Down | No Match | No Match | No Match | No Match | No Match |  | No Match |  | 120000 | 96000 |  |  | 117724 | 769 | 79.4 | [8 empty] | 4 | Non Federally-Regulated | 12/08/1986 |  | 06/29/1987
Consolidated Industries Corp. | Premier | HBA100ND5R | Natural Gas | No Match |  | False | 1 |  | Horizontal | No Match | No Match | No Match | No Match | No Match |  | No Match |  | 100000 | 79000 |  |  | 100471 | 1099 | 75.9 | [8 empty] | 3 | Non Federally-Regulated | 06/29/1987 |  | 01/27/1988
Borg Warner | Borg Warner | P2USD08N06501 | Natural Gas | No Match | False | False | 1 |  | Up | No Match | No Match | No Match | No Match | No Match |  | No Match |  | 65000 | 49608 | 760 | 650 | 58983 | 474 | 78.7 | [8 empty] | 3 | Non Federally-Regulated | 07/26/1982 |  | 08/17/1983
Heil Quaker | Whirlpool | NRGF60EDB**(A) | Natural Gas | No Match |  | True | 1 |  | Horizontal | No Match | No Match | No Match | No Match | No Match |  | No Match |  | 80000 | 64472 | 2000 | 1675 | 75013 | 1170 | 79.7 | [8 empty] | 6 | Non Federally-Regulated | 01/27/1988 |  | 01/15/1989
Trane U.S. Inc. | Trane Light Commercial Group | BYC036H3LOA | Natural Gas | No Match |  | True | 3 |  | Horizontal | No Match | No Match | No Match | No Match | No Match |  | No Match |  | 80000 | 62700 | 1635 | 1255 | 79600 | 373 | 78.8 | [8 empty] | 0 | Non Federally-Regulated | 06/29/1987 |  | 01/27/1988
Carrier Corp. | Payne | 585HE048080 | Natural Gas | No Match |  | True | 1 |  | Horizontal | No Match | No Match | No Match | No Match | No Match |  | No Match |  | 80000 | 60000 | 2030 | 1150 | 81255 | 748 | 75.7 | [8 empty] | 3 | Non Federally-Regulated | 01/27/1988 |  | 01/15/1989
Ducane | Luxaire | P2HSD19N08001A | Natural Gas | No Match | False | False | 1 |  | Horizontal | No Match | No Match | No Match | No Match | No Match |  | No Match |  | 79284 | 62000 | 1970 | [13 empty] | Non Federally-Regulated | 08/17/1983 |  | 12/08/1986
Adams Furnace | Adams Furnace | 75UMR-11* | Natural Gas | No Match | False | False | 1 |  | Up | No Match | No Match | No Match | No Match | No Match |  | No Match |  | 75000 | 56325 | 800 | [13 empty] | Non Federally-Regulated | 08/17/1983 |  | 12/08/1986
Lennox Industries Inc. | Lennox | G16Q5X-100 | Natural Gas | No Match |  | False | 1 |  | Up | No Match | No Match | No Match | No Match | No Match |  | No Match |  | 100000 | 78000 | 2535 | 1500 | 98415 | 1187 | 77.5 | [8 empty] | 3 | Non Federally-Regulated | 06/29/1987 |  | 01/15/1989
Amana Refrigeration, Inc. | Amana | EPCG6012-3C (B) | LPG | No Match | False | True | 1 |  | Horizontal | No Match | No Match | No Match | No Match | No Match |  | No Match |  | 100000 | 85516 |  |  | 79154 | 765 | 84.2 | [8 empty] | 22 | Non Federally-Regulated | 04/02/1981 |  | 10/13/1981
BDP Co. | Day & Night | 394GAW036040 | Natural Gas | No Match | False | False | 1 |  | Up | No Match | No Match | No Match | No Match | No Match |  | No Match |  | 40000 | 29000 | 1170 | 740 | 41706 | 538 | 72.4 | [8 empty] | 5 | Non Federally-Regulated | 07/26/1982 |  | 08/17/1983
Magic Chef | Airease | EMG66R-110D2C4-2 | Natural Gas | No Match | False | False | 1 |  | Up | No Match | No Match | No Match | No Match | No Match |  | No Match |  | 117333 | 88000 | 1580 | [13 empty] | Non Federally-Regulated | 08/17/1983 |  | 12/08/1986
BDP Co. | Payne | 397GAW060175 | LPG | No Match | False | False | 1 |  | Up | No Match | No Match | No Match | No Match | No Match |  | No Match |  | 175000 | 128000 | 2000 | 1728 | 173503 | 990 | 71.9 | [8 empty] | 5 | Non Federally-Regulated | 07/26/1982 |  | 08/17/1983
Rheem Sales Company, Inc. | Arcoaire | PGD12027HAA | Natural Gas | No Match |  | True | 3 |  | Horizontal | No Match | No Match | No Match | No Match | No Match |  | No Match |  | 270000 | 206800 |  |  | 258405 | 3140 | 76.4 | [8 empty] | 6 | Non Federally-Regulated | 12/08/1986 |  | 06/29/1987
Heil Quaker | Sears | 867.81550*(A) | Natural Gas | No Match |  | True | 1 |  | Horizontal | No Match | No Match | No Match | No Match | No Match |  | No Match |  | 80000 | 64472 | 2000 | 1675 | 75013 | 1170 | 79.7 | [8 empty] | 6 | Non Federally-Regulated | 01/27/1988 |  | 01/15/1989
Rheem Sales Company, Inc. | Rheem | RRGE-07E48JKR | Natural Gas | No Match |  | True | 1 |  | Horizontal | No Match | No Match | No Match | No Match | No Match |  | No Match |  | 75000 | 56000 |  |  | 70734 | 910 | 76.6 | [8 empty] | 4 | Non Federally-Regulated | 01/15/1989 |  | 03/15/1989
Rheem Sales Company, Inc. | Arcoaire | *GDA060A012-IM | Natural Gas | No Match |  | False | 1 |  | Down | No Match | No Match | No Match | No Match | No Match |  | No Match |  | 60000 | 49000 | 1235 | 980 | 55971 | 466 | 83 | [8 empty] | 3 | Non Federally-Regulated | 01/27/1988 |  | 01/15/1989
Rheem Sales Company, Inc. | Square D | PA5.0-57-JM1500H7 | Natural Gas | No Match |  | True | 1 |  | Horizontal | No Match | No Match | No Match | No Match | No Match |  | No Match |  | 150000 | 117000 |  |  | 137154 | 1435 | 78.2 | [8 empty] | 4 | Non Federally-Regulated | 12/08/1986 |  | 06/29/1987
Heil Quaker | Sears | 867.7637 | Natural Gas | No Match | False | True | 1 |  | Horizontal | No Match | No Match | No Match | No Match | No Match |  | No Match |  | 150000 | 109000 | 2025 | 1295 | 142170 | 1073 | 65 | [8 empty] | 1 | Non Federally-Regulated | 10/13/1981 |  | 03/11/1982
Sunbeam Air Conditioning | Sunbeam Air Conditioning | RBG-1802-43-2801-HC | Natural Gas | No Match |  | True | 3 |  | Horizontal | No Match | No Match | No Match | No Match | No Match |  | No Match |  | 280000 | 224000 | 6000 | 5250 | 257320 | 2522 | 77.6 | [8 empty] | 4 | Non Federally-Regulated | 12/08/1986 |  | 06/29/1987
Carrier Corp. | Day & Night | 580AE042100 | Natural Gas | No Match |  | True | 1 |  | Down | No Match | No Match | No Match | No Match | No Match |  | No Match |  | 100000 | 78000 |  |  | 98012 | 920 | 78.5 | [8 empty] | 3 | Non Federally-Regulated | 03/15/1989 |  | 10/10/1989
Magic Chef | Johnson | 3.5A60-OH-1-6 | Natural Gas | No Match | False | True | 1 |  | Horizontal | No Match | No Match | No Match | No Match | No Match |  | No Match |  | 60000 | 45000 | 1600 | 520 | 69097 | 655 | 68.9 | [8 empty] | 19 | Non Federally-Regulated | 07/26/1982 |  | 08/17/1983
Rheem Sales Company, Inc. | Heat Controller | TGR-42-1E-100 | Natural Gas | No Match |  | True | 1 |  | Horizontal | No Match | No Match | No Match | No Match | No Match |  | No Match |  | 100000 | 78000 |  |  | 97498 | 810 | 79.3 | [8 empty] | 4 | Non Federally-Regulated | 03/15/1989 |  | 10/10/1989
Coleman Company, Inc. | Coleman | 2970B766 | Natural Gas | No Match |  | False | 1 |  | Up | No Match | No Match | No Match | No Match | No Match |  | No Match |  | 80000 | 71000 | 1600 | 1000 | 72000 | 740 | 85.5 | [8 empty] | 4 | Non Federally-Regulated | 01/15/1989 |  | 10/10/1989
Arkla Industries, Inc. | Arkla | UR040D10-2X | Natural Gas | No Match |  | False | 1 |  | Up | No Match | No Match | No Match | No Match | No Match |  | No Match |  | 40000 | 33640 | 1000 | 630 | 35880 | 278 | 84.9 | [8 empty] | 0 | Non Federally-Regulated | 12/08/1986 |  | 06/29/1987
Lennox Industries Inc. | Lennox | GS15Q3X-40-2 | Natural Gas | No Match |  | False | 1 |  | Horizontal | No Match | No Match | No Match | No Match | No Match |  | No Match |  | 40000 | 31560 | 1220 | 740 | 40800 | 425 | 76.9 | [8 empty] | 0 | Non Federally-Regulated | 01/27/1988 |  | 01/15/1989
York International | Luxaire | DAHG-F024N056A | Natural Gas | No Match |  | True | 1 |  | Horizontal | No Match | No Match | No Match | No Match | No Match |  | No Match |  | 55000 | 44000 | 837 | 731 | 57638 | 509 | 80 | [8 empty] | 3 | Non Federally-Regulated | 03/15/1989 |  | 10/10/1989
Luxaire | Westinghouse Electric | IE060DCAON | Natural Gas | No Match | False | True | 1 |  | Horizontal | No Match | No Match | No Match | No Match | No Match |  | No Match |  | 120000 | 93240 | 2030 | 1890 | 112137 | 604 | 70 | [8 empty] | 5 | Non Federally-Regulated | 10/13/1981 |  | 03/11/1982
Heil Quaker | Heil | HUGF105AH01 | Natural Gas | No Match | False | False | 1 |  | Up | No Match | No Match | No Match | No Match | No Match |  | No Match |  | 104787 | 81000 | 1515 | [13 empty] | Non Federally-Regulated | 08/17/1983 |  | 12/08/1986
Trane U.S. Inc. | Trane Dealer Products Group | BLU090L948A | Natural Gas | No Match |  | False | 1 |  | Up | No Match | No Match | No Match | No Match | No Match |  | No Match |  | 90000 | 72000 | 1625 | 1165 | 83700 | 590 | 74.1 | [8 empty] | 0 | Non Federally-Regulated | 06/29/1987 |  | 01/27/1988
Heil Quaker | Whirlpool | NHGB100AH01 | Natural Gas | No Match | False | False | 1 |  | Horizontal | No Match | No Match | No Match | No Match | No Match |  | No Match |  | 100000 | 75000 | 1530 | 1090 | 99184 | 931 | 61.4 | [8 empty] | 1 | Non Federally-Regulated | 04/02/1981 |  | 08/17/1983
Rheem Sales Company, Inc. | Arcoaire | PGD0927HAA | Natural Gas | No Match |  | True | 3 |  | Horizontal | No Match | No Match | No Match | No Match | No Match |  | No Match |  | 270000 | 206800 |  |  | 258405 | 3140 | 76.4 | [8 empty] | 6 | Non Federally-Regulated | 01/27/1988 |  | 01/15/1989
Rheem Sales Company, Inc. | Heat Controller | GBK140-D4 | Natural Gas | No Match | False | False | 1 |  | Up | No Match | No Match | No Match | No Match | No Match |  | No Match |  | 139474 | 106000 | [14 empty] | Non Federally-Regulated | 08/17/1983 |  | 12/08/1986
Rheem Sales Company, Inc. | Heat Controller | GBG125-D3.5 | Natural Gas | No Match | False | False | 1 |  | Up | No Match | No Match | No Match | No Match | No Match |  | No Match |  | 125000 | 95000 | [14 empty] | Non Federally-Regulated | 08/17/1983 |  | 12/08/1986
Luxaire | Fraser Johnston | 48ECW120GA | LPG | No Match | False | True | 1 |  | Horizontal | No Match | No Match | No Match | No Match | No Match |  | No Match |  | 120000 | 91800 | 1880 | 1560 | 114916 | 554 | 70 | [8 empty] | 5 | Non Federally-Regulated | 10/13/1981 |  | 03/11/1982
Consolidated Industries Corp. | Premier | HAC040N(D,E.F)3RC,D | Natural Gas | No Match |  | False | 1 |  | Horizontal | No Match | No Match | No Match | No Match | No Match |  | No Match |  | 40000 | 30000 |  |  | 40591 | 351 | 75.6 | [8 empty] | 3 | Non Federally-Regulated | 06/29/1987 |  | 01/27/1988
Consolidated Industries Corp. | Sun Dial | HAC120NF5R | LPG | No Match | False | False | 1 |  | Horizontal | No Match | No Match | No Match | No Match | No Match |  | No Match |  | 119898 | 94000 | [14 empty] | Non Federally-Regulated | 08/17/1983 |  | 12/08/1986
Rheem Sales Company, Inc. | Weatherking | GPE3.0T050-4 | Natural Gas | No Match |  | True | 1 |  | Horizontal | No Match | No Match | No Match | No Match | No Match |  | No Match |  | 50000 | 38000 |  |  | 49283 | 420 | 78.3 | [8 empty] | 4 | Non Federally-Regulated | 01/15/1989 |  | 03/15/1989
Carrier Corp. | Payne | 396JAW036045 | LPG | No Match |  | False | 1 |  | Down | No Match | No Match | No Match | No Match | No Match |  | No Match |  | 60000 | 48000 |  |  | 60153 | 595 | 76.5 | [8 empty] | 5 | Non Federally-Regulated | 01/27/1988 |  | 01/15/1989
Rheem Sales Company, Inc. | Ruud | UGGC-08ECB** | Natural Gas | No Match | False | False | 1 |  | Up | No Match | No Match | No Match | No Match | No Match |  | No Match |  | 80581 | 61000 | [14 empty] | Non Federally-Regulated | 08/17/1983 |  | 12/08/1986
Carrier Corp. | Payne | 580AP042080 | LPG | No Match |  | True | 1 |  | Horizontal | No Match | No Match | No Match | No Match | No Match |  | No Match |  | 80000 | 61000 |  |  | 80004 | 585 | 77.5 | [8 empty] | 3 | Non Federally-Regulated | 01/27/1988 |  | 01/15/1989
Rheem Sales Company, Inc. | Ruud | UGGC-17EC-** | Natural Gas | No Match | False | False | 1 |  | Up | No Match | No Match | No Match | No Match | No Match |  | No Match |  | 175000 | 133000 | [14 empty] | Non Federally-Regulated | 08/17/1983 |  | 12/08/1986
Rheem Sales Company, Inc. | Rheem | RRGE-10E60DLR | Natural Gas | No Match |  | True | 1 |  | Horizontal | No Match | No Match | No Match | No Match | No Match |  | No Match |  | 100000 | 76000 |  |  | 79634 | 750 | 77.2 | [8 empty] | 4 | Non Federally-Regulated | 01/15/1989 |  | 03/15/1989
York International | Luxaire | DAUC-T060N125A | Natural Gas | No Match |  | True | 1 |  | Horizontal | No Match | No Match | No Match | No Match | No Match |  | No Match |  | 125000 | 100000 | 2340 | 2340 | 120533 | 1284 | 75.9 | [9 empty] | Non Federally-Regulated | 01/15/1989 |  | 03/15/1989
Luxaire | Fraser Johnston | GCU103UF | Natural Gas | No Match | False | False | 1 |  | Up | No Match | No Match | No Match | No Match | No Match |  | No Match |  | 103125 | 79406 | 2000 |  | 110890 | 1111 | 68.5 | [8 empty] | 5 | Non Federally-Regulated | 03/11/1982 |  | 07/26/1982
Rheem Sales Company, Inc. | Rheem | RRGF-05N36JK* | Natural Gas | No Match |  | True | 1 |  | Horizontal | No Match | No Match | No Match | No Match | No Match |  | No Match |  | 50000 | 38000 |  |  | 49283 | 420 | 78.3 | [8 empty] | 4 | Non Federally-Regulated | 03/15/1989 |  | 10/10/1989
Luxaire | Moncrief | 75CE42BNL | Natural Gas | No Match | False | False | 1 |  | Up | No Match | No Match | No Match | No Match | No Match |  | No Match |  | 75000 | 56475 | 1320 | 965 | 75007 | 916 | 71.9 | [8 empty] | 11 | Non Federally-Regulated | 10/13/1981 |  | 03/11/1982
Rheem Sales Company, Inc. | Rheem | RRGG-10E60CK* | Natural Gas | No Match |  | True | 1 |  | Horizontal | No Match | No Match | No Match | No Match | No Match |  | No Match |  | 100000 | 76000 |  |  | 79634 | 750 | 77.2 | [8 empty] | 4 | Non Federally-Regulated | 03/15/1989 |  | 10/10/1989
Magic Chef | Airease | EG6B90DC36-2 | Natural Gas | No Match | False | False | 1 |  | Up | No Match | No Match | No Match | No Match | No Match |  | No Match |  | 87007 | 75000 | 1380 | [13 empty] | Non Federally-Regulated | 08/17/1983 |  | 12/08/1986
Climate Control / Snyder General | Climate Control | BPGHA048G075-L | LPG | No Match |  | True | 1 |  | Horizontal | No Match | No Match | No Match | No Match | No Match |  | No Match |  | 75000 | 56000 |  |  | 60783 | 318 | 77.3 | [8 empty] | 15 | Non Federally-Regulated | 12/08/1986 |  | 06/29/1987
Heil Quaker | Heil Quaker | NRGF24DDB** (B) | Natural Gas | No Match |  | True | 1 |  | Horizontal | No Match | No Match | No Match | No Match | No Match |  | No Match |  | 80000 | 62678 | 870 | 705 | 79101 | 770 | 77.3 | [8 empty] | 6 | Non Federally-Regulated | 03/15/1989 |  | 10/10/1989
Snyder General Corp. | Comfortmaker | *PGHA060G150-IM-** | Natural Gas | No Match |  | True | 1 |  | Horizontal | No Match | No Match | No Match | No Match | No Match |  | No Match |  | 150000 | 111000 |  |  | 142868 | 767 | 76.6 | [8 empty] | 15 | Non Federally-Regulated | 01/27/1988 |  | 01/15/1989
BDP Co. | Day & Night | 397GAW036100 | LPG | No Match | False | False | 1 |  | Up | No Match | No Match | No Match | No Match | No Match |  | No Match |  | 100000 | 73000 | 1155 | 987 | 86592 | 528 | 71.9 | [8 empty] | 5 | Non Federally-Regulated | 07/26/1982 |  | 08/17/1983
BDP Co. | Payne | 396GAW060150 | Natural Gas | No Match | False | False | 1 |  | Down | No Match | No Match | No Match | No Match | No Match |  | No Match |  | 150000 | 108000 | 2075 | 1850 | 133196 | 838 | 70 | [8 empty] | 5 | Non Federally-Regulated | 07/26/1982 |  | 08/17/1983
Rheem Sales Company, Inc. | Rheem | RGAC-10KC | Natural Gas | No Match | False | False | 1 |  | Up | No Match | No Match | No Match | No Match | No Match |  | No Match |  | 100000 | 77000 |  |  | 111314 | 681 | 69.9 | [8 empty] | 4 | Non Federally-Regulated | 04/02/1981 |  | 10/13/1981
Borg Warner | Borg Warner | 140HCDAC | LPG | No Match | False | True | 1 |  | Horizontal | No Match | No Match | No Match | No Match | No Match |  | No Match |  | 140000 | 106680 | 1580 | 1505 | 135710 | 1394 | 69.1 | [8 empty] | 2 | Non Federally-Regulated | 07/26/1982 |  | 08/17/1983
Snyder General Corp. | Comfortmaker | *PGDA060G150-N** | Natural Gas | No Match |  | True | 1 |  | Down | No Match | No Match | No Match | No Match | No Match |  | No Match |  | 150000 | 117000 |  |  | 138818 | 688 | 79.1 | [8 empty] | 15 | Non Federally-Regulated | 12/08/1986 |  | 06/29/1987
Heil Quaker | Sears | 867.76346* | Natural Gas | No Match | False | False | 1 |  | Up | No Match | No Match | No Match | No Match | No Match |  | No Match |  | 175000 | 133000 | 1660 | 1010 | 178944 | 1072 | 69.6 | [8 empty] | 1 | Non Federally-Regulated | 03/11/1982 |  | 07/26/1982
Heil Quaker | Sears | 867.76226* | Natural Gas | No Match |  | False | 1 |  | Up | No Match | No Match | No Match | No Match | No Match |  | No Match |  | 45000 | 35325 | 900 | 880 | 50905 | 532 | 75.3 | [8 empty] | 4 | Non Federally-Regulated | 06/29/1987 |  | 01/27/1988
Rheem Sales Company, Inc. | Arcoaire | *PGHA036G050-IM-** | Natural Gas | No Match |  | True | 1 |  | Horizontal | No Match | No Match | No Match | No Match | No Match |  | No Match |  | 50000 | 36000 |  |  | 41081 | 327 | 76.6 | [8 empty] | 15 | Non Federally-Regulated | 01/27/1988 |  | 01/15/1989
Ducane | BDP Co. | 391D-048100 | Oil | No Match | False | False | 1 |  | Down | No Match | No Match | No Match | No Match | No Match |  | No Match |  | 125393 | 96000 | 1580 | 840 | 121640 | 673 | 76.5 | [8 empty] | 5 | Non Federally-Regulated | 07/26/1982 |  | 08/17/1983
Ducane | Luxaire | P2CFD16F12501A | Oil | No Match | False | False | 1 |  | Down | No Match | No Match | No Match | No Match | No Match |  | No Match |  | 156045 | 120000 | 1600 | 820 | 141712 | 756 | 76.8 | [8 empty] | 5 | Non Federally-Regulated | 07/26/1982 |  | 08/17/1983
BDP Co. | Payne | 394GAW000040 | Natural Gas | No Match | False | False | 1 |  | Up | No Match | No Match | No Match | No Match | No Match |  | No Match |  | 39591 | 31000 | [14 empty] | Non Federally-Regulated | 08/17/1983 |  | 12/08/1986
Heil Quaker | Sears | 867.76355* | Natural Gas | No Match | False | False | 1 |  | Up | No Match | No Match | No Match | No Match | No Match |  | No Match |  | 150066 | 113000 | 1510 | [13 empty] | Non Federally-Regulated | 08/17/1983 |  | 12/08/1986
BDP Co. | Carrier | 397HAW036100 | Natural Gas | No Match | False | False | 1 |  | Up | No Match | No Match | No Match | No Match | No Match |  | No Match |  | 119000 | 93000 | 1255 | 1135 | 94298 | 669 | 82.5 | [8 empty] | 5 | Non Federally-Regulated | 07/26/1982 |  | 08/17/1983
Borg Warner | Moncrief | DACC-F030N052A | Natural Gas | No Match |  | True | 1 |  | Horizontal | No Match | No Match | No Match | No Match | No Match |  | No Match |  | 52500 | 42000 | 840 | 750 | 37550 | 474 | 81 | [9 empty] | Non Federally-Regulated | 12/08/1986 |  | 06/29/1987
Ducane | Trane | FFHB-169D-A | Natural Gas | No Match | False | True | 1 |  | Horizontal | No Match | No Match | No Match | No Match | No Match |  | No Match |  | 160000 | 110000 | 1980 | 1170 | 158410 | 1236 | 58 | [8 empty] | 5 | Non Federally-Regulated | 10/13/1981 |  | 03/11/1982
Rheem Sales Company, Inc. | Ruud | URAB-0LE36JR | Natural Gas | No Match | False | True | 1 |  | Horizontal | No Match | No Match | No Match | No Match | No Match |  | No Match |  | 60000 | 45000 |  |  | 68008 | 729 | 67 | [8 empty] | 48 | Non Federally-Regulated | 04/02/1981 |  | 10/13/1981
Rheem Sales Company, Inc. | Rheem | RGMA-08KAA | Natural Gas | No Match | False | False | 1 |  | Down | No Match | No Match | No Match | No Match | No Match |  | No Match |  | 80000 | 61000 |  |  | 91648 | 542 | 67.9 | [8 empty] | 3 | Non Federally-Regulated | 04/02/1981 |  | 08/17/1983
Carrier Corp. | Payne | 376BAW060095 | Natural Gas | No Match |  | False | 1 |  | Horizontal | No Match | No Match | No Match | No Match | No Match |  | No Match |  | 114000 | 94000 |  |  | 112705 | 978 | 82.3 | [8 empty] | 5 | Non Federally-Regulated | 01/27/1988 |  | 10/10/1989
Carrier Corp. | Carrier | 48KLA130300BE | LPG | No Match |  | True | 1 |  | Horizontal | No Match | No Match | No Match | No Match | No Match |  | No Match |  | 40000 | 32000 | 1035 | 585 | 40780 | 375 | 75.4 | [8 empty] | 3 | Non Federally-Regulated | 01/27/1988 |  | 01/15/1989
Snyder General Corp. | McQuay | *PGHA060F125-IM-** | Natural Gas | No Match |  | True | 1 |  | Horizontal | No Match | No Match | No Match | No Match | No Match |  | No Match |  | 125000 | 93000 |  |  | 80919 | 522 | 76.1 | [8 empty] | 15 | Non Federally-Regulated | 06/29/1987 |  | 01/27/1988
BDP Co. | Day & Night | 585CP036125X | Natural Gas | No Match | False | True | 1 |  | Horizontal | No Match | No Match | No Match | No Match | No Match |  | No Match |  | 100000 | 75000 | 1800 | 1180 | 88335 | 1041 | 68.5 | [8 empty] | 3 | Non Federally-Regulated | 07/26/1982 |  | 08/17/1983
Rheem Sales Company, Inc. | Arcoaire | *PGHA060F150-IM-** | Natural Gas | No Match |  | True | 1 |  | Horizontal | No Match | No Match | No Match | No Match | No Match |  | No Match |  | 150000 | 111000 |  |  | 142868 | 767 | 76.6 | [8 empty] | 15 | Non Federally-Regulated | 01/27/1988 |  | 01/15/1989
Borg Warner | Moncrief | FCU120TAPA | LPG | No Match | False | False | 1 |  | Up | No Match | No Match | No Match | No Match | No Match |  | No Match |  | 120000 | 91000 | 1620 | 1620 | 111912 | 473 | 69.5 | [8 empty] | 5 | Non Federally-Regulated | 07/26/1982 |  | 08/17/1983
Magic Chef | Lennox | GCS81E-513-120 | Natural Gas | No Match | False | True | 1 |  | Horizontal | No Match | No Match | No Match | No Match | No Match |  | No Match |  | 120000 | 90000 | 1850 | 1850 | 113032 | 659 | 68.3 | [8 empty] | 19 | Non Federally-Regulated | 07/26/1982 |  | 08/17/1983
Amana Refrigeration, Inc. | Amana | GCE80DM | LPG | No Match | False | False | 1 |  | Down | No Match | No Match | No Match | No Match | No Match |  | No Match |  | 79427 | 62000 | 800 | [13 empty] | Non Federally-Regulated | 08/17/1983 |  | 12/08/1986
Rheem Sales Company, Inc. | Heat Controller | TGR-30-1E-50 | Natural Gas | No Match |  | True | 1 |  | Horizontal | No Match | No Match | No Match | No Match | No Match |  | No Match |  | 50000 | 39000 |  |  | 51134 | 390 | 78.8 | [8 empty] | 4 | Non Federally-Regulated | 01/15/1989 |  | 03/15/1989
York International | Luxaire | DBUC-W036N050 | Natural Gas | No Match |  | True | 1 |  | Horizontal | No Match | No Match | No Match | No Match | No Match |  | No Match |  | 50000 | 42000 | 1558 | 1344 | 45929 | 600 | 78 | [8 empty] | 58 | Non Federally-Regulated | 03/15/1989 |  | 10/10/1989
Rheem Sales Company, Inc. | Ruud | URGE-07E48CLR | Natural Gas | No Match |  | True | 1 |  | Horizontal | No Match | No Match | No Match | No Match | No Match |  | No Match |  | 75000 | 56000 |  |  | 70734 | 910 | 76.6 | [8 empty] | 4 | Non Federally-Regulated | 01/27/1988 |  | 01/15/1989
Luxaire | Westinghouse Electric | 60ECW160WA | Natural Gas | No Match | False | True | 1 |  | Horizontal | No Match | No Match | No Match | No Match | No Match |  | No Match |  | 160000 | 123680 | 2020 | 1605 | 152846 | 1016 | 70 | [8 empty] | 5 | Non Federally-Regulated | 10/13/1981 |  | 03/11/1982
York International | Luxaire | DACC-T036N059B | Natural Gas | No Match |  | True | 1 |  | Horizontal | No Match | No Match | No Match | No Match | No Match |  | No Match |  | 59000 | 47000 | 1360 | 1285 | 55584 | 886 | 81 | [9 empty] | Non Federally-Regulated | 01/27/1988 |  | 01/15/1989
Rheem Sales Company, Inc. | Heat Controller | TGR-48-1E-150 | Natural Gas | No Match |  | True | 1 |  | Horizontal | No Match | No Match | No Match | No Match | No Match |  | No Match |  | 150000 | 115000 |  |  | 140100 | 875 | 77.8 | [8 empty] | 4 | Non Federally-Regulated | 03/15/1989 |  | 10/10/1989
Lennox Industries Inc. | Lennox | G12Q5E-75 | Natural Gas | No Match | False | False | 1 |  | Up | No Match | No Match | No Match | No Match | No Match |  | No Match |  | 75000 | 59000 | 2405 | 1665 | 62967 | 942 | 71.2 | [8 empty] | 3 | Non Federally-Regulated | 04/02/1981 |  | 08/17/1983
Carrier Corp. | Day & Night | 394JAW036045 | Natural Gas | No Match |  | False | 1 |  | Up | No Match | No Match | No Match | No Match | No Match |  | No Match |  | 60000 | 48000 |  |  | 60467 | 648 | 75.8 | [8 empty] | 5 | Non Federally-Regulated | 12/08/1986 |  | 01/27/1988
Amana Refrigeration, Inc. | Amana | EPCG4812-1B (C) | Natural Gas | No Match | False | True | 1 |  | Horizontal | No Match | No Match | No Match | No Match | No Match |  | No Match |  | 120000 | 99000 |  |  | 114924 | 430 | 82 | [8 empty] | 22 | Non Federally-Regulated | 07/26/1982 |  | 08/17/1983
BDP Co. | Day & Night | 396GAW000075 | Natural Gas | No Match | False | False | 1 |  | Down | No Match | No Match | No Match | No Match | No Match |  | No Match |  | 75000 | 58000 |  |  | 79072 | 392 | 69.2 | [8 empty] | 5 | Non Federally-Regulated | 03/11/1982 |  | 07/26/1982
Consolidated Industries Corp. | Airtron | AGH812-50A | Natural Gas | No Match | False | False | 1 |  | Horizontal | No Match | No Match | No Match | No Match | No Match |  | No Match |  | 120051 | 94000 | [14 empty] | Non Federally-Regulated | 08/17/1983 |  | 12/08/1986
Ducane | Payne | 349EAW030060 | Natural Gas | No Match | False | False | 1 |  | Horizontal | No Match | No Match | No Match | No Match | No Match |  | No Match |  | 54667 | 41000 | 1160 | [13 empty] | Non Federally-Regulated | 08/17/1983 |  | 12/08/1986
Rheem Sales Company, Inc. | Heat Controller | GSH75-T3NXD | Natural Gas | No Match |  | False | 1 |  | Horizontal | No Match | No Match | No Match | No Match | No Match |  | No Match |  | 75000 | 59000 |  |  | 61197 | 530 | 75.2 | [8 empty] | 3 | Non Federally-Regulated | 01/27/1988 |  | 01/15/1989
Arkla Industries, Inc. | Arkla | DR080D14 | Natural Gas | No Match |  | False | 1 |  | Down | No Match | No Match | No Match | No Match | No Match |  | No Match |  | 80000 | 69000 | 1440 | 830 | 71657 | 704 | 86.1 | [9 empty] | Non Federally-Regulated | 12/08/1986 |  | 06/29/1987
Trane U.S. Inc. | Trane | BYC170G3LOCA | Natural Gas | No Match |  | True | 1 |  | Down | No Match | No Match | No Match | No Match | No Match |  | No Match |  | 160000 | 123520 | 4000 | 6000 | 133266 | 2311 | 78.1 | [8 empty] | 0 | Non Federally-Regulated | 03/15/1989 |  | 10/10/1989
Consolidated Industries Corp. | Addison Products | GPE2.5T100-1 | Natural Gas | No Match |  | True | 1 |  | Horizontal | No Match | No Match | No Match | No Match | No Match |  | No Match |  | 100000 | 76000 |  |  | 81208 | 465 | 76.9 | [8 empty] | 4 | Non Federally-Regulated | 01/27/1988 |  | 01/15/1989
Heil Quaker | Bard | PGA42A060(B) | Natural Gas | No Match |  | True | 1 |  | Horizontal | No Match | No Match | No Match | No Match | No Match |  | No Match |  | 80000 | 63064 | 1490 | 1055 | 77903 | 853 | 78.1 | [8 empty] | 6 | Non Federally-Regulated | 03/15/1989 |  | 10/10/1989
Carrier Corp. | Carrier | 48NLT03630 | LPG | No Match |  | True | 1 |  | Horizontal | No Match | No Match | No Match | No Match | No Match |  | No Match |  | 60000 | 46000 |  |  | 59443 | 579 | 77.5 | [8 empty] | 3 | Non Federally-Regulated | 01/27/1988 |  | 01/15/1989
Rheem Sales Company, Inc. | Ruud | URGF-10E60JK* | Natural Gas | No Match |  | True | 1 |  | Horizontal | No Match | No Match | No Match | No Match | No Match |  | No Match |  | 100000 | 76000 |  |  | 79634 | 750 | 77.2 | [8 empty] | 4 | Non Federally-Regulated | 01/27/1988 |  | 01/15/1989
Magic Chef | Gaffers & Sattler | EG6A55DC48 | Natural Gas | No Match | False | False | 1 |  | Up | No Match | No Match | No Match | No Match | No Match |  | No Match |  | 54521 | 41000 | 1570 | [13 empty] | Non Federally-Regulated | 08/17/1983 |  | 12/08/1986
Daikin Comfort Technologies Manufacturing, L.P. | Janitrol / GMC | PG060125-3 | Natural Gas | No Match |  | True | 1 |  | Horizontal | No Match | No Match | No Match | No Match | No Match |  | No Match |  | 125000 | 96000 | 2035 | 1740 | 102448 | 905 | 75 | [8 empty] | 5 | Non Federally-Regulated | 01/15/1989 |  | 03/15/1989
Ducane | Luxaire | HGC060FANA | Natural Gas | No Match | False | True | 1 |  | Horizontal | No Match | No Match | No Match | No Match | No Match |  | No Match |  | 58047 | 44000 | 1160 | [13 empty] | Non Federally-Regulated | 08/17/1983 |  | 12/08/1986
Magic Chef | Williams | ENG6D40DC24-* | Natural Gas | No Match |  | False | 1 |  | Up | No Match | No Match | No Match | No Match | No Match |  | No Match |  | 40000 | 32000 | 840 |  | 40345 | 332 | 74.6 | [8 empty] | 2 | Non Federally-Regulated | 06/29/1987 |  | 01/27/1988
Carrier Corp. | Day & Night | 395BAW036095 | Natural Gas | No Match |  | False | 1 |  | Up | No Match | No Match | No Match | No Match | No Match |  | No Match |  | 114000 | 93000 |  |  | 95728 | 632 | 81.4 | [8 empty] | 5 | Non Federally-Regulated | 01/27/1988 |  | 10/10/1989
Heil Quaker | Heil | NRGF60FBH**(C) | Natural Gas | No Match |  | True | 1 |  | Horizontal | No Match | No Match | No Match | No Match | No Match |  | No Match |  | 145000 | 117885 | 1775 | 1550 | 138392 | 1204 | 77.8 | [8 empty] | 6 | Non Federally-Regulated | 12/08/1986 |  | 06/29/1987
Magic Chef | Johnson | CF-120AC4-2 | Natural Gas | No Match | False | False | 1 |  | Down | No Match | No Match | No Match | No Match | No Match |  | No Match |  | 114058 | 86000 | 1500 | [13 empty] | Non Federally-Regulated | 08/17/1983 |  | 12/08/1986
Heil Quaker | Sears | 867.81517*(A) | Natural Gas | No Match |  | True | 1 |  | Horizontal | No Match | No Match | No Match | No Match | No Match |  | No Match |  | 60000 | 48360 | 870 | 705 | 59330 | 605 | 76.9 | [8 empty] | 6 | Non Federally-Regulated | 03/15/1989 |  | 10/10/1989
Daikin Comfort Technologies Manufacturing, L.P. | Janitrol / GMC | PG048150-4 | Natural Gas | No Match |  | True | 1 |  | Horizontal | No Match | No Match | No Match | No Match | No Match |  | No Match |  | 150000 | 115000 | 1630 | 1470 | 145706 | 830 | 75 | [8 empty] | 5 | Non Federally-Regulated | 01/15/1989 |  | 03/15/1989
Trane U.S. Inc. | Trane Dealer Products Group | THD120A960A0 | Natural Gas | No Match |  | False | 1 |  | Horizontal | No Match | No Match | No Match | No Match | No Match |  | No Match |  | 120000 | 94000 |  |  | 123181 | 1123 | 74.9 | [8 empty] | 3 | Non Federally-Regulated | 06/29/1987 |  | 01/27/1988
Borg Warner | Luxaire | FCU080RAPA | LPG | No Match | False | False | 1 |  | Up | No Match | No Match | No Match | No Match | No Match |  | No Match |  | 79843 | 61000 | 1440 | [13 empty] | Non Federally-Regulated | 08/17/1983 |  | 12/08/1986
Consolidated Industries Corp. | Weatherking | GHC100A-5EIC | Natural Gas | No Match |  | False | 1 |  | Horizontal | No Match | No Match | No Match | No Match | No Match |  | No Match |  | 100000 | 80000 |  |  | 101086 | 953 | 76 | [8 empty] | 3 | Non Federally-Regulated | 01/15/1989 |  | 10/10/1989
Magic Chef | Airease | 3A80-OH-3-6 | Natural Gas | No Match | False | True | 1 |  | Horizontal | No Match | No Match | No Match | No Match | No Match |  | No Match |  | 80000 | 60000 | 1340 | 700 | 79576 | 259 | 68.9 | [8 empty] | 19 | Non Federally-Regulated | 10/13/1981 |  | 03/11/1982
Borg Warner | Fraser Johnston | GCU137UF | LPG | No Match | False | False | 1 |  | Up | No Match | No Match | No Match | No Match | No Match |  | No Match |  | 137150 | 103000 | 2000 | [13 empty] | Non Federally-Regulated | 08/17/1983 |  | 12/08/1986
Luxaire | Moncrief | 80RE36BNL | Natural Gas | No Match | False | False | 1 |  | Down | No Match | No Match | No Match | No Match | No Match |  | No Match |  | 80000 | 62960 | 1255 | 880 | 86189 | 766 | 70.7 | [8 empty] | 5 | Non Federally-Regulated | 03/11/1982 |  | 07/26/1982
Consolidated Industries Corp. | Premier | HAC060NF0T | Natural Gas | No Match | False | True | 1 |  | Horizontal | No Match | No Match | No Match | No Match | No Match |  | No Match |  | 58537 | 48000 | [14 empty] | Non Federally-Regulated | 08/17/1983 |  | 12/08/1986
BDP Co. | Carrier | 397HAW036080 | LPG | No Match | False | False | 1 |  | Up | No Match | No Match | No Match | No Match | No Match |  | No Match |  | 95000 | 74000 | 1230 | 1030 | 75207 | 613 | 82.4 | [8 empty] | 5 | Non Federally-Regulated | 07/26/1982 |  | 08/17/1983
Consolidated Industries Corp. | Consolidated Industries Corp. | HAC100N(D,E,F)5R | Natural Gas | No Match |  | False | 1 |  | Horizontal | No Match | No Match | No Match | No Match | No Match |  | No Match |  | 100000 | 79000 |  |  | 101596 | 1099 | 75.1 | [8 empty] | 3 | Non Federally-Regulated | 12/08/1986 |  | 06/29/1987
Rheem Sales Company, Inc. | Weatherking | GPF1.5T050-1X | Natural Gas | No Match |  | True | 1 |  | Horizontal | No Match | No Match | No Match | No Match | No Match |  | No Match |  | 50000 | 39000 |  |  | 49568 | 345 | 78.2 | [8 empty] | 4 | Non Federally-Regulated | 01/15/1989 |  | 03/15/1989
Rheem Sales Company, Inc. | Rheem | RGMC-12EA | Natural Gas | No Match | False | False | 1 |  | Down | No Match | No Match | No Match | No Match | No Match |  | No Match |  | 125000 | 96000 |  |  | 135444 | 829 | 68.9 | [8 empty] | 3 | Non Federally-Regulated | 04/02/1981 |  | 08/17/1983
Amana Refrigeration, Inc. | Amana | EPCG6012-3E (C) | Natural Gas | No Match |  | True | 1 |  | Horizontal | No Match | No Match | No Match | No Match | No Match |  | No Match |  | 120000 | 99000 |  |  | 114924 | 430 | 82 | [8 empty] | 22 | Non Federally-Regulated | 06/29/1987 |  | 01/27/1988
Carrier Corp. | Day & Night | 376BAW048095 | LPG | No Match |  | False | 1 |  | Horizontal | No Match | No Match | No Match | No Match | No Match |  | No Match |  | 114000 | 93000 |  |  | 95637 | 681 | 81.3 | [8 empty] | 5 | Non Federally-Regulated | 12/08/1986 |  | 01/27/1988
Rheem Sales Company, Inc. | Rheem | RGAC-14KCB | Natural Gas | No Match | False | False | 1 |  | Up | No Match | No Match | No Match | No Match | No Match |  | No Match |  | 140000 | 106000 |  |  | 136728 | 854 | 68.1 | [8 empty] | 4 | Non Federally-Regulated | 04/02/1981 |  | 08/17/1983
Consolidated Industries Corp. | Addison Products | GPE2.0T050-1 | Natural Gas | No Match |  | True | 1 |  | Horizontal | No Match | No Match | No Match | No Match | No Match |  | No Match |  | 50000 | 39000 |  |  | 49568 | 345 | 78.2 | [8 empty] | 4 | Non Federally-Regulated | 01/27/1988 |  | 01/15/1989
Rheem Sales Company, Inc. | Weatherking | GPFA4.0T150-4 | Natural Gas | No Match |  | True | 1 |  | Horizontal | No Match | No Match | No Match | No Match | No Match |  | No Match |  | 150000 | 115000 |  |  | 140100 | 875 | 77.8 | [8 empty] | 4 | Non Federally-Regulated | 01/15/1989 |  | 03/15/1989
BDP Co. | Carrier | 48GH04830X | LPG | No Match | False | True | 1 |  | Horizontal | No Match | No Match | No Match | No Match | No Match |  | No Match |  | 125654 | 96000 | 1590 | [13 empty] | Non Federally-Regulated | 08/17/1983 |  | 12/08/1986
Heil Quaker | Sears | 867.76921* | Natural Gas | No Match |  | False | 1 |  | Up | No Match | No Match | No Match | No Match | No Match |  | No Match |  | 50000 | 46392 | 1300 | 1175 | 49519 | 580 | 92.4 | [8 empty] | 2 | Non Federally-Regulated | 12/08/1986 |  | 10/10/1989
Rheem Sales Company, Inc. | Ruud | UGWD-09EC** | Natural Gas | No Match | False | True | 1 |  | Horizontal | No Match | No Match | No Match | No Match | No Match |  | No Match |  | 95000 | 72000 |  |  | 87000 | 774 | 70.3 | [8 empty] | 3 | Non Federally-Regulated | 07/26/1982 |  | 08/17/1983
York International | Luxaire | DBUC-T036N050 | Natural Gas | No Match |  | True | 1 |  | Horizontal | No Match | No Match | No Match | No Match | No Match |  | No Match |  | 50000 | 42000 | 1558 | 1344 | 45929 | 600 | 78 | [8 empty] | 58 | Non Federally-Regulated | 03/15/1989 |  | 10/10/1989
Ducane | BDP Co. | 349EAW030060-B | Natural Gas | No Match | False | False | 1 |  | Horizontal | No Match | No Match | No Match | No Match | No Match |  | No Match |  | 60000 | 44000 | 1160 | 520 | 72404 | 586 | 63.6 | [8 empty] | 5 | Non Federally-Regulated | 07/26/1982 |  | 08/17/1983
Magic Chef | Airease | EG83-100D-7 | Natural Gas | No Match | False | False | 1 |  | Horizontal | No Match | No Match | No Match | No Match | No Match |  | No Match |  | 99741 | 77000 | 780 | [13 empty] | Non Federally-Regulated | 08/17/1983 |  | 12/08/1986
Rheem Sales Company, Inc. | Rheem | RRGF-250150D | Natural Gas | No Match |  | True | 3 |  | Down | No Match | No Match | No Match | No Match | No Match |  | No Match |  | 250000 | 200335 |  |  | 245647 | 3794 | 79.5 | [8 empty] | 6 | Non Federally-Regulated | 03/15/1989 |  | 10/10/1989
Rheem Sales Company, Inc. | Ruud | UGMC-12KA | Natural Gas | No Match | False | False | 1 |  | Down | No Match | No Match | No Match | No Match | No Match |  | No Match |  | 125000 | 96000 |  |  | 135444 | 829 | 68.9 | [8 empty] | 3 | Non Federally-Regulated | 04/02/1981 |  | 08/17/1983
Amana Refrigeration, Inc. | Amana | EPCG6012-1B (C) | Natural Gas | No Match | False | True | 1 |  | Horizontal | No Match | No Match | No Match | No Match | No Match |  | No Match |  | 118421 | 99000 | [14 empty] | Non Federally-Regulated | 08/17/1983 |  | 12/08/1986
Rheem Sales Company, Inc. | Arcoaire | *PGHA048G075-IM-** | Natural Gas | No Match |  | True | 1 |  | Horizontal | No Match | No Match | No Match | No Match | No Match |  | No Match |  | 75000 | 56000 |  |  | 60783 | 318 | 77.3 | [8 empty] | 15 | Non Federally-Regulated | 01/27/1988 |  | 01/15/1989
Rheem Sales Company, Inc. | Ruud | URGF-12E36DL* | Natural Gas | No Match |  | True | 1 |  | Horizontal | No Match | No Match | No Match | No Match | No Match |  | No Match |  | 125000 | 96000 |  |  | 122462 | 670 | 76.6 | [8 empty] | 4 | Non Federally-Regulated | 01/15/1989 |  | 03/15/1989
Carrier Corp. | Carrier | 48DR0165,6 | Natural Gas | No Match |  | True | 3 |  | Down | No Match | No Match | No Match | No Match | No Match |  | No Match |  | 270000 | 216000 | 7500 | 4500 | 267700 | 1936 | 75.3 | [8 empty] | 5 | Non Federally-Regulated | 12/08/1986 |  | 06/29/1987
Gaffers & Sattler | York | D1CG036N08225A | Natural Gas | No Match |  | True | 1 |  | Horizontal | No Match | No Match | No Match | No Match | No Match |  | No Match |  | 100000 | 81000 | 1600 | 1600 | 100034 | 1138 | 76 | [9 empty] | Non Federally-Regulated | 01/27/1988 |  | 01/15/1989
Taylor | Taylor | THD100A960A0 | Natural Gas | No Match |  | False | 1 |  | Horizontal | No Match | No Match | No Match | No Match | No Match |  | No Match |  | 100000 | 79000 |  |  | 100471 | 1099 | 75.9 | [8 empty] | 3 | Non Federally-Regulated | 01/27/1988 |  | 01/15/1989
Ducane | Heil Quaker | NRGF60EDH**(B) | Natural Gas | No Match |  | True | 1 |  | Horizontal | No Match | No Match | No Match | No Match | No Match |  | No Match |  | 100000 | 78886 | 2000 | 1675 | 97374 | 1274 | 77.4 | [8 empty] | 6 | Non Federally-Regulated | 06/29/1987 |  | 01/27/1988
Lennox Industries Inc. | Lennox | LD3E-330V-1 | Natural Gas | No Match | False | False | 3 |  | Horizontal | No Match | No Match | No Match | No Match | No Match |  | No Match |  | 330000 | 260720 | [13 empty] | 3 | Non Federally-Regulated | 07/26/1982 |  | 08/17/1983
Carrier Corp. | Day & Night | 585JP048125 | Natural Gas | No Match |  | True | 1 |  | Horizontal | No Match | No Match | No Match | No Match | No Match |  | No Match |  | 125000 | 94000 | 1905 | 1385 | 124031 | 827 | 75.2 | [8 empty] | 3 | Non Federally-Regulated | 01/27/1988 |  | 01/15/1989
Amana Refrigeration, Inc. | Amana | EPCG6017-3B (C) | LPG | No Match | False | True | 1 |  | Horizontal | No Match | No Match | No Match | No Match | No Match |  | No Match |  | 166274 | 141000 | [14 empty] | Non Federally-Regulated | 08/17/1983 |  | 12/08/1986
Trane U.S. Inc. | Trane | BYC036H1LOA | Natural Gas | No Match |  | True | 1 |  | Horizontal | No Match | No Match | No Match | No Match | No Match |  | No Match |  | 80000 | 60000 | 1635 | 1255 | 79400 | 475 | 78.5 | [8 empty] | 0 | Non Federally-Regulated | 01/15/1989 |  | 03/15/1989
Rheem Sales Company, Inc. | Ruud | UGMA-14EC | Natural Gas | No Match | False | False | 1 |  | Down | No Match | No Match | No Match | No Match | No Match |  | No Match |  | 140000 | 107000 |  |  | 133816 | 832 | 69.7 | [8 empty] | 4 | Non Federally-Regulated | 07/26/1982 |  | 08/17/1983
Borg Warner | Borg Warner | 140HCDAC | LPG | No Match | False | True | 1 |  | Horizontal | No Match | No Match | No Match | No Match | No Match |  | No Match |  | 140000 | 106680 | 1580 | [13 empty] | Non Federally-Regulated | 08/17/1983 |  | 12/08/1986
Carrier Corp. | Day & Night | 580AN024040 | Natural Gas | No Match |  | True | 1 |  | Horizontal | No Match | No Match | No Match | No Match | No Match |  | No Match |  | 40000 | 31000 |  |  | 39028 | 522 | 77.5 | [8 empty] | 3 | Non Federally-Regulated | 01/15/1989 |  | 03/15/1989
Gaffers & Sattler | York | D1SE036N04906B | Natural Gas | No Match |  | True | 1 |  | Horizontal | No Match | No Match | No Match | No Match | No Match |  | No Match |  | 59000 | 47000 | 1360 | 1285 | 55584 | 886 | 81 | [9 empty] | Non Federally-Regulated | 01/27/1988 |  | 01/15/1989
Magic Chef | Gaffers & Sattler | EG83-125D-7 | Natural Gas | No Match | False | False | 1 |  | Horizontal | No Match | No Match | No Match | No Match | No Match |  | No Match |  | 125000 | 92000 | 940 |  | 114500 | 435 | 66.7 | [8 empty] | 2 | Non Federally-Regulated | 07/26/1982 |  | 08/17/1983
Magic Chef | Johnson | EG6B90DC36-2 | Natural Gas | No Match | False | False | 1 |  | Up | No Match | No Match | No Match | No Match | No Match |  | No Match |  | 87500 | 75000 | 1380 | 1000 | 71138 | 558 | 86 | [8 empty] | 2 | Non Federally-Regulated | 07/26/1982 |  | 08/17/1983
Rheem Sales Company, Inc. | Ruud | UGBC-12EC-** | Natural Gas | No Match | False | False | 1 |  | Up | No Match | No Match | No Match | No Match | No Match |  | No Match |  | 125819 | 96000 | [14 empty] | Non Federally-Regulated | 08/17/1983 |  | 12/08/1986
Carrier Corp. | Carrier | 48LDD0085,6 | Natural Gas | No Match |  | True | 1 |  | Down | No Match | No Match | No Match | No Match | No Match |  | No Match |  | 114000 | 91200 | 3700 | 3000 | 97280 | 1500 | 77.1 | [8 empty] | 0 | Non Federally-Regulated | 06/29/1987 |  | 01/27/1988
Luxaire | Luxaire | 36ECW100GA | Natural Gas | No Match | False | True | 1 |  | Horizontal | No Match | No Match | No Match | No Match | No Match |  | No Match |  | 100000 | 76800 | 1275 | 995 | 91413 | 495 | 70 | [8 empty] | 5 | Non Federally-Regulated | 10/13/1981 |  | 03/11/1982
Magic Chef | Armstrong | 3.5A100-OH-1-6 | Natural Gas | No Match | False | True | 1 |  | Horizontal | No Match | No Match | No Match | No Match | No Match |  | No Match |  | 100000 | 75000 | 1600 | 870 | 78711 | 468 | 67.3 | [8 empty] | 19 | Non Federally-Regulated | 10/13/1981 |  | 03/11/1982
Magic Chef | Armstrong | 3A80-OH-3-6 | Natural Gas | No Match | False | True | 1 |  | Horizontal | No Match | No Match | No Match | No Match | No Match |  | No Match |  | 80000 | 60000 | 1340 | 700 | 79576 | 259 | 68.9 | [8 empty] | 19 | Non Federally-Regulated | 04/02/1981 |  | 10/13/1981
Daikin Comfort Technologies Manufacturing, L.P. | GMC | PG048125-1 | Natural Gas | No Match |  | True | 1 |  | Horizontal | No Match | No Match | No Match | No Match | No Match |  | No Match |  | 125000 | 96000 | 1630 | 1470 | 103552 | 708 | 75 | [8 empty] | 5 | Non Federally-Regulated | 01/27/1988 |  | 01/15/1989
York International | Luxaire | DAUC-W048N075A | Natural Gas | No Match |  | True | 1 |  | Horizontal | No Match | No Match | No Match | No Match | No Match |  | No Match |  | 75000 | 62000 | 1905 | 1905 | 57772 | 824 | 78.1 | [9 empty] | Non Federally-Regulated | 06/29/1987 |  | 01/27/1988
Magic Chef | Williams | EG7B90DC48-* | Natural Gas | No Match |  | False | 1 |  | Down | No Match | No Match | No Match | No Match | No Match |  | No Match |  | 87500 | 75000 | 1525 | 975 | 72494 | 694 | 84.4 | [8 empty] | 2 | Non Federally-Regulated | 12/08/1986 |  | 06/29/1987
Luxaire | Fraser Johnston | 140CEH0BNL | Natural Gas | No Match | False | False | 1 |  | Up | No Match | No Match | No Match | No Match | No Match |  | No Match |  | 140000 | 109060 |  |  | 128197 | 1245 | 70.3 | [8 empty] | 2 | Non Federally-Regulated | 03/11/1982 |  | 07/26/1982
Heil Quaker | Sears | 867.81514*(B) | LPG | No Match |  | True | 1 |  | Horizontal | No Match | No Match | No Match | No Match | No Match |  | No Match |  | 80000 | 65360 | 1490 | 1055 | 77903 | 853 | 78.1 | [8 empty] | 6 | Non Federally-Regulated | 01/15/1989 |  | 03/15/1989
Heil Quaker | Whirlpool | NRGF48EKH**(A) | Natural Gas | No Match |  | True | 1 |  | Horizontal | No Match | No Match | No Match | No Match | No Match |  | No Match |  | 80000 | 64472 | 2000 | 1675 | 75013 | 1170 | 79.7 | [8 empty] | 6 | Non Federally-Regulated | 06/29/1987 |  | 01/27/1988
Lennox Industries Inc. | Lennox | GCS10X-513-75-2Y | Natural Gas | No Match |  | True | 1 |  | Horizontal | No Match | No Match | No Match | No Match | No Match |  | No Match |  | 75000 | 58000 | 2175 | 1130 | 60493 | 661 | 75.7 | [8 empty] | 3 | Non Federally-Regulated | 03/15/1989 |  | 10/10/1989
Lennox Industries Inc. | Lennox | GS15Q3X-60-1 | Natural Gas | No Match |  | False | 1 |  | Horizontal | No Match | No Match | No Match | No Match | No Match |  | No Match |  | 60000 | 46380 | 1260 | 740 | 61800 | 500 | 75.8 | [8 empty] | 0 | Non Federally-Regulated | 06/29/1987 |  | 01/15/1989
Rheem Sales Company, Inc. | Rheem | RRGE-05N36JKR | Natural Gas | No Match |  | True | 1 |  | Horizontal | No Match | No Match | No Match | No Match | No Match |  | No Match |  | 50000 | 38000 |  |  | 49283 | 420 | 78.3 | [8 empty] | 4 | Non Federally-Regulated | 06/29/1987 |  | 01/27/1988
Rheem Sales Company, Inc. | Rheem | RGGA-08EAB | Natural Gas | No Match | False | False | 1 |  | Up | No Match | No Match | No Match | No Match | No Match |  | No Match |  | 80000 | 60000 |  |  | 92250 | 560 | 67.4 | [8 empty] | 3 | Non Federally-Regulated | 04/02/1981 |  | 08/17/1983
Luxaire | Westinghouse Electric | FGHF075LAN | Natural Gas | No Match | False | False | 1 |  | Horizontal | No Match | No Match | No Match | No Match | No Match |  | No Match |  | 75000 | 58275 | 1500 | 1170 | 76491 | 1061 | 70 | [8 empty] | 5 | Non Federally-Regulated | 04/02/1981 |  | 10/13/1981
York International | Fraser Johnston | DACC-T120N235 | Natural Gas | No Match |  | True | 3 |  | Down | No Match | No Match | No Match | No Match | No Match |  | No Match |  | 235000 | 181185 | 4800 | 3200 | 221605 | 1679 | 75.3 | [8 empty] | 100 | Non Federally-Regulated | 01/27/1988 |  | 01/15/1989
Snyder General Corp. | Comfortmaker | *GUA100A020-IN | Natural Gas | No Match |  | False | 1 |  | Up | No Match | No Match | No Match | No Match | No Match |  | No Match |  | 100000 | 79000 | 2025 | 1530 | 96204 | 809 | 80.4 | [8 empty] | 3 | Non Federally-Regulated | 06/29/1987 |  | 01/15/1989
Magic Chef | Airease | CF100AC3.5-3 | Natural Gas | No Match | False | False | 1 |  | Down | No Match | No Match | No Match | No Match | No Match |  | No Match |  | 100000 | 80000 | 1350 | 825 | 90017 | 362 | 69.3 | [8 empty] | 19 | Non Federally-Regulated | 04/02/1981 |  | 08/17/1983
Carrier Corp. | Carrier | 58DHL075-CC | Natural Gas | No Match |  | False | 1 |  | Down | No Match | No Match | No Match | No Match | No Match |  | No Match |  | 90000 | 74000 |  |  | 74909 | 707 | 82.3 | [8 empty] | 5 | Non Federally-Regulated | 01/15/1989 |  | 03/15/1989
Rheem Sales Company, Inc. | Addison Products | GDWHE100B-D5C | Natural Gas | No Match |  | False | 1 |  | Down | No Match | No Match | No Match | No Match | No Match |  | No Match |  | 100000 | 80000 |  |  | 97823 | 807 | 79 | [8 empty] | 4 | Non Federally-Regulated | 06/29/1987 |  | 01/27/1988
Consolidated Industries Corp. | Climate Control / Snyder General | GHC040NDAIC | Natural Gas | No Match |  | False | 1 |  | Horizontal | No Match | No Match | No Match | No Match | No Match |  | No Match |  | 40000 | 32000 |  |  | 42078 | 418 | 75 | [8 empty] | 3 | Non Federally-Regulated | 12/08/1986 |  | 06/29/1987
BDP Co. | Day & Night | 585CJ018050 | Natural Gas | No Match | False | True | 1 |  | Horizontal | No Match | No Match | No Match | No Match | No Match |  | No Match |  | 49738 | 38000 | 630 | [13 empty] | Non Federally-Regulated | 08/17/1983 |  | 12/08/1986
Ducane | York | P1HSD15P06001A | LPG | No Match | False | True | 1 |  | Horizontal | No Match | No Match | No Match | No Match | No Match |  | No Match |  | 60000 | 43000 | 1540 | 980 | 77796 | 629 | 59 | [8 empty] | 5 | Non Federally-Regulated | 07/26/1982 |  | 08/17/1983
Snyder General Corp. | McQuay | *PGDA048G100-L** | LPG | No Match |  | True | 1 |  | Down | No Match | No Match | No Match | No Match | No Match |  | No Match |  | 100000 | 79000 |  |  | 97887 | 470 | 80.2 | [8 empty] | 15 | Non Federally-Regulated | 12/08/1986 |  | 06/29/1987
Arco Comfort Products Co. | Arco Comfort Products Co. | GDC120NFAI | Natural Gas | No Match |  | False | 1 |  | Down | No Match | No Match | No Match | No Match | No Match |  | No Match |  | 120000 | 104000 | 1600 | 1260 | 108298 | 1026 | 85.5 | [9 empty] | Non Federally-Regulated | 12/08/1986 |  | 06/29/1987
Rheem Sales Company, Inc. | Weatherking | GUWHE075B-D4H | Natural Gas | No Match |  | False | 1 |  | Up | No Match | No Match | No Match | No Match | No Match |  | No Match |  | 75000 | 59000 |  |  | 77555 | 870 | 78.7 | [8 empty] | 4 | Non Federally-Regulated | 01/15/1989 |  | 10/10/1989
Carrier Corp. | Day & Night | 579DP120231 | Natural Gas | No Match |  | True | 3 |  | Down | No Match | No Match | No Match | No Match | No Match |  | No Match |  | 231000 | 183000 | 5000 | 3000 | 225000 | 1313 | 75.3 | [8 empty] | 5 | Non Federally-Regulated | 01/15/1989 |  | 03/15/1989
Rheem Sales Company, Inc. | Ruud | UGAA-05EA | Natural Gas | No Match | False | False | 1 |  | Up | No Match | No Match | No Match | No Match | No Match |  | No Match |  | 50000 | 38000 |  |  | 56822 | 411 | 68 | [8 empty] | 3 | Non Federally-Regulated | 10/13/1981 |  | 08/17/1983
Consolidated Industries Corp. | Addison Products | GPE5.0T100-4 | Natural Gas | No Match |  | True | 1 |  | Horizontal | No Match | No Match | No Match | No Match | No Match |  | No Match |  | 100000 | 76000 |  |  | 79634 | 750 | 77.2 | [8 empty] | 4 | Non Federally-Regulated | 06/29/1987 |  | 01/27/1988
Sunbeam Air Conditioning | Sunbeam Air Conditioning | RCG-1202-43-2101-HT | LPG | No Match |  | True | 1 |  | Down | No Match | No Match | No Match | No Match | No Match |  | No Match |  | 210000 | 165900 | 4400 | 3600 | 196770 | 2830 | 77.3 | [8 empty] | 4 | Non Federally-Regulated | 12/08/1986 |  | 06/29/1987
Rheem Sales Company, Inc. | Rheem | RGAC-14EA | Natural Gas | No Match | False | False | 1 |  | Up | No Match | No Match | No Match | No Match | No Match |  | No Match |  | 140000 | 106000 |  |  | 136007 | 999 | 68.1 | [8 empty] | 3 | Non Federally-Regulated | 04/02/1981 |  | 08/17/1983
York International | York | D1CG102N13046 | Natural Gas | No Match |  | True | 1 |  | Horizontal | No Match | No Match | No Match | No Match | No Match |  | No Match |  | 163000 | 129000 | 3300 | 2600 | 154473 | 2500 | 79 | [8 empty] | 58 | Non Federally-Regulated | 03/15/1989 |  | 10/10/1989
Heil | Lennox | G15Q5E-125 | Natural Gas | No Match | False | False | 1 |  | Up | No Match | No Match | No Match | No Match | No Match |  | No Match |  | 125158 | 99000 | 1940 | [13 empty] | Non Federally-Regulated | 08/17/1983 |  | 12/08/1986
Magic Chef | Airease | CF100-3 | Natural Gas | No Match | False | False | 1 |  | Down | No Match | No Match | No Match | No Match | No Match |  | No Match |  | 100000 | 80000 |  | 825 | 95362 | 375 | 65.3 | [8 empty] | 19 | Non Federally-Regulated | 04/02/1981 |  | 08/17/1983
Lennox Industries Inc. | Lennox | GCS10-653-75-3G | Natural Gas | No Match |  | True | 1 |  | Horizontal | No Match | No Match | No Match | No Match | No Match |  | No Match |  | 75000 | 58000 | 2275 | 1300 | 60493 | 661 | 75.7 | [8 empty] | 3 | Non Federally-Regulated | 03/15/1989 |  | 10/10/1989
Rheem Sales Company, Inc. | Arcoaire | *PGHA048G100-IL-** | LPG | No Match |  | True | 1 |  | Horizontal | No Match | No Match | No Match | No Match | No Match |  | No Match |  | 100000 | 74000 |  |  | 80919 | 408 | 77.4 | [8 empty] | 15 | Non Federally-Regulated | 01/27/1988 |  | 01/15/1989
Luxaire | Moncrief | FCU040AANA | Natural Gas | No Match | False | False | 1 |  | Up | No Match | No Match | No Match | No Match | No Match |  | No Match |  | 40000 | 28680 |  |  | 47508 | 336 | 64.9 | [8 empty] | 2 | Non Federally-Regulated | 03/11/1982 |  | 07/26/1982
Magic Chef | Williams | 5A140-OH-3-5 | Natural Gas | No Match | False | True | 1 |  | Horizontal | No Match | No Match | No Match | No Match | No Match |  | No Match |  | 137435 | 105000 | 1950 | [13 empty] | Non Federally-Regulated | 08/17/1983 |  | 12/08/1986
Rheem Sales Company, Inc. | Ruud | UGLD-10EE-JR | Natural Gas | No Match |  | False | 1 |  | Down | No Match | No Match | No Match | No Match | No Match |  | No Match |  | 100000 | 80000 |  |  | 101802 | 870 | 75.7 | [8 empty] | 4 | Non Federally-Regulated | 01/27/1988 |  | 10/10/1989
Luxaire | Westinghouse Electric | GCH114HF | Natural Gas | No Match | False | False | 1 |  | Horizontal | No Match | No Match | No Match | No Match | No Match |  | No Match |  | 114000 | 87210 | 1660 | 1130 | 103975 | 1023 | 73.3 | [8 empty] | 11 | Non Federally-Regulated | 04/02/1981 |  | 10/13/1981
BDP Co. | Day & Night | 585CB060125 | Natural Gas | No Match | False | True | 1 |  | Horizontal | No Match | No Match | No Match | No Match | No Match |  | No Match |  | 125654 | 96000 | 1905 | [13 empty] | Non Federally-Regulated | 08/17/1983 |  | 12/08/1986
Borg Warner | York | 60ECW140GA | LPG | No Match | False | True | 1 |  | Horizontal | No Match | No Match | No Match | No Match | No Match |  | No Match |  | 140000 | 108220 | 2140 | 1790 | 131719 | 739 | 70 | [8 empty] | 5 | Non Federally-Regulated | 07/26/1982 |  | 08/17/1983
Heil Quaker | Dayton | 3E506A | Natural Gas | No Match |  | False | 1 |  | Up | No Match | No Match | No Match | No Match | No Match |  | No Match |  | 45000 | 35325 | 900 | 880 | 50061 | 525 | 76.4 | [8 empty] | 4 | Non Federally-Regulated | 01/27/1988 |  | 10/10/1989
Magic Chef | Airease | 5D120-OH-1 | Natural Gas | No Match | False | True | 1 |  | Horizontal | No Match | No Match | No Match | No Match | No Match |  | No Match |  | 117801 | 90000 | 1950 | [13 empty] | Non Federally-Regulated | 08/17/1983 |  | 12/08/1986
Trane U.S. Inc. | American Standard, Inc. | YCH048A(3,4)LOA | Natural Gas | No Match |  | True | 1 |  | Horizontal | No Match | No Match | No Match | No Match | No Match |  | No Match |  | 90000 | 71000 |  |  | 76000 | 914 | 80 | [8 empty] | 0 | Non Federally-Regulated | 01/15/1989 |  | 03/15/1989
Sunbeam Air Conditioning | Sunbeam Air Conditioning | RCG-0601-23-0951-CC | Natural Gas | No Match |  | True | 1 |  | Down | No Match | No Match | No Match | No Match | No Match |  | No Match |  | 95000 | 73150 | 2200 | 1800 | 81700 | 559 | 75.2 | [8 empty] | 4 | Non Federally-Regulated | 12/08/1986 |  | 06/29/1987
Magic Chef | Gaffers & Sattler | ENG8D75DC48-1 | Natural Gas | No Match |  | False | 1 |  | Horizontal | No Match | No Match | No Match | No Match | No Match |  | No Match |  | 75000 | 58000 |  |  | 61147 | 605 | 75 | [8 empty] | 3 | Non Federally-Regulated | 12/08/1986 |  | 06/29/1987
Snyder General Corp. | Comfortmaker | *PGDA048H075-M** | Natural Gas | No Match |  | True | 1 |  | Down | No Match | No Match | No Match | No Match | No Match |  | No Match |  | 75000 | 59000 |  |  | 58465 | 331 | 80.2 | [8 empty] | 15 | Non Federally-Regulated | 12/08/1986 |  | 06/29/1987
BDP Co. | Carrier | 48GH03630, 31 | Natural Gas | No Match | False | True | 1 |  | Horizontal | No Match | No Match | No Match | No Match | No Match |  | No Match |  | 100000 | 75000 | 1450 | 1145 | 89208 | 866 | 68.5 | [8 empty] | 3 | Non Federally-Regulated | 07/26/1982 |  | 08/17/1983
Snyder General Corp. | McQuay | *PGHA048F125-IL-** | LPG | No Match |  | True | 1 |  | Horizontal | No Match | No Match | No Match | No Match | No Match |  | No Match |  | 125000 | 93000 |  |  | 80919 | 522 | 76.1 | [8 empty] | 15 | Non Federally-Regulated | 06/29/1987 |  | 01/27/1988
Heil Quaker | Heil | NDGE075AF** | Natural Gas | No Match |  | False | 1 |  | Down | No Match | No Match | No Match | No Match | No Match |  | No Match |  | 75000 | 57160 | 1360 | 670 | 71076 | 417 | 76.6 | [8 empty] | 1 | Non Federally-Regulated | 12/08/1986 |  | 01/15/1989
Rheem Sales Company, Inc. | Heat Controller | TGR-48-1X-70 | Natural Gas | No Match |  | True | 1 |  | Horizontal | No Match | No Match | No Match | No Match | No Match |  | No Match |  | 75000 | 56000 |  |  | 70734 | 910 | 76.6 | [8 empty] | 4 | Non Federally-Regulated | 12/08/1986 |  | 06/29/1987
Ducane | Fraser Johnston | P2HSD15N06001A | Natural Gas | No Match | False | False | 1 |  | Horizontal | No Match | No Match | No Match | No Match | No Match |  | No Match |  | 60000 | 46000 | 1540 | 980 | 669552 | 542 | 69 | [8 empty] | 5 | Non Federally-Regulated | 07/26/1982 |  | 08/17/1983
AAON, Inc. | Aaon | 227*-120-1*H-*3 | Natural Gas | No Match |  | True | 1 |  | Down | No Match | No Match | No Match | No Match | No Match |  | No Match |  | 150000 | 128550 | 4400 | 3500 | 123750 | 1427 | 80.8 | [8 empty] | 4 | Non Federally-Regulated | 03/15/1989 |  | 10/10/1989
Borg Warner | Moncrief | 36ECW060GA | Natural Gas | No Match | False | True | 1 |  | Horizontal | No Match | No Match | No Match | No Match | No Match |  | No Match |  | 60000 | 46200 | 1275 | [13 empty] | Non Federally-Regulated | 08/17/1983 |  | 12/08/1986
Trane U.S. Inc. | Trane | YCG048A4HOA | Natural Gas | No Match |  | True | 1 |  | Horizontal | No Match | No Match | No Match | No Match | No Match |  | No Match |  | 150000 | 115000 | 1630 | 1470 | 145706 | 830 | 75 | [8 empty] | 5 | Non Federally-Regulated | 03/15/1989 |  | 10/10/1989
Rheem Sales Company, Inc. | Ruud | URGG-12E36JK* | Natural Gas | No Match |  | True | 1 |  | Horizontal | No Match | No Match | No Match | No Match | No Match |  | No Match |  | 125000 | 96000 |  |  | 122462 | 670 | 76.6 | [8 empty] | 4 | Non Federally-Regulated | 03/15/1989 |  | 10/10/1989
Borg Warner | Moncrief | DACC-T048N073A | Natural Gas | No Match |  | True | 1 |  | Horizontal | No Match | No Match | No Match | No Match | No Match |  | No Match |  | 73500 | 59000 | 1720 | 1560 | 55559 | 892 | 81 | [9 empty] | Non Federally-Regulated | 12/08/1986 |  | 06/29/1987
Magic Chef | Gaffers & Sattler | CF-80AC3-2 | Natural Gas | No Match | False | False | 1 |  | Down | No Match | No Match | No Match | No Match | No Match |  | No Match |  | 85333 | 64000 | 1100 | [13 empty] | Non Federally-Regulated | 08/17/1983 |  | 12/08/1986
Ducane | Sears | 867.7626 | Natural Gas | No Match |  | False | 1 |  | Horizontal | No Match | No Match | No Match | No Match | No Match |  | No Match |  | 60000 | 47340 | 1260 | 740 | 61800 | 500 | 75.8 | [8 empty] | 0 | Non Federally-Regulated | 01/15/1989 |  | 10/10/1989
Lennox Industries Inc. | Lennox | GCS9-413-120A-1G | Natural Gas | No Match |  | True | 1 |  | Horizontal | No Match | No Match | No Match | No Match | No Match |  | No Match |  | 120000 | 93000 | 1425 | 1200 | 99366 | 550 | 78.7 | [8 empty] | 3 | Non Federally-Regulated | 06/29/1987 |  | 01/27/1988
Rheem Sales Company, Inc. | Comfortmaker | CPGHA048F075-M | Natural Gas | No Match |  | True | 1 |  | Horizontal | No Match | No Match | No Match | No Match | No Match |  | No Match |  | 75000 | 56000 |  |  | 60783 | 318 | 77.3 | [8 empty] | 15 | Non Federally-Regulated | 12/08/1986 |  | 06/29/1987
BDP Co. | Carrier | 48GL06030, 31 | LPG | No Match | False | True | 1 |  | Horizontal | No Match | No Match | No Match | No Match | No Match |  | No Match |  | 100000 | 75000 | 1905 | 1475 | 89326 | 842 | 68.5 | [8 empty] | 3 | Non Federally-Regulated | 07/26/1982 |  | 08/17/1983
Snyder General Corp. | Comfortmaker | *GUD100A020-IL | LPG | No Match |  | False | 1 |  | Up | No Match | No Match | No Match | No Match | No Match |  | No Match |  | 100000 | 80000 | 1770 | 1245 | 102566 | 768 | 75.5 | [8 empty] | 3 | Non Federally-Regulated | 06/29/1987 |  | 01/15/1989
Amana Refrigeration, Inc. | Amana | ERGW0012-1A(A)W/EBWC | LPG | No Match |  | True | 1 |  | Down | No Match | No Match | No Match | No Match | No Match |  | No Match |  | 80000 | 68000 | 1375 | 880 | 72960 | 339 | 85.3 | [8 empty] | 0 | Non Federally-Regulated | 03/15/1989 |  | 10/10/1989
Borg Warner | Fraser Johnston | 42ECW080UA | LPG | No Match | False | True | 1 |  | Horizontal | No Match | No Match | No Match | No Match | No Match |  | No Match |  | 80000 | 64000 | 1275 | [13 empty] | Non Federally-Regulated | 08/17/1983 |  | 12/08/1986
York International | Luxaire | DAUC-F036N050A | Natural Gas | No Match |  | True | 1 |  | Horizontal | No Match | No Match | No Match | No Match | No Match |  | No Match |  | 50000 | 41000 | 1600 | 1600 | 37060 | 665 | 80 | [9 empty] | Non Federally-Regulated | 03/15/1989 |  | 10/10/1989
Ducane | Heil Quaker | NUGK125DK** | Natural Gas | No Match |  | False | 1 |  | Up | No Match | No Match | No Match | No Match | No Match |  | No Match |  | 125000 | 109141 | 2010 | 1810 | 103814 | 1282 | 87.9 | [8 empty] | 2 | Non Federally-Regulated | 01/27/1988 |  | 01/15/1989
Luxaire | Moncrief | GCH060AF | Natural Gas | No Match | False | True | 1 |  | Horizontal | No Match | No Match | No Match | No Match | No Match |  | No Match |  | 60000 | 47400 |  |  | 68743 | 569 | 67.9 | [8 empty] | 2 | Non Federally-Regulated | 10/13/1981 |  | 03/11/1982
Heil Quaker | Whirlpool | NRGB36MAH02 | Natural Gas | No Match | False | True | 1 |  | Horizontal | No Match | No Match | No Match | No Match | No Match |  | No Match |  | 100000 | 71000 | 1200 | 940 | 89361 | 740 | 68.5 | [8 empty] | 1 | Non Federally-Regulated | 04/02/1981 |  | 10/13/1981
BDP Co. | Carrier | 58SE050-5 | LPG | No Match | False | False | 1 |  | Up | No Match | No Match | No Match | No Match | No Match |  | No Match |  | 50000 | 39000 | [14 empty] | Non Federally-Regulated | 08/17/1983 |  | 12/08/1986
York International | Fraser Johnston | DACC-T090N160 | Natural Gas | No Match |  | True | 1 |  | Down | No Match | No Match | No Match | No Match | No Match |  | No Match |  | 160000 | 124160 | 3600 | 2400 | 141920 | 931 | 75.6 | [8 empty] | 100 | Non Federally-Regulated | 01/27/1988 |  | 01/15/1989
Snyder General Corp. | McQuay | *PGDA060F100-M** | Natural Gas | No Match |  | True | 1 |  | Down | No Match | No Match | No Match | No Match | No Match |  | No Match |  | 100000 | 79000 |  |  | 97887 | 470 | 80.2 | [8 empty] | 15 | Non Federally-Regulated | 12/08/1986 |  | 06/29/1987
Magic Chef | Williams | 5D140-OH-1 | Natural Gas | No Match | False | True | 1 |  | Horizontal | No Match | No Match | No Match | No Match | No Match |  | No Match |  | 140000 | 105000 | 1950 | 1950 | 113871 | 659 | 68.2 | [8 empty] | 19 | Non Federally-Regulated | 10/13/1981 |  | 03/11/1982
Heil Quaker | Amana | OS84DG | Oil | No Match | False | False | 1 |  | Horizontal | No Match | No Match | No Match | No Match | No Match |  | No Match |  | 105193 | 79000 | 1100 | [13 empty] | Non Federally-Regulated | 08/17/1983 |  | 12/08/1986
Magic Chef | Williams | EG6B60DC24-2 | Natural Gas | No Match | False | False | 1 |  | Up | No Match | No Match | No Match | No Match | No Match |  | No Match |  | 60502 | 53000 | 960 | [13 empty] | Non Federally-Regulated | 08/17/1983 |  | 12/08/1986
Heil Quaker | Whirlpool | NRGB60LAK03 | Natural Gas | No Match | False | True | 1 |  | Horizontal | No Match | No Match | No Match | No Match | No Match |  | No Match |  | 125000 | 88000 | 1860 | 1625 | 113342 | 801 | 68 | [8 empty] | 1 | Non Federally-Regulated | 10/13/1981 |  | 03/11/1982
Magic Chef | Armstrong | EG83-100D2C4-5 | Natural Gas | No Match | False | False | 1 |  | Horizontal | No Match | No Match | No Match | No Match | No Match |  | No Match |  | 100000 | 77000 | 1170 | 1620 | 114000 | 658 | 65.8 | [8 empty] | 2 | Non Federally-Regulated | 07/26/1982 |  | 08/17/1983
Carrier Corp. | Payne | 585JP042125 | LPG | No Match |  | True | 1 |  | Horizontal | No Match | No Match | No Match | No Match | No Match |  | No Match |  | 125000 | 94000 | 1800 | 1195 | 123831 | 871 | 75.2 | [8 empty] | 3 | Non Federally-Regulated | 01/27/1988 |  | 01/15/1989
Snyder General Corp. | Arcoaire | *PGDA060F150-M* | Natural Gas | No Match |  | True | 1 |  | Down | No Match | No Match | No Match | No Match | No Match |  | No Match |  | 150000 | 117000 |  |  | 138818 | 688 | 79.1 | [8 empty] | 15 | Non Federally-Regulated | 12/08/1986 |  | 06/29/1987
Rheem Sales Company, Inc. | Ruud | UGAC-12KAB | Natural Gas | No Match | False | False | 1 |  | Up | No Match | No Match | No Match | No Match | No Match |  | No Match |  | 125000 | 96000 |  |  | 132198 | 1033 | 70 | [8 empty] | 3 | Non Federally-Regulated | 04/02/1981 |  | 08/17/1983
Amana Refrigeration, Inc. | Amana | EPCG4212-1D (C) | LPG | No Match |  | True | 1 |  | Horizontal | No Match | No Match | No Match | No Match | No Match |  | No Match |  | 120000 | 99000 |  |  | 112800 | 456 | 83.5 | [8 empty] | 22 | Non Federally-Regulated | 01/27/1988 |  | 01/15/1989
Trane U.S. Inc. | Trane Dealer Products Group | THN075A948A | Natural Gas | No Match |  | False | 1 |  | Horizontal | No Match | No Match | No Match | No Match | No Match |  | No Match |  | 75000 | 59000 |  |  | 61197 | 530 | 75.2 | [8 empty] | 3 | Non Federally-Regulated | 06/29/1987 |  | 01/27/1988
Rheem Sales Company, Inc. | Ruud | UGLC-12EC-J* | LPG | No Match |  | False | 1 |  | Down | No Match | No Match | No Match | No Match | No Match |  | No Match |  | 120000 | 96000 |  |  | 117724 | 769 | 79.4 | [8 empty] | 4 | Non Federally-Regulated | 12/08/1986 |  | 06/29/1987
BDP Co. | Payne | 394GAW000075 | Natural Gas | No Match | False | False | 1 |  | Up | No Match | No Match | No Match | No Match | No Match |  | No Match |  | 75000 | 57000 |  |  | 78930 | 467 | 69 | [8 empty] | 5 | Non Federally-Regulated | 04/02/1981 |  | 10/13/1981
Heil Quaker | Heil | NHGA060CF** | Natural Gas | No Match | False | False | 1 |  | Horizontal | No Match | No Match | No Match | No Match | No Match |  | No Match |  | 60000 | 45000 | 1160 | 760 | 65861 | 515 | 70.3 | [8 empty] | 1 | Non Federally-Regulated | 07/26/1982 |  | 08/17/1983
York International | York | D1RG120N16525 | Natural Gas | No Match |  | True | 1 |  | Horizontal | No Match | No Match | No Match | No Match | No Match |  | No Match |  | 204000 | 161000 | 4500 | 3750 | 193091 | 2940 | 79 | [8 empty] | 58 | Non Federally-Regulated | 01/15/1989 |  | 03/15/1989
Consolidated Industries Corp. | Addison Products | GUWHE120B-D5 | LPG | No Match |  | False | 1 |  | Up | No Match | No Match | No Match | No Match | No Match |  | No Match |  | 120000 | 96000 |  |  | 115981 | 1079 | 79.6 | [8 empty] | 4 | Non Federally-Regulated | 01/27/1988 |  | 01/15/1989
BDP Co. | Carrier | 48GL04860X | Natural Gas | No Match | False | True | 1 |  | Horizontal | No Match | No Match | No Match | No Match | No Match |  | No Match |  | 100000 | 75000 | 1775 | 1365 | 87245 | 774 | 70.4 | [8 empty] | 3 | Non Federally-Regulated | 10/13/1981 |  | 03/11/1982
York International | Fraser Johnston | DBUC-W060N125 | Natural Gas | No Match |  | True | 1 |  | Horizontal | No Match | No Match | No Match | No Match | No Match |  | No Match |  | 125000 | 101000 | 2167 | 1965 | 114823 | 1047 | 80.5 | [8 empty] | 58 | Non Federally-Regulated | 03/15/1989 |  | 10/10/1989
John Zink | Magic Chef | RCG-0601-43-0952-EC | Natural Gas | No Match | False | True | 1 |  | Horizontal | No Match | No Match | No Match | No Match | No Match |  | No Match |  | 95000 | 73150 | 2200 | [13 empty] | Non Federally-Regulated | 08/17/1983 |  | 12/08/1986
Carrier Corp. | Payne | 580AN018040 | LPG | No Match |  | True | 1 |  | Horizontal | No Match | No Match | No Match | No Match | No Match |  | No Match |  | 40000 | 31000 |  |  | 39028 | 522 | 77.5 | [8 empty] | 3 | Non Federally-Regulated | 01/27/1988 |  | 01/15/1989
Borg Warner | Luxaire | FCU120HAPA | LPG | No Match | False | False | 1 |  | Up | No Match | No Match | No Match | No Match | No Match |  | No Match |  | 119110 | 91000 | 1650 | [13 empty] | Non Federally-Regulated | 08/17/1983 |  | 12/08/1986
Snyder General Corp. | Arcoaire | *PGDA036G050-IL-** | Natural Gas | No Match |  | True | 1 |  | Down | No Match | No Match | No Match | No Match | No Match |  | No Match |  | 50000 | 40000 |  |  | 37856 | 290 | 82 | [8 empty] | 15 | Non Federally-Regulated | 06/29/1987 |  | 01/27/1988
Trane U.S. Inc. | American Standard, Inc. | YCC036A1LNA | Natural Gas | No Match |  | True | 1 |  | Horizontal | No Match | No Match | No Match | No Match | No Match |  | No Match |  | 80000 | 59000 | 1635 | 1255 | 79400 | 475 | 77 | [8 empty] | 0 | Non Federally-Regulated | 03/15/1989 |  | 10/10/1989
Borg Warner | Fraser Johnston | GCU055DF | LPG | No Match | False | False | 1 |  | Up | No Match | No Match | No Match | No Match | No Match |  | No Match |  | 54594 | 41000 | 700 | [13 empty] | Non Federally-Regulated | 08/17/1983 |  | 12/08/1986
Ducane | BDP Co. | 391D-060100 | Oil | No Match | False | False | 1 |  | Down | No Match | No Match | No Match | No Match | No Match |  | No Match |  | 120301 | 96000 | 1700 | [13 empty] | Non Federally-Regulated | 08/17/1983 |  | 12/08/1986
Luxaire | Westinghouse Electric | 60CE24BNL | Natural Gas | No Match | False | False | 1 |  | Up | No Match | No Match | No Match | No Match | No Match |  | No Match |  | 60000 | 46860 | 740 | 540 | 65952 | 454 | 70.3 | [8 empty] | 5 | Non Federally-Regulated | 03/11/1982 |  | 07/26/1982
Rheem Sales Company, Inc. | Ruud | UGMC-08KCC** | Natural Gas | No Match | False | False | 1 |  | Down | No Match | No Match | No Match | No Match | No Match |  | No Match |  | 80000 | 60000 | [14 empty] | Non Federally-Regulated | 08/17/1983 |  | 12/08/1986
Luxaire | Westinghouse Electric | GCH114TF | Natural Gas | No Match | False | True | 1 |  | Horizontal | No Match | No Match | No Match | No Match | No Match |  | No Match |  | 114000 | 87552 | 1580 |  | 115982 | 690 | 65.5 | [8 empty] | 5 | Non Federally-Regulated | 10/13/1981 |  | 03/11/1982
Rheem Sales Company, Inc. | Rheem | RRGE-12E48DLR | Natural Gas | No Match |  | True | 1 |  | Horizontal | No Match | No Match | No Match | No Match | No Match |  | No Match |  | 125000 | 97000 |  |  | 118760 | 910 | 78.3 | [8 empty] | 4 | Non Federally-Regulated | 01/27/1988 |  | 01/15/1989
Luxaire | Westinghouse Electric | FGHF133MAN | Natural Gas | No Match | False | False | 1 |  | Horizontal | No Match | No Match | No Match | No Match | No Match |  | No Match |  | 133000 | 100814 |  |  | 130931 | 546 | 69.4 | [8 empty] | 8 | Non Federally-Regulated | 10/13/1981 |  | 03/11/1982
Consolidated Industries Corp. | Addison Products | GUWHE060B-D3C | Natural Gas | No Match |  | False | 1 |  | Up | No Match | No Match | No Match | No Match | No Match |  | No Match |  | 60000 | 48000 |  |  | 58131 | 620 | 79 | [8 empty] | 4 | Non Federally-Regulated | 01/27/1988 |  | 01/15/1989
Borg Warner | Fraser Johnston | FCU120FAPA | LPG | No Match | False | False | 1 |  | Up | No Match | No Match | No Match | No Match | No Match |  | No Match |  | 119110 | 91000 | 1460 | [13 empty] | Non Federally-Regulated | 08/17/1983 |  | 12/08/1986
Carrier Corp. | Day & Night | 395BAW060095 | Natural Gas | No Match |  | False | 1 |  | Up | No Match | No Match | No Match | No Match | No Match |  | No Match |  | 114000 | 93000 |  |  | 95625 | 852 | 80.7 | [8 empty] | 5 | Non Federally-Regulated | 12/08/1986 |  | 01/27/1988
AAON, Inc. | Aaon | RE-08-*-1*-*2* | Natural Gas | No Match |  | True | 3 |  | Down | No Match | No Match | No Match | No Match | No Match |  | No Match |  | 225000 | 181530 | 4000 | 3200 | 206574 | 2593 | 81 | [8 empty] | 4 | Non Federally-Regulated | 03/15/1989 |  | 10/10/1989
Magic Chef | Armstrong | EG83-75D-7 | Natural Gas | No Match | False | False | 1 |  | Horizontal | No Match | No Match | No Match | No Match | No Match |  | No Match |  | 75000 | 57000 | 649 |  | 81000 | 386 | 64.6 | [8 empty] | 2 | Non Federally-Regulated | 07/26/1982 |  | 08/17/1983
Lennox Industries Inc. | Lennox | G16Q3X-50 | Natural Gas | No Match |  | False | 1 |  | Up | No Match | No Match | No Match | No Match | No Match |  | No Match |  | 50000 | 40000 | 1300 | 855 | 39435 | 602 | 78.5 | [8 empty] | 3 | Non Federally-Regulated | 06/29/1987 |  | 01/15/1989
Magic Chef | Williams | ENG6D80DC42-* | Natural Gas | No Match |  | False | 1 |  | Up | No Match | No Match | No Match | No Match | No Match |  | No Match |  | 80000 | 64000 | 1430 |  | 81589 | 554 | 74.2 | [8 empty] | 2 | Non Federally-Regulated | 12/08/1986 |  | 01/15/1989
Daikin Comfort Technologies Manufacturing, L.P. | Janitrol / GMC | GDX120-5 | Natural Gas | No Match |  | False | 1 |  | Down | No Match | No Match | No Match | No Match | No Match |  | No Match |  | 120000 | 93720 |  |  | 125891 | 713 | 74.4 | [8 empty] | 3 | Non Federally-Regulated | 01/27/1988 |  | 01/15/1989
Heil Quaker | Heil Quaker | NRGF42DCB**(B) | Natural Gas | No Match |  | True | 1 |  | Horizontal | No Match | No Match | No Match | No Match | No Match |  | No Match |  | 80000 | 65360 | 1490 | 1055 | 77903 | 853 | 78.1 | [8 empty] | 6 | Non Federally-Regulated | 03/15/1989 |  | 10/10/1989
York International | Luxaire | DAUC-W036N100A | Natural Gas | No Match |  | True | 1 |  | Horizontal | No Match | No Match | No Match | No Match | No Match |  | No Match |  | 100000 | 81000 | 1600 | 1600 | 100034 | 1138 | 76 | [9 empty] | Non Federally-Regulated | 06/29/1987 |  | 01/27/1988
Rheem Sales Company, Inc. | Ruud | URBD-10E59DR | Natural Gas | No Match | False | True | 1 |  | Horizontal | No Match | No Match | No Match | No Match | No Match |  | No Match |  | 99877 | 81000 | [14 empty] | Non Federally-Regulated | 08/17/1983 |  | 12/08/1986
Rheem Sales Company, Inc. | Weatherking | GPF7.5T200-3L* | Natural Gas | No Match |  | True | 1 |  | Down | No Match | No Match | No Match | No Match | No Match |  | No Match |  | 200000 | 158641 |  |  | 175711 | 1327 | 79.5 | [8 empty] | 6 | Non Federally-Regulated | 01/15/1989 |  | 03/15/1989
Amana Refrigeration, Inc. | Amana | EPCG4812-1C (C) | Natural Gas | No Match | False | True | 1 |  | Horizontal | No Match | No Match | No Match | No Match | No Match |  | No Match |  | 118421 | 99000 | [14 empty] | Non Federally-Regulated | 08/17/1983 |  | 12/08/1986
York International | York | D1CG048P10325A | LPG | No Match |  | True | 1 |  | Horizontal | No Match | No Match | No Match | No Match | No Match |  | No Match |  | 125000 | 99000 | 1905 | 1905 | 122384 | 1150 | 75.1 | [9 empty] | Non Federally-Regulated | 01/15/1989 |  | 03/15/1989
Heil Quaker | Heil | NRGF60FBB**(C) | Natural Gas | No Match |  | False | 1 |  | Horizontal | No Match | No Match | No Match | No Match | No Match |  | No Match |  | 145000 | 117885 | 1775 | 1550 | 138392 | 1204 | 77.8 | [8 empty] | 6 | Non Federally-Regulated | 12/08/1986 |  | 01/15/1989
Carrier Corp. | Carrier | 48DR0165,6 | Natural Gas | No Match |  | True | 3 |  | Down | No Match | No Match | No Match | No Match | No Match |  | No Match |  | 270000 | 216000 | 7500 | 4500 | 267700 | 1936 | 75.3 | [8 empty] | 5 | Non Federally-Regulated | 01/27/1988 |  | 01/15/1989
Luxaire | Fraser Johnston | FCU080FANA | Natural Gas | No Match | False | False | 1 |  | Up | No Match | No Match | No Match | No Match | No Match |  | No Match |  | 80000 | 58320 | 1535 | 1300 | 79296 | 561 | 68.1 | [8 empty] | 5 | Non Federally-Regulated | 03/11/1982 |  | 07/26/1982
Carrier Corp. | Carrier | 48NMT042500 | Natural Gas | No Match |  | True | 1 |  | Down | No Match | No Match | No Match | No Match | No Match |  | No Match |  | 80000 | 62000 |  |  | 79165 | 562 | 78.5 | [8 empty] | 3 | Non Federally-Regulated | 03/15/1989 |  | 10/10/1989
Heil Quaker | Heil | NRGF36EBB**(B) | Natural Gas | No Match |  | True | 1 |  | Horizontal | No Match | No Match | No Match | No Match | No Match |  | No Match |  | 100000 | 80200 | 1555 | 1080 | 100060 | 946 | 76.5 | [8 empty] | 6 | Non Federally-Regulated | 12/08/1986 |  | 06/29/1987
Luxaire | Fraser Johnston | GCH133MF | Natural Gas | No Match | False | False | 1 |  | Horizontal | No Match | No Match | No Match | No Match | No Match |  | No Match |  | 133000 | 100814 |  |  | 130931 | 546 | 69.4 | [8 empty] | 8 | Non Federally-Regulated | 04/02/1981 |  | 10/13/1981
Carrier Corp. | Day & Night | 580AE060080-B | Natural Gas | No Match |  | True | 1 |  | Down | No Match | No Match | No Match | No Match | No Match |  | No Match |  | 80000 | 62000 |  |  | 77268 | 998 | 78.5 | [8 empty] | 3 | Non Federally-Regulated | 03/15/1989 |  | 10/10/1989
Snyder General Corp. | Comfortmaker | *GDA120A020-IM | Natural Gas | No Match |  | False | 1 |  | Down | No Match | No Match | No Match | No Match | No Match |  | No Match |  | 120000 | 96000 | 2005 | 1495 | 115671 | 833 | 80.6 | [8 empty] | 3 | Non Federally-Regulated | 06/29/1987 |  | 01/15/1989
Carrier Corp. | Payne | 580AN018040 | Natural Gas | No Match |  | True | 1 |  | Down | No Match | No Match | No Match | No Match | No Match |  | No Match |  | 40000 | 31000 |  |  | 38599 | 507 | 78.5 | [8 empty] | 3 | Non Federally-Regulated | 03/15/1989 |  | 10/10/1989
Heil Quaker | Whirlpool | NRGF42EDB**(A) | Natural Gas | No Match |  | True | 1 |  | Horizontal | No Match | No Match | No Match | No Match | No Match |  | No Match |  | 80000 | 63228 | 1555 | 1080 | 78543 | 714 | 78 | [8 empty] | 6 | Non Federally-Regulated | 12/08/1986 |  | 06/29/1987
Amana Refrigeration, Inc. | Amana | EPCG6017-3E (C) | LPG | No Match |  | True | 1 |  | Horizontal | No Match | No Match | No Match | No Match | No Match |  | No Match |  | 170000 | 141000 |  |  | 149490 | 645 | 83.8 | [8 empty] | 22 | Non Federally-Regulated | 01/27/1988 |  | 01/15/1989
Heil Quaker | Heil | NRGB60MAH01 | Natural Gas | No Match | False | True | 1 |  | Horizontal | No Match | No Match | No Match | No Match | No Match |  | No Match |  | 150000 | 106000 | 1860 | 1625 | 136594 | 804 | 68.1 | [8 empty] | 1 | Non Federally-Regulated | 04/02/1981 |  | 10/13/1981
SJC Corp. | Janitrol | UI100D20 | Natural Gas | No Match | False | False | 1 |  | Up | No Match | No Match | No Match | No Match | No Match |  | No Match |  | 100000 | 75000 | 2000 | 1620 | 93247 | 820 | 65.7 | [9 empty] | Non Federally-Regulated | 04/02/1981 |  | 10/13/1981
Trane U.S. Inc. | Trane | SFHC-B252-LA | Natural Gas | No Match | False | True | 1 |  | Horizontal | No Match | No Match | No Match | No Match | No Match |  | No Match |  | 70573 | 53000 | 1030 | [13 empty] | Non Federally-Regulated | 08/17/1983 |  | 12/08/1986
BDP Co. | Day & Night | 397HAW060140 | Natural Gas | No Match | False | False | 1 |  | Up | No Match | No Match | No Match | No Match | No Match |  | No Match |  | 156627 | 130000 | 2150 | [13 empty] | Non Federally-Regulated | 08/17/1983 |  | 12/08/1986
Trane U.S. Inc. | American Standard, Inc. | YCH048A1HOA | Natural Gas | No Match |  | True | 1 |  | Horizontal | No Match | No Match | No Match | No Match | No Match |  | No Match |  | 120000 | 89000 |  |  | 102500 | 592 | 76 | [8 empty] | 0 | Non Federally-Regulated | 01/15/1989 |  | 03/15/1989
SJC Corp. | Janitrol | RT 42-100-31C | Natural Gas | No Match | False | True | 1 |  | Horizontal | No Match | No Match | No Match | No Match | No Match |  | No Match |  | 100000 | 77000 | 1500 | 1000 | 82523 | 767 | 74.4 | [8 empty] | 0 | Non Federally-Regulated | 10/13/1981 |  | 03/11/1982
Snyder General Corp. | Arcoaire | *PGDA036G050-IM-** | Natural Gas | No Match |  | True | 1 |  | Down | No Match | No Match | No Match | No Match | No Match |  | No Match |  | 50000 | 40000 |  |  | 37856 | 290 | 82 | [8 empty] | 15 | Non Federally-Regulated | 06/29/1987 |  | 01/27/1988
Sunbeam Air Conditioning | Sunbeam Air Conditioning | RCG-1202-33-2102-GT | Natural Gas | No Match |  | True | 1 |  | Down | No Match | No Match | No Match | No Match | No Match |  | No Match |  | 210000 | 165900 | 4400 | 3600 | 198870 | 2472 | 77.1 | [8 empty] | 4 | Non Federally-Regulated | 12/08/1986 |  | 06/29/1987
Borg Warner | Fraser Johnston | 30ECW060GA | LPG | No Match | False | True | 1 |  | Horizontal | No Match | No Match | No Match | No Match | No Match |  | No Match |  | 60000 | 47880 | 920 | 760 | 64878 | 443 | 70 | [8 empty] | 5 | Non Federally-Regulated | 07/26/1982 |  | 08/17/1983
Snyder General Corp. | McQuay | *PGHA042F125-IN-** | Natural Gas | No Match |  | True | 1 |  | Horizontal | No Match | No Match | No Match | No Match | No Match |  | No Match |  | 125000 | 93000 |  |  | 80919 | 522 | 76.1 | [8 empty] | 15 | Non Federally-Regulated | 06/29/1987 |  | 01/27/1988
Coleman Company, Inc. | Coleman | 2985-766 | Natural Gas | No Match |  | False | 1 |  | Up | No Match | No Match | No Match | No Match | No Match |  | No Match |  | 95000 | 84000 | 1377 | 898 | 89443 | 888 | 86.2 | [8 empty] | 4 | Non Federally-Regulated | 12/08/1986 |  | 01/15/1989
Rheem Sales Company, Inc. | Arcoaire | *PGHA048G100-IM-** | Natural Gas | No Match |  | True | 1 |  | Horizontal | No Match | No Match | No Match | No Match | No Match |  | No Match |  | 100000 | 74000 |  |  | 80919 | 408 | 77.4 | [8 empty] | 15 | Non Federally-Regulated | 01/27/1988 |  | 01/15/1989
BDP Co. | Day & Night | 394GAW048060 | Natural Gas | No Match | False | False | 1 |  | Up | No Match | No Match | No Match | No Match | No Match |  | No Match |  | 75000 | 57000 | 1600 | 1235 | 78818 | 490 | 69 | [8 empty] | 5 | Non Federally-Regulated | 10/13/1981 |  | 07/26/1982
Amana Refrigeration, Inc. | Amana | EPCG4812-3D (C) | LPG | No Match |  | True | 1 |  | Horizontal | No Match | No Match | No Match | No Match | No Match |  | No Match |  | 120000 | 99000 |  |  | 112800 | 456 | 83.5 | [8 empty] | 22 | Non Federally-Regulated | 03/15/1989 |  | 10/10/1989
Rheem Sales Company, Inc. | Century | GSH40-T3NXD-1 | Natural Gas | No Match |  | False | 1 |  | Horizontal | No Match | No Match | No Match | No Match | No Match |  | No Match |  | 40000 | 30000 |  |  | 40591 | 351 | 75.6 | [8 empty] | 3 | Non Federally-Regulated | 06/29/1987 |  | 01/15/1989
Rheem Sales Company, Inc. | Rheem | RRGE-05E36DLR | Natural Gas | No Match |  | True | 1 |  | Horizontal | No Match | No Match | No Match | No Match | No Match |  | No Match |  | 50000 | 38000 |  |  | 49283 | 420 | 78.3 | [8 empty] | 4 | Non Federally-Regulated | 06/29/1987 |  | 01/27/1988
BDP Co. | Lennox | 397GAW060200 | Natural Gas | No Match | False | False | 1 |  | Up | No Match | No Match | No Match | No Match | No Match |  | No Match |  | 200000 | 156000 | 2060 | 1742 | 198355 | 912 | 71.1 | [8 empty] | 5 | Non Federally-Regulated | 03/11/1982 |  | 07/26/1982
Consolidated Industries Corp. | Coleman | 2509B736 | LPG | No Match | False | False | 1 |  | Horizontal | No Match | No Match | No Match | No Match | No Match |  | No Match |  | 140078 | 108000 | [14 empty] | Non Federally-Regulated | 08/17/1983 |  | 12/08/1986
Rheem Sales Company, Inc. | Ruud | UGGC-08KAA | Natural Gas | No Match | False | False | 1 |  | Up | No Match | No Match | No Match | No Match | No Match |  | No Match |  | 80000 | 61000 |  |  | 90612 | 462 | 69 | [8 empty] | 3 | Non Federally-Regulated | 04/02/1981 |  | 08/17/1983
Magic Chef | Gaffers & Sattler | 4A120-OH-3-5 | Natural Gas | No Match | False | True | 1 |  | Horizontal | No Match | No Match | No Match | No Match | No Match |  | No Match |  | 117801 | 90000 | 1850 | [13 empty] | Non Federally-Regulated | 08/17/1983 |  | 12/08/1986
Carrier Corp. | Day & Night | 585EP,EE090203 | Natural Gas | No Match |  | True | 1 |  | Horizontal | No Match | No Match | No Match | No Match | No Match |  | No Match |  | 203000 | 160370 | 3700 | 3000 | 182370 | 1503 | 76 | [8 empty] | 0 | Non Federally-Regulated | 12/08/1986 |  | 06/29/1987
Ducane | Borg Warner | P2HSD15N10001A | Natural Gas | No Match | False | False | 1 |  | Horizontal | No Match | No Match | No Match | No Match | No Match |  | No Match |  | 97625 | 74000 | 1550 | [13 empty] | Non Federally-Regulated | 08/17/1983 |  | 12/08/1986
Arkla Industries, Inc. | Climate Control | G-U601060-16M | Natural Gas | No Match | False | False | 1 |  | Up | No Match | No Match | No Match | No Match | No Match |  | No Match |  | 59770 | 52000 | 1460 | [13 empty] | Non Federally-Regulated | 08/17/1983 |  | 12/08/1986
Luxaire | Fraser Johnston | 48ECW160WA | LPG | No Match | False | True | 1 |  | Horizontal | No Match | No Match | No Match | No Match | No Match |  | No Match |  | 160000 | 122240 | 1860 | 1385 | 156152 | 809 | 70 | [8 empty] | 5 | Non Federally-Regulated | 04/02/1981 |  | 10/13/1981
Magic Chef | Armstrong | 3.5A80-OH-3-6 | Natural Gas | No Match | False | True | 1 |  | Horizontal | No Match | No Match | No Match | No Match | No Match |  | No Match |  | 80000 | 60000 | 1600 | 700 | 81967 | 610 | 66.8 | [8 empty] | 19 | Non Federally-Regulated | 07/26/1982 |  | 08/17/1983
John Zink | John Zink | RBG-1802-23-3501-HC | Natural Gas | No Match | False | True | 3 |  | Horizontal | No Match | No Match | No Match | No Match | No Match |  | No Match |  | 350000 | 280000 | 6000 | [13 empty] | Non Federally-Regulated | 08/17/1983 |  | 12/08/1986
Carrier Corp. | Day & Night | 580B*V036074 | Natural Gas | No Match |  | True | 1 |  | Down | No Match | No Match | No Match | No Match | No Match |  | No Match |  | 74000 | 58460 | 1180 | 1020 | 72520 | 372 | 75.5 | [8 empty] | 3 | Non Federally-Regulated | 01/15/1989 |  | 03/15/1989
Heil Quaker | Whirlpool | NRGF30DDB**(B) | Natural Gas | No Match |  | True | 1 |  | Horizontal | No Match | No Match | No Match | No Match | No Match |  | No Match |  | 80000 | 62678 | 870 | 705 | 79101 | 770 | 77.3 | [8 empty] | 6 | Non Federally-Regulated | 01/27/1988 |  | 01/15/1989
Rheem Sales Company, Inc. | Ruud | UGMC-08ECC | Natural Gas | No Match | False | False | 1 |  | Down | No Match | No Match | No Match | No Match | No Match |  | No Match |  | 80000 | 60000 |  |  | 88343 | 652 | 66.9 | [8 empty] | 4 | Non Federally-Regulated | 04/02/1981 |  | 08/17/1983
Rheem Sales Company, Inc. | Heat Controller | GHL95-DH | Natural Gas | No Match | False | False | 1 |  | Up | No Match | No Match | No Match | No Match | No Match |  | No Match |  | 94667 | 71000 | [14 empty] | Non Federally-Regulated | 08/17/1983 |  | 12/08/1986
SJC Corp. | Frigiking Tappan | UI060D08 | Natural Gas | No Match | False | False | 1 |  | Up | No Match | No Match | No Match | No Match | No Match |  | No Match |  | 60000 | 45000 | 800 | 780 | 70553 | 806 | 64.2 | [9 empty] | Non Federally-Regulated | 04/02/1981 |  | 10/13/1981
Rheem Sales Company, Inc. | Century | TGR-48-3F-150 | Natural Gas | No Match |  | True | 1 |  | Horizontal | No Match | No Match | No Match | No Match | No Match |  | No Match |  | 150000 | 115000 |  |  | 140100 | 875 | 77.8 | [8 empty] | 4 | Non Federally-Regulated | 01/15/1989 |  | 03/15/1989
Snyder General Corp. | Arcoaire | *PGH*024G075*I*** | Natural Gas | No Match |  | True | 1 |  | Horizontal | No Match | No Match | No Match | No Match | No Match |  | No Match |  | 75000 | 55000 |  |  | 61990 | 190 | 76.5 | [8 empty] | 15 | Non Federally-Regulated | 03/15/1989 |  | 10/10/1989
Consolidated Industries Corp. | Heat Controller | GTD80-D3.5X | Natural Gas | No Match |  | False | 1 |  | Down | No Match | No Match | No Match | No Match | No Match |  | No Match |  | 80000 | 66640 | 1440 | 830 | 74320 | 350 | 83.8 | [8 empty] | 0 | Non Federally-Regulated | 12/08/1986 |  | 06/29/1987
Luxaire | Moncrief | GCH095MF | Natural Gas | No Match | False | False | 1 |  | Horizontal | No Match | No Match | No Match | No Match | No Match |  | No Match |  | 95000 | 72440 |  |  | 93502 | 437 | 67.9 | [8 empty] | 2 | Non Federally-Regulated | 04/02/1981 |  | 10/13/1981
BDP Co. | Carrier | 48GL01830X | Natural Gas | No Match | False | True | 1 |  | Horizontal | No Match | No Match | No Match | No Match | No Match |  | No Match |  | 50000 | 38000 | 630 | 510 | 54775 | 433 | 70.4 | [8 empty] | 3 | Non Federally-Regulated | 10/13/1981 |  | 03/11/1982
Rheem Sales Company, Inc. | Ruud | UGGC-14KAB | Natural Gas | No Match | False | False | 1 |  | Up | No Match | No Match | No Match | No Match | No Match |  | No Match |  | 140000 | 106000 |  |  | 135877 | 694 | 69 | [8 empty] | 3 | Non Federally-Regulated | 04/02/1981 |  | 08/17/1983
Consolidated Industries Corp. | Airtron | AGH810-40A | LPG | No Match | False | True | 1 |  | Horizontal | No Match | No Match | No Match | No Match | No Match |  | No Match |  | 97345 | 77000 | [14 empty] | Non Federally-Regulated | 08/17/1983 |  | 12/08/1986
Carrier Corp. | Carrier | 58GSC080-CB | LPG | No Match |  | False | 1 |  | Up | No Match | No Match | No Match | No Match | No Match |  | No Match |  | 100000 | 80000 |  |  | 102297 | 743 | 75.8 | [8 empty] | 5 | Non Federally-Regulated | 12/08/1986 |  | 01/27/1988
Carrier Corp. | Day & Night | 396JAW048065 | LPG | No Match |  | False | 1 |  | Down | No Match | No Match | No Match | No Match | No Match |  | No Match |  | 80000 | 64000 |  |  | 80884 | 830 | 75.7 | [8 empty] | 5 | Non Federally-Regulated | 12/08/1986 |  | 01/27/1988
York International | Luxaire | DAUC-F048P075A | LPG | No Match |  | True | 1 |  | Horizontal | No Match | No Match | No Match | No Match | No Match |  | No Match |  | 75000 | 62000 | 1905 | 1905 | 57772 | 824 | 78.1 | [9 empty] | Non Federally-Regulated | 01/15/1989 |  | 03/15/1989
Rheem Sales Company, Inc. | Heat Controller | TGR-90-3E-225-L | Natural Gas | No Match |  | True | 3 |  | Horizontal | No Match | No Match | No Match | No Match | No Match |  | No Match |  | 225000 | 174740 |  |  | 196785 | 1720 | 77.6 | [8 empty] | 6 | Non Federally-Regulated | 01/27/1988 |  | 01/15/1989
Rheem Sales Company, Inc. | Ruud | URGE-10E60CKR | Natural Gas | No Match |  | True | 1 |  | Horizontal | No Match | No Match | No Match | No Match | No Match |  | No Match |  | 100000 | 76000 |  |  | 79634 | 750 | 77.2 | [8 empty] | 4 | Non Federally-Regulated | 12/08/1986 |  | 06/29/1987
Consolidated Industries Corp. | Climate Control / Snyder General | GHB075NDAIC | Natural Gas | No Match |  | False | 1 |  | Horizontal | No Match | No Match | No Match | No Match | No Match |  | No Match |  | 75000 | 58000 |  |  | 63994 | 676 | 75 | [8 empty] | 3 | Non Federally-Regulated | 12/08/1986 |  | 06/29/1987
Ducane | Fraser Johnston | P2HSD20N14001A | LPG | No Match | False | False | 1 |  | Horizontal | No Match | No Match | No Match | No Match | No Match |  | No Match |  | 138522 | 105000 | 1950 | [13 empty] | Non Federally-Regulated | 08/17/1983 |  | 12/08/1986
Luxaire | Fraser Johnston | 60ECW160WA | LPG | No Match | False | True | 1 |  | Horizontal | No Match | No Match | No Match | No Match | No Match |  | No Match |  | 160000 | 123680 | 2020 | 1605 | 152846 | 1016 | 70 | [8 empty] | 5 | Non Federally-Regulated | 04/02/1981 |  | 10/13/1981
Trane U.S. Inc. | Trane | BYC130G4L(O,A)D | Natural Gas | No Match |  | True | 1 |  | Horizontal | No Match | No Match | No Match | No Match | No Match |  | No Match |  | 160000 | 121600 |  |  | 138705 | 1804 | 76.3 | [9 empty] | Non Federally-Regulated | 03/15/1989 |  | 10/10/1989
Ducane | Carrier | 58EG100121 | LPG | No Match | False | False | 1 |  | Horizontal | No Match | No Match | No Match | No Match | No Match |  | No Match |  | 92000 | 69000 | 1000 | [13 empty] | Non Federally-Regulated | 08/17/1983 |  | 12/08/1986
Ducane | Lennox | GS11Q5E-120-4NLT | LPG | No Match | False | True | 1 |  | Horizontal | No Match | No Match | No Match | No Match | No Match |  | No Match |  | 110667 | 83000 | 1840 | [13 empty] | Non Federally-Regulated | 08/17/1983 |  | 12/08/1986
Heil Quaker | Sears | 867.81502*(A) | Natural Gas | No Match |  | True | 1 |  | Horizontal | No Match | No Match | No Match | No Match | No Match |  | No Match |  | 60000 | 48360 | 870 | 705 | 59330 | 605 | 76.9 | [8 empty] | 6 | Non Federally-Regulated | 01/27/1988 |  | 01/15/1989
John Zink | Air Distribution Association | RCG-0601-33-1402-EC | Natural Gas | No Match | False | True | 1 |  | Horizontal | No Match | No Match | No Match | No Match | No Match |  | No Match |  | 140000 | 110600 | 2200 | [13 empty] | Non Federally-Regulated | 08/17/1983 |  | 12/08/1986
Heil Quaker | Heil Quaker | NRGF60FDH**(C) | LPG | No Match |  | True | 1 |  | Horizontal | No Match | No Match | No Match | No Match | No Match |  | No Match |  | 145000 | 114777 | 1775 | 1550 | 138337 | 1210 | 77.8 | [8 empty] | 6 | Non Federally-Regulated | 03/15/1989 |  | 10/10/1989
Borg Warner | Borg Warner | P2UXD16N09001 | Natural Gas | No Match | False | False | 1 |  | Up | No Match | No Match | No Match | No Match | No Match |  | No Match |  | 90103 | 70731 | 1575 | [13 empty] | Non Federally-Regulated | 08/17/1983 |  | 12/08/1986
Borg Warner | Fraser Johnston | FCU100UANA | Natural Gas | No Match | False | False | 1 |  | Up | No Match | No Match | No Match | No Match | No Match |  | No Match |  | 99738 | 76000 | 2500 | [13 empty] | Non Federally-Regulated | 08/17/1983 |  | 12/08/1986
Luxaire | Luxaire | GCH075TF | Natural Gas | No Match | False | True | 1 |  | Horizontal | No Match | No Match | No Match | No Match | No Match |  | No Match |  | 75000 | 59250 | 1530 |  | 75903 | 686 | 67.9 | [8 empty] | 5 | Non Federally-Regulated | 04/02/1981 |  | 10/13/1981
Luxaire | Fraser Johnston | 36ECW080GA | Natural Gas | No Match | False | True | 1 |  | Horizontal | No Match | No Match | No Match | No Match | No Match |  | No Match |  | 80000 | 62640 | 1275 | 920 | 87857 | 581 | 70 | [8 empty] | 5 | Non Federally-Regulated | 10/13/1981 |  | 03/11/1982
Rheem Sales Company, Inc. | Ruud | URGF-12E48JK* | Natural Gas | No Match |  | True | 1 |  | Horizontal | No Match | No Match | No Match | No Match | No Match |  | No Match |  | 125000 | 97000 |  |  | 118760 | 910 | 78.3 | [8 empty] | 4 | Non Federally-Regulated | 01/27/1988 |  | 01/15/1989
Rheem Sales Company, Inc. | Heat Controller | GYD-100-E5N1 | Natural Gas | No Match |  | False | 1 |  | Down | No Match | No Match | No Match | No Match | No Match |  | No Match |  | 100000 | 80000 |  |  | 97823 | 807 | 79 | [8 empty] | 4 | Non Federally-Regulated | 06/29/1987 |  | 01/27/1988
Amana Refrigeration, Inc. | Amana | ERGW0012-1A(C)EBWC/A | LPG | No Match | False | True | 1 |  | Horizontal | No Match | No Match | No Match | No Match | No Match |  | No Match |  | 120000 | 100000 | 1375 | 880 | 111960 | 598 | 83.4 | [8 empty] | 22 | Non Federally-Regulated | 07/26/1982 |  | 08/17/1983
York International | York | D1RG120N20046 | Natural Gas | No Match |  | True | 3 |  | Horizontal | No Match | No Match | No Match | No Match | No Match |  | No Match |  | 245000 | 194000 | 4500 | 3750 | 231709 | 2940 | 80 | [8 empty] | 58 | Non Federally-Regulated | 03/15/1989 |  | 10/10/1989
Snyder General Corp. | Comfortmaker | *PGHA042G075-IN-** | Natural Gas | No Match |  | True | 1 |  | Horizontal | No Match | No Match | No Match | No Match | No Match |  | No Match |  | 75000 | 56000 |  |  | 60783 | 318 | 77.3 | [8 empty] | 15 | Non Federally-Regulated | 01/27/1988 |  | 01/15/1989
BDP Co. | Carrier | 58GS150-3 | Natural Gas | No Match | False | False | 1 |  | Up | No Match | No Match | No Match | No Match | No Match |  | No Match |  | 150000 | 107000 | 2100 | 1851 | 133012 | 836 | 70.1 | [8 empty] | 5 | Non Federally-Regulated | 07/26/1982 |  | 08/17/1983
York International | York | D2CG060N08225 | Natural Gas | No Match |  | True | 1 |  | Horizontal | No Match | No Match | No Match | No Match | No Match |  | No Match |  | 100000 | 82000 | 2199 | 2045 | 91859 | 1047 | 78 | [8 empty] | 58 | Non Federally-Regulated | 01/15/1989 |  | 03/15/1989
Carrier Corp. | Carrier | 48NLT04230 | Natural Gas | No Match |  | True | 1 |  | Horizontal | No Match | No Match | No Match | No Match | No Match |  | No Match |  | 60000 | 46000 |  |  | 59443 | 579 | 77.5 | [8 empty] | 3 | Non Federally-Regulated | 03/15/1989 |  | 10/10/1989
Climate Control / Snyder General | Climate Control | RG-D621036-2-M-100 | Natural Gas | No Match | False | True | 1 |  | Down | No Match | No Match | No Match | No Match | No Match |  | No Match |  | 100000 | 71741 | 1440 | 960 | 88497 | 584 | 70.1 | [9 empty] | Non Federally-Regulated | 07/26/1982 |  | 08/17/1983
Magic Chef | Johnson | AC15U80-4 | Natural Gas | No Match | False | False | 1 |  | Up | No Match | No Match | No Match | No Match | No Match |  | No Match |  | 85333 | 64000 | 750 | [13 empty] | Non Federally-Regulated | 08/17/1983 |  | 12/08/1986
Rheem Sales Company, Inc. | Ruud | URGF-10E42JK* | Natural Gas | No Match |  | True | 1 |  | Horizontal | No Match | No Match | No Match | No Match | No Match |  | No Match |  | 100000 | 78000 |  |  | 97498 | 810 | 79.3 | [8 empty] | 4 | Non Federally-Regulated | 03/15/1989 |  | 10/10/1989
Heil Quaker | Coleman | 6348H421(A) | Natural Gas | No Match |  | True | 1 |  | Horizontal | No Match | No Match | No Match | No Match | No Match |  | No Match |  | 80000 | 64344 | 2000 | 1675 | 75040 | 1164 | 79.7 | [8 empty] | 6 | Non Federally-Regulated | 01/15/1989 |  | 03/15/1989
Rheem Sales Company, Inc. | Ruud | UGDC-10EC-** | LPG | No Match |  | False | 1 |  | Up | No Match | No Match | No Match | No Match | No Match |  | No Match |  | 100000 | 80000 |  |  | 97252 | 879 | 79.3 | [8 empty] | 4 | Non Federally-Regulated | 01/27/1988 |  | 01/15/1989
Luxaire | Westinghouse Electric | 24ECW045GA | Natural Gas | No Match | False | True | 1 |  | Horizontal | No Match | No Match | No Match | No Match | No Match |  | No Match |  | 45000 | 34335 | 930 | 675 | 46770 | 417 | 68.3 | [8 empty] | 5 | Non Federally-Regulated | 04/02/1981 |  | 10/13/1981
Rheem Sales Company, Inc. | Ruud | UGGC-08KC | Natural Gas | No Match | False | False | 1 |  | Up | No Match | No Match | No Match | No Match | No Match |  | No Match |  | 80000 | 61000 |  |  | 90666 | 527 | 68.7 | [8 empty] | 4 | Non Federally-Regulated | 04/02/1981 |  | 08/17/1983
Magic Chef | Magic Chef | EG6B60DC60-1 | Natural Gas | No Match | False | False | 1 |  | Up | No Match | No Match | No Match | No Match | No Match |  | No Match |  | 60000 | 53000 | 1920 | 1000 | 61020 | 671 | 87.3 | [8 empty] | 2 | Non Federally-Regulated | 07/26/1982 |  | 08/17/1983
Ducane | Day & Night | 349EAW036080-B | Natural Gas | No Match | False | False | 1 |  | Horizontal | No Match | No Match | No Match | No Match | No Match |  | No Match |  | 77836 | 59000 | 1250 | [13 empty] | Non Federally-Regulated | 08/17/1983 |  | 12/08/1986
Carrier Corp. | Carrier | 48NLT018300 | Natural Gas | No Match |  | True | 1 |  | Down | No Match | No Match | No Match | No Match | No Match |  | No Match |  | 40000 | 31000 |  |  | 38599 | 507 | 78.5 | [8 empty] | 3 | Non Federally-Regulated | 03/15/1989 |  | 10/10/1989
Snyder General Corp. | Comfortmaker | *PGHA042H100-IN-** | Natural Gas | No Match |  | True | 1 |  | Horizontal | No Match | No Match | No Match | No Match | No Match |  | No Match |  | 100000 | 74000 |  |  | 80919 | 408 | 77.4 | [8 empty] | 15 | Non Federally-Regulated | 06/29/1987 |  | 01/27/1988
Snyder General Corp. | McQuay | *PGH*048G075*I*** | Natural Gas | No Match |  | True | 1 |  | Horizontal | No Match | No Match | No Match | No Match | No Match |  | No Match |  | 75000 | 56000 |  |  | 60783 | 318 | 77.3 | [8 empty] | 15 | Non Federally-Regulated | 03/15/1989 |  | 10/10/1989
Heil Quaker | Heil | NUGF125AK** | Natural Gas | No Match | False | False | 1 |  | Up | No Match | No Match | No Match | No Match | No Match |  | No Match |  | 125158 | 99000 | 1940 | [13 empty] | Non Federally-Regulated | 08/17/1983 |  | 12/08/1986
BDP Co. | Day & Night | 396GAW000100 | LPG | No Match | False | False | 1 |  | Down | No Match | No Match | No Match | No Match | No Match |  | No Match |  | 93750 | 72000 | [14 empty] | Non Federally-Regulated | 08/17/1983 |  | 12/08/1986
Lennox Industries Inc. | Lennox | GCS10-211-50-1P | Natural Gas | No Match | False | True | 1 |  | Horizontal | No Match | No Match | No Match | No Match | No Match |  | No Match |  | 50000 | 40000 | 1070 | 750 | 39204 | 426 | 78 | [8 empty] | 3 | Non Federally-Regulated | 07/26/1982 |  | 08/17/1983
Arco Comfort Products Co. | Friedrich | GHA140NGCB | Natural Gas | No Match | False | True | 1 |  | Horizontal | No Match | No Match | No Match | No Match | No Match |  | No Match |  | 140000 | 99000 |  |  | 148213 | 1219 | 62 | [8 empty] | 2 | Non Federally-Regulated | 07/26/1982 |  | 08/17/1983
Amana Refrigeration, Inc. | Amana | EPCG6012-1B (C) | LPG | No Match | False | True | 1 |  | Horizontal | No Match | No Match | No Match | No Match | No Match |  | No Match |  | 120000 | 101822 |  |  | 111120 | 792 | 83.7 | [8 empty] | 22 | Non Federally-Regulated | 04/02/1981 |  | 10/13/1981
Luxaire | Fraser Johnston | 60ECW140GA | Natural Gas | No Match | False | True | 1 |  | Horizontal | No Match | No Match | No Match | No Match | No Match |  | No Match |  | 140000 | 108220 | 2140 | 1790 | 131719 | 739 | 70 | [8 empty] | 5 | Non Federally-Regulated | 04/02/1981 |  | 10/13/1981
Heil Quaker | Whirlpool | NRGF24DKB**(B) | Natural Gas | No Match |  | True | 1 |  | Horizontal | No Match | No Match | No Match | No Match | No Match |  | No Match |  | 80000 | 62678 | 870 | 705 | 79101 | 770 | 77.3 | [8 empty] | 6 | Non Federally-Regulated | 01/27/1988 |  | 01/15/1989
Ducane | Heil Quaker | NRGF36EDB**(B) | Natural Gas | No Match |  | True | 1 |  | Horizontal | No Match | No Match | No Match | No Match | No Match |  | No Match |  | 100000 | 77679 | 1555 | 1080 | 100036 | 950 | 76.5 | [8 empty] | 6 | Non Federally-Regulated | 12/08/1986 |  | 06/29/1987
Rheem Sales Company, Inc. | Square D | HU3M060H5.0E7 | Natural Gas | No Match |  | False | 1 |  | Up | No Match | No Match | No Match | No Match | No Match |  | No Match |  | 60000 | 53000 | 1920 | 1000 | 61020 | 671 | 87.3 | [8 empty] | 2 | Non Federally-Regulated | 12/08/1986 |  | 06/29/1987
Gaffers & Sattler | York | D1CG036P04146A | LPG | No Match |  | True | 1 |  | Horizontal | No Match | No Match | No Match | No Match | No Match |  | No Match |  | 50000 | 41000 | 1600 | 1600 | 37060 | 665 | 80 | [9 empty] | Non Federally-Regulated | 06/29/1987 |  | 01/27/1988
York International | Luxaire | DAUC-T060P100A | LPG | No Match |  | True | 1 |  | Horizontal | No Match | No Match | No Match | No Match | No Match |  | No Match |  | 100000 | 81000 | 2340 | 2340 | 98177 | 1239 | 77.1 | [9 empty] | Non Federally-Regulated | 01/27/1988 |  | 01/15/1989
Heil Quaker | Heil | NRGB60MAK03 | Natural Gas | No Match | False | True | 1 |  | Horizontal | No Match | No Match | No Match | No Match | No Match |  | No Match |  | 150000 | 106000 | 1860 | 1625 | 136594 | 804 | 68.1 | [8 empty] | 1 | Non Federally-Regulated | 04/02/1981 |  | 10/13/1981
BDP Co. | Carrier | 58DR075-E* | LPG | No Match | False | False | 1 |  | Down | No Match | No Match | No Match | No Match | No Match |  | No Match |  | 75521 | 58000 | [14 empty] | Non Federally-Regulated | 08/17/1983 |  | 12/08/1986
Amana Refrigeration, Inc. | Amana | ERGW0015-1A(A)W/EBWC | Natural Gas | No Match |  | True | 1 |  | Down | No Match | No Match | No Match | No Match | No Match |  | No Match |  | 130000 | 111000 |  |  | 111865 | 785 | 82.9 | [9 empty] | Non Federally-Regulated | 03/15/1989 |  | 10/10/1989
Rheem Sales Company, Inc. | Rheem | RRAD-04E18JT | LPG | No Match | False | True | 1 |  | Horizontal | No Match | No Match | No Match | No Match | No Match |  | No Match |  | 39846 | 31000 | [14 empty] | Non Federally-Regulated | 08/17/1983 |  | 12/08/1986
Rheem Sales Company, Inc. | Heat Controller | GZU100-D35A | LPG | No Match |  | False | 1 |  | Up | No Match | No Match | No Match | No Match | No Match |  | No Match |  | 100000 | 92000 |  |  | 86889 | 771 | 89.1 | [8 empty] | 4 | Non Federally-Regulated | 06/29/1987 |  | 01/15/1989
Ducane | Payne | 349EAW048120-B | Natural Gas | No Match | False | False | 1 |  | Horizontal | No Match | No Match | No Match | No Match | No Match |  | No Match |  | 117414 | 89000 | 1600 | [13 empty] | Non Federally-Regulated | 08/17/1983 |  | 12/08/1986
Carrier Corp. | Carrier | 48KHA036500CE | Natural Gas | No Match |  | True | 1 |  | Horizontal | No Match | No Match | No Match | No Match | No Match |  | No Match |  | 100000 | 75000 |  |  | 81399 | 716 | 75.7 | [8 empty] | 3 | Non Federally-Regulated | 06/29/1987 |  | 01/27/1988
Bard Manufacturing Company, Inc. | Bard | PGA60A080(B) | Natural Gas | No Match |  | True | 1 |  | Horizontal | No Match | No Match | No Match | No Match | No Match |  | No Match |  | 100000 | 78886 | 2000 | 1675 | 97374 | 1274 | 77.4 | [8 empty] | 6 | Non Federally-Regulated | 01/27/1988 |  | 01/15/1989
Amana Refrigeration, Inc. | Amana | GHE160M-R5 | Natural Gas | No Match | False | False | 1 |  | Up | No Match | No Match | No Match | No Match | No Match |  | No Match |  | 160000 | 121600 | 2050 | 1550 | 158564 | 606 | 69.4 | [8 empty] | 4 | Non Federally-Regulated | 04/02/1981 |  | 07/26/1982
Coleman Company, Inc. | Coleman | 2638J639 | LPG | No Match | False | False | 1 |  | Up | No Match | No Match | No Match | No Match | No Match |  | No Match |  | 75032 | 58000 | 1900 | [13 empty] | Non Federally-Regulated | 08/17/1983 |  | 12/08/1986
Lennox Industries Inc. | Lennox | G1403-100 | Natural Gas | No Match |  | False | 1 |  | Up | No Match | No Match | No Match | No Match | No Match |  | No Match |  | 100000 | 93000 | 1400 | 1220 | 85313 | 543 | 91.7 | [8 empty] | 3 | Non Federally-Regulated | 06/29/1987 |  | 01/15/1989
Rheem Sales Company, Inc. | Century | TGR-42-3E-120 | Natural Gas | No Match |  | True | 1 |  | Horizontal | No Match | No Match | No Match | No Match | No Match |  | No Match |  | 125000 | 97000 |  |  | 118278 | 835 | 78.8 | [8 empty] | 4 | Non Federally-Regulated | 12/08/1986 |  | 06/29/1987
Heil Quaker | Whirlpool | NLGB175AK01* | Natural Gas | No Match | False | False | 1 |  | Up | No Match | No Match | No Match | No Match | No Match |  | No Match |  | 175000 | 137000 | 2040 | 1440 | 154950 | 1197 | 80 | [8 empty] | 6 | Non Federally-Regulated | 04/02/1981 |  | 03/11/1982
Magic Chef | Williams | 4D140-OH-1 | Natural Gas | No Match | False | True | 1 |  | Horizontal | No Match | No Match | No Match | No Match | No Match |  | No Match |  | 140000 | 105000 | 1850 | 1850 | 131871 | 659 | 68.2 | [8 empty] | 19 | Non Federally-Regulated | 04/02/1981 |  | 10/13/1981
Luxaire | Moncrief | 36ECW120GB | LPG | No Match | False | True | 1 |  | Horizontal | No Match | No Match | No Match | No Match | No Match |  | No Match |  | 120000 | 93720 | 1275 | 995 | 112346 | 573 | 70 | [8 empty] | 5 | Non Federally-Regulated | 04/02/1981 |  | 10/13/1981
Heil Quaker | Whirlpool | NUGH105AG** | Natural Gas | No Match | False | False | 1 |  | Up | No Match | No Match | No Match | No Match | No Match |  | No Match |  | 105000 | 79000 | 1350 | 885 | 102149 | 497 | 76.7 | [8 empty] | 6 | Non Federally-Regulated | 07/26/1982 |  | 08/17/1983
Consolidated Industries Corp. | Consolidated Industries Corp. | HAC075N(D,E,F,K)0T | Natural Gas | No Match | False | False | 1 |  | Horizontal | No Match | No Match | No Match | No Match | No Match |  | No Match |  | 75544 | 59000 | [14 empty] | Non Federally-Regulated | 08/17/1983 |  | 12/08/1986
Heil Quaker | Dayton | 3E506A | Natural Gas | No Match |  | False | 1 |  | Up | No Match | No Match | No Match | No Match | No Match |  | No Match |  | 45000 | 35325 | 900 | 880 | 50905 | 532 | 75.3 | [8 empty] | 4 | Non Federally-Regulated | 06/29/1987 |  | 01/27/1988
Luxaire | Westinghouse Electric | FGUF090FAN | Natural Gas | No Match | False | False | 1 |  | Up | No Match | No Match | No Match | No Match | No Match |  | No Match |  | 90000 | 68040 | 1530 | 1225 | 85420 | 671 | 71.9 | [8 empty] | 11 | Non Federally-Regulated | 10/13/1981 |  | 03/11/1982
Heil Quaker | Heil Quaker | NUGE080KG** | Natural Gas | No Match |  | False | 1 |  | Up | No Match | No Match | No Match | No Match | No Match |  | No Match |  | 80000 | 62372 | 1360 | 900 | 79628 | 632 | 77.4 | [8 empty] | 2 | Non Federally-Regulated | 01/15/1989 |  | 10/10/1989
Trane U.S. Inc. | Trane | SFHC-B402-LA | Natural Gas | No Match | False | True | 1 |  | Horizontal | No Match | No Match | No Match | No Match | No Match |  | No Match |  | 94612 | 72000 | [14 empty] | Non Federally-Regulated | 08/17/1983 |  | 12/08/1986
Snyder General Corp. | McQuay | EPGHA048F125-L | LPG | No Match |  | True | 1 |  | Horizontal | No Match | No Match | No Match | No Match | No Match |  | No Match |  | 125000 | 93000 |  |  | 80919 | 522 | 76.1 | [8 empty] | 15 | Non Federally-Regulated | 12/08/1986 |  | 06/29/1987
Ducane | Day & Night | 392E-048150 | Oil | No Match | False | False | 1 |  | Down | No Match | No Match | No Match | No Match | No Match |  | No Match |  | 182716 | 148000 | 1755 | [13 empty] | Non Federally-Regulated | 08/17/1983 |  | 12/08/1986
Schneider Electric (Square D Wiring Devices) | Sun Dial | GH2M050H3.0N7C | Natural Gas | No Match |  | False | 1 |  | Horizontal | No Match | No Match | No Match | No Match | No Match |  | No Match |  | 50000 | 38000 |  |  | 42321 | 480 | 75 | [8 empty] | 3 | Non Federally-Regulated | 12/08/1986 |  | 01/15/1989
BDP Co. | Day & Night | 585CB060150 | Natural Gas | No Match | False | True | 1 |  | Horizontal | No Match | No Match | No Match | No Match | No Match |  | No Match |  | 150000 | 115000 | 1930 | 1625 | 153603 | 1165 | 70.4 | [8 empty] | 325 | Non Federally-Regulated | 04/02/1981 |  | 10/13/1981
Rheem Sales Company, Inc. | Ruud | URGE-10N60JKR | Natural Gas | No Match |  | True | 1 |  | Horizontal | No Match | No Match | No Match | No Match | No Match |  | No Match |  | 100000 | 76000 |  |  | 79634 | 750 | 77.2 | [8 empty] | 4 | Non Federally-Regulated | 01/15/1989 |  | 03/15/1989
Magic Chef | Gaffers & Sattler | AC13U80-5 | Natural Gas | No Match | False | False | 1 |  | Up | No Match | No Match | No Match | No Match | No Match |  | No Match |  | 80000 | 64000 | 1180 | 660 | 80160 | 352 | 67.9 | [8 empty] | 19 | Non Federally-Regulated | 04/02/1981 |  | 08/17/1983
Heil Quaker | Heil | NRGE36MAK** | Natural Gas | No Match | False | True | 1 |  | Horizontal | No Match | No Match | No Match | No Match | No Match |  | No Match |  | 94164 | 71000 | 1200 | [13 empty] | Non Federally-Regulated | 08/17/1983 |  | 12/08/1986
Heil Quaker | Heil | NHGA100AH01 | Natural Gas | No Match | False | True | 1 |  | Horizontal | No Match | No Match | No Match | No Match | No Match |  | No Match |  | 100000 | 75000 | 1530 | 1090 | 104811 | 984 | 57.9 | [8 empty] | 1 | Non Federally-Regulated | 04/02/1981 |  | 10/13/1981
BDP Co. | Day & Night | 394GAW060150 | LPG | No Match | False | False | 1 |  | Up | No Match | No Match | No Match | No Match | No Match |  | No Match |  | 140052 | 107000 | 2100 | [13 empty] | Non Federally-Regulated | 08/17/1983 |  | 12/08/1986
Amana Refrigeration, Inc. | Amana | EPCG4812-1D (A) | Natural Gas | No Match | False | True | 1 |  | Horizontal | No Match | No Match | No Match | No Match | No Match |  | No Match |  | 80000 | 68000 |  |  | 74647 | 347 | 84 | [8 empty] | 22 | Non Federally-Regulated | 07/26/1982 |  | 08/17/1983
Borg Warner | Luxaire | PAFC-LD07N080 | Natural Gas | No Match | False | False | 1 |  | Up | No Match | No Match | No Match | No Match | No Match |  | No Match |  | 80263 | 61000 | [14 empty] | Non Federally-Regulated | 08/17/1983 |  | 12/08/1986
Amana Refrigeration, Inc. | Amana | EPCG6017-3D (A) | Natural Gas | No Match |  | True | 1 |  | Horizontal | No Match | No Match | No Match | No Match | No Match |  | No Match |  | 130000 | 110000 |  |  | 111930 | 449 | 84.2 | [8 empty] | 22 | Non Federally-Regulated | 12/08/1986 |  | 06/29/1987
Magic Chef | Armstrong | EMG66R-80D2C5-2 | Natural Gas | No Match | False | False | 1 |  | Up | No Match | No Match | No Match | No Match | No Match |  | No Match |  | 80000 | 64000 | 1990 | 1400 | 90502 | 798 | 66.6 | [8 empty] | 19 | Non Federally-Regulated | 04/02/1981 |  | 08/17/1983
Ducane | Carrier | 58HU125101BA | Oil | No Match | False | False | 1 |  | Up | No Match | No Match | No Match | No Match | No Match |  | No Match |  | 119000 | 96000 | 1630 | 970 | 138731 | 940 | 76 | [8 empty] | 5 | Non Federally-Regulated | 07/26/1982 |  | 08/17/1983
Carrier Corp. | Day & Night | 580AE042120 | Natural Gas | No Match |  | True | 1 |  | Horizontal | No Match | No Match | No Match | No Match | No Match |  | No Match |  | 120000 | 94000 |  |  | 118351 | 934 | 78.5 | [8 empty] | 3 | Non Federally-Regulated | 03/15/1989 |  | 10/10/1989
Carrier Corp. | Carrier | 58SSB120-BC | Natural Gas | No Match |  | False | 1 |  | Up | No Match | No Match | No Match | No Match | No Match |  | No Match |  | 143000 | 116000 |  |  | 135613 | 902 | 80.4 | [8 empty] | 5 | Non Federally-Regulated | 12/08/1986 |  | 01/27/1988
Lennox Industries Inc. | Lennox | GCS10X-511-75-1P | Natural Gas | No Match |  | True | 1 |  | Horizontal | No Match | No Match | No Match | No Match | No Match |  | No Match |  | 75000 | 58000 | 2175 | 1130 | 60493 | 661 | 75.7 | [8 empty] | 3 | Non Federally-Regulated | 01/15/1989 |  | 03/15/1989
York International | Fraser Johnston | DBUC-F036N050 | Natural Gas | No Match |  | True | 1 |  | Horizontal | No Match | No Match | No Match | No Match | No Match |  | No Match |  | 50000 | 41000 | 1558 | 1344 | 45929 | 600 | 78 | [8 empty] | 58 | Non Federally-Regulated | 01/15/1989 |  | 03/15/1989
Amana Refrigeration, Inc. | Amana | GCI115A35 | LPG | No Match |  | False | 1 |  | Down | No Match | No Match | No Match | No Match | No Match |  | No Match |  | 115000 | 96000 |  |  | 115288 | 882 | 80.5 | [9 empty] | Non Federally-Regulated | 06/29/1987 |  | 10/10/1989
Borg Warner | Luxaire | 18ECW045GA | LPG | No Match | False | True | 1 |  | Horizontal | No Match | No Match | No Match | No Match | No Match |  | No Match |  | 45000 | 35550 | 930 | 665 | 53597 | 452 | 68.3 | [8 empty] | 5 | Non Federally-Regulated | 07/26/1982 |  | 08/17/1983
Lennox Industries Inc. | Lennox | RVZ1-415-350,352 | Natural Gas | No Match | False | True | 3 |  | Horizontal | No Match | No Match | No Match | No Match | No Match |  | No Match |  | 350000 | 269500 | 18000 | 9000 | [11 empty] | 20 | Non Federally-Regulated | 10/13/1981 |  | 03/11/1982
Heil Quaker | Amana | GSE120DGR4 | Natural Gas | No Match | False | True | 1 |  | Horizontal | No Match | No Match | No Match | No Match | No Match |  | No Match |  | 120000 | 86000 | 1595 | 1040 | 125081 | 949 | 61.4 | [8 empty] | 1 | Non Federally-Regulated | 10/13/1981 |  | 03/11/1982
Carrier Corp. | Carrier | 48KL042500CE | Natural Gas | No Match |  | True | 1 |  | Horizontal | No Match | No Match | No Match | No Match | No Match |  | No Match |  | 60000 | 45000 | 1790 | 910 | 61085 | 529 | 75.7 | [8 empty] | 3 | Non Federally-Regulated | 12/08/1986 |  | 06/29/1987
Amana Refrigeration, Inc. | Amana | EPCG6017-1B (B) | LPG | No Match | False | True | 1 |  | Horizontal | No Match | No Match | No Match | No Match | No Match |  | No Match |  | 150000 | 127320 |  |  | 129713 | 854 | 83.9 | [8 empty] | 22 | Non Federally-Regulated | 04/02/1981 |  | 10/13/1981
BDP Co. | Day & Night | 397GAY036075 | LPG | No Match | False | False | 1 |  | Up | No Match | No Match | No Match | No Match | No Match |  | No Match |  | 75000 | 59000 | 1150 | 925 | 67826 | 426 | 80.5 | [8 empty] | 11 | Non Federally-Regulated | 07/26/1982 |  | 08/17/1983
Rheem Sales Company, Inc. | Montgomery Ward | SRM-51884A | LPG | No Match | False | True | 1 |  | Horizontal | No Match | No Match | No Match | No Match | No Match |  | No Match |  | 60000 | 45000 |  |  | 68873 | 495 | 67.3 | [8 empty] | 5 | Non Federally-Regulated | 10/13/1981 |  | 03/11/1982
Borg Warner | Luxaire | 100HCDAC | Natural Gas | No Match | False | True | 1 |  | Horizontal | No Match | No Match | No Match | No Match | No Match |  | No Match |  | 100000 | 76600 | 1565 | [13 empty] | Non Federally-Regulated | 08/17/1983 |  | 12/08/1986
Snyder General Corp. | Comfortmaker | *PGDA036H100-M** | Natural Gas | No Match |  | True | 1 |  | Down | No Match | No Match | No Match | No Match | No Match |  | No Match |  | 100000 | 79000 |  |  | 97887 | 470 | 80.2 | [8 empty] | 15 | Non Federally-Regulated | 12/08/1986 |  | 06/29/1987
Rheem Sales Company, Inc. | Heil Quaker | NRGR90LL01A | Natural Gas | No Match |  | True | 1 |  | Horizontal | No Match | No Match | No Match | No Match | No Match |  | No Match |  | 150000 | 123000 |  |  | 130116 | 1378 | 82.5 | [8 empty] | 6 | Non Federally-Regulated | 03/15/1989 |  | 10/10/1989
Rheem Sales Company, Inc. | Arcoaire | APGHA042F125-M | Natural Gas | No Match |  | True | 1 |  | Horizontal | No Match | No Match | No Match | No Match | No Match |  | No Match |  | 125000 | 93000 |  |  | 80919 | 522 | 76.1 | [8 empty] | 15 | Non Federally-Regulated | 12/08/1986 |  | 06/29/1987
Ducane | Lennox | GS11Q5E-140-3NLT | LPG | No Match | False | True | 1 |  | Horizontal | No Match | No Match | No Match | No Match | No Match |  | No Match |  | 140000 | 97000 | 2360 | 1390 | 159365 | 1074 | 58 | [8 empty] | 5 | Non Federally-Regulated | 07/26/1982 |  | 08/17/1983
Carrier Corp. | Payne | 580AN060080-B | Natural Gas | No Match |  | True | 1 |  | Down | No Match | No Match | No Match | No Match | No Match |  | No Match |  | 80000 | 62000 |  |  | 77268 | 998 | 78.5 | [8 empty] | 3 | Non Federally-Regulated | 03/15/1989 |  | 10/10/1989
Luxaire | Moncrief | 42ECW080UA | Natural Gas | No Match | False | True | 1 |  | Horizontal | No Match | No Match | No Match | No Match | No Match |  | No Match |  | 80000 | 64000 | 1275 | 995 | 88335 | 592 | 70 | [8 empty] | 5 | Non Federally-Regulated | 10/13/1981 |  | 03/11/1982
Heil Quaker | Sears | 867.76332* | Natural Gas | No Match | False | False | 1 |  | Up | No Match | No Match | No Match | No Match | No Match |  | No Match |  | 79681 | 60000 | 1395 | [13 empty] | Non Federally-Regulated | 08/17/1983 |  | 12/08/1986
Luxaire | Fraser Johnston | GCH095RF | Natural Gas | No Match | False | False | 1 |  | Horizontal | No Match | No Match | No Match | No Match | No Match |  | No Match |  | 95000 | 72580 | 1200 |  | 84568 | 494 | 73.3 | [8 empty] | 11 | Non Federally-Regulated | 10/13/1981 |  | 03/11/1982
Luxaire | Fraser Johnston | 120HCDAC | Natural Gas | No Match | False | True | 1 |  | Horizontal | No Match | No Match | No Match | No Match | No Match |  | No Match |  | 100000 | 92280 | 1565 | 1091 | 115120 | 780 | 69.1 | [8 empty] | 2 | Non Federally-Regulated | 10/13/1981 |  | 03/11/1982
Heil Quaker | Heil | NUGI040CD** | Natural Gas | No Match |  | False | 1 |  | Up | No Match | No Match | No Match | No Match | No Match |  | No Match |  | 40000 | 31960 | 900 | 880 | 40904 | 328 | 74.2 | [8 empty] | 4 | Non Federally-Regulated | 12/08/1986 |  | 01/27/1988
Trane U.S. Inc. | Trane | YCG036A3LNA | Natural Gas | No Match |  | True | 1 |  | Horizontal | No Match | No Match | No Match | No Match | No Match |  | No Match |  | 50000 | 39000 | 1310 | 1220 | 52016 | 492 | 76 | [8 empty] | 5 | Non Federally-Regulated | 03/15/1989 |  | 10/10/1989
Lennox Industries Inc. | Lennox | GCS10X-651-75-1P | Natural Gas | No Match |  | True | 1 |  | Horizontal | No Match | No Match | No Match | No Match | No Match |  | No Match |  | 75000 | 58000 | 2275 | 1300 | 60493 | 661 | 75.7 | [8 empty] | 3 | Non Federally-Regulated | 06/29/1987 |  | 01/27/1988
Borg Warner | York | 60ECW096WA | LPG | No Match | False | True | 1 |  | Horizontal | No Match | No Match | No Match | No Match | No Match |  | No Match |  | 96000 | 74016 | 2030 | [13 empty] | Non Federally-Regulated | 08/17/1983 |  | 12/08/1986
Rheem Sales Company, Inc. | Comfortmaker | CGUD100A020-IN | Natural Gas | No Match |  | False | 1 |  | Up | No Match | No Match | No Match | No Match | No Match |  | No Match |  | 100000 | 80000 | 1770 | 1245 | 103114 | 744 | 75.2 | [8 empty] | 3 | Non Federally-Regulated | 12/08/1986 |  | 06/29/1987
Magic Chef | Gaffers & Sattler | ENG6D120DC60 | Natural Gas | No Match |  | False | 1 |  | Up | No Match | No Match | No Match | No Match | No Match |  | No Match |  | 120000 | 96000 | 2035 |  | 125614 | 796 | 73.7 | [8 empty] | 2 | Non Federally-Regulated | 12/08/1986 |  | 06/29/1987
Amana Refrigeration, Inc. | Amana | EPCG2408-1E (C) | Natural Gas | No Match |  | True | 1 |  | Horizontal | No Match | No Match | No Match | No Match | No Match |  | No Match |  | 120000 | 98000 |  |  | 116160 | 434 | 81.2 | [8 empty] | 22 | Non Federally-Regulated | 06/29/1987 |  | 01/27/1988
Amana Refrigeration, Inc. | Amana | EPCG4815-3D (B) | LPG | No Match |  | True | 1 |  | Horizontal | No Match | No Match | No Match | No Match | No Match |  | No Match |  | 150000 | 125000 |  |  | 131400 | 455 | 83.9 | [8 empty] | 22 | Non Federally-Regulated | 06/29/1987 |  | 01/27/1988
Rheem Sales Company, Inc. | Ruud | UGDC-14NC-** | Natural Gas | No Match |  | False | 1 |  | Up | No Match | No Match | No Match | No Match | No Match |  | No Match |  | 140000 | 111000 |  |  | 137688 | 1103 | 78.6 | [8 empty] | 4 | Non Federally-Regulated | 12/08/1986 |  | 06/29/1987
Carrier Corp. | Carrier | 58SSB095-CC | Natural Gas | No Match |  | False | 1 |  | Up | No Match | No Match | No Match | No Match | No Match |  | No Match |  | 114000 | 93000 |  |  | 95921 | 782 | 80.7 | [8 empty] | 5 | Non Federally-Regulated | 12/08/1986 |  | 01/27/1988
Lennox Industries Inc. | Lennox | GCS9-653-120-2G | Natural Gas | No Match |  | True | 1 |  | Horizontal | No Match | No Match | No Match | No Match | No Match |  | No Match |  | 120000 | 93000 | 2000 | 1320 | 100161 | 749 | 77.4 | [8 empty] | 3 | Non Federally-Regulated | 06/29/1987 |  | 01/27/1988
John Zink | John Zink | RCG-0601-43-0952-FT | Natural Gas | No Match | False | True | 1 |  | Horizontal | No Match | No Match | No Match | No Match | No Match |  | No Match |  | 95000 | 73150 | 2200 | [13 empty] | Non Federally-Regulated | 08/17/1983 |  | 12/08/1986
Luxaire | Westinghouse Electric | IE042BDAON | Natural Gas | No Match | False | True | 1 |  | Horizontal | No Match | No Match | No Match | No Match | No Match |  | No Match |  | 80000 | 64000 | 1275 | 995 | 88335 | 592 | 70 | [8 empty] | 5 | Non Federally-Regulated | 04/02/1981 |  | 10/13/1981
Carrier Corp. | Carrier | 48KLA148300BE | Natural Gas | No Match |  | True | 1 |  | Horizontal | No Match | No Match | No Match | No Match | No Match |  | No Match |  | 80000 | 63000 |  |  | 81986 | 658 | 75.4 | [8 empty] | 3 | Non Federally-Regulated | 12/08/1986 |  | 06/29/1987
Heil Quaker | Heil | NHGB120LK** | Natural Gas | No Match | False | False | 1 |  | Horizontal | No Match | No Match | No Match | No Match | No Match |  | No Match |  | 120000 | 92000 | 1945 | 1210 | 115320 | 796 | 67.3 | [8 empty] | 1 | Non Federally-Regulated | 03/11/1982 |  | 08/17/1983
Rheem Sales Company, Inc. | Rheem | RGUG-07EA-GR | Natural Gas | No Match |  | False | 1 |  | Horizontal | No Match | No Match | No Match | No Match | No Match |  | No Match |  | 70000 | 56000 |  |  | 60610 | 566 | 76.1 | [8 empty] | 4 | Non Federally-Regulated | 01/27/1988 |  | 10/10/1989
York International | Luxaire | DACC-T036N059A | Natural Gas | No Match |  | True | 1 |  | Horizontal | No Match | No Match | No Match | No Match | No Match |  | No Match |  | 59000 | 47000 | 1360 | 1285 | 55584 | 886 | 81 | [9 empty] | Non Federally-Regulated | 06/29/1987 |  | 01/27/1988
SJC Corp. | Janitrol | UR100D16 | Natural Gas | No Match | False | False | 1 |  | Up | No Match | No Match | No Match | No Match | No Match |  | No Match |  | 100000 | 86000 | 1600 | 1260 | 89276 | 1007 | 85.9 | [9 empty] | Non Federally-Regulated | 04/02/1981 |  | 10/13/1981
Arkla Industries, Inc. | Arkla | UR100D16 | Natural Gas | No Match | False | False | 1 |  | Up | No Match | No Match | No Match | No Match | No Match |  | No Match |  | 100000 | 86000 | 1600 | 1260 | 89276 | 1007 | 85.9 | [9 empty] | Non Federally-Regulated | 07/26/1982 |  | 08/17/1983
Consolidated Industries Corp. | Sun Dial | HAC100NF4R | LPG | No Match | False | False | 1 |  | Horizontal | No Match | No Match | No Match | No Match | No Match |  | No Match |  | 99874 | 79000 | [14 empty] | Non Federally-Regulated | 08/17/1983 |  | 12/08/1986
Carrier Corp. | Carrier | 58DHB075-BC | Natural Gas | No Match |  | False | 1 |  | Down | No Match | No Match | No Match | No Match | No Match |  | No Match |  | 90000 | 74000 |  |  | 75149 | 649 | 82.3 | [8 empty] | 5 | Non Federally-Regulated | 01/27/1988 |  | 10/10/1989
Lennox Industries Inc. | Lennox | GCS9-513-120A-2Y | Natural Gas | No Match |  | True | 1 |  | Horizontal | No Match | No Match | No Match | No Match | No Match |  | No Match |  | 120000 | 93000 | 1915 | 1295 | 100161 | 749 | 77.4 | [8 empty] | 3 | Non Federally-Regulated | 06/29/1987 |  | 01/27/1988
Rheem Sales Company, Inc. | Heat Controller | GCK140-DH | Natural Gas | No Match | False | False | 1 |  | Up | No Match | No Match | No Match | No Match | No Match |  | No Match |  | 140000 | 108000 |  |  | 136139 | 1036 | 69.7 | [8 empty] | 3 | Non Federally-Regulated | 04/02/1981 |  | 08/17/1983
Rheem Sales Company, Inc. | Heat Controller | TGR-48-1E-150 | Natural Gas | No Match |  | True | 1 |  | Horizontal | No Match | No Match | No Match | No Match | No Match |  | No Match |  | 150000 | 115000 |  |  | 140100 | 875 | 77.8 | [8 empty] | 4 | Non Federally-Regulated | 12/08/1986 |  | 06/29/1987
Sunbeam Air Conditioning | Sunbeam Air Conditioning | RCG-1202-33-2102-HC | LPG | No Match |  | True | 1 |  | Down | No Match | No Match | No Match | No Match | No Match |  | No Match |  | 210000 | 165900 | 4400 | 3600 | 196770 | 2830 | 77.3 | [8 empty] | 4 | Non Federally-Regulated | 12/08/1986 |  | 06/29/1987
BDP Co. | Day & Night | 585EE060125 | Natural Gas | No Match | False | True | 1 |  | Horizontal | No Match | No Match | No Match | No Match | No Match |  | No Match |  | 100000 | 75000 | 2160 | [13 empty] | Non Federally-Regulated | 08/17/1983 |  | 12/08/1986
Heil Quaker | Dayton | CFHA-80D13RNEX | Natural Gas | No Match |  | False | 1 |  | Horizontal | No Match | No Match | No Match | No Match | No Match |  | No Match |  | 80000 | 61840 | 1655 | 1075 | 85000 | 630 | 75.8 | [8 empty] | 0 | Non Federally-Regulated | 06/29/1987 |  | 01/27/1988
Heil Quaker | Sears | 867.76335* | Natural Gas | No Match | False | False | 1 |  | Up | No Match | No Match | No Match | No Match | No Match |  | No Match |  | 149606 | 114000 | 1550 | [13 empty] | Non Federally-Regulated | 08/17/1983 |  | 12/08/1986
BDP Co. | Carrier | 48GH04850X | Natural Gas | No Match | False | True | 1 |  | Horizontal | No Match | No Match | No Match | No Match | No Match |  | No Match |  | 125000 | 93750 | 1905 | 1375 | 131037 | 1127 | 70.4 | [8 empty] | 3 | Non Federally-Regulated | 07/26/1982 |  | 08/17/1983
BDP Co. | Carrier | 48GL06030, 31 | LPG | No Match | False | True | 1 |  | Horizontal | No Match | No Match | No Match | No Match | No Match |  | No Match |  | 100000 | 75000 | 1905 | 1475 | 89326 | 842 | 68.5 | [8 empty] | 3 | Non Federally-Regulated | 10/13/1981 |  | 03/11/1982
Amana Refrigeration, Inc. | Amana | GCX75 | Natural Gas | No Match |  | False | 1 |  | Down | No Match | No Match | No Match | No Match | No Match |  | No Match |  | 75000 | 57160 | 1360 | 670 | 71076 | 417 | 76.6 | [8 empty] | 1 | Non Federally-Regulated | 06/29/1987 |  | 01/15/1989
Ducane | BDP Co. | 392E-048150 | Oil | No Match | False | False | 1 |  | Up | No Match | No Match | No Match | No Match | No Match |  | No Match |  | 188090 | 148000 | 1755 | 1541 | 178014 | 1181 | 78.3 | [8 empty] | 5 | Non Federally-Regulated | 07/26/1982 |  | 08/17/1983
Schneider Electric (Square D Wiring Devices) | Sun Dial | GU2M060H2.5C7 | Natural Gas | No Match |  | False | 1 |  | Up | No Match | No Match | No Match | No Match | No Match |  | No Match |  | 60000 | 48000 | 1040 |  | 63736 | 302 | 72.9 | [8 empty] | 2 | Non Federally-Regulated | 12/08/1986 |  | 06/29/1987
Rheem Sales Company, Inc. | Ruud | UGDC-06EC-** | Natural Gas | No Match |  | False | 1 |  | Up | No Match | No Match | No Match | No Match | No Match |  | No Match |  | 60000 | 48000 |  |  | 58131 | 620 | 79 | [8 empty] | 4 | Non Federally-Regulated | 01/27/1988 |  | 10/10/1989
Ducane | Carrier | 58HM125101CA | Oil | No Match | False | False | 1 |  | Up | No Match | No Match | No Match | No Match | No Match |  | No Match |  | 150617 | 122000 | 1654 | [13 empty] | Non Federally-Regulated | 08/17/1983 |  | 12/08/1986
York International | Luxaire | DAUC-T060N100A | Natural Gas | No Match |  | True | 1 |  | Horizontal | No Match | No Match | No Match | No Match | No Match |  | No Match |  | 100000 | 81000 | 2340 | 2340 | 98177 | 1239 | 77.1 | [9 empty] | Non Federally-Regulated | 06/29/1987 |  | 01/27/1988
Magic Chef | Williams | CF120-3 | Natural Gas | No Match | False | False | 1 |  | Down | No Match | No Match | No Match | No Match | No Match |  | No Match |  | 84321 | 64000 | [14 empty] | Non Federally-Regulated | 08/17/1983 |  | 12/08/1986
Consolidated Industries Corp. | Addison Products | GPF4.0T150-4 | Natural Gas | No Match |  | True | 1 |  | Horizontal | No Match | No Match | No Match | No Match | No Match |  | No Match |  | 150000 | 115000 |  |  | 140100 | 875 | 77.8 | [8 empty] | 4 | Non Federally-Regulated | 01/27/1988 |  | 01/15/1989
Carrier Corp. | Payne | 376CAV036075 | Natural Gas | No Match |  | False | 1 |  | Horizontal | No Match | No Match | No Match | No Match | No Match |  | No Match |  | 92000 | 74000 |  |  | 78320 | 619 | 79.1 | [8 empty] | 5 | Non Federally-Regulated | 03/15/1989 |  | 10/10/1989
Borg Warner | Luxaire | GCU165UF | Natural Gas | No Match | False | False | 1 |  | Up | No Match | No Match | No Match | No Match | No Match |  | No Match |  | 165113 | 124000 | 2120 | [13 empty] | Non Federally-Regulated | 08/17/1983 |  | 12/08/1986
Snyder General Corp. | McQuay | *PGHA036G100-IM-** | Natural Gas | No Match |  | True | 1 |  | Horizontal | No Match | No Match | No Match | No Match | No Match |  | No Match |  | 100000 | 74000 |  |  | 81521 | 327 | 77.2 | [8 empty] | 15 | Non Federally-Regulated | 01/27/1988 |  | 01/15/1989
Snyder General Corp. | McQuay | *PGD*090H165*I*** | Natural Gas | No Match |  | True | 1 |  | Down | No Match | No Match | No Match | No Match | No Match |  | No Match |  | 165000 | 123000 |  |  | 141723 | 1497 | 75.5 | [8 empty] | 0 | Non Federally-Regulated | 01/15/1989 |  | 03/15/1989
Heil Quaker | Heil | HUGB175AK01 | Natural Gas | No Match | False | False | 1 |  | Up | No Match | No Match | No Match | No Match | No Match |  | No Match |  | 174084 | 133000 | 1900 | [13 empty] | Non Federally-Regulated | 08/17/1983 |  | 12/08/1986
Snyder General Corp. | Arcoaire | *PGD*060H150*I*** | Natural Gas | No Match |  | True | 1 |  | Down | No Match | No Match | No Match | No Match | No Match |  | No Match |  | 150000 | 117000 |  |  | 138818 | 688 | 79.1 | [8 empty] | 15 | Non Federally-Regulated | 01/15/1989 |  | 03/15/1989
Daikin Comfort Technologies Manufacturing, L.P. | Janitrol | PGX060100-1 | Natural Gas | No Match |  | True | 1 |  | Horizontal | No Match | No Match | No Match | No Match | No Match |  | No Match |  | 100000 | 78000 | 2035 | 1740 | 80122 | 929 | 76 | [8 empty] | 5 | Non Federally-Regulated | 06/29/1987 |  | 01/27/1988
Ducane | Fraser Johnston | P2HSD19N08001A | LPG | No Match | False | False | 1 |  | Horizontal | No Match | No Match | No Match | No Match | No Match |  | No Match |  | 80000 | 62000 | 1970 | 800 | 887043 | 707 | 69.5 | [8 empty] | 5 | Non Federally-Regulated | 07/26/1982 |  | 08/17/1983
Carrier Corp. | Carrier | 48DR0125,6 | Natural Gas | No Match |  | True | 3 |  | Down | No Match | No Match | No Match | No Match | No Match |  | No Match |  | 231000 | 183000 | 5000 | 3000 | 225000 | 1313 | 75.3 | [8 empty] | 5 | Non Federally-Regulated | 06/29/1987 |  | 01/27/1988
Snyder General Corp. | McQuay | *PGHA048G125-IN-** | Natural Gas | No Match |  | True | 1 |  | Horizontal | No Match | No Match | No Match | No Match | No Match |  | No Match |  | 125000 | 93000 |  |  | 80919 | 522 | 76.1 | [8 empty] | 15 | Non Federally-Regulated | 01/27/1988 |  | 01/15/1989
BDP Co. | Carrier | 58DR100-B* | Natural Gas | No Match | False | False | 1 |  | Down | No Match | No Match | No Match | No Match | No Match |  | No Match |  | 80000 | 63000 | 1630 | 990 | 89114 | 572 | 69.7 | [8 empty] | 5 | Non Federally-Regulated | 04/02/1981 |  | 10/13/1981
Heil Quaker | Sears | 867.81595*(A) | Natural Gas | No Match |  | True | 1 |  | Horizontal | No Match | No Match | No Match | No Match | No Match |  | No Match |  | 80000 | 65700 | 1775 | 1550 | 74336 | 1034 | 82.4 | [8 empty] | 6 | Non Federally-Regulated | 12/08/1986 |  | 06/29/1987
Borg Warner | Fraser Johnston | FCU060FAPA | LPG | No Match | False | False | 1 |  | Up | No Match | No Match | No Match | No Match | No Match |  | No Match |  | 60209 | 46000 | 1555 | [13 empty] | Non Federally-Regulated | 08/17/1983 |  | 12/08/1986
Carrier Corp. | Carrier | 48HHD0085,6 | Natural Gas | No Match |  | True | 1 |  | Horizontal | No Match | No Match | No Match | No Match | No Match |  | No Match |  | 203000 | 160370 | 3700 | 3000 | 182370 | 1503 | 76 | [8 empty] | 0 | Non Federally-Regulated | 01/27/1988 |  | 01/15/1989
Heil Quaker | Whirlpool | WUGF130AH** | Natural Gas | No Match | False | False | 1 |  | Up | No Match | No Match | No Match | No Match | No Match |  | No Match |  | 130000 | 98000 | 1550 | 1260 | 120920 | 757 | 77.3 | [8 empty] | 6 | Non Federally-Regulated | 07/26/1982 |  | 08/17/1983
Consolidated Industries Corp. | Weatherking | GHC075A-4EICC | Natural Gas | No Match |  | False | 1 |  | Horizontal | No Match | No Match | No Match | No Match | No Match |  | No Match |  | 75000 | 58000 |  |  | 63994 | 676 | 75 | [8 empty] | 3 | Non Federally-Regulated | 06/29/1987 |  | 01/27/1988
Rheem Sales Company, Inc. | Ruud | UGAC-10EA | Natural Gas | No Match | False | False | 1 |  | Up | No Match | No Match | No Match | No Match | No Match |  | No Match |  | 100000 | 78000 |  |  | 110629 | 538 | 70.7 | [8 empty] | 3 | Non Federally-Regulated | 04/02/1981 |  | 08/17/1983
Heil Quaker | Whirlpool | NRGF36EDB**(B) | LPG | No Match |  | True | 1 |  | Horizontal | No Match | No Match | No Match | No Match | No Match |  | No Match |  | 100000 | 77679 | 1555 | 1080 | 100036 | 950 | 76.5 | [8 empty] | 6 | Non Federally-Regulated | 06/29/1987 |  | 01/27/1988
Luxaire | Fraser Johnston | GCU103UF | Natural Gas | No Match | False | False | 1 |  | Up | No Match | No Match | No Match | No Match | No Match |  | No Match |  | 103125 | 79406 | 2000 |  | 104435 | 1049 | 72.4 | [8 empty] | 11 | Non Federally-Regulated | 10/13/1981 |  | 03/11/1982
Heil Quaker | Heil Quaker | NUGK050NF** | Natural Gas | No Match |  | False | 1 |  | Up | No Match | No Match | No Match | No Match | No Match |  | No Match |  | 50000 | 46392 | 1300 | 1175 | 49519 | 580 | 92.4 | [8 empty] | 2 | Non Federally-Regulated | 01/15/1989 |  | 10/10/1989
Magic Chef | Williams | EMG66R-110D2C5-2 | Natural Gas | No Match | False | False | 1 |  | Up | No Match | No Match | No Match | No Match | No Match |  | No Match |  | 117333 | 88000 | 1990 | [13 empty] | Non Federally-Regulated | 08/17/1983 |  | 12/08/1986
Ducane | Lennox | GS11Q3E-60-4NLT | LPG | No Match | False | True | 1 |  | Horizontal | No Match | No Match | No Match | No Match | No Match |  | No Match |  | 60000 | 41000 | 1160 | 520 | 52718 | 427 | 58 | [8 empty] | 5 | Non Federally-Regulated | 07/26/1982 |  | 08/17/1983
BDP Co. | Carrier | 58GS075-3 | Natural Gas | No Match | False | False | 1 |  | Up | No Match | No Match | No Match | No Match | No Match |  | No Match |  | 75000 | 57000 | 1150 | 925 | 78193 | 616 | 69 | [8 empty] | 5 | Non Federally-Regulated | 04/02/1981 |  | 10/13/1981
BDP Co. | Payne | 394GAW060080* | Natural Gas | No Match | False | False | 1 |  | Up | No Match | No Match | No Match | No Match | No Match |  | No Match |  | 80000 | 61000 | 1970 | 1350 | 90599 | 773 | 67.8 | [8 empty] | 5 | Non Federally-Regulated | 04/02/1981 |  | 10/13/1981
Luxaire | Moncrief | 80HCDAC | LPG | No Match | False | True | 1 |  | Horizontal | No Match | No Match | No Match | No Match | No Match |  | No Match |  | 80000 | 63440 | 946 | 752 | 86336 | 940 | 69.1 | [8 empty] | 2 | Non Federally-Regulated | 04/02/1981 |  | 10/13/1981
Rheem Sales Company, Inc. | Rheem | RGAC-09KC | Natural Gas | No Match | False | False | 1 |  | Up | No Match | No Match | No Match | No Match | No Match |  | No Match |  | 95000 | 71000 |  |  | 92487 | 730 | 66.6 | [8 empty] | 4 | Non Federally-Regulated | 04/02/1981 |  | 08/17/1983
Ducane | York | P-CMD22N09701A | Natural Gas | No Match |  | False | 1 |  | Down | No Match | No Match | No Match | No Match | No Match |  | No Match |  | 120000 | 96000 |  |  | 117724 | 769 | 79.4 | [8 empty] | 4 | Non Federally-Regulated | 06/29/1987 |  | 01/27/1988
Heil Quaker | Sears | 867.76727* | Natural Gas | No Match |  | False | 1 |  | Up | No Match | No Match | No Match | No Match | No Match |  | No Match |  | 60000 | 47580 | 1480 | 700 | 62907 | 408 | 73.5 | [8 empty] | 4 | Non Federally-Regulated | 12/08/1986 |  | 01/27/1988
Sunbeam Air Conditioning | Sunbeam Air Conditioning | RBG-1802-33-3502-JC | Natural Gas | No Match |  | True | 3 |  | Down | No Match | No Match | No Match | No Match | No Match |  | No Match |  | 350000 | 280000 | 6000 | 5250 | 322350 | 2528 | 77.8 | [8 empty] | 4 | Non Federally-Regulated | 12/08/1986 |  | 06/29/1987
Rheem Sales Company, Inc. | Rheem | RRGF-12E60CK* | Natural Gas | No Match |  | True | 1 |  | Horizontal | No Match | No Match | No Match | No Match | No Match |  | No Match |  | 125000 | 97000 |  |  | 116216 | 1445 | 78.4 | [8 empty] | 4 | Non Federally-Regulated | 01/27/1988 |  | 01/15/1989
Snyder General Corp. | McQuay | *PGHA036H100-IM-** | Natural Gas | No Match |  | True | 1 |  | Horizontal | No Match | No Match | No Match | No Match | No Match |  | No Match |  | 100000 | 74000 |  |  | 81521 | 327 | 77.2 | [8 empty] | 15 | Non Federally-Regulated | 01/27/1988 |  | 01/15/1989
York International | Luxaire | DAHG-F030N080A | Natural Gas | No Match |  | True | 1 |  | Horizontal | No Match | No Match | No Match | No Match | No Match |  | No Match |  | 55000 | 44000 | 1000 | 812 | 79084 | 604 | 78 | [8 empty] | 3 | Non Federally-Regulated | 01/15/1989 |  | 03/15/1989
Rheem Sales Company, Inc. | Addison Products | GUWHC100B-D3 | LPG | No Match |  | False | 1 |  | Up | No Match | No Match | No Match | No Match | No Match |  | No Match |  | 100000 | 92000 |  |  | 86889 | 771 | 89.1 | [8 empty] | 4 | Non Federally-Regulated | 06/29/1987 |  | 01/27/1988
BDP Co. | Day & Night | 585CE036075 | Natural Gas | No Match | False | True | 1 |  | Horizontal | No Match | No Match | No Match | No Match | No Match |  | No Match |  | 75000 | 56250 | 1330 | 1060 | 76078 | 732 | 70.4 | [8 empty] | 325 | Non Federally-Regulated | 04/02/1981 |  | 10/13/1981
Ducane | Heil Quaker | NRGF42DDB**(A) | LPG | No Match |  | True | 1 |  | Horizontal | No Match | No Match | No Match | No Match | No Match |  | No Match |  | 60000 | 48220 | 1490 | 1055 | 56288 | 835 | 79.7 | [8 empty] | 6 | Non Federally-Regulated | 12/08/1986 |  | 06/29/1987
Trane U.S. Inc. | Trane | BYC170G3LOCA | Natural Gas | No Match |  | True | 1 |  | Down | No Match | No Match | No Match | No Match | No Match |  | No Match |  | 160000 | 123520 | 4000 | 6000 | 133266 | 2311 | 78.1 | [8 empty] | 0 | Non Federally-Regulated | 01/27/1988 |  | 01/15/1989
Suburban Manufacturing Co. | Suburban | DCF 30 | Natural Gas | No Match | False | False | 1 |  | Horizontal | No Match | No Match | No Match | No Match | No Match |  | No Match |  | 27632 | 21000 | 305 | [13 empty] | Non Federally-Regulated | 08/17/1983 |  | 12/08/1986
Magic Chef | Armstrong | 3.5A60-OH-1-6 | Natural Gas | No Match | False | True | 1 |  | Horizontal | No Match | No Match | No Match | No Match | No Match |  | No Match |  | 58140 | 45000 | 1600 | [13 empty] | Non Federally-Regulated | 08/17/1983 |  | 12/08/1986
Luxaire | Luxaire | GCH095AF | Natural Gas | No Match | False | True | 1 |  | Horizontal | No Match | No Match | No Match | No Match | No Match |  | No Match |  | 95000 | 72295 |  |  | 97224 | 439 | 65.5 | [8 empty] | 2 | Non Federally-Regulated | 04/02/1981 |  | 10/13/1981
Luxaire | Luxaire | 75CE42BNL | Natural Gas | No Match | False | False | 1 |  | Up | No Match | No Match | No Match | No Match | No Match |  | No Match |  | 75000 | 56475 | 1320 | 965 | 75007 | 916 | 71.9 | [8 empty] | 11 | Non Federally-Regulated | 10/13/1981 |  | 03/11/1982
Rheem Sales Company, Inc. | Heat Controller | TGR-60-3F-150 | Natural Gas | No Match |  | True | 1 |  | Horizontal | No Match | No Match | No Match | No Match | No Match |  | No Match |  | 150000 | 117000 |  |  | 137154 | 1435 | 78.2 | [8 empty] | 4 | Non Federally-Regulated | 01/15/1989 |  | 03/15/1989
Carrier Corp. | Day & Night | 397HAW048120 | LPG | No Match |  | False | 1 |  | Up | No Match | No Match | No Match | No Match | No Match |  | No Match |  | 143000 | 110000 |  |  | 121158 | 857 | 76.9 | [8 empty] | 5 | Non Federally-Regulated | 12/08/1986 |  | 06/29/1987
Luxaire | Moncrief | FCU040EANA | Natural Gas | No Match | False | False | 1 |  | Up | No Match | No Match | No Match | No Match | No Match |  | No Match |  | 40000 | 28720 | 1085 | 855 | 45136 | 518 | 66.7 | [8 empty] | 5 | Non Federally-Regulated | 03/11/1982 |  | 07/26/1982
Heil Quaker | Heil | NRGE30SAK** | Natural Gas | No Match | False | True | 1 |  | Horizontal | No Match | No Match | No Match | No Match | No Match |  | No Match |  | 60000 | 43000 | 950 | 860 | 65618 | 664 | 69.2 | [8 empty] | 1 | Non Federally-Regulated | 07/26/1982 |  | 08/17/1983
Gaffers & Sattler | York | D1YD048N12006A | Natural Gas | No Match | False | True | 1 |  | Horizontal | No Match | No Match | No Match | No Match | No Match |  | No Match |  | 120000 | 87000 | 1850 | 1850 | 113032 | 659 | 68.3 | [8 empty] | 19 | Non Federally-Regulated | 10/13/1981 |  | 03/11/1982
Amana Refrigeration, Inc. | Amana | ERGW0015-1A(B)W/EBWC | Natural Gas | No Match |  | True | 1 |  | Up | No Match | No Match | No Match | No Match | No Match |  | No Match |  | 150000 | 127000 |  |  | 132075 | 971 | 81.8 | [9 empty] | Non Federally-Regulated | 01/27/1988 |  | 01/15/1989
Amana Refrigeration, Inc. | Amana | EPCG4812-1D (A) | Natural Gas | No Match |  | True | 1 |  | Horizontal | No Match | No Match | No Match | No Match | No Match |  | No Match |  | 80000 | 68000 |  |  | 74646 | 347 | 84 | [8 empty] | 22 | Non Federally-Regulated | 01/15/1989 |  | 03/15/1989
Rheem Sales Company, Inc. | Arcoaire | *PGHA024G050-IL-** | LPG | No Match |  | True | 1 |  | Horizontal | No Match | No Match | No Match | No Match | No Match |  | No Match |  | 50000 | 36000 |  |  | 41081 | 190 | 76.6 | [8 empty] | 15 | Non Federally-Regulated | 01/27/1988 |  | 01/15/1989
Heil Quaker | Heil | NDGB080AF01* | Natural Gas | No Match | False | False | 1 |  | Down | No Match | No Match | No Match | No Match | No Match |  | No Match |  | 80000 | 60000 | 910 | 640 | 80897 | 544 | 76.9 | [8 empty] | 6 | Non Federally-Regulated | 04/02/1981 |  | 03/11/1982
Rheem Sales Company, Inc. | Heat Controller | GHD125-DH | Natural Gas | No Match | False | False | 1 |  | Up | No Match | No Match | No Match | No Match | No Match |  | No Match |  | 125000 | 94000 |  |  | 138940 | 843 | 67.1 | [8 empty] | 3 | Non Federally-Regulated | 04/02/1981 |  | 08/17/1983
John Zink | John Zink | RCG-0601-23-1402-CC | Natural Gas | No Match | False | True | 1 |  | Horizontal | No Match | No Match | No Match | No Match | No Match |  | No Match |  | 140000 | 110600 | 2200 | [13 empty] | Non Federally-Regulated | 08/17/1983 |  | 12/08/1986
BDP Co. | Carrier | 58SE150-3 | Natural Gas | No Match | False | False | 1 |  | Up | No Match | No Match | No Match | No Match | No Match |  | No Match |  | 150000 | 110000 | 2110 | 1600 | 129778 | 816 | 71.9 | [8 empty] | 5 | Non Federally-Regulated | 07/26/1982 |  | 08/17/1983
Luxaire | Westinghouse Electric | FGHF133MAN | Natural Gas | No Match | False | True | 1 |  | Horizontal | No Match | No Match | No Match | No Match | No Match |  | No Match |  | 133000 | 100814 |  |  | 147974 | 599 | 65.5 | [8 empty] | 2 | Non Federally-Regulated | 04/02/1981 |  | 10/13/1981
Magic Chef | Armstrong | EG8D40DC36-1 | Natural Gas | No Match |  | False | 1 |  | Horizontal | No Match | No Match | No Match | No Match | No Match |  | No Match |  | 40000 | 32000 |  |  | 40325 | 475 | 75 | [8 empty] | 3 | Non Federally-Regulated | 12/08/1986 |  | 06/29/1987
Trane U.S. Inc. | Trane | BLU040P930A | Natural Gas | No Match |  | False | 1 |  | Up | No Match | No Match | No Match | No Match | No Match |  | No Match |  | 40000 | 33640 | 1000 | 630 | 35880 | 278 | 84.9 | [8 empty] | 0 | Non Federally-Regulated | 12/08/1986 |  | 06/29/1987
Amana Refrigeration, Inc. | Amana | GHI115A35 | Natural Gas | No Match |  | False | 1 |  | Up | No Match | No Match | No Match | No Match | No Match |  | No Match |  | 115000 | 92000 |  |  | 98785 | 783 | 78.2 | [9 empty] | Non Federally-Regulated | 12/08/1986 |  | 10/10/1989
Snyder General Corp. | Comfortmaker | *PGDA036G100-IN-** | Natural Gas | No Match |  | True | 1 |  | Down | No Match | No Match | No Match | No Match | No Match |  | No Match |  | 100000 | 79000 |  |  | 97887 | 470 | 80.2 | [8 empty] | 15 | Non Federally-Regulated | 01/27/1988 |  | 01/15/1989
Snyder General Corp. | Comfortmaker | *PGDA060G100-IL-** | LPG | No Match |  | True | 1 |  | Down | No Match | No Match | No Match | No Match | No Match |  | No Match |  | 100000 | 79000 |  |  | 97887 | 470 | 80.2 | [8 empty] | 15 | Non Federally-Regulated | 06/29/1987 |  | 01/27/1988
Luxaire | Westinghouse Electric | IE036DDAON | Natural Gas | No Match | False | True | 1 |  | Horizontal | No Match | No Match | No Match | No Match | No Match |  | No Match |  | 120000 | 93720 | 1275 | 995 | 112346 | 573 | 70 | [8 empty] | 5 | Non Federally-Regulated | 10/13/1981 |  | 03/11/1982
Heil Quaker | Sears | 867.8164 | LPG | No Match | False | True | 1 |  | Up | No Match | No Match | No Match | No Match | No Match |  | No Match |  | 125000 | 89000 | 1860 | 1625 | 113756 | 804 | 67.7 | [8 empty] | 1 | Non Federally-Regulated | 07/26/1982 |  | 08/17/1983
Rheem Sales Company, Inc. | Ruud | URGE-12E36CLR | Natural Gas | No Match |  | True | 1 |  | Horizontal | No Match | No Match | No Match | No Match | No Match |  | No Match |  | 125000 | 96000 |  |  | 122462 | 670 | 76.6 | [8 empty] | 4 | Non Federally-Regulated | 01/27/1988 |  | 01/15/1989
Consolidated Industries Corp. | Premier | HAC100PF0T | LPG | No Match | False | True | 1 |  | Horizontal | No Match | No Match | No Match | No Match | No Match |  | No Match |  | 97345 | 77000 | [14 empty] | Non Federally-Regulated | 08/17/1983 |  | 12/08/1986
Amana Refrigeration, Inc. | Amana | EPCG4815-1D (B) | LPG | No Match |  | True | 1 |  | Horizontal | No Match | No Match | No Match | No Match | No Match |  | No Match |  | 150000 | 125000 |  |  | 131400 | 455 | 83.9 | [8 empty] | 22 | Non Federally-Regulated | 01/27/1988 |  | 01/15/1989
BDP Co. | Payne | 394GAW060080* | Natural Gas | No Match | False | False | 1 |  | Up | No Match | No Match | No Match | No Match | No Match |  | No Match |  | 80475 | 61000 | 1970 | [13 empty] | Non Federally-Regulated | 08/17/1983 |  | 12/08/1986
Lennox Industries Inc. | Lennox | GCS3-1853-275-8 | Natural Gas | No Match | False | True | 3 |  | Horizontal | No Match | No Match | No Match | No Match | No Match |  | No Match |  | 275000 | 211750 | 7500 | 5000 | [11 empty] | 18 | Non Federally-Regulated | 04/02/1981 |  | 10/13/1981
Magic Chef | Gaffers & Sattler | 4D140-OH-1 | Natural Gas | No Match | False | True | 1 |  | Horizontal | No Match | No Match | No Match | No Match | No Match |  | No Match |  | 137435 | 105000 | 1850 | [13 empty] | Non Federally-Regulated | 08/17/1983 |  | 12/08/1986
Borg Warner | Moncrief | FCU120FAPA | LPG | No Match | False | False | 1 |  | Up | No Match | No Match | No Match | No Match | No Match |  | No Match |  | 119110 | 91000 | 1460 | [13 empty] | Non Federally-Regulated | 08/17/1983 |  | 12/08/1986
Heil Quaker | Whirlpool | NRGF48EBH**(A) | Natural Gas | No Match |  | True | 1 |  | Horizontal | No Match | No Match | No Match | No Match | No Match |  | No Match |  | 80000 | 66720 | 2000 | 1675 | 75040 | 1164 | 79.7 | [8 empty] | 6 | Non Federally-Regulated | 03/15/1989 |  | 10/10/1989
Rheem Sales Company, Inc. | Rheem | RGNC-08EAA | Natural Gas | No Match | False | False | 1 |  | Down | No Match | No Match | No Match | No Match | No Match |  | No Match |  | 80600 | 62000 |  |  | 86855 | 792 | 70.6 | [8 empty] | 4 | Non Federally-Regulated | 03/11/1982 |  | 07/26/1982
Rheem Sales Company, Inc. | Century | TGR-30-1F-50 | Natural Gas | No Match |  | True | 1 |  | Horizontal | No Match | No Match | No Match | No Match | No Match |  | No Match |  | 50000 | 39000 |  |  | 51134 | 390 | 78.8 | [8 empty] | 4 | Non Federally-Regulated | 01/15/1989 |  | 03/15/1989
Heil Quaker | Whirlpool | NUGF080AF** | Natural Gas | No Match | False | False | 1 |  | Up | No Match | No Match | No Match | No Match | No Match |  | No Match |  | 80000 | 60000 | 1360 | 900 | 80083 | 511 | 77.8 | [8 empty] | 6 | Non Federally-Regulated | 07/26/1982 |  | 08/17/1983
Snyder General Corp. | Arcoaire | *PGD*048F100*I*** | Natural Gas | No Match |  | True | 1 |  | Down | No Match | No Match | No Match | No Match | No Match |  | No Match |  | 100000 | 79000 |  |  | 97887 | 470 | 80.2 | [8 empty] | 15 | Non Federally-Regulated | 03/15/1989 |  | 10/10/1989
Rheem Sales Company, Inc. | Rheem | RGUJ-07NA-GR | Natural Gas | No Match |  | False | 1 |  | Horizontal | No Match | No Match | No Match | No Match | No Match |  | No Match |  | 70000 | 56000 |  |  | 60610 | 566 | 76.1 | [8 empty] | 4 | Non Federally-Regulated | 01/15/1989 |  | 10/10/1989
York International | Fraser Johnston | DACC-W060N102B | Natural Gas | No Match |  | True | 1 |  | Horizontal | No Match | No Match | No Match | No Match | No Match |  | No Match |  | 102400 | 83000 | 2210 | 2095 | 94482 | 1040 | 81 | [9 empty] | Non Federally-Regulated | 03/15/1989 |  | 10/10/1989
Gaffers & Sattler | York | D1SE030N04306A | Natural Gas | No Match |  | True | 1 |  | Horizontal | No Match | No Match | No Match | No Match | No Match |  | No Match |  | 52500 | 42000 | 840 | 750 | 37550 | 474 | 81 | [9 empty] | Non Federally-Regulated | 12/08/1986 |  | 06/29/1987
York International | York | D1CG036P04125A | LPG | No Match |  | True | 1 |  | Horizontal | No Match | No Match | No Match | No Match | No Match |  | No Match |  | 50000 | 41000 | 1600 | 1600 | 37060 | 665 | 80 | [9 empty] | Non Federally-Regulated | 03/15/1989 |  | 10/10/1989
Arkla Industries, Inc. | Arkla | UR060D14 | Natural Gas | No Match | False | False | 1 |  | Up | No Match | No Match | No Match | No Match | No Match |  | No Match |  | 60000 | 52000 | 1460 | 860 | 53629 | 462 | 86.7 | [9 empty] | Non Federally-Regulated | 07/26/1982 |  | 08/17/1983
Snyder General Corp. | Comfortmaker | *PGDA060F125-IN-** | Natural Gas | No Match |  | True | 1 |  | Down | No Match | No Match | No Match | No Match | No Match |  | No Match |  | 125000 | 98000 |  |  | 118533 | 639 | 79.2 | [8 empty] | 15 | Non Federally-Regulated | 01/27/1988 |  | 01/15/1989
Sunbeam Air Conditioning | Sunbeam Air Conditioning | 2274-048-31E-43 | Natural Gas | No Match |  | True | 1 |  | Down | No Match | No Match | No Match | No Match | No Match |  | No Match |  | 108000 | 89640 | 1800 | 1575 | 97956 | 526 | 79 | [8 empty] | 4 | Non Federally-Regulated | 12/08/1986 |  | 06/29/1987
Amana Refrigeration, Inc. | Amana | EPCG3010-1E (B) | Natural Gas | No Match |  | True | 1 |  | Horizontal | No Match | No Match | No Match | No Match | No Match |  | No Match |  | 100000 | 83000 |  |  | 95500 | 329 | 82.3 | [8 empty] | 22 | Non Federally-Regulated | 03/15/1989 |  | 10/10/1989
Magic Chef | Johnson | EMG-60C4-H | Natural Gas | No Match | False | False | 1 |  | Up | No Match | No Match | No Match | No Match | No Match |  | No Match |  | 60837 | 48000 | 1580 | [13 empty] | Non Federally-Regulated | 08/17/1983 |  | 12/08/1986
Rheem Sales Company, Inc. | Rheem | RRAB-06E36JT | LPG | No Match | False | True | 1 |  | Horizontal | No Match | No Match | No Match | No Match | No Match |  | No Match |  | 60000 | 45000 |  |  | 68008 | 729 | 67 | [8 empty] | 5 | Non Federally-Regulated | 10/13/1981 |  | 03/11/1982
Heil Quaker | Whirlpool | NRGF36DDB**(B) | LPG | No Match |  | True | 1 |  | Horizontal | No Match | No Match | No Match | No Match | No Match |  | No Match |  | 80000 | 63095 | 1490 | 1055 | 77883 | 858 | 78.1 | [8 empty] | 6 | Non Federally-Regulated | 12/08/1986 |  | 06/29/1987
Consolidated Industries Corp. | Premier | HAC050NF3R | Natural Gas | No Match | False | False | 1 |  | Horizontal | No Match | No Match | No Match | No Match | No Match |  | No Match |  | 49818 | 41000 | [14 empty] | Non Federally-Regulated | 08/17/1983 |  | 12/08/1986
Rheem Sales Company, Inc. | Rheem | RGGA-12ECB | Natural Gas | No Match | False | False | 1 |  | Up | No Match | No Match | No Match | No Match | No Match |  | No Match |  | 125000 | 95000 |  |  | 135340 | 902 | 68.7 | [8 empty] | 4 | Non Federally-Regulated | 10/13/1981 |  | 08/17/1983
Snyder General Corp. | McQuay | *PGDA048F125-L** | LPG | No Match |  | True | 1 |  | Down | No Match | No Match | No Match | No Match | No Match |  | No Match |  | 125000 | 98000 |  |  | 118533 | 639 | 79.2 | [8 empty] | 15 | Non Federally-Regulated | 12/08/1986 |  | 06/29/1987
Borg Warner | Fraser Johnston | 48ECW140WA | Natural Gas | No Match | False | True | 1 |  | Horizontal | No Match | No Match | No Match | No Match | No Match |  | No Match |  | 140000 | 107940 | 2000 | [13 empty] | Non Federally-Regulated | 08/17/1983 |  | 12/08/1986
Rheem Sales Company, Inc. | Montgomery Ward | SRM-54953 | Natural Gas | No Match | False | False | 1 |  | Up | No Match | No Match | No Match | No Match | No Match |  | No Match |  | 94667 | 71000 | [14 empty] | Non Federally-Regulated | 08/17/1983 |  | 12/08/1986
BDP Co. | Day & Night | 585CP060125X | Natural Gas | No Match | False | True | 1 |  | Horizontal | No Match | No Match | No Match | No Match | No Match |  | No Match |  | 100000 | 75000 | 2285 | 1265 | 88566 | 995 | 68.5 | [8 empty] | 325 | Non Federally-Regulated | 04/02/1981 |  | 10/13/1981
Trane U.S. Inc. | Trane | BYC048G1H,G3H,G4H | Natural Gas | No Match |  | True | 1 |  | Horizontal | No Match | No Match | No Match | No Match | No Match |  | No Match |  | 120000 | 91000 |  |  | 99218 | 723 | 78 | [8 empty] | 0 | Non Federally-Regulated | 06/29/1987 |  | 01/27/1988
John Zink | Magic Chef | RBG-1802-33-2801-HC | Natural Gas | No Match | False | True | 3 |  | Horizontal | No Match | No Match | No Match | No Match | No Match |  | No Match |  | 280000 | 224000 | 6000 | [13 empty] | Non Federally-Regulated | 08/17/1983 |  | 12/08/1986
York International | Fraser Johnston | P-CMD22N09701A | Natural Gas | No Match |  | False | 1 |  | Down | No Match | No Match | No Match | No Match | No Match |  | No Match |  | 120000 | 96000 |  |  | 117425 | 767 | 79.6 | [8 empty] | 4 | Non Federally-Regulated | 01/27/1988 |  | 01/15/1989
Luxaire | Westinghouse Electric | 48ECW160GA | Natural Gas | No Match | False | True | 1 |  | Horizontal | No Match | No Match | No Match | No Match | No Match |  | No Match |  | 160000 | 122240 | 1860 | 1385 | 156152 | 809 | 70 | [8 empty] | 5 | Non Federally-Regulated | 04/02/1981 |  | 10/13/1981
Carrier Corp. | Day & Night | 395BAW036080 | LPG | No Match |  | False | 1 |  | Up | No Match | No Match | No Match | No Match | No Match |  | No Match |  | 95000 | 77000 |  |  | 95776 | 760 | 80.9 | [8 empty] | 5 | Non Federally-Regulated | 01/27/1988 |  | 01/15/1989
Luxaire | Westinghouse Electric | GCH114AF | Natural Gas | No Match | False | False | 1 |  | Horizontal | No Match | No Match | No Match | No Match | No Match |  | No Match |  | 114000 | 89718 |  |  | 103947 | 765 | 73.3 | [8 empty] | 8 | Non Federally-Regulated | 04/02/1981 |  | 10/13/1981
BDP Co. | Carrier | 58SS120-BC | Natural Gas | No Match | False | False | 1 |  | Up | No Match | No Match | No Match | No Match | No Match |  | No Match |  | 134146 | 110000 | 1620 | [13 empty] | Non Federally-Regulated | 08/17/1983 |  | 12/08/1986
Consolidated Industries Corp. | Premier | HAC120NF5R | Natural Gas | No Match | False | True | 1 |  | Horizontal | No Match | No Match | No Match | No Match | No Match |  | No Match |  | 117497 | 92000 | [14 empty] | Non Federally-Regulated | 08/17/1983 |  | 12/08/1986
Sunbeam Air Conditioning | Sunbeam Air Conditioning | RCG-0601-33-1401-EC | LPG | No Match |  | True | 1 |  | Down | No Match | No Match | No Match | No Match | No Match |  | No Match |  | 140000 | 110600 | 2200 | 1800 | 119840 | 775 | 77.4 | [8 empty] | 4 | Non Federally-Regulated | 12/08/1986 |  | 06/29/1987
Rheem Sales Company, Inc. | Weatherking | GPF12.5T200-4K* | Natural Gas | No Match |  | True | 1 |  | Down | No Match | No Match | No Match | No Match | No Match |  | No Match |  | 200000 | 162052 |  |  | 187661 | 2840 | 80.2 | [8 empty] | 6 | Non Federally-Regulated | 03/15/1989 |  | 10/10/1989
BDP Co. | Carrier | 58GS080-D* | LPG | No Match | False | False | 1 |  | Up | No Match | No Match | No Match | No Match | No Match |  | No Match |  | 80000 | 57000 | 1970 | 1350 | 77627 | 662 | 69.3 | [8 empty] | 5 | Non Federally-Regulated | 07/26/1982 |  | 08/17/1983
BDP Co. | Carrier | 58GS080-D | Natural Gas | No Match | False | False | 1 |  | Up | No Match | No Match | No Match | No Match | No Match |  | No Match |  | 100000 | 76000 | 1970 | 1350 | 89814 | 613 | 69 | [8 empty] | 5 | Non Federally-Regulated | 03/11/1982 |  | 07/26/1982
Magic Chef | Airease | 3.5D80-04-1 | Natural Gas | No Match | False | True | 1 |  | Horizontal | No Match | No Match | No Match | No Match | No Match |  | No Match |  | 79893 | 60000 | 1600 | [13 empty] | Non Federally-Regulated | 08/17/1983 |  | 12/08/1986
Climate Control / Snyder General | Climate Control | BPGHA048F100 | Natural Gas | No Match |  | True | 1 |  | Horizontal | No Match | No Match | No Match | No Match | No Match |  | No Match |  | 100000 | 74000 |  |  | 80919 | 408 | 77.4 | [8 empty] | 15 | Non Federally-Regulated | 12/08/1986 |  | 06/29/1987
Rheem Sales Company, Inc. | Rheem | RRGF-350150C | Natural Gas | No Match |  | True | 3 |  | Down | No Match | No Match | No Match | No Match | No Match |  | No Match |  | 350000 | 278899 |  |  | 247795 | 3521 | 79.2 | [8 empty] | 6 | Non Federally-Regulated | 03/15/1989 |  | 10/10/1989
Ducane | Carrier | 58EG080331 | LPG | No Match | False | False | 1 |  | Horizontal | No Match | No Match | No Match | No Match | No Match |  | No Match |  | 80000 | 59000 | 1250 | 750 | 72003 | 449 | 64.6 | [8 empty] | 5 | Non Federally-Regulated | 07/26/1982 |  | 08/17/1983
Snyder General Corp. | Arcoaire | *PGHA048H075-IN-** | Natural Gas | No Match |  | True | 1 |  | Horizontal | No Match | No Match | No Match | No Match | No Match |  | No Match |  | 75000 | 56000 |  |  | 60783 | 318 | 77.3 | [8 empty] | 15 | Non Federally-Regulated | 06/29/1987 |  | 01/27/1988
Carrier Corp. | Carrier | 58DRC080-CB | LPG | No Match |  | False | 1 |  | Down | No Match | No Match | No Match | No Match | No Match |  | No Match |  | 100000 | 80000 |  |  | 101964 | 847 | 75.7 | [8 empty] | 5 | Non Federally-Regulated | 12/08/1986 |  | 01/27/1988
Magic Chef | Johnson | CF120AC3-3 | Natural Gas | No Match | False | False | 1 |  | Down | No Match | No Match | No Match | No Match | No Match |  | No Match |  | 127321 | 96000 | 1225 | [13 empty] | Non Federally-Regulated | 08/17/1983 |  | 12/08/1986
Rheem Sales Company, Inc. | Ruud | URGG-07E36DL* | Natural Gas | No Match |  | True | 1 |  | Horizontal | No Match | No Match | No Match | No Match | No Match |  | No Match |  | 75000 | 58000 |  |  | 68444 | 745 | 78.2 | [8 empty] | 4 | Non Federally-Regulated | 03/15/1989 |  | 10/10/1989
Snyder General Corp. | Comfortmaker | *PGH*048G125*I*** | Natural Gas | No Match |  | True | 1 |  | Horizontal | No Match | No Match | No Match | No Match | No Match |  | No Match |  | 125000 | 93000 |  |  | 80919 | 522 | 76.1 | [8 empty] | 15 | Non Federally-Regulated | 01/15/1989 |  | 03/15/1989
Rheem Sales Company, Inc. | Ruud | URGE-225075D | Natural Gas | No Match |  | True | 3 |  | Horizontal | No Match | No Match | No Match | No Match | No Match |  | No Match |  | 225000 | 174740 |  |  | 196785 | 1720 | 77.6 | [8 empty] | 6 | Non Federally-Regulated | 12/08/1986 |  | 06/29/1987
Amana Refrigeration, Inc. | Amana | GCE120DM-3.5 | Natural Gas | No Match | False | False | 1 |  | Down | No Match | No Match | No Match | No Match | No Match |  | No Match |  | 120000 | 91920 | 1455 |  | 115202 | 679 | 67.5 | [8 empty] | 4 | Non Federally-Regulated | 04/02/1981 |  | 07/26/1982
Amana Refrigeration, Inc. | Amana | GHE105DM-3 | LPG | No Match | False | False | 1 |  | Up | No Match | No Match | No Match | No Match | No Match |  | No Match |  | 105000 | 82635 | 1370 | 900 | 107640 | 472 | 72.9 | [8 empty] | 4 | Non Federally-Regulated | 04/02/1981 |  | 03/11/1982
BDP Co. | Day & Night | 585EP042075 | Natural Gas | No Match | False | True | 1 |  | Horizontal | No Match | No Match | No Match | No Match | No Match |  | No Match |  | 60000 | 45000 | 1790 | [13 empty] | Non Federally-Regulated | 08/17/1983 |  | 12/08/1986
Trane U.S. Inc. | American Standard, Inc. | YCC036A3LOA | Natural Gas | No Match |  | True | 1 |  | Horizontal | No Match | No Match | No Match | No Match | No Match |  | No Match |  | 80000 | 60000 | 1635 | 1255 | 79400 | 475 | 78.5 | [8 empty] | 0 | Non Federally-Regulated | 03/15/1989 |  | 10/10/1989
Ducane | Trane | OCABA-09-D | Oil | No Match | False | False | 1 |  | Down | No Match | No Match | No Match | No Match | No Match |  | No Match |  | 105195 | 81000 | 1400 | [13 empty] | Non Federally-Regulated | 08/17/1983 |  | 12/08/1986
BDP Co. | Payne | 585CE036075X | Natural Gas | No Match | False | True | 1 |  | Horizontal | No Match | No Match | No Match | No Match | No Match |  | No Match |  | 60000 | 45000 | 1330 | 1060 | 66179 | 796 | 68.5 | [8 empty] | 3 | Non Federally-Regulated | 10/13/1981 |  | 03/11/1982
Amana Refrigeration, Inc. | Amana | EPCG4812-3D (B) | Natural Gas | No Match |  | True | 1 |  | Horizontal | No Match | No Match | No Match | No Match | No Match |  | No Match |  | 100000 | 84000 |  |  | 94125 | 382 | 83.3 | [8 empty] | 22 | Non Federally-Regulated | 03/15/1989 |  | 10/10/1989
Heil Quaker | Dayton | 3C585(A) | Natural Gas | No Match |  | True | 1 |  | Horizontal | No Match | No Match | No Match | No Match | No Match |  | No Match |  | 60000 | 49920 | 1490 | 1055 | 56307 | 831 | 79.7 | [8 empty] | 6 | Non Federally-Regulated | 01/15/1989 |  | 03/15/1989
Gaffers & Sattler | York | D1SE048N06146A | Natural Gas | No Match |  | True | 1 |  | Horizontal | No Match | No Match | No Match | No Match | No Match |  | No Match |  | 73500 | 59000 | 1720 | 1560 | 55559 | 892 | 81 | [9 empty] | Non Federally-Regulated | 06/29/1987 |  | 01/27/1988
Daikin Comfort Technologies Manufacturing, L.P. | GMC | PGX036075-1 | Natural Gas | No Match |  | True | 1 |  | Horizontal | No Match | No Match | No Match | No Match | No Match |  | No Match |  | 75000 | 58000 | 1310 | 1220 | 61011 | 492 | 76 | [8 empty] | 5 | Non Federally-Regulated | 01/27/1988 |  | 01/15/1989
Carrier Corp. | Payne | 585HJ024040 | Natural Gas | No Match |  | True | 1 |  | Horizontal | No Match | No Match | No Match | No Match | No Match |  | No Match |  | 40000 | 32000 | 755 | 645 | 40568 | 422 | 75.4 | [8 empty] | 3 | Non Federally-Regulated | 03/15/1989 |  | 10/10/1989
Amana Refrigeration, Inc. | Amana | SPCG240901A | Natural Gas | No Match |  | True | 1 |  | Down | No Match | No Match | No Match | No Match | No Match |  | No Match |  | 90000 | 73000 |  |  | 76590 | 650 | 80.4 | [9 empty] | Non Federally-Regulated | 03/15/1989 |  | 10/10/1989
BDP Co. | Carrier | 58GS060-D | LPG | No Match | False | False | 1 |  | Up | No Match | No Match | No Match | No Match | No Match |  | No Match |  | 75000 | 54000 | 1600 | 1235 | 77617 | 482 | 70.1 | [8 empty] | 5 | Non Federally-Regulated | 07/26/1982 |  | 08/17/1983
Ducane | Heil Quaker | NUGE080KG** | Natural Gas | No Match |  | False | 1 |  | Up | No Match | No Match | No Match | No Match | No Match |  | No Match |  | 80000 | 62372 | 1360 | 900 | 79628 | 632 | 77.4 | [8 empty] | 2 | Non Federally-Regulated | 01/27/1988 |  | 01/15/1989
Borg Warner | York | 36ECW060WA | LPG | No Match | False | True | 1 |  | Horizontal | No Match | No Match | No Match | No Match | No Match |  | No Match |  | 60000 | 46200 | 1275 | 920 | 66991 | 591 | 68.3 | [8 empty] | 5 | Non Federally-Regulated | 07/26/1982 |  | 08/17/1983
Heil Quaker | Sears | 867.81634* | LPG | No Match | False | True | 1 |  | Horizontal | No Match | No Match | No Match | No Match | No Match |  | No Match |  | 94415 | 71000 | 1200 | [13 empty] | Non Federally-Regulated | 08/17/1983 |  | 12/08/1986
Luxaire | Luxaire | GCH133TF | Natural Gas | No Match | False | False | 1 |  | Horizontal | No Match | No Match | No Match | No Match | No Match |  | No Match |  | 133000 | 102277 | 1600 |  | 136656 | 570 | 63.5 | [8 empty] | 5 | Non Federally-Regulated | 03/11/1982 |  | 07/26/1982
Rheem Sales Company, Inc. | Heat Controller | GZU-A45-D3.5N | Natural Gas | No Match |  | False | 1 |  | Up | No Match | No Match | No Match | No Match | No Match |  | No Match |  | 45000 | 43000 |  |  | 49388 | 862 | 91.6 | [8 empty] | 4 | Non Federally-Regulated | 03/15/1989 |  | 10/10/1989
BDP Co. | Carrier | 48GL06050, 51 | LPG | No Match | False | True | 1 |  | Horizontal | No Match | No Match | No Match | No Match | No Match |  | No Match |  | 100000 | 75000 | 2285 | [13 empty] | Non Federally-Regulated | 08/17/1983 |  | 12/08/1986
Climate Control / Snyder General | Climate Control | G-C611120-16M | Natural Gas | No Match |  | False | 1 |  | Down | No Match | No Match | No Match | No Match | No Match |  | No Match |  | 120000 | 104000 | 1600 | 1260 | 108298 | 1026 | 85.5 | [9 empty] | Non Federally-Regulated | 12/08/1986 |  | 06/29/1987
Daikin Comfort Technologies Manufacturing, L.P. | Janitrol | PG042100-3 | Natural Gas | No Match |  | True | 1 |  | Horizontal | No Match | No Match | No Match | No Match | No Match |  | No Match |  | 100000 | 78000 | 1320 | 1030 | 81818 | 552 | 76 | [8 empty] | 5 | Non Federally-Regulated | 06/29/1987 |  | 01/27/1988
Rheem Sales Company, Inc. | Arcoaire | *PGDA060F100-IL-** | LPG | No Match |  | True | 1 |  | Down | No Match | No Match | No Match | No Match | No Match |  | No Match |  | 100000 | 79000 |  |  | 97857 | 470 | 80.2 | [8 empty] | 15 | Non Federally-Regulated | 01/27/1988 |  | 01/15/1989
Consolidated Industries Corp. | Trane | THD060A924B0 | Natural Gas | No Match |  | False | 1 |  | Horizontal | No Match | No Match | No Match | No Match | No Match |  | No Match |  | 60000 | 47000 |  |  | 56477 | 823 | 80.1 | [8 empty] | 3 | Non Federally-Regulated | 03/15/1989 |  | 10/10/1989
Heil Quaker | Heil | NDOB084BF01 | Oil | No Match | False | False | 1 |  | Down | No Match | No Match | No Match | No Match | No Match |  | No Match |  | 105000 | 84000 | 1145 | 905 | 99933 | 454 | 77.9 | [8 empty] | 1 | Non Federally-Regulated | 04/02/1981 |  | 10/13/1981
Trane U.S. Inc. | Trane | SFCB-B504-HA | Natural Gas | No Match | False | True | 1 |  | Horizontal | No Match | No Match | No Match | No Match | No Match |  | No Match |  | 150000 | 106000 | 2400 | 1600 | 133256 | 1935 | 66.9 | [9 empty] | Non Federally-Regulated | 07/26/1982 |  | 08/17/1983
Carrier Corp. | Payne | 349JAW060100 | Natural Gas | No Match |  | False | 1 |  | Horizontal | No Match | No Match | No Match | No Match | No Match |  | No Match |  | 100000 | 77300 | 2010 | 1455 | 97000 | 1077 | 75.8 | [9 empty] | Non Federally-Regulated | 06/29/1987 |  | 01/27/1988
Trane U.S. Inc. | American Standard, Inc. | BYC130G3L(O,A)D | Natural Gas | No Match |  | True | 1 |  | Down | No Match | No Match | No Match | No Match | No Match |  | No Match |  | 160000 | 121600 |  |  | 138706 | 1804 | 76.3 | [8 empty] | 0 | Non Federally-Regulated | 01/15/1989 |  | 03/15/1989
Heil Quaker | Heil Quaker | NULE105BG** | LPG | No Match |  | False | 1 |  | Up | No Match | No Match | No Match | No Match | No Match |  | No Match |  | 105000 | 82825 | 1350 | 1000 | 98093 | 810 | 78.6 | [8 empty] | 2 | Non Federally-Regulated | 01/15/1989 |  | 10/10/1989
Heil Quaker | Whirlpool | NDGB175AK01* | Natural Gas | No Match | False | False | 1 |  | Down | No Match | No Match | No Match | No Match | No Match |  | No Match |  | 175000 | 131000 | 1900 | 1385 | 162708 | 828 | 76.9 | [8 empty] | 6 | Non Federally-Regulated | 04/02/1981 |  | 03/11/1982
Carrier Corp. | Carrier | 48KHA060300BF | Natural Gas | No Match |  | True | 1 |  | Horizontal | No Match | No Match | No Match | No Match | No Match |  | No Match |  | 150000 | 116000 | 1930 | 1700 | 144969 | 906 | 75.2 | [8 empty] | 3 | Non Federally-Regulated | 06/29/1987 |  | 01/27/1988
Lennox Industries Inc. | Lennox | GCS11-1353-330-1 | Natural Gas | No Match | False | True | 3 |  | Horizontal | No Match | No Match | No Match | No Match | No Match |  | No Match |  | 330000 | 267300 | 5600 | 3800 | [11 empty] | 23 | Non Federally-Regulated | 07/26/1982 |  | 08/17/1983
Rheem Sales Company, Inc. | Heat Controller | GYU-45-E2N3 | LPG | No Match |  | False | 1 |  | Up | No Match | No Match | No Match | No Match | No Match |  | No Match |  | 45000 | 37000 |  |  | 47799 | 627 | 79.2 | [8 empty] | 4 | Non Federally-Regulated | 06/29/1987 |  | 01/27/1988
Magic Chef | Johnson | 5A140-OH-1-5 | Natural Gas | No Match | False | True | 1 |  | Horizontal | No Match | No Match | No Match | No Match | No Match |  | No Match |  | 140000 | 105000 | 1950 | 1950 | 113871 | 659 | 68.2 | [8 empty] | 19 | Non Federally-Regulated | 10/13/1981 |  | 03/11/1982
York International | Fraser Johnston | DAHG-F036N056A | Natural Gas | No Match |  | True | 1 |  | Horizontal | No Match | No Match | No Match | No Match | No Match |  | No Match |  | 55000 | 44000 | 1060 | 803 | 57638 | 509 | 80 | [8 empty] | 3 | Non Federally-Regulated | 01/15/1989 |  | 03/15/1989
Ducane | Trane | FFHB-129D-A | LPG | No Match | False | True | 1 |  | Horizontal | No Match | No Match | No Match | No Match | No Match |  | No Match |  | 120000 | 83000 | 1840 | 1140 | 133003 | 861 | 58 | [8 empty] | 5 | Non Federally-Regulated | 04/02/1981 |  | 10/13/1981
John Zink | Magic Chef | RCG-0601-23-0951-FT | Natural Gas | No Match | False | True | 1 |  | Horizontal | No Match | No Match | No Match | No Match | No Match |  | No Match |  | 95000 | 73150 | 2200 | [13 empty] | Non Federally-Regulated | 08/17/1983 |  | 12/08/1986
Carrier Corp. | Day & Night | 585HE060100 | Natural Gas | No Match |  | True | 1 |  | Horizontal | No Match | No Match | No Match | No Match | No Match |  | No Match |  | 100000 | 75000 | 2285 | 1260 | 81611 | 669 | 75.7 | [8 empty] | 3 | Non Federally-Regulated | 03/15/1989 |  | 10/10/1989
Rheem Sales Company, Inc. | Ruud | URGF-05E36CL* | Natural Gas | No Match |  | True | 1 |  | Horizontal | No Match | No Match | No Match | No Match | No Match |  | No Match |  | 50000 | 38000 |  |  | 49283 | 420 | 78.3 | [8 empty] | 4 | Non Federally-Regulated | 01/15/1989 |  | 03/15/1989
Magic Chef | Airease | EG8D50DC36-2 | Natural Gas | No Match |  | False | 1 |  | Horizontal | No Match | No Match | No Match | No Match | No Match |  | No Match |  | 50000 | 38000 |  |  | 40993 | 352 | 75.3 | [8 empty] | 3 | Non Federally-Regulated | 12/08/1986 |  | 01/27/1988
Luxaire | Westinghouse Electric | IE060ECRON | Natural Gas | No Match | False | True | 1 |  | Horizontal | No Match | No Match | No Match | No Match | No Match |  | No Match |  | 140000 | 108220 | 2140 | 1790 | 131719 | 739 | 70 | [8 empty] | 5 | Non Federally-Regulated | 10/13/1981 |  | 03/11/1982
Consolidated Industries Corp. | Addison Products | GPE3.0T075-4 | Natural Gas | No Match |  | True | 1 |  | Horizontal | No Match | No Match | No Match | No Match | No Match |  | No Match |  | 75000 | 58000 |  |  | 68444 | 745 | 78.2 | [8 empty] | 4 | Non Federally-Regulated | 01/27/1988 |  | 01/15/1989
Borg Warner | Moncrief | PAFC-LD12N120 | Natural Gas | No Match | False | False | 1 |  | Up | No Match | No Match | No Match | No Match | No Match |  | No Match |  | 119110 | 91000 | 1460 | [13 empty] | Non Federally-Regulated | 08/17/1983 |  | 12/08/1986
Luxaire | Westinghouse Electric | IE024BCAON | LPG | No Match | False | True | 1 |  | Horizontal | No Match | No Match | No Match | No Match | No Match |  | No Match |  | 80000 | 64320 |  |  | 85783 | 432 | 70 | [8 empty] | 5 | Non Federally-Regulated | 04/02/1981 |  | 10/13/1981
Rheem Sales Company, Inc. | Heat Controller | GCL125-DH | Natural Gas | No Match | False | False | 1 |  | Up | No Match | No Match | No Match | No Match | No Match |  | No Match |  | 125326 | 96000 | [14 empty] | Non Federally-Regulated | 08/17/1983 |  | 12/08/1986
York International | Luxaire | DACC-F060N102B | Natural Gas | No Match |  | True | 1 |  | Horizontal | No Match | No Match | No Match | No Match | No Match |  | No Match |  | 102400 | 83000 | 2210 | 2095 | 94482 | 1040 | 81 | [9 empty] | Non Federally-Regulated | 01/27/1988 |  | 01/15/1989
Borg Warner | Moncrief | FCU100UANA | Natural Gas | No Match | False | False | 1 |  | Up | No Match | No Match | No Match | No Match | No Match |  | No Match |  | 99738 | 76000 | 2500 | [13 empty] | Non Federally-Regulated | 08/17/1983 |  | 12/08/1986
Borg Warner | Luxaire | FCU140RAPA | LPG | No Match | False | False | 1 |  | Up | No Match | No Match | No Match | No Match | No Match |  | No Match |  | 140420 | 107000 | 1440 | [13 empty] | Non Federally-Regulated | 08/17/1983 |  | 12/08/1986
Rheem Sales Company, Inc. | Heat Controller | TGR-30-1E-70 | Natural Gas | No Match |  | True | 1 |  | Horizontal | No Match | No Match | No Match | No Match | No Match |  | No Match |  | 75000 | 58000 |  |  | 68960 | 555 | 78.5 | [8 empty] | 4 | Non Federally-Regulated | 03/15/1989 |  | 10/10/1989
Snyder General Corp. | Comfortmaker | *GDE113A020-IM | Natural Gas | No Match |  | False | 1 |  | Down | No Match | No Match | No Match | No Match | No Match |  | No Match |  | 113000 | 91000 | 1935 | 1420 | 103864 | 676 | 74.9 | [8 empty] | 3 | Non Federally-Regulated | 06/29/1987 |  | 01/15/1989
Magic Chef | Armstrong | CF120AC4-3 | Natural Gas | No Match | False | False | 1 |  | Down | No Match | No Match | No Match | No Match | No Match |  | No Match |  | 127321 | 96000 | 1500 | [13 empty] | Non Federally-Regulated | 08/17/1983 |  | 12/08/1986
Rheem Sales Company, Inc. | Rheem | RGMA-10KAB | Natural Gas | No Match | False | False | 1 |  | Down | No Match | No Match | No Match | No Match | No Match |  | No Match |  | 100000 | 75000 |  |  | 91420 | 559 | 68 | [8 empty] | 3 | Non Federally-Regulated | 04/02/1981 |  | 08/17/1983
Rheem Sales Company, Inc. | Ruud | UGWC-06EA | Natural Gas | No Match | False | True | 1 |  | Horizontal | No Match | No Match | No Match | No Match | No Match |  | No Match |  | 60000 | 46000 |  |  | 65779 | 601 | 69.9 | [8 empty] | 4 | Non Federally-Regulated | 04/02/1981 |  | 10/13/1981
Amana Refrigeration, Inc. | Amana | EPCG4812-1D (B) | LPG | No Match |  | True | 1 |  | Horizontal | No Match | No Match | No Match | No Match | No Match |  | No Match |  | 100000 | 84000 |  |  | 92900 | 373 | 84.5 | [8 empty] | 22 | Non Federally-Regulated | 01/27/1988 |  | 01/15/1989
Magic Chef | Williams | EG6B60DC60-2 | Natural Gas | No Match | False | False | 1 |  | Up | No Match | No Match | No Match | No Match | No Match |  | No Match |  | 60000 | 53000 | 1920 | 1000 | 61020 | 671 | 87.3 | [8 empty] | 2 | Non Federally-Regulated | 07/26/1982 |  | 08/17/1983
Carrier Corp. | Payne | 580AP048100-B | Natural Gas | No Match |  | True | 1 |  | Horizontal | No Match | No Match | No Match | No Match | No Match |  | No Match |  | 100000 | 78000 |  |  | 97418 | 1056 | 78.5 | [8 empty] | 3 | Non Federally-Regulated | 03/15/1989 |  | 10/10/1989
Consolidated Industries Corp. | Pacific / Air | GHB120D-31A | LPG | No Match | False | True | 1 |  | Horizontal | No Match | No Match | No Match | No Match | No Match |  | No Match |  | 113548 | 88000 | [14 empty] | Non Federally-Regulated | 08/17/1983 |  | 12/08/1986
BDP Co. | Carrier | 48GL04230 | LPG | No Match | False | True | 1 |  | Horizontal | No Match | No Match | No Match | No Match | No Match |  | No Match |  | 60000 | 45000 | 1385 | 775 | 66540 | 723 | 68.5 | [8 empty] | 325 | Non Federally-Regulated | 04/02/1981 |  | 10/13/1981
Amana Refrigeration, Inc. | Amana | EPCG4212-1D (C) | Natural Gas | No Match |  | True | 1 |  | Horizontal | No Match | No Match | No Match | No Match | No Match |  | No Match |  | 120000 | 99000 |  |  | 114924 | 430 | 82 | [8 empty] | 22 | Non Federally-Regulated | 01/15/1989 |  | 03/15/1989
Trane U.S. Inc. | American Standard, Inc. | YCC048A3LOA | Natural Gas | No Match |  | True | 1 |  | Horizontal | No Match | No Match | No Match | No Match | No Match |  | No Match |  | 100000 | 74000 | 1635 | 1255 | 80300 | 441 | 77.8 | [8 empty] | 0 | Non Federally-Regulated | 03/15/1989 |  | 10/10/1989
Ducane | Borg Warner | P2HSD15N10001A | LPG | No Match | False | False | 1 |  | Horizontal | No Match | No Match | No Match | No Match | No Match |  | No Match |  | 100000 | 74000 | 1550 | 1020 | 95291 | 595 | 65.1 | [8 empty] | 5 | Non Federally-Regulated | 07/26/1982 |  | 08/17/1983
Heil Quaker | Sears | 867.7626 | Natural Gas | No Match |  | False | 1 |  | Horizontal | No Match | No Match | No Match | No Match | No Match |  | No Match |  | 60000 | 46380 | 1260 | 740 | 61800 | 500 | 75.8 | [9 empty] | Non Federally-Regulated | 06/29/1987 |  | 01/27/1988
Snyder General Corp. | Arcoaire | *PGDA048G075-N* | Natural Gas | No Match |  | True | 1 |  | Down | No Match | No Match | No Match | No Match | No Match |  | No Match |  | 75000 | 59000 |  |  | 58465 | 331 | 80.2 | [8 empty] | 15 | Non Federally-Regulated | 12/08/1986 |  | 06/29/1987
Lennox Industries Inc. | Lennox | GSR14Q3-50 | Natural Gas | No Match |  | False | 1 |  | Horizontal | No Match | No Match | No Match | No Match | No Match |  | No Match |  | 50000 | 47000 | 1365 | 775 | 49175 | 418 | 94.8 | [8 empty] | 3 | Non Federally-Regulated | 12/08/1986 |  | 10/10/1989
Borg Warner | Moncrief | FCU120TANA | Natural Gas | No Match | False | False | 1 |  | Up | No Match | No Match | No Match | No Match | No Match |  | No Match |  | 119110 | 91000 | 1620 | [13 empty] | Non Federally-Regulated | 08/17/1983 |  | 12/08/1986
Luxaire | Fraser Johnston | GCH076FF | Natural Gas | No Match | False | False | 1 |  | Horizontal | No Match | No Match | No Match | No Match | No Match |  | No Match |  | 76000 | 59508 | 1190 | 700 | 72172 | 527 | 73.3 | [8 empty] | 11 | Non Federally-Regulated | 10/13/1981 |  | 03/11/1982
Consolidated Industries Corp. | Bard | HG100D-3E | LPG | No Match | False | False | 1 |  | Horizontal | No Match | No Match | No Match | No Match | No Match |  | No Match |  | 99874 | 79000 | [14 empty] | Non Federally-Regulated | 08/17/1983 |  | 12/08/1986
Carrier Corp. | Carrier | 58SSB040-BC | LPG | No Match |  | False | 1 |  | Up | No Match | No Match | No Match | No Match | No Match |  | No Match |  | 46000 | 37000 |  |  | 47646 | 465 | 80.7 | [8 empty] | 5 | Non Federally-Regulated | 12/08/1986 |  | 01/27/1988
Magic Chef | Airease | 5D140-OH-1 | Natural Gas | No Match | False | True | 1 |  | Horizontal | No Match | No Match | No Match | No Match | No Match |  | No Match |  | 140000 | 105000 | 1950 | 1950 | 113871 | 659 | 68.2 | [8 empty] | 19 | Non Federally-Regulated | 10/13/1981 |  | 03/11/1982
Snyder General Corp. | Comfortmaker | *GUD080A016-IM | Natural Gas | No Match |  | False | 1 |  | Up | No Match | No Match | No Match | No Match | No Match |  | No Match |  | 80000 | 64000 | 1550 | 990 | 81805 | 638 | 75.7 | [8 empty] | 3 | Non Federally-Regulated | 06/29/1987 |  | 01/15/1989
Borg Warner | Luxaire | FCU140RAPA | LPG | No Match | False | False | 1 |  | Up | No Match | No Match | No Match | No Match | No Match |  | No Match |  | 140000 | 107000 | 1440 | 1440 | 135296 | 774 | 68.5 | [8 empty] | 5 | Non Federally-Regulated | 07/26/1982 |  | 08/17/1983
Rheem Sales Company, Inc. | Ruud | URGF-07E47DL* | Natural Gas | No Match |  | True | 1 |  | Horizontal | No Match | No Match | No Match | No Match | No Match |  | No Match |  | 75000 | 56000 |  |  | 70734 | 910 | 76.6 | [8 empty] | 4 | Non Federally-Regulated | 01/27/1988 |  | 01/15/1989
Lennox Industries Inc. | Lennox | G12RQ3E-17 | Natural Gas | No Match | False | False | 1 |  | Down | No Match | No Match | No Match | No Match | No Match |  | No Match |  | 136598 | 106000 | 1280 | [13 empty] | Non Federally-Regulated | 08/17/1983 |  | 12/08/1986
Ducane | Trane | FFHB-089D-A | LPG | No Match | False | True | 1 |  | Horizontal | No Match | No Match | No Match | No Match | No Match |  | No Match |  | 80000 | 55000 | 1250 | 750 | 79907 | 499 | 58 | [8 empty] | 5 | Non Federally-Regulated | 04/02/1981 |  | 10/13/1981
Rheem Sales Company, Inc. | Ruud | URGF-10E42CK* | Natural Gas | No Match |  | True | 1 |  | Horizontal | No Match | No Match | No Match | No Match | No Match |  | No Match |  | 100000 | 78000 |  |  | 97498 | 810 | 79.3 | [8 empty] | 4 | Non Federally-Regulated | 03/15/1989 |  | 10/10/1989
Schneider Electric (Square D Wiring Devices) | Sun Dial | GHB75D-15E | LPG | No Match | False | True | 1 |  | Horizontal | No Match | No Match | No Match | No Match | No Match |  | No Match |  | 68831 | 53000 | [14 empty] | Non Federally-Regulated | 08/17/1983 |  | 12/08/1986
Climate Control / Snyder General | Climate Control | BPGHA036G050-M | Natural Gas | No Match |  | True | 1 |  | Horizontal | No Match | No Match | No Match | No Match | No Match |  | No Match |  | 50000 | 36000 |  |  | 41081 | 327 | 76.6 | [8 empty] | 15 | Non Federally-Regulated | 12/08/1986 |  | 06/29/1987
Rheem Sales Company, Inc. | Ruud | URBD-08E42JR | Natural Gas | No Match | False | True | 1 |  | Horizontal | No Match | No Match | No Match | No Match | No Match |  | No Match |  | 80402 | 64000 | [14 empty] | Non Federally-Regulated | 08/17/1983 |  | 12/08/1986
Rheem Sales Company, Inc. | Arcoaire | *GUA100A020-IM | Natural Gas | No Match |  | False | 1 |  | Up | No Match | No Match | No Match | No Match | No Match |  | No Match |  | 100000 | 79000 | 2025 | 1530 | 96204 | 809 | 80.4 | [8 empty] | 3 | Non Federally-Regulated | 01/27/1988 |  | 01/15/1989
Rheem Sales Company, Inc. | Heat Controller | TGR-30-1E-70 | Natural Gas | No Match |  | True | 1 |  | Horizontal | No Match | No Match | No Match | No Match | No Match |  | No Match |  | 75000 | 58000 |  |  | 68960 | 555 | 78.5 | [8 empty] | 4 | Non Federally-Regulated | 01/27/1988 |  | 01/15/1989
Luxaire | Moncrief | 80CE30BNL | Natural Gas | No Match | False | False | 1 |  | Up | No Match | No Match | No Match | No Match | No Match |  | No Match |  | 80000 | 60640 | 965 | 770 | 89675 | 732 | 70.3 | [8 empty] | 5 | Non Federally-Regulated | 04/02/1981 |  | 10/13/1981
Heil Quaker | Whirlpool | NUGA100AG** | Natural Gas | No Match | False | False | 1 |  | Up | No Match | No Match | No Match | No Match | No Match |  | No Match |  | 100000 | 79000 | 1350 | 920 | 96890 | 327 | 80.2 | [8 empty] | 6 | Non Federally-Regulated | 07/26/1982 |  | 08/17/1983
Consolidated Industries Corp. | Addison Products | GPE4.0T075-1X | Natural Gas | No Match |  | True | 1 |  | Horizontal | No Match | No Match | No Match | No Match | No Match |  | No Match |  | 75000 | 56000 |  |  | 70734 | 910 | 76.6 | [8 empty] | 4 | Non Federally-Regulated | 01/27/1988 |  | 01/15/1989
York International | York | D1RG090N13046 | Natural Gas | No Match |  | True | 1 |  | Horizontal | No Match | No Match | No Match | No Match | No Match |  | No Match |  | 163000 | 129000 | 3300 | 2600 | 154473 | 2200 | 79 | [8 empty] | 58 | Non Federally-Regulated | 03/15/1989 |  | 10/10/1989
Rheem Sales Company, Inc. | Century | TGR60-3G-150 | Natural Gas | No Match |  | True | 1 |  | Horizontal | No Match | No Match | No Match | No Match | No Match |  | No Match |  | 150000 | 117000 |  |  | 137154 | 1435 | 78.2 | [8 empty] | 4 | Non Federally-Regulated | 03/15/1989 |  | 10/10/1989
BDP Co. | Day & Night | 397HAW048120 | LPG | No Match | False | False | 1 |  | Up | No Match | No Match | No Match | No Match | No Match |  | No Match |  | 134146 | 110000 | 1620 | [13 empty] | Non Federally-Regulated | 08/17/1983 |  | 12/08/1986
Magic Chef | Armstrong | 3A100-OH-1-6 | Natural Gas | No Match | False | True | 1 |  | Horizontal | No Match | No Match | No Match | No Match | No Match |  | No Match |  | 100000 | 75000 | 1340 | 870 | 76585 | 166 | 67.3 | [8 empty] | 19 | Non Federally-Regulated | 07/26/1982 |  | 08/17/1983
Borg Warner | Luxaire | FCU120AAPA | LPG | No Match | False | False | 1 |  | Up | No Match | No Match | No Match | No Match | No Match |  | No Match |  | 120000 | 91000 |  |  | 110556 | 517 | 69.5 | [8 empty] | 2 | Non Federally-Regulated | 07/26/1982 |  | 08/17/1983
Heil Quaker | Heil | NRGF24DBB**(B) | Natural Gas | No Match |  | True | 1 |  | Horizontal | No Match | No Match | No Match | No Match | No Match |  | No Match |  | 80000 | 64960 | 870 | 705 | 79926 | 577 | 77.3 | [8 empty] | 6 | Non Federally-Regulated | 01/27/1988 |  | 01/15/1989
Rheem Sales Company, Inc. | Rheem | RGMA-12KAB | Natural Gas | No Match | False | False | 1 |  | Down | No Match | No Match | No Match | No Match | No Match |  | No Match |  | 125000 | 96000 |  |  | 135191 | 842 | 69 | [8 empty] | 3 | Non Federally-Regulated | 04/02/1981 |  | 08/17/1983
Heil Quaker | Dayton | 3C589(B) | Natural Gas | No Match |  | True | 1 |  | Horizontal | No Match | No Match | No Match | No Match | No Match |  | No Match |  | 100000 | 81500 | 2000 | 1675 | 97388 | 1267 | 77.4 | [8 empty] | 6 | Non Federally-Regulated | 03/15/1989 |  | 10/10/1989
Heil Quaker | Whirlpool | NRGF30DDB**(B) | Natural Gas | No Match |  | True | 1 |  | Horizontal | No Match | No Match | No Match | No Match | No Match |  | No Match |  | 80000 | 62678 | 870 | 705 | 79101 | 770 | 77.3 | [8 empty] | 6 | Non Federally-Regulated | 06/29/1987 |  | 01/27/1988
Daikin Comfort Technologies Manufacturing, L.P. | GMC | PG042125-1 | Natural Gas | No Match |  | True | 1 |  | Horizontal | No Match | No Match | No Match | No Match | No Match |  | No Match |  | 125000 | 96000 | 1320 | 1030 | 104216 | 562 | 75 | [8 empty] | 5 | Non Federally-Regulated | 01/27/1988 |  | 01/15/1989
Arco Comfort Products Co. | Arco Comfort Products Co. | GHC080NGAI | LPG | No Match |  | False | 1 |  | Horizontal | No Match | No Match | No Match | No Match | No Match |  | No Match |  | 80000 | 64000 |  |  | 80934 | 926 | 75.2 | [8 empty] | 3 | Non Federally-Regulated | 12/08/1986 |  | 06/29/1987
Ducane | Heil Quaker | NHGI040KF03 | Natural Gas | No Match |  | False | 1 |  | Horizontal | No Match | No Match | No Match | No Match | No Match |  | No Match |  | 40000 | 31560 | 1220 | 740 | 40800 | 425 | 76.9 | [8 empty] | 0 | Non Federally-Regulated | 01/15/1989 |  | 10/10/1989
Ducane | Climate Control | G-H601-16M-P | Natural Gas | No Match | False | False | 1 |  | Horizontal | No Match | No Match | No Match | No Match | No Match |  | No Match |  | 58673 | 46000 | 1670 | [13 empty] | Non Federally-Regulated | 08/17/1983 |  | 12/08/1986
Snyder General Corp. | Comfortmaker | *PGHA036G100-IN-** | Natural Gas | No Match |  | True | 1 |  | Horizontal | No Match | No Match | No Match | No Match | No Match |  | No Match |  | 100000 | 74000 |  |  | 81521 | 327 | 77.2 | [8 empty] | 15 | Non Federally-Regulated | 01/27/1988 |  | 01/15/1989
York International | Luxaire | DAUC-F036P100A | LPG | No Match |  | True | 1 |  | Horizontal | No Match | No Match | No Match | No Match | No Match |  | No Match |  | 100000 | 81000 | 1600 | 1600 | 100034 | 1138 | 76 | [9 empty] | Non Federally-Regulated | 03/15/1989 |  | 10/10/1989
Heil Quaker | Heil | NHGI100KK03 | Natural Gas | No Match |  | False | 1 |  | Horizontal | No Match | No Match | No Match | No Match | No Match |  | No Match |  | 100000 | 78900 | 2010 | 1455 | 97000 | 1077 | 76.7 | [8 empty] | 0 | Non Federally-Regulated | 01/27/1988 |  | 01/15/1989
SJC Corp. | Janitrol | UI080D08 | Natural Gas | No Match | False | False | 1 |  | Up | No Match | No Match | No Match | No Match | No Match |  | No Match |  | 80000 | 60000 | 800 | 780 | 72336 | 651 | 63.3 | [9 empty] | Non Federally-Regulated | 04/02/1981 |  | 10/13/1981
Borg Warner | Moncrief | PAGC-LD12N110 | Natural Gas | No Match | False | False | 1 |  | Up | No Match | No Match | No Match | No Match | No Match |  | No Match |  | 110519 | 83000 | 1250 | [13 empty] | Non Federally-Regulated | 08/17/1983 |  | 12/08/1986
Snyder General Corp. | McQuay | EPGHA036G075 | Natural Gas | No Match |  | True | 1 |  | Horizontal | No Match | No Match | No Match | No Match | No Match |  | No Match |  | 75000 | 55000 |  |  | 61990 | 327 | 76.5 | [8 empty] | 15 | Non Federally-Regulated | 12/08/1986 |  | 06/29/1987
Consolidated Industries Corp. | Addison Products | GPF3.0T075-1X | Natural Gas | No Match |  | True | 1 |  | Horizontal | No Match | No Match | No Match | No Match | No Match |  | No Match |  | 75000 | 58000 |  |  | 68444 | 745 | 78.2 | [8 empty] | 4 | Non Federally-Regulated | 01/27/1988 |  | 01/15/1989
Carrier Corp. | Payne | 585EE036060 | Natural Gas | No Match |  | True | 1 |  | Horizontal | No Match | No Match | No Match | No Match | No Match |  | No Match |  | 60000 | 45000 | 1405 | 1075 | 61042 | 538 | 75.7 | [8 empty] | 3 | Non Federally-Regulated | 12/08/1986 |  | 06/29/1987
Magic Chef | Williams | EMG-60C4-4 | Natural Gas | No Match | False | False | 1 |  | Up | No Match | No Match | No Match | No Match | No Match |  | No Match |  | 60000 | 48000 | 1580 | 1285 | 64214 | 589 | 70.5 | [8 empty] | 19 | Non Federally-Regulated | 10/13/1981 |  | 08/17/1983
Carrier Corp. | Day & Night | 579DE180270 | Natural Gas | No Match |  | True | 3 |  | Down | No Match | No Match | No Match | No Match | No Match |  | No Match |  | 270000 | 216000 | 7500 | 4500 | 267700 | 1936 | 75.3 | [8 empty] | 5 | Non Federally-Regulated | 03/15/1989 |  | 10/10/1989
Ducane | Day & Night | 349EAW048140-B | Natural Gas | No Match | False | False | 1 |  | Horizontal | No Match | No Match | No Match | No Match | No Match |  | No Match |  | 140000 | 105000 | 1650 | 940 | 142951 | 680 | 65.6 | [8 empty] | 5 | Non Federally-Regulated | 07/26/1982 |  | 08/17/1983
Ducane | Heil Quaker | NLOD084DF** | Oil | No Match |  | False | 1 |  | Up | No Match | No Match | No Match | No Match | No Match |  | No Match |  | 105000 | 83454 | 1225 | 850 | 99154 | 600 | 77.8 | [8 empty] | 1 | Non Federally-Regulated | 12/08/1986 |  | 01/15/1989
Lennox Industries Inc. | Lennox | GCS10X-411-75-1P | Natural Gas | No Match |  | True | 1 |  | Horizontal | No Match | No Match | No Match | No Match | No Match |  | No Match |  | 75000 | 58000 | 1250 | 800 | 60493 | 661 | 75.7 | [8 empty] | 3 | Non Federally-Regulated | 12/08/1986 |  | 06/29/1987
Rheem Sales Company, Inc. | Rheem | RRAB-04E18AT | LPG | No Match | False | True | 1 |  | Horizontal | No Match | No Match | No Match | No Match | No Match |  | No Match |  | 40000 | 31000 |  |  | 44182 | 317 | 70.4 | [8 empty] | 48 | Non Federally-Regulated | 04/02/1981 |  | 10/13/1981
Rheem Sales Company, Inc. | Rheem | RGHA-08KA | Natural Gas | No Match | False | False | 1 |  | Down | No Match | No Match | No Match | No Match | No Match |  | No Match |  | 80000 | 61000 |  |  | 91648 | 542 | 67.9 | [8 empty] | 3 | Non Federally-Regulated | 03/11/1982 |  | 07/26/1982
York International | York | D1CG102N16546 | Natural Gas | No Match |  | True | 1 |  | Horizontal | No Match | No Match | No Match | No Match | No Match |  | No Match |  | 204000 | 161000 | 3300 | 2600 | 193091 | 2500 | 80 | [8 empty] | 58 | Non Federally-Regulated | 01/15/1989 |  | 03/15/1989
Luxaire | Fraser Johnston | GCH133MF | Natural Gas | No Match | False | True | 1 |  | Horizontal | No Match | No Match | No Match | No Match | No Match |  | No Match |  | 133000 | 100814 |  |  | 147974 | 599 | 65.5 | [8 empty] | 2 | Non Federally-Regulated | 10/13/1981 |  | 03/11/1982
Amana Refrigeration, Inc. | Amana | EPCG4213-1C | LPG | No Match | False | True | 1 |  | Horizontal | No Match | No Match | No Match | No Match | No Match |  | No Match |  | 130000 | 109000 |  |  | 130130 | 452 | 84.7 | [8 empty] | 22 | Non Federally-Regulated | 07/26/1982 |  | 08/17/1983
Lennox Industries Inc. | Lennox | GCS9-413-90A-1G | Natural Gas | No Match |  | True | 1 |  | Horizontal | No Match | No Match | No Match | No Match | No Match |  | No Match |  | 90000 | 72000 | 1425 | 1200 | 76767 | 574 | 80.9 | [8 empty] | 3 | Non Federally-Regulated | 03/15/1989 |  | 10/10/1989
Magic Chef | Johnson | 5D140-OH-1 | Natural Gas | No Match | False | True | 1 |  | Horizontal | No Match | No Match | No Match | No Match | No Match |  | No Match |  | 140000 | 105000 | 1950 | 1950 | 113871 | 659 | 68.2 | [8 empty] | 19 | Non Federally-Regulated | 04/02/1981 |  | 10/13/1981
BDP Co. | Payne | 585CJ018050 | Natural Gas | No Match | False | True | 1 |  | Horizontal | No Match | No Match | No Match | No Match | No Match |  | No Match |  | 49738 | 38000 | 630 | [13 empty] | Non Federally-Regulated | 08/17/1983 |  | 12/08/1986
Carrier Corp. | Day & Night | 585HJ036060 | Natural Gas | No Match |  | True | 1 |  | Horizontal | No Match | No Match | No Match | No Match | No Match |  | No Match |  | 60000 | 47000 | 1255 | 900 | 61530 | 484 | 75.4 | [8 empty] | 3 | Non Federally-Regulated | 12/08/1986 |  | 06/29/1987
Heil Quaker | Bard | PGA36A060(A) | Natural Gas | No Match |  | True | 1 |  | Horizontal | No Match | No Match | No Match | No Match | No Match |  | No Match |  | 60000 | 48198 | 1490 | 1055 | 56307 | 831 | 79.7 | [8 empty] | 6 | Non Federally-Regulated | 01/15/1989 |  | 03/15/1989
Carrier Corp. | Carrier | 48HVO085,6 | Natural Gas | No Match |  | True | 1 |  | Down | No Match | No Match | No Match | No Match | No Match |  | No Match |  | 152000 | 120100 | 3700 | 3000 | 139020 | 1423 | 76.6 | [8 empty] | 0 | Non Federally-Regulated | 03/15/1989 |  | 10/10/1989
Rheem Sales Company, Inc. | Rheem | RRGE-370200F | Natural Gas | No Match |  | True | 3 |  | Horizontal | No Match | No Match | No Match | No Match | No Match |  | No Match |  | 370000 | 277500 |  |  | 263514 | 2067 | 76.3 | [8 empty] | 10 | Non Federally-Regulated | 01/15/1989 |  | 03/15/1989
Borg Warner | Borg Warner | P2CSD08N06501 | Natural Gas | No Match | False | False | 1 |  | Down | No Match | No Match | No Match | No Match | No Match |  | No Match |  | 65000 | 51467 | 940 | 685 | 57819 | 396 | 80.7 | [8 empty] | 3 | Non Federally-Regulated | 07/26/1982 |  | 08/17/1983
Heil Quaker | Dayton | 3C588(B) | Natural Gas | No Match |  | True | 1 |  | Horizontal | No Match | No Match | No Match | No Match | No Match |  | No Match |  | 100000 | 81500 | 2000 | 1675 | 97388 | 1267 | 77.4 | [8 empty] | 6 | Non Federally-Regulated | 01/15/1989 |  | 03/15/1989
Rheem Sales Company, Inc. | Century | TGR-42-1F-100 | Natural Gas | No Match |  | True | 1 |  | Horizontal | No Match | No Match | No Match | No Match | No Match |  | No Match |  | 100000 | 78000 |  |  | 97498 | 810 | 79.3 | [8 empty] | 4 | Non Federally-Regulated | 03/15/1989 |  | 10/10/1989
Magic Chef | Williams | 4A120-OH-3-5 | Natural Gas | No Match | False | True | 1 |  | Horizontal | No Match | No Match | No Match | No Match | No Match |  | No Match |  | 120000 | 90000 | 1850 | 1850 | 113032 | 659 | 68.3 | [8 empty] | 19 | Non Federally-Regulated | 10/13/1981 |  | 03/11/1982
Climate Control / Snyder General | Climate Control | *PGDA036G075-N* | Natural Gas | No Match |  | True | 1 |  | Down | No Match | No Match | No Match | No Match | No Match |  | No Match |  | 75000 | 59000 |  |  | 58465 | 331 | 80.2 | [8 empty] | 15 | Non Federally-Regulated | 12/08/1986 |  | 06/29/1987
Heil Quaker | Sears | 867.81540*(A) | Natural Gas | No Match |  | True | 1 |  | Horizontal | No Match | No Match | No Match | No Match | No Match |  | No Match |  | 60000 | 48220 | 1490 | 1055 | 56288 | 835 | 79.7 | [8 empty] | 6 | Non Federally-Regulated | 12/08/1986 |  | 06/29/1987
Carrier Corp. | Payne | 396JAW048080 | LPG | No Match |  | False | 1 |  | Down | No Match | No Match | No Match | No Match | No Match |  | No Match |  | 100000 | 80000 |  |  | 101964 | 847 | 75.7 | [8 empty] | 5 | Non Federally-Regulated | 12/08/1986 |  | 01/27/1988
Rheem Sales Company, Inc. | Ruud | URGF-05E18JK* | Natural Gas | No Match |  | True | 1 |  | Horizontal | No Match | No Match | No Match | No Match | No Match |  | No Match |  | 50000 | 39000 |  |  | 49568 | 345 | 78.2 | [8 empty] | 4 | Non Federally-Regulated | 03/15/1989 |  | 10/10/1989
Luxaire | Moncrief | GCH114HF | Natural Gas | No Match | False | True | 1 |  | Horizontal | No Match | No Match | No Match | No Match | No Match |  | No Match |  | 114000 | 87210 | 1660 | 1130 | 114032 | 1078 | 65.5 | [8 empty] | 5 | Non Federally-Regulated | 04/02/1981 |  | 10/13/1981
Magic Chef | Gaffers & Sattler | 3D60-OH-1 | Natural Gas | No Match | False | True | 1 |  | Horizontal | No Match | No Match | No Match | No Match | No Match |  | No Match |  | 60000 | 45000 | 1340 | 520 | 69097 | 655 | 68.9 | [8 empty] | 19 | Non Federally-Regulated | 10/13/1981 |  | 03/11/1982
Ducane | Payne | 349EAW060140 | LPG | No Match | False | False | 1 |  | Horizontal | No Match | No Match | No Match | No Match | No Match |  | No Match |  | 129333 | 97000 | 1950 | [13 empty] | Non Federally-Regulated | 08/17/1983 |  | 12/08/1986
York International | York | D1MG060N10325LN | Natural Gas | No Match |  | True | 1 |  | Horizontal | No Match | No Match | No Match | No Match | No Match |  | No Match |  | 125000 | 101000 | 1860 | 1860 | 114823 | 1047 | 80.5 | [8 empty] | 58 | Non Federally-Regulated | 01/15/1989 |  | 03/15/1989
Amana Refrigeration, Inc. | Amana | GHN115A50 | LPG | No Match |  | False | 1 |  | Up | No Match | No Match | No Match | No Match | No Match |  | No Match |  | 115000 | 108000 |  |  | 101852 | 801 | 91.5 | [9 empty] | Non Federally-Regulated | 01/27/1988 |  | 10/10/1989
Rheem Sales Company, Inc. | Ruud | URAB-04E18AT | LPG | No Match | False | True | 1 |  | Horizontal | No Match | No Match | No Match | No Match | No Match |  | No Match |  | 40000 | 31000 |  |  | 44182 | 317 | 70.4 | [8 empty] | 5 | Non Federally-Regulated | 07/26/1982 |  | 08/17/1983
Rheem Sales Company, Inc. | Square D | GU2M060H2.5N7 | Natural Gas | No Match |  | False | 1 |  | Up | No Match | No Match | No Match | No Match | No Match |  | No Match |  | 60000 | 48000 | 1040 |  | 63789 | 303 | 73.1 | [8 empty] | 2 | Non Federally-Regulated | 12/08/1986 |  | 06/29/1987
BDP Co. | Payne | 585CJ030050X | Natural Gas | No Match | False | True | 1 |  | Horizontal | No Match | No Match | No Match | No Match | No Match |  | No Match |  | 39841 | 30000 | 1040 | [13 empty] | Non Federally-Regulated | 08/17/1983 |  | 12/08/1986
Carrier Corp. | Carrier | 48NHT060300 | Natural Gas | No Match |  | True | 1 |  | Horizontal | No Match | No Match | No Match | No Match | No Match |  | No Match |  | 120000 | 94000 |  |  | 116416 | 1379 | 78.5 | [8 empty] | 3 | Non Federally-Regulated | 03/15/1989 |  | 10/10/1989
Clare Brothers | Clare Brothers | HEMB 70-S | Natural Gas | No Match |  | False | 1 |  | Up | No Match | No Match | No Match | No Match | No Match |  | No Match |  | 70000 | 66000 | 1200 |  | 86100 | 455 | 94.3 | [9 empty] | Non Federally-Regulated | 01/27/1988 |  | 10/10/1989
York International | Fraser Johnston | DAUC-T048N075A | Natural Gas | No Match |  | True | 1 |  | Horizontal | No Match | No Match | No Match | No Match | No Match |  | No Match |  | 75000 | 62000 | 1905 | 1905 | 57772 | 824 | 78.1 | [9 empty] | Non Federally-Regulated | 01/15/1989 |  | 03/15/1989
Rheem Sales Company, Inc. | Heat Controller | GHL125-DH | Natural Gas | No Match | False | False | 1 |  | Up | No Match | No Match | No Match | No Match | No Match |  | No Match |  | 125000 | 96000 |  |  | 132198 | 1033 | 70 | [8 empty] | 3 | Non Federally-Regulated | 04/02/1981 |  | 08/17/1983
Consolidated Industries Corp. | Consolidated Industries Corp. | HAC060N(D,E,F,K)0T | Natural Gas | No Match | False | True | 1 |  | Horizontal | No Match | No Match | No Match | No Match | No Match |  | No Match |  | 58537 | 48000 | [14 empty] | Non Federally-Regulated | 08/17/1983 |  | 12/08/1986
Gaffers & Sattler | York | D1YD036N10025B | Natural Gas | No Match | False | True | 1 |  | Horizontal | No Match | No Match | No Match | No Match | No Match |  | No Match |  | 97911 | 75000 | 1340 | [13 empty] | Non Federally-Regulated | 08/17/1983 |  | 12/08/1986
Luxaire | Luxaire | FCU060FANA | Natural Gas | No Match | False | False | 1 |  | Up | No Match | No Match | No Match | No Match | No Match |  | No Match |  | 60000 | 44520 | 1555 | 1300 | 65172 | 717 | 69.7 | [8 empty] | 5 | Non Federally-Regulated | 03/11/1982 |  | 07/26/1982
Rheem Sales Company, Inc. | Ruud | UGLC-10EC-J* | LPG | No Match |  | False | 1 |  | Down | No Match | No Match | No Match | No Match | No Match |  | No Match |  | 100000 | 80000 |  |  | 97823 | 807 | 79 | [8 empty] | 4 | Non Federally-Regulated | 12/08/1986 |  | 01/27/1988
Rheem Sales Company, Inc. | Heat Controller | TGR30-1XB-50 | Natural Gas | No Match |  | True | 1 |  | Horizontal | No Match | No Match | No Match | No Match | No Match |  | No Match |  | 50000 | 39000 |  |  | 51134 | 390 | 78.8 | [8 empty] | 4 | Non Federally-Regulated | 03/15/1989 |  | 10/10/1989
Carrier Corp. | Carrier | 48DP0146 | LPG | No Match | False | True | 1 |  | Horizontal | No Match | No Match | No Match | No Match | No Match |  | No Match |  | 154000 | 123000 | 6250 | 3000 | 137500 | 1313 | 78.3 | [8 empty] | 5 | Non Federally-Regulated | 07/26/1982 |  | 08/17/1983
Magic Chef | Armstrong | CF100AC4-3 | Natural Gas | No Match | False | False | 1 |  | Down | No Match | No Match | No Match | No Match | No Match |  | No Match |  | 100000 | 80000 | 1500 | 825 | 91576 | 574 | 66.9 | [8 empty] | 19 | Non Federally-Regulated | 04/02/1981 |  | 08/17/1983
Magic Chef | Williams | 3A100-OH-3-6 | Natural Gas | No Match | False | True | 1 |  | Horizontal | No Match | No Match | No Match | No Match | No Match |  | No Match |  | 100000 | 75000 | 1340 | 870 | 76585 | 166 | 67.3 | [8 empty] | 19 | Non Federally-Regulated | 07/26/1982 |  | 08/17/1983
Rheem Sales Company, Inc. | Century | TGR-48-1E-120 | Natural Gas | No Match |  | True | 1 |  | Horizontal | No Match | No Match | No Match | No Match | No Match |  | No Match |  | 125000 | 97000 |  |  | 118760 | 910 | 78.3 | [8 empty] | 4 | Non Federally-Regulated | 12/08/1986 |  | 06/29/1987
Rheem Sales Company, Inc. | Rheem | RRGF-12E48CL* | Natural Gas | No Match |  | True | 1 |  | Horizontal | No Match | No Match | No Match | No Match | No Match |  | No Match |  | 125000 | 97000 |  |  | 118760 | 910 | 78.3 | [8 empty] | 4 | Non Federally-Regulated | 03/15/1989 |  | 10/10/1989
Trane U.S. Inc. | Trane | BYC030G1L | Natural Gas | No Match |  | True | 1 |  | Horizontal | No Match | No Match | No Match | No Match | No Match |  | No Match |  | 60000 | 47000 |  |  | 59051 | 500 | 78 | [8 empty] | 0 | Non Federally-Regulated | 01/27/1988 |  | 01/15/1989
Heil Quaker | Whirlpool | NUGB047AG** | Natural Gas | No Match | False | False | 1 |  | Up | No Match | No Match | No Match | No Match | No Match |  | No Match |  | 47323 | 38000 | 1380 | [13 empty] | Non Federally-Regulated | 08/17/1983 |  | 12/08/1986
Luxaire | Luxaire | 60ECW120UA | LPG | No Match | False | True | 1 |  | Horizontal | No Match | No Match | No Match | No Match | No Match |  | No Match |  | 120000 | 93240 | 2030 | 1890 | 112137 | 604 | 70 | [8 empty] | 5 | Non Federally-Regulated | 04/02/1981 |  | 10/13/1981
Rheem Sales Company, Inc. | Ruud | URGF-12E60JK* | Natural Gas | No Match |  | True | 1 |  | Horizontal | No Match | No Match | No Match | No Match | No Match |  | No Match |  | 125000 | 97000 |  |  | 116216 | 1445 | 78.4 | [8 empty] | 4 | Non Federally-Regulated | 03/15/1989 |  | 10/10/1989
Luxaire | Luxaire | 60ECW160WA | LPG | No Match | False | True | 1 |  | Horizontal | No Match | No Match | No Match | No Match | No Match |  | No Match |  | 160000 | 123680 | 2020 | 1605 | 152846 | 1016 | 70 | [8 empty] | 5 | Non Federally-Regulated | 04/02/1981 |  | 10/13/1981
Carrier Corp. | Day & Night | 580AE048100 | Natural Gas | No Match |  | True | 1 |  | Down | No Match | No Match | No Match | No Match | No Match |  | No Match |  | 100000 | 78000 |  |  | 98012 | 920 | 78.5 | [8 empty] | 3 | Non Federally-Regulated | 03/15/1989 |  | 10/10/1989
Magic Chef | Williams | 3D100-OH-1 | Natural Gas | No Match | False | True | 1 |  | Horizontal | No Match | No Match | No Match | No Match | No Match |  | No Match |  | 100000 | 75000 | 1340 | 870 | 76585 | 166 | 67.3 | [8 empty] | 19 | Non Federally-Regulated | 04/02/1981 |  | 10/13/1981
Consolidated Industries Corp. | Consolidated Industries Corp. | HAC120P(D,E,F,K)5R | LPG | No Match | False | True | 1 |  | Horizontal | No Match | No Match | No Match | No Match | No Match |  | No Match |  | 117497 | 92000 | [14 empty] | Non Federally-Regulated | 08/17/1983 |  | 12/08/1986
Snyder General Corp. | McQuay | *PGD*060G125*I*** | Natural Gas | No Match |  | True | 1 |  | Down | No Match | No Match | No Match | No Match | No Match |  | No Match |  | 125000 | 98000 |  |  | 118533 | 639 | 79.2 | [8 empty] | 15 | Non Federally-Regulated | 03/15/1989 |  | 10/10/1989
Rheem Sales Company, Inc. | Luxaire | PCCMD22N09701A | Natural Gas | No Match |  | False | 1 |  | Down | No Match | No Match | No Match | No Match | No Match |  | No Match |  | 120000 | 96000 |  |  | 117425 | 767 | 79.6 | [8 empty] | 4 | Non Federally-Regulated | 01/15/1989 |  | 10/10/1989
Ducane | Luxaire | P2LFD16F10001A | Oil | No Match | False | False | 1 |  | Up | No Match | No Match | No Match | No Match | No Match |  | No Match |  | 120988 | 98000 | 1630 | [13 empty] | Non Federally-Regulated | 08/17/1983 |  | 12/08/1986
Trane U.S. Inc. | Trane Dealer Products Group | THN100A960A | Natural Gas | No Match |  | False | 1 |  | Horizontal | No Match | No Match | No Match | No Match | No Match |  | No Match |  | 100000 | 79000 |  |  | 102248 | 858 | 75.1 | [8 empty] | 3 | Non Federally-Regulated | 06/29/1987 |  | 01/27/1988
Ducane | Carrier | 58HS100101CA | Oil | No Match | False | False | 1 |  | Horizontal | No Match | No Match | No Match | No Match | No Match |  | No Match |  | 125393 | 96000 | 1730 | 950 | 121640 | 673 | 76.5 | [8 empty] | 5 | Non Federally-Regulated | 07/26/1982 |  | 08/17/1983
Heil Quaker | Heil | NULK105AH** | LPG | No Match |  | False | 1 |  | Up | No Match | No Match | No Match | No Match | No Match |  | No Match |  | 105000 | 93622 | 1400 | 885 | 97166 | 1030 | 89.5 | [8 empty] | 2 | Non Federally-Regulated | 12/08/1986 |  | 01/15/1989
Trane U.S. Inc. | American Standard, Inc. | YCC042A1LOA | Natural Gas | No Match |  | True | 1 |  | Horizontal | No Match | No Match | No Match | No Match | No Match |  | No Match |  | 100000 | 74000 | 1635 | 1255 | 80300 | 441 | 77.8 | [8 empty] | 0 | Non Federally-Regulated | 01/15/1989 |  | 03/15/1989
John Zink | Magic Chef | RCG-0601-33-1402-FC | Natural Gas | No Match | False | True | 1 |  | Horizontal | No Match | No Match | No Match | No Match | No Match |  | No Match |  | 140000 | 110600 | 2200 | [13 empty] | Non Federally-Regulated | 08/17/1983 |  | 12/08/1986
Rheem Sales Company, Inc. | Ruud | URGE-05N30JKR | Natural Gas | No Match |  | True | 1 |  | Horizontal | No Match | No Match | No Match | No Match | No Match |  | No Match |  | 50000 | 39000 |  |  | 51134 | 390 | 78.8 | [8 empty] | 4 | Non Federally-Regulated | 01/27/1988 |  | 01/15/1989
Magic Chef | Gaffers & Sattler | EG6B90DC36 | Natural Gas | No Match |  | False | 1 |  | Up | No Match | No Match | No Match | No Match | No Match |  | No Match |  | 87500 | 75000 | 1380 | 1000 | 71138 | 558 | 86 | [8 empty] | 2 | Non Federally-Regulated | 12/08/1986 |  | 06/29/1987
Rheem Sales Company, Inc. | Century | TGR-42-1X-70 | Natural Gas | No Match |  | True | 1 |  | Horizontal | No Match | No Match | No Match | No Match | No Match |  | No Match |  | 75000 | 58000 |  |  | 67229 | 755 | 79.1 | [8 empty] | 4 | Non Federally-Regulated | 12/08/1986 |  | 06/29/1987
BDP Co. | Day & Night | 394GAW060150 | Natural Gas | No Match | False | False | 1 |  | Up | No Match | No Match | No Match | No Match | No Match |  | No Match |  | 150000 | 115000 | 2100 | 1851 | 157580 | 991 | 69 | [8 empty] | 5 | Non Federally-Regulated | 03/11/1982 |  | 07/26/1982
BDP Co. | Carrier | 53GS075-3 | Natural Gas | No Match | False | False | 1 |  | Up | No Match | No Match | No Match | No Match | No Match |  | No Match |  | 75000 | 57000 | 1150 | 925 | 68453 | 539 | 79.2 | [8 empty] | 11 | Non Federally-Regulated | 07/26/1982 |  | 08/17/1983
Ducane | Day & Night | 349EAW000100 | LPG | No Match | False | False | 1 |  | Horizontal | No Match | No Match | No Match | No Match | No Match |  | No Match |  | 92000 | 69000 | 1000 | [13 empty] | Non Federally-Regulated | 08/17/1983 |  | 12/08/1986
Rheem Sales Company, Inc. | Arcoaire | *GDA080A016-IL | LPG | No Match |  | False | 1 |  | Down | No Match | No Match | No Match | No Match | No Match |  | No Match |  | 80000 | 64000 | 1670 | 1190 | 76550 | 558 | 81.2 | [8 empty] | 3 | Non Federally-Regulated | 01/27/1988 |  | 01/15/1989
Consolidated Industries Corp. | Premier | GHB100D-21A/E | Natural Gas | No Match | False | True | 1 |  | Horizontal | No Match | No Match | No Match | No Match | No Match |  | No Match |  | 93085 | 70000 | [14 empty] | Non Federally-Regulated | 08/17/1983 |  | 12/08/1986
Heil Quaker | Sears | 867.81560*(A) | Natural Gas | No Match |  | True | 1 |  | Horizontal | No Match | No Match | No Match | No Match | No Match |  | No Match |  | 80000 | 64472 | 2000 | 1675 | 75013 | 1170 | 79.7 | [8 empty] | 6 | Non Federally-Regulated | 01/15/1989 |  | 03/15/1989
Carrier Corp. | Payne | 585HP036100 | Natural Gas | No Match |  | True | 1 |  | Horizontal | No Match | No Match | No Match | No Match | No Match |  | No Match |  | 100000 | 75000 | 1800 | 1195 | 81399 | 716 | 75.7 | [8 empty] | 3 | Non Federally-Regulated | 01/15/1989 |  | 03/15/1989
Lennox Industries Inc. | Lennox | GCS9-513-150A-2G | Natural Gas | No Match |  | True | 1 |  | Horizontal | No Match | No Match | No Match | No Match | No Match |  | No Match |  | 150000 | 114000 | 1915 | 1295 | 142345 | 1110 | 76.1 | [8 empty] | 3 | Non Federally-Regulated | 01/15/1989 |  | 03/15/1989
Daikin Comfort Technologies Manufacturing, L.P. | Janitrol / GMC | PGX042075-1 | Natural Gas | No Match |  | True | 1 |  | Horizontal | No Match | No Match | No Match | No Match | No Match |  | No Match |  | 75000 | 58000 | 1395 | 1030 | 60768 | 546 | 76 | [8 empty] | 5 | Non Federally-Regulated | 01/15/1989 |  | 03/15/1989
Rheem Sales Company, Inc. | Addison Products | GUWHE060A-D3C | LPG | No Match |  | False | 1 |  | Up | No Match | No Match | No Match | No Match | No Match |  | No Match |  | 60000 | 47000 |  |  | 58534 | 733 | 77.8 | [8 empty] | 4 | Non Federally-Regulated | 12/08/1986 |  | 06/29/1987
Heil Quaker | Heil | HULE080BG** | LPG | No Match | False | False | 1 |  | Up | No Match | No Match | No Match | No Match | No Match |  | No Match |  | 80446 | 65000 | 1360 | [13 empty] | Non Federally-Regulated | 08/17/1983 |  | 12/08/1986
Rheem Sales Company, Inc. | Comfortmaker | CGUA060A012-L | LPG | No Match |  | False | 1 |  | Up | No Match | No Match | No Match | No Match | No Match |  | No Match |  | 60000 | 50000 | 1195 | 930 | 55092 | 383 | 83.4 | [9 empty] | Non Federally-Regulated | 12/08/1986 |  | 06/29/1987
Schneider Electric (Square D Wiring Devices) | Sun Dial | GHB75D-10E | LPG | No Match | False | True | 1 |  | Horizontal | No Match | No Match | No Match | No Match | No Match |  | No Match |  | 68421 | 52000 | [14 empty] | Non Federally-Regulated | 08/17/1983 |  | 12/08/1986
Heil Quaker | Sears | 867.76954* | LPG | No Match |  | False | 1 |  | Down | No Match | No Match | No Match | No Match | No Match |  | No Match |  | 125000 | 108971 | 1965 | 1780 | 105032 | 1220 | 87.1 | [8 empty] | 2 | Non Federally-Regulated | 12/08/1986 |  | 10/10/1989
Rheem Sales Company, Inc. | Ruud | UGMC-08KA-** | Natural Gas | No Match | False | False | 1 |  | Down | No Match | No Match | No Match | No Match | No Match |  | No Match |  | 79843 | 61000 | [14 empty] | Non Federally-Regulated | 08/17/1983 |  | 12/08/1986
Ducane | Payne | 390C-048085 | Oil | No Match | False | False | 1 |  | Up | No Match | No Match | No Match | No Match | No Match |  | No Match |  | 101010 | 80000 | 1670 | [13 empty] | Non Federally-Regulated | 08/17/1983 |  | 12/08/1986
BDP Co. | Payne | 396GAW048125 | LPG | No Match | False | False | 1 |  | Down | No Match | No Match | No Match | No Match | No Match |  | No Match |  | 117188 | 90000 | 1620 | [13 empty] | Non Federally-Regulated | 08/17/1983 |  | 12/08/1986
Snyder General Corp. | McQuay | *PGDA048G075-M** | Natural Gas | No Match |  | True | 1 |  | Down | No Match | No Match | No Match | No Match | No Match |  | No Match |  | 75000 | 59000 |  |  | 58465 | 331 | 80.2 | [8 empty] | 15 | Non Federally-Regulated | 12/08/1986 |  | 06/29/1987
Carrier Corp. | Payne | 580AE048100-B | Natural Gas | No Match |  | True | 1 |  | Down | No Match | No Match | No Match | No Match | No Match |  | No Match |  | 100000 | 78000 |  |  | 97418 | 1056 | 78.5 | [8 empty] | 3 | Non Federally-Regulated | 03/15/1989 |  | 10/10/1989
Carrier Corp. | Payne | 580AE060120-B | Natural Gas | No Match |  | True | 1 |  | Down | No Match | No Match | No Match | No Match | No Match |  | No Match |  | 120000 | 94000 |  |  | 114748 | 1763 | 78.5 | [8 empty] | 3 | Non Federally-Regulated | 03/15/1989 |  | 10/10/1989
BDP Co. | Payne | 397GAW048125 | Natural Gas | No Match | False | False | 1 |  | Up | No Match | No Match | No Match | No Match | No Match |  | No Match |  | 125000 | 91000 | 1550 | 1234 | 108714 | 561 | 71.9 | [8 empty] | 5 | Non Federally-Regulated | 07/26/1982 |  | 08/17/1983
Luxaire | Westinghouse Electric | FGUF090FAN | Natural Gas | No Match | False | False | 1 |  | Up | No Match | No Match | No Match | No Match | No Match |  | No Match |  | 90000 | 68040 | 1530 | 1225 | 85420 | 671 | 71.9 | [8 empty] | 11 | Non Federally-Regulated | 04/02/1981 |  | 10/13/1981
Amana Refrigeration, Inc. | Amana | ERGW0012-1A(A)EBWC/A | LPG | No Match | False | True | 1 |  | Down | No Match | No Match | No Match | No Match | No Match |  | No Match |  | 78704 | 68000 | 1375 | [13 empty] | Non Federally-Regulated | 08/17/1983 |  | 12/08/1986
Lennox Industries Inc. | Lennox | GCS10-411-50-1P | Natural Gas | No Match | False | True | 1 |  | Horizontal | No Match | No Match | No Match | No Match | No Match |  | No Match |  | 50000 | 40000 | 1070 | 740 | 39204 | 426 | 78 | [8 empty] | 3 | Non Federally-Regulated | 07/26/1982 |  | 08/17/1983
Snyder General Corp. | McQuay | *PGD*060H150*I*** | Natural Gas | No Match |  | True | 1 |  | Down | No Match | No Match | No Match | No Match | No Match |  | No Match |  | 150000 | 117000 |  |  | 138818 | 688 | 79.1 | [8 empty] | 15 | Non Federally-Regulated | 01/15/1989 |  | 03/15/1989
Rheem Sales Company, Inc. | Weatherking | GPE2.5T100-1 | Natural Gas | No Match |  | True | 1 |  | Horizontal | No Match | No Match | No Match | No Match | No Match |  | No Match |  | 100000 | 76000 |  |  | 81208 | 465 | 76.9 | [8 empty] | 4 | Non Federally-Regulated | 03/15/1989 |  | 10/10/1989
Rheem Sales Company, Inc. | Montgomery Ward | SRM-54955 | Natural Gas | No Match | False | False | 1 |  | Up | No Match | No Match | No Match | No Match | No Match |  | No Match |  | 125819 | 96000 | [14 empty] | Non Federally-Regulated | 08/17/1983 |  | 12/08/1986
Amana Refrigeration, Inc. | Amana | EPCG6012-3D (C) | Natural Gas | No Match | False | True | 1 |  | Horizontal | No Match | No Match | No Match | No Match | No Match |  | No Match |  | 120000 | 99000 |  |  | 114924 | 430 | 82 | [8 empty] | 22 | Non Federally-Regulated | 07/26/1982 |  | 08/17/1983
Rheem Sales Company, Inc. | Heil Quaker | PGR07CHLA | Natural Gas | No Match |  | True | 1 |  | Down | No Match | No Match | No Match | No Match | No Match |  | No Match |  | 200000 | 158641 |  |  | 175711 | 1327 | 79.5 | [8 empty] | 6 | Non Federally-Regulated | 03/15/1989 |  | 10/10/1989
BDP Co. | Day & Night | 585EJ042075 | Natural Gas | No Match | False | True | 1 |  | Horizontal | No Match | No Match | No Match | No Match | No Match |  | No Match |  | 59949 | 47000 | 1385 | [13 empty] | Non Federally-Regulated | 08/17/1983 |  | 12/08/1986
Lennox Industries Inc. | Lennox | GCS16-1353-270-1Y | Natural Gas | No Match |  | True | 3 |  | Horizontal | No Match | No Match | No Match | No Match | No Match |  | No Match |  | 270000 | 216297 | 5200 | 3600 | 256004 | 1950 | 78.5 | [8 empty] | 20 | Non Federally-Regulated | 01/27/1988 |  | 01/15/1989
Rheem Sales Company, Inc. | Rheem | RRGF-250100C | Natural Gas | No Match |  | True | 3 |  | Down | No Match | No Match | No Match | No Match | No Match |  | No Match |  | 250000 | 199491 |  |  | 250851 | 2519 | 79.6 | [8 empty] | 6 | Non Federally-Regulated | 01/15/1989 |  | 03/15/1989
AAON, Inc. | Aaon | RE-05-*-2*-*1* | Natural Gas | No Match |  | True | 1 |  | Down | No Match | No Match | No Match | No Match | No Match |  | No Match |  | 75000 | 61260 | 2500 | 2000 | 74160 | 1062 | 81.5 | [8 empty] | 4 | Non Federally-Regulated | 03/15/1989 |  | 10/10/1989
Rheem Sales Company, Inc. | Heat Controller | GHL175-D5 | Natural Gas | No Match | False | False | 1 |  | Up | No Match | No Match | No Match | No Match | No Match |  | No Match |  | 175000 | 135000 |  |  | 178318 | 1021 | 69.7 | [8 empty] | 4 | Non Federally-Regulated | 04/02/1981 |  | 03/11/1982
BDP Co. | Payne | 397GAW060150 | Natural Gas | No Match | False | False | 1 |  | Up | No Match | No Match | No Match | No Match | No Match |  | No Match |  | 150000 | 117000 | 2110 | 1600 | 135653 | 853 | 80.5 | [8 empty] | 11 | Non Federally-Regulated | 10/13/1981 |  | 03/11/1982
Heil Quaker | Amana | GHE45-2C | Natural Gas | No Match |  | False | 1 |  | Up | No Match | No Match | No Match | No Match | No Match |  | No Match |  | 45000 | 35325 | 900 | 880 | 50061 | 525 | 76.4 | [8 empty] | 4 | Non Federally-Regulated | 01/15/1989 |  | 10/10/1989
Heil Quaker | Heil | NDGE075LF** | Natural Gas | No Match |  | False | 1 |  | Down | No Match | No Match | No Match | No Match | No Match |  | No Match |  | 75000 | 67446 | 1360 | 670 | 69203 | 618 | 77.5 | [8 empty] | 1 | Non Federally-Regulated | 12/08/1986 |  | 01/15/1989
Arkla Industries, Inc. | Heat Controller | GRD80-D3.5 | Natural Gas | No Match |  | False | 1 |  | Down | No Match | No Match | No Match | No Match | No Match |  | No Match |  | 80000 | 69000 | 1440 | 830 | 71657 | 704 | 86.1 | [9 empty] | Non Federally-Regulated | 12/08/1986 |  | 06/29/1987
Heil Quaker | Sears | 867.7636 | Natural Gas | No Match | False | True | 1 |  | Horizontal | No Match | No Match | No Match | No Match | No Match |  | No Match |  | 80000 | 59000 | 1160 | 760 | 70877 | 538 | 65.2 | [8 empty] | 1 | Non Federally-Regulated | 10/13/1981 |  | 03/11/1982
Rheem Sales Company, Inc. | Square D | GCC080EAAN | Natural Gas | No Match | False | False | 1 |  | Down | No Match | No Match | No Match | No Match | No Match |  | No Match |  | 80000 | 61000 |  |  | 90639 | 575 | 68.5 | [8 empty] | 3 | Non Federally-Regulated | 03/11/1982 |  | 08/17/1983
Magic Chef | Williams | 4A120-OH-1-5 | Natural Gas | No Match | False | True | 1 |  | Horizontal | No Match | No Match | No Match | No Match | No Match |  | No Match |  | 120000 | 90000 | 1850 | 1850 | 113032 | 659 | 68.3 | [8 empty] | 19 | Non Federally-Regulated | 04/02/1981 |  | 10/13/1981
Borg Warner | York | 60ECW160GA | LPG | No Match | False | True | 1 |  | Horizontal | No Match | No Match | No Match | No Match | No Match |  | No Match |  | 160000 | 123680 | 2020 | [13 empty] | Non Federally-Regulated | 08/17/1983 |  | 12/08/1986
Coleman Company, Inc. | Coleman | 6324H321(A) | Natural Gas | No Match |  | True | 1 |  | Horizontal | No Match | No Match | No Match | No Match | No Match |  | No Match |  | 60000 | 46578 | 870 | 705 | 59330 | 605 | 76.9 | [8 empty] | 6 | Non Federally-Regulated | 01/27/1988 |  | 01/15/1989
Carrier Corp. | Day & Night | 580B*V072115 | Natural Gas | No Match |  | True | 1 |  | Down | No Match | No Match | No Match | No Match | No Match |  | No Match |  | 115000 | 90850 | 2450 |  | 102810 | 518 | 76.1 | [8 empty] | 3 | Non Federally-Regulated | 01/15/1989 |  | 03/15/1989
Rheem Sales Company, Inc. | Weatherking | GPF5.0T100-1 | Natural Gas | No Match |  | True | 1 |  | Horizontal | No Match | No Match | No Match | No Match | No Match |  | No Match |  | 100000 | 76000 |  |  | 79634 | 750 | 77.2 | [8 empty] | 4 | Non Federally-Regulated | 03/15/1989 |  | 10/10/1989
Climate Control / Snyder General | Climate Control | *PGDA048F075-N* | Natural Gas | No Match |  | True | 1 |  | Down | No Match | No Match | No Match | No Match | No Match |  | No Match |  | 75000 | 59000 |  |  | 58465 | 331 | 80.2 | [8 empty] | 15 | Non Federally-Regulated | 12/08/1986 |  | 06/29/1987
John Zink | John Zink | RBG-1802-23-2801-JC | Natural Gas | No Match | False | True | 3 |  | Horizontal | No Match | No Match | No Match | No Match | No Match |  | No Match |  | 280000 | 224000 | 6000 | [13 empty] | Non Federally-Regulated | 08/17/1983 |  | 12/08/1986
SJC Corp. | Janitrol | RT 18-50-41C | Natural Gas | No Match | False | True | 1 |  | Horizontal | No Match | No Match | No Match | No Match | No Match |  | No Match |  | 50000 | 38500 | 670 | 340 | 40176 | 474 | 75.7 | [8 empty] | 0 | Non Federally-Regulated | 10/13/1981 |  | 03/11/1982
Consolidated Industries Corp. | Addison Products | GDWHE120B-D5C | Natural Gas | No Match |  | False | 1 |  | Down | No Match | No Match | No Match | No Match | No Match |  | No Match |  | 120000 | 96000 |  |  | 117425 | 767 | 79.6 | [8 empty] | 4 | Non Federally-Regulated | 01/27/1988 |  | 01/15/1989
Consolidated Industries Corp. | Bard | ESG100D60D | Natural Gas | No Match |  | False | 1 |  | Horizontal | No Match | No Match | No Match | No Match | No Match |  | No Match |  | 100000 | 80000 |  |  | 101086 | 953 | 76 | [8 empty] | 3 | Non Federally-Regulated | 01/15/1989 |  | 10/10/1989
Climate Control / Snyder General | Climate Control | BPGHA048F125-M | Natural Gas | No Match |  | True | 1 |  | Horizontal | No Match | No Match | No Match | No Match | No Match |  | No Match |  | 125000 | 93000 |  |  | 80919 | 522 | 76.1 | [8 empty] | 15 | Non Federally-Regulated | 12/08/1986 |  | 06/29/1987
Snyder General Corp. | McQuay | *PGHA060F075-IN-** | Natural Gas | No Match |  | True | 1 |  | Horizontal | No Match | No Match | No Match | No Match | No Match |  | No Match |  | 75000 | 56000 |  |  | 60783 | 318 | 77.3 | [8 empty] | 15 | Non Federally-Regulated | 06/29/1987 |  | 01/27/1988
York International | Fraser Johnston | DACC-F018N052B | Natural Gas | No Match |  | True | 1 |  | Horizontal | No Match | No Match | No Match | No Match | No Match |  | No Match |  | 52500 | 42000 | 860 | 765 | 37550 | 474 | 81 | [9 empty] | Non Federally-Regulated | 01/27/1988 |  | 01/15/1989
Luxaire | Fraser Johnston | GCH060AF | Natural Gas | No Match | False | False | 1 |  | Horizontal | No Match | No Match | No Match | No Match | No Match |  | No Match |  | 60000 | 47400 |  |  | 61264 | 524 | 75 | [8 empty] | 8 | Non Federally-Regulated | 10/13/1981 |  | 03/11/1982
Sunbeam Air Conditioning | Sunbeam Air Conditioning | RBG-1802-33-3501-HT | LPG | No Match |  | True | 3 |  | Down | No Match | No Match | No Match | No Match | No Match |  | No Match |  | 350000 | 280000 | 6000 | 5250 | 320950 | 3214 | 77.8 | [8 empty] | 4 | Non Federally-Regulated | 12/08/1986 |  | 06/29/1987
Lennox Industries Inc. | Lennox | G11E-200V-4 | Natural Gas | No Match | False | False | 1 |  | Up | No Match | No Match | No Match | No Match | No Match |  | No Match |  | 200000 | 152000 | 2200 | [13 empty] | Non Federally-Regulated | 08/17/1983 |  | 12/08/1986
Carrier Corp. | Payne | 585HE048080 | Natural Gas | No Match |  | True | 1 |  | Horizontal | No Match | No Match | No Match | No Match | No Match |  | No Match |  | 80000 | 60000 | 2030 | 1150 | 81255 | 748 | 75.7 | [8 empty] | 3 | Non Federally-Regulated | 03/15/1989 |  | 10/10/1989
Snyder General Corp. | Comfortmaker | *PGHA060H150-IM-** | Natural Gas | No Match |  | True | 1 |  | Horizontal | No Match | No Match | No Match | No Match | No Match |  | No Match |  | 150000 | 111000 |  |  | 142868 | 767 | 76.1 | [8 empty] | 15 | Non Federally-Regulated | 06/29/1987 |  | 01/27/1988
Luxaire | Fraser Johnston | FCU120FANA | Natural Gas | No Match | False | False | 1 |  | Up | No Match | No Match | No Match | No Match | No Match |  | No Match |  | 120000 | 88200 | 1460 | 1260 | 114012 | 581 | 68.4 | [8 empty] | 5 | Non Federally-Regulated | 03/11/1982 |  | 07/26/1982
Magic Chef | Armstrong | EG83-100D2C4-7 | Natural Gas | No Match | False | False | 1 |  | Horizontal | No Match | No Match | No Match | No Match | No Match |  | No Match |  | 100000 | 77000 | 1170 | 1620 | 114000 | 658 | 65.8 | [8 empty] | 2 | Non Federally-Regulated | 07/26/1982 |  | 08/17/1983
BDP Co. | Day & Night | 585CE048100 | Natural Gas | No Match | False | True | 1 |  | Horizontal | No Match | No Match | No Match | No Match | No Match |  | No Match |  | 100000 | 75000 | 1775 | [13 empty] | Non Federally-Regulated | 08/17/1983 |  | 12/08/1986
Rheem Sales Company, Inc. | Ruud | URGF-07E30JK* | Natural Gas | No Match |  | True | 1 |  | Horizontal | No Match | No Match | No Match | No Match | No Match |  | No Match |  | 75000 | 58000 |  |  | 68960 | 555 | 78.5 | [8 empty] | 4 | Non Federally-Regulated | 03/15/1989 |  | 10/10/1989
Amana Refrigeration, Inc. | Amana | GHX60 | Natural Gas | No Match |  | False | 1 |  | Up | No Match | No Match | No Match | No Match | No Match |  | No Match |  | 60000 | 45613 | 1325 | 770 | 60331 | 559 | 76.1 | [8 empty] | 2 | Non Federally-Regulated | 06/29/1987 |  | 01/27/1988
York International | Fraser Johnston | PANU-LD20P160A | LPG | No Match |  | False | 1 |  | Up | No Match | No Match | No Match | No Match | No Match |  | No Match |  | 160000 | 150000 | 1990 | 1680 | 150786 | 928 | 93.3 | [8 empty] | 5 | Non Federally-Regulated | 03/15/1989 |  | 10/10/1989
Carrier Corp. | Payne | 585EJ042100-H | Natural Gas | No Match |  | True | 1 |  | Horizontal | No Match | No Match | No Match | No Match | No Match |  | No Match |  | 100000 | 78000 | 1415 | 1175 | 103043 | 759 | 75.2 | [8 empty] | 3 | Non Federally-Regulated | 12/08/1986 |  | 06/29/1987
Trane U.S. Inc. | American Standard, Inc. | BYC100G4L(O,A)D | Natural Gas | No Match |  | True | 1 |  | Horizontal | No Match | No Match | No Match | No Match | No Match |  | No Match |  | 120000 | 97200 |  |  | 94807 | 1677 | 78.3 | [8 empty] | 0 | Non Federally-Regulated | 01/15/1989 |  | 03/15/1989
Rheem Sales Company, Inc. | York | P-CMD14N06101A | Natural Gas | No Match |  | False | 1 |  | Down | No Match | No Match | No Match | No Match | No Match |  | No Match |  | 75000 | 60000 |  |  | 76188 | 1034 | 79.6 | [8 empty] | 4 | Non Federally-Regulated | 01/15/1989 |  | 10/10/1989
Taylor | Taylor | THD060A942A | Natural Gas | No Match |  | False | 1 |  | Horizontal | No Match | No Match | No Match | No Match | No Match |  | No Match |  | 60000 | 47000 |  |  | 574376 | 815 | 78.6 | [8 empty] | 3 | Non Federally-Regulated | 01/27/1988 |  | 01/15/1989
Borg Warner | Fraser Johnston | 60ECW140UA | Natural Gas | No Match | False | True | 1 |  | Horizontal | No Match | No Match | No Match | No Match | No Match |  | No Match |  | 140000 | 108220 | 2140 | [13 empty] | Non Federally-Regulated | 08/17/1983 |  | 12/08/1986
BDP Co. | Carrier | 48GH04230X | Natural Gas | No Match | False | True | 1 |  | Horizontal | No Match | No Match | No Match | No Match | No Match |  | No Match |  | 100000 | 76000 | 1415 | 1120 | 87584 | 705 | 70.4 | [8 empty] | 3 | Non Federally-Regulated | 07/26/1982 |  | 08/17/1983
Heil Quaker | Whirlpool | NULE125BH** | LPG | No Match |  | False | 1 |  | Up | No Match | No Match | No Match | No Match | No Match |  | No Match |  | 125000 | 98760 | 1590 | 1250 | 118820 | 850 | 78.2 | [8 empty] | 2 | Non Federally-Regulated | 12/08/1986 |  | 10/10/1989
Coleman Company, Inc. | Heil Quaker | 6342H321(B) | Natural Gas | No Match |  | True | 1 |  | Horizontal | No Match | No Match | No Match | No Match | No Match |  | No Match |  | 80000 | 63064 | 1490 | 1055 | 77903 | 853 | 78.1 | [8 empty] | 6 | Non Federally-Regulated | 12/08/1986 |  | 06/29/1987
York International | Luxaire | DAUC-F036P050A | LPG | No Match |  | True | 1 |  | Horizontal | No Match | No Match | No Match | No Match | No Match |  | No Match |  | 50000 | 41000 | 1600 | 1600 | 37060 | 665 | 80 | [9 empty] | Non Federally-Regulated | 06/29/1987 |  | 01/27/1988
Heil Quaker | Heil | NHGA100AH01 | Natural Gas | No Match | False | True | 1 |  | Horizontal | No Match | No Match | No Match | No Match | No Match |  | No Match |  | 100000 | 75000 | 1530 | 1090 | 104811 | 984 | 57.9 | [8 empty] | 1 | Non Federally-Regulated | 10/13/1981 |  | 03/11/1982
Luxaire | Moncrief | FCU120AANA | Natural Gas | No Match | False | False | 1 |  | Up | No Match | No Match | No Match | No Match | No Match |  | No Match |  | 120000 | 88080 |  |  | 114084 | 561 | 68.5 | [8 empty] | 2 | Non Federally-Regulated | 03/11/1982 |  | 07/26/1982
Magic Chef | Airease | 5A140-OH-3-5 | Natural Gas | No Match | False | True | 1 |  | Horizontal | No Match | No Match | No Match | No Match | No Match |  | No Match |  | 137435 | 105000 | 1950 | [13 empty] | Non Federally-Regulated | 08/17/1983 |  | 12/08/1986
Luxaire | Westinghouse Electric | FGHF076MAN | Natural Gas | No Match | False | False | 1 |  | Horizontal | No Match | No Match | No Match | No Match | No Match |  | No Match |  | 76000 | 57000 |  |  | 75184 | 521 | 73.3 | [8 empty] | 8 | Non Federally-Regulated | 04/02/1981 |  | 10/13/1981
Lennox Industries Inc. | Lennox | GCS3-2753-275-7 | Natural Gas | No Match | False | True | 3 |  | Horizontal | No Match | No Match | No Match | No Match | No Match |  | No Match |  | 275000 | 211750 | 10000 | 6500 | [11 empty] | 18 | Non Federally-Regulated | 07/26/1982 |  | 08/17/1983
Daikin Comfort Technologies Manufacturing, L.P. | Janitrol | PG036075-1 | Natural Gas | No Match |  | True | 1 |  | Horizontal | No Match | No Match | No Match | No Match | No Match |  | No Match |  | 75000 | 58000 | 1310 | 1220 | 61011 | 492 | 76 | [8 empty] | 5 | Non Federally-Regulated | 06/29/1987 |  | 01/27/1988
Consolidated Industries Corp. | Addison Products | GPF5.0T150-1 | Natural Gas | No Match |  | True | 1 |  | Horizontal | No Match | No Match | No Match | No Match | No Match |  | No Match |  | 150000 | 117000 |  |  | 137154 | 1435 | 78.2 | [8 empty] | 4 | Non Federally-Regulated | 01/27/1988 |  | 01/15/1989
Carrier Corp. | Payne | 579EP060100 | LPG | No Match |  | True | 1 |  | Horizontal | No Match | No Match | No Match | No Match | No Match |  | No Match |  | 100000 | 75000 | 2285 | 1260 | 80926 | 821 | 75.7 | [8 empty] | 3 | Non Federally-Regulated | 12/08/1986 |  | 06/29/1987
Carrier Corp. | Carrier | 58DHB095-DC | Natural Gas | No Match |  | False | 1 |  | Horizontal | No Match | No Match | No Match | No Match | No Match |  | No Match |  | 114000 | 94000 |  |  | 112705 | 978 | 82.3 | [8 empty] | 5 | Non Federally-Regulated | 01/27/1988 |  | 10/10/1989
Rheem Sales Company, Inc. | Arcoaire | *PGHA060G150-IL-** | LPG | No Match |  | True | 1 |  | Horizontal | No Match | No Match | No Match | No Match | No Match |  | No Match |  | 150000 | 111000 |  |  | 142868 | 767 | 76.6 | [8 empty] | 15 | Non Federally-Regulated | 01/27/1988 |  | 01/15/1989
Consolidated Industries Corp. | Premier | HAC120NF5R | Natural Gas | No Match | False | False | 1 |  | Horizontal | No Match | No Match | No Match | No Match | No Match |  | No Match |  | 120051 | 94000 | [14 empty] | Non Federally-Regulated | 08/17/1983 |  | 12/08/1986
Rheem Sales Company, Inc. | Ruud | URGE-10E36DLR | Natural Gas | No Match |  | True | 1 |  | Horizontal | No Match | No Match | No Match | No Match | No Match |  | No Match |  | 100000 | 76000 |  |  | 80594 | 610 | 76.9 | [8 empty] | 4 | Non Federally-Regulated | 12/08/1986 |  | 06/29/1987
Amana Refrigeration, Inc. | Amana | SPCG240451A | Natural Gas | No Match |  | True | 1 |  | Horizontal | No Match | No Match | No Match | No Match | No Match |  | No Match |  | 45000 | 36000 |  |  | 37733 | 436 | 80.3 | [9 empty] | Non Federally-Regulated | 01/15/1989 |  | 03/15/1989
Borg Warner | Fraser Johnston | PAFC-LD16N140 | Natural Gas | No Match | False | False | 1 |  | Up | No Match | No Match | No Match | No Match | No Match |  | No Match |  | 140420 | 107000 | 1770 | [13 empty] | Non Federally-Regulated | 08/17/1983 |  | 12/08/1986
Carrier Corp. | Payne | 398AAW036040 | Natural Gas | No Match |  | False | 1 |  | Up | No Match | No Match | No Match | No Match | No Match |  | No Match |  | 44000 | 41000 |  |  | 42206 | 416 | 91.5 | [8 empty] | 5 | Non Federally-Regulated | 03/15/1989 |  | 10/10/1989
Magic Chef | Johnson | EG7B90DC42-* | Natural Gas | No Match |  | False | 1 |  | Down | No Match | No Match | No Match | No Match | No Match |  | No Match |  | 87500 | 75000 | 1430 | 1085 | 72494 | 695 | 84.4 | [8 empty] | 2 | Non Federally-Regulated | 12/08/1986 |  | 06/29/1987
Magic Chef | Williams | 3A80-OH-3-6 | Natural Gas | No Match | False | True | 1 |  | Horizontal | No Match | No Match | No Match | No Match | No Match |  | No Match |  | 80000 | 60000 | 1340 | 700 | 79576 | 259 | 68.9 | [8 empty] | 19 | Non Federally-Regulated | 10/13/1981 |  | 03/11/1982
Carrier Corp. | Day & Night | 585HJ024040 | Natural Gas | No Match |  | True | 1 |  | Horizontal | No Match | No Match | No Match | No Match | No Match |  | No Match |  | 40000 | 32000 | 755 | 645 | 40568 | 422 | 75.4 | [8 empty] | 3 | Non Federally-Regulated | 03/15/1989 |  | 10/10/1989
Heil Quaker | Heil Quaker | NRGF60EDB**(B) | Natural Gas | No Match |  | True | 1 |  | Horizontal | No Match | No Match | No Match | No Match | No Match |  | No Match |  | 100000 | 78886 | 2000 | 1675 | 97374 | 1274 | 77.4 | [8 empty] | 6 | Non Federally-Regulated | 01/15/1989 |  | 03/15/1989
Rheem Sales Company, Inc. | Ruud | URGE-10E36DLR | Natural Gas | No Match |  | True | 1 |  | Horizontal | No Match | No Match | No Match | No Match | No Match |  | No Match |  | 100000 | 76000 |  |  | 80594 | 610 | 76.9 | [8 empty] | 4 | Non Federally-Regulated | 06/29/1987 |  | 01/27/1988
Magic Chef | General Electric | BGC03008C21F | Natural Gas | No Match | False | True | 1 |  | Horizontal | No Match | No Match | No Match | No Match | No Match |  | No Match |  | 79893 | 60000 | 975 | [13 empty] | Non Federally-Regulated | 08/17/1983 |  | 12/08/1986
Consolidated Industries Corp. | Airtron | AGH812-50A | LPG | No Match | False | False | 1 |  | Horizontal | No Match | No Match | No Match | No Match | No Match |  | No Match |  | 119898 | 94000 | [14 empty] | Non Federally-Regulated | 08/17/1983 |  | 12/08/1986
Rheem Sales Company, Inc. | Rheem | RGGC-12EAB | Natural Gas | No Match | False | False | 1 |  | Up | No Match | No Match | No Match | No Match | No Match |  | No Match |  | 125000 | 95000 |  |  | 136521 | 632 | 68.8 | [8 empty] | 3 | Non Federally-Regulated | 04/02/1981 |  | 08/17/1983
Rheem Sales Company, Inc. | Montgomery Ward | SRM-54875 | Natural Gas | No Match | False | False | 1 |  | Down | No Match | No Match | No Match | No Match | No Match |  | No Match |  | 140000 | 108000 |  |  | 136139 | 1036 | 69.7 | [8 empty] | 3 | Non Federally-Regulated | 04/02/1981 |  | 08/17/1983
Carrier Corp. | Carrier | 48EG008A6 | LPG | No Match | False | True | 3 |  | Down | No Match | No Match | No Match | No Match | No Match |  | No Match |  | 225000 | 168750 | 3500 | 2300 | [11 empty] | 25 | Non Federally-Regulated | 07/26/1982 |  | 08/17/1983
Magic Chef | Airease | U60-4 | Natural Gas | No Match | False | False | 1 |  | Up | No Match | No Match | No Match | No Match | No Match |  | No Match |  | 60000 | 48000 |  | 660 | 69188 | 374 | 66.9 | [8 empty] | 19 | Non Federally-Regulated | 04/02/1981 |  | 08/17/1983
Amana Refrigeration, Inc. | Amana | GLE160M-R4 | LPG | No Match | False | False | 1 |  | Up | No Match | No Match | No Match | No Match | No Match |  | No Match |  | 160574 | 123000 | 1620 | [13 empty] | Non Federally-Regulated | 08/17/1983 |  | 12/08/1986
Luxaire | Moncrief | GCH114FF | Natural Gas | No Match | False | True | 1 |  | Horizontal | No Match | No Match | No Match | No Match | No Match |  | No Match |  | 114000 | 87552 | 1480 | 950 | 115104 | 726 | 65.5 | [8 empty] | 5 | Non Federally-Regulated | 04/02/1981 |  | 10/13/1981
Carrier Corp. | Day & Night | 398AAW036080 | Natural Gas | No Match |  | False | 1 |  | Up | No Match | No Match | No Match | No Match | No Match |  | No Match |  | 88000 | 81000 |  |  | 85781 | 465 | 91.5 | [8 empty] | 5 | Non Federally-Regulated | 03/15/1989 |  | 10/10/1989
Rheem Sales Company, Inc. | Ruud | UGWC-06EA-** | Natural Gas | No Match | False | True | 1 |  | Horizontal | No Match | No Match | No Match | No Match | No Match |  | No Match |  | 60526 | 46000 | [14 empty] | Non Federally-Regulated | 08/17/1983 |  | 12/08/1986
Heil Quaker | Whirlpool | NRGF24DKB**(B) | Natural Gas | No Match |  | True | 1 |  | Horizontal | No Match | No Match | No Match | No Match | No Match |  | No Match |  | 80000 | 62678 | 870 | 705 | 79101 | 770 | 77.3 | [8 empty] | 6 | Non Federally-Regulated | 01/15/1989 |  | 03/15/1989
BDP Co. | Carrier | 58DR100-B** | Natural Gas | No Match | False | False | 1 |  | Down | No Match | No Match | No Match | No Match | No Match |  | No Match |  | 80000 | 59000 | 1630 | 990 | 82448 | 529 | 65.8 | [8 empty] | 5 | Non Federally-Regulated | 07/26/1982 |  | 08/17/1983
Carrier Corp. | Carrier | 48DP0166 | Natural Gas | No Match | False | True | 3 |  | Down | No Match | No Match | No Match | No Match | No Match |  | No Match |  | 231000 | 183000 | 7500 | 5000 | [11 empty] | 25 | Non Federally-Regulated | 07/26/1982 |  | 08/17/1983
Heil Quaker | Heil | NUOB112BG01 | Oil | No Match | False | False | 1 |  | Up | No Match | No Match | No Match | No Match | No Match |  | No Match |  | 140000 | 108000 | 1390 | 1020 | 123557 | 776 | 75 | [8 empty] | 1 | Non Federally-Regulated | 07/26/1982 |  | 08/17/1983
Rheem Sales Company, Inc. | Heat Controller | GCK100-DH | Natural Gas | No Match | False | False | 1 |  | Up | No Match | No Match | No Match | No Match | No Match |  | No Match |  | 100000 | 75000 |  |  | 91710 | 548 | 67.8 | [8 empty] | 3 | Non Federally-Regulated | 04/02/1981 |  | 08/17/1983
Magic Chef | Williams | EG6A40DC18-5 | Natural Gas | No Match | False | False | 1 |  | Up | No Match | No Match | No Match | No Match | No Match |  | No Match |  | 39950 | 32000 | 610 | [13 empty] | Non Federally-Regulated | 08/17/1983 |  | 12/08/1986
Rheem Sales Company, Inc. | Weatherking | GPG2.0T075-1 | Natural Gas | No Match |  | True | 1 |  | Horizontal | No Match | No Match | No Match | No Match | No Match |  | No Match |  | 75000 | 58000 |  |  | 69642 | 475 | 78 | [8 empty] | 4 | Non Federally-Regulated | 03/15/1989 |  | 10/10/1989
Amana Refrigeration, Inc. | Amana | GSE120DM-5 | LPG | No Match | False | True | 1 |  | Horizontal | No Match | No Match | No Match | No Match | No Match |  | No Match |  | 112987 | 87000 | [14 empty] | Non Federally-Regulated | 08/17/1983 |  | 12/08/1986
Magic Chef | Armstrong | EMG-110C5-4 | Natural Gas | No Match | False | False | 1 |  | Up | No Match | No Match | No Match | No Match | No Match |  | No Match |  | 117333 | 88000 | 1990 | [13 empty] | Non Federally-Regulated | 08/17/1983 |  | 12/08/1986
Trane U.S. Inc. | Trane Light Commercial Group | BYC030H1LOA | Natural Gas | No Match |  | True | 3 |  | Horizontal | No Match | No Match | No Match | No Match | No Match |  | No Match |  | 60000 | 48000 | 1165 | 895 | 59700 | 249 | 78.9 | [8 empty] | 0 | Non Federally-Regulated | 01/27/1988 |  | 01/15/1989
Consolidated Industries Corp. | Climate Control / Snyder General | GHC060NDAIC | Natural Gas | No Match |  | False | 1 |  | Horizontal | No Match | No Match | No Match | No Match | No Match |  | No Match |  | 60000 | 47000 |  |  | 62321 | 615 | 75 | [8 empty] | 3 | Non Federally-Regulated | 12/08/1986 |  | 06/29/1987
Magic Chef | Airease | ENG6D80DC42-* | Natural Gas | No Match |  | False | 1 |  | Up | No Match | No Match | No Match | No Match | No Match |  | No Match |  | 80000 | 64000 | 1430 |  | 81589 | 554 | 74.2 | [8 empty] | 2 | Non Federally-Regulated | 12/08/1986 |  | 01/15/1989
AAON, Inc. | Aaon | RE-02-*-8*-*1* | Natural Gas | No Match |  | True | 1 |  | Down | No Match | No Match | No Match | No Match | No Match |  | No Match |  | 65000 | 52770 | 1000 | 800 | 56807 | 613 | 80.9 | [8 empty] | 4 | Non Federally-Regulated | 03/15/1989 |  | 10/10/1989
Snyder General Corp. | McQuay | *PGDA060F100-IL-** | LPG | No Match |  | True | 1 |  | Down | No Match | No Match | No Match | No Match | No Match |  | No Match |  | 100000 | 79000 |  |  | 97857 | 470 | 80.2 | [8 empty] | 15 | Non Federally-Regulated | 01/27/1988 |  | 01/15/1989
Heil Quaker | Sears | 867.7412 | Oil | No Match | False | False | 1 |  | Up | No Match | No Match | No Match | No Match | No Match |  | No Match |  | 140000 | 109000 | 1240 | 930 | 123760 | 497 | 75.7 | [8 empty] | 1 | Non Federally-Regulated | 04/02/1981 |  | 03/11/1982
Consolidated Industries Corp. | Trane Dealer Products Group | THN075A948A1 | Natural Gas | No Match |  | False | 1 |  | Horizontal | No Match | No Match | No Match | No Match | No Match |  | No Match |  | 75000 | 60000 |  |  | 80367 | 780 | 76.4 | [8 empty] | 3 | Non Federally-Regulated | 01/15/1989 |  | 03/15/1989
Rheem Sales Company, Inc. | Montgomery Ward | SRM-54697 | Natural Gas | No Match | False | False | 1 |  | Up | No Match | No Match | No Match | No Match | No Match |  | No Match |  | 175000 | 133000 |  |  | 181987 | 1051 | 68.7 | [8 empty] | 4 | Non Federally-Regulated | 04/02/1981 |  | 03/11/1982
Amana Refrigeration, Inc. | Amana | ERGW0012-1A(A)W/EBWC | LPG | No Match |  | True | 1 |  | Horizontal | No Match | No Match | No Match | No Match | No Match |  | No Match |  | 80000 | 68000 | 1375 | 880 | 72960 | 339 | 85.3 | [8 empty] | 0 | Non Federally-Regulated | 01/15/1989 |  | 03/15/1989
Snyder General Corp. | Comfortmaker | *PGHA048H100-IL-** | LPG | No Match |  | True | 1 |  | Horizontal | No Match | No Match | No Match | No Match | No Match |  | No Match |  | 100000 | 74000 |  |  | 80919 | 408 | 77.4 | [8 empty] | 15 | Non Federally-Regulated | 06/29/1987 |  | 01/27/1988
Heil Quaker | Whirlpool | WUGF150AK01 | Natural Gas | No Match | False | False | 1 |  | Up | No Match | No Match | No Match | No Match | No Match |  | No Match |  | 148825 | 114000 | 1930 | [13 empty] | Non Federally-Regulated | 08/17/1983 |  | 12/08/1986
Snyder General Corp. | Arcoaire | *PGH*042H075*I*** | Natural Gas | No Match |  | True | 1 |  | Horizontal | No Match | No Match | No Match | No Match | No Match |  | No Match |  | 75000 | 56000 |  |  | 60783 | 318 | 77.3 | [8 empty] | 15 | Non Federally-Regulated | 03/15/1989 |  | 10/10/1989
BDP Co. | Day & Night | 394GAW060080* | Natural Gas | No Match | False | False | 1 |  | Up | No Match | No Match | No Match | No Match | No Match |  | No Match |  | 80000 | 57000 | 1970 | 1350 | 77627 | 662 | 69.3 | [8 empty] | 5 | Non Federally-Regulated | 07/26/1982 |  | 08/17/1983
Daikin Comfort Technologies Manufacturing, L.P. | GMC | PG030075-1 | Natural Gas | No Match |  | True | 1 |  | Horizontal | No Match | No Match | No Match | No Match | No Match |  | No Match |  | 75000 | 58000 | 935 | 880 | 61504 | 382 | 76 | [8 empty] | 5 | Non Federally-Regulated | 06/29/1987 |  | 01/27/1988
AAON, Inc. | Aaon | 227*-048-31E-*3 | Natural Gas | No Match |  | True | 1 |  | Down | No Match | No Match | No Match | No Match | No Match |  | No Match |  | 108000 | 89640 | 1800 | 1400 | 97956 | 526 | 79 | [8 empty] | 4 | Non Federally-Regulated | 03/15/1989 |  | 10/10/1989
Consolidated Industries Corp. | Addison Products | GPE3.0T050-4 | Natural Gas | No Match |  | True | 1 |  | Horizontal | No Match | No Match | No Match | No Match | No Match |  | No Match |  | 50000 | 38000 |  |  | 49283 | 420 | 78.3 | [8 empty] | 4 | Non Federally-Regulated | 06/29/1987 |  | 01/27/1988
BDP Co. | Payne | 585EB060150 | Natural Gas | No Match | False | True | 1 |  | Horizontal | No Match | No Match | No Match | No Match | No Match |  | No Match |  | 119898 | 94000 | 1930 | [13 empty] | Non Federally-Regulated | 08/17/1983 |  | 12/08/1986
Heil Quaker | Whirlpool | NRGF60FDH**(A) | LPG | No Match |  | True | 1 |  | Horizontal | No Match | No Match | No Match | No Match | No Match |  | No Match |  | 80000 | 65700 | 1775 | 1550 | 74336 | 1034 | 82.4 | [8 empty] | 6 | Non Federally-Regulated | 06/29/1987 |  | 01/27/1988
Heil Quaker | Whirlpool | NRGF36DKB**(A) | Natural Gas | No Match |  | True | 1 |  | Horizontal | No Match | No Match | No Match | No Match | No Match |  | No Match |  | 60000 | 48220 | 1490 | 1055 | 56288 | 835 | 79.7 | [8 empty] | 6 | Non Federally-Regulated | 12/08/1986 |  | 06/29/1987
Luxaire | Westinghouse Electric | IE018PCAON | Natural Gas | No Match | False | True | 1 |  | Horizontal | No Match | No Match | No Match | No Match | No Match |  | No Match |  | 45000 | 35550 | 930 | 665 | 53597 | 452 | 68.3 | [8 empty] | 5 | Non Federally-Regulated | 04/02/1981 |  | 10/13/1981
SJC Corp. | Frigiking Tappan | DI120D13 | Natural Gas | No Match | False | False | 1 |  | Down | No Match | No Match | No Match | No Match | No Match |  | No Match |  | 120000 | 90000 | 1280 | 1130 | 113238 | 693 | 68.6 | [8 empty] | 0 | Non Federally-Regulated | 10/13/1981 |  | 07/26/1982
Heil Quaker | Whirlpool | NRGF60FBH**(C) | Natural Gas | No Match |  | True | 1 |  | Horizontal | No Match | No Match | No Match | No Match | No Match |  | No Match |  | 145000 | 117885 | 1775 | 1550 | 138392 | 1204 | 77.8 | [8 empty] | 6 | Non Federally-Regulated | 03/15/1989 |  | 10/10/1989
AAON, Inc. | Aaon | RE-05-*-1*-*1* | Natural Gas | No Match |  | True | 1 |  | Down | No Match | No Match | No Match | No Match | No Match |  | No Match |  | 75000 | 61260 | 2500 | 2000 | 74160 | 1062 | 81.5 | [8 empty] | 4 | Non Federally-Regulated | 03/15/1989 |  | 10/10/1989
Rheem Sales Company, Inc. | Ruud | URBD-10E59DT | LPG | No Match | False | True | 1 |  | Horizontal | No Match | No Match | No Match | No Match | No Match |  | No Match |  | 99877 | 81000 | [14 empty] | Non Federally-Regulated | 08/17/1983 |  | 12/08/1986
Carrier Corp. | Carrier | 48LH006 | Natural Gas | No Match |  | True | 1 |  | Horizontal | No Match | No Match | No Match | No Match | No Match |  | No Match |  | 80000 | 61600 | 1900 |  | 71610 | 413 | 75 | [8 empty] | 0 | Non Federally-Regulated | 01/27/1988 |  | 01/15/1989
Rheem Sales Company, Inc. | Heat Controller | GCL80-D2.5 | Natural Gas | No Match | False | False | 1 |  | Up | No Match | No Match | No Match | No Match | No Match |  | No Match |  | 80000 | 61000 |  |  | 90184 | 666 | 68.5 | [8 empty] | 4 | Non Federally-Regulated | 04/02/1981 |  | 08/17/1983
Coleman Company, Inc. | Coleman | 7966-659 | LPG | No Match |  | False | 1 |  | Down | No Match | No Match | No Match | No Match | No Match |  | No Match |  | 66000 | 54000 |  | 615 | 64900 | 892 | 81.7 | [8 empty] | 3 | Non Federally-Regulated | 12/08/1986 |  | 10/10/1989
Rheem Sales Company, Inc. | Ruud | UGGC-08KCC | Natural Gas | No Match | False | False | 1 |  | Up | No Match | No Match | No Match | No Match | No Match |  | No Match |  | 80000 | 61000 |  |  | 90301 | 525 | 69 | [8 empty] | 4 | Non Federally-Regulated | 04/02/1981 |  | 08/17/1983
Carrier Corp. | Payne | 397HAW048080 | Natural Gas | No Match |  | False | 1 |  | Up | No Match | No Match | No Match | No Match | No Match |  | No Match |  | 95000 | 74000 |  |  | 80130 | 715 | 76.9 | [8 empty] | 5 | Non Federally-Regulated | 12/08/1986 |  | 06/29/1987
Rheem Sales Company, Inc. | Rheem | RGDC-06EC-** | LPG | No Match |  | False | 1 |  | Up | No Match | No Match | No Match | No Match | No Match |  | No Match |  | 60000 | 47000 |  |  | 58534 | 733 | 77.8 | [8 empty] | 4 | Non Federally-Regulated | 12/08/1986 |  | 01/27/1988
Snyder General Corp. | Comfortmaker | *PGDA048F125-M* | Natural Gas | No Match |  | True | 1 |  | Down | No Match | No Match | No Match | No Match | No Match |  | No Match |  | 125000 | 98000 |  |  | 118533 | 639 | 79.2 | [8 empty] | 15 | Non Federally-Regulated | 12/08/1986 |  | 06/29/1987
Carrier Corp. | Day & Night | 585HP042060 | Natural Gas | No Match |  | True | 1 |  | Horizontal | No Match | No Match | No Match | No Match | No Match |  | No Match |  | 60000 | 45000 | 1790 | 910 | 61085 | 529 | 75.7 | [8 empty] | 3 | Non Federally-Regulated | 01/27/1988 |  | 01/15/1989
Amana Refrigeration, Inc. | Amana | GCN45A30 | LPG | No Match |  | False | 1 |  | Down | No Match | No Match | No Match | No Match | No Match |  | No Match |  | 45000 | 43000 |  |  | 43268 | 391 | 88.7 | [9 empty] | Non Federally-Regulated | 01/27/1988 |  | 01/15/1989
Rheem Sales Company, Inc. | Rheem | RRAB-04E18BT | LPG | No Match | False | True | 1 |  | Horizontal | No Match | No Match | No Match | No Match | No Match |  | No Match |  | 40000 | 31000 |  |  | 44182 | 317 | 70.4 | [8 empty] | 5 | Non Federally-Regulated | 07/26/1982 |  | 08/17/1983
Heil Quaker | Whirlpool | NUGI060CG** | Natural Gas | No Match |  | False | 1 |  | Up | No Match | No Match | No Match | No Match | No Match |  | No Match |  | 60000 | 47580 | 1480 | 700 | 62907 | 408 | 73.5 | [8 empty] | 4 | Non Federally-Regulated | 12/08/1986 |  | 01/27/1988
Snyder General Corp. | Arcoaire | *PGHA060H100-IL-** | LPG | No Match |  | True | 1 |  | Horizontal | No Match | No Match | No Match | No Match | No Match |  | No Match |  | 100000 | 74000 |  |  | 80919 | 408 | 77.4 | [8 empty] | 15 | Non Federally-Regulated | 06/29/1987 |  | 01/27/1988
Heil Quaker | Heil | NHOB140BF01 | Oil | No Match | False | True | 1 |  | Horizontal | No Match | No Match | No Match | No Match | No Match |  | No Match |  | 175000 | 127000 | 1250 | 695 | 166536 | 549 | 69.7 | [8 empty] | 1 | Non Federally-Regulated | 10/13/1981 |  | 03/11/1982
Lennox Industries Inc. | Lennox | G12D2E-82 | Natural Gas | No Match | False | False | 1 |  | Up | No Match | No Match | No Match | No Match | No Match |  | No Match |  | 82000 | 63000 | 725 | 595 | 90876 | 505 | 68.6 | [8 empty] | 3 | Non Federally-Regulated | 04/02/1981 |  | 08/17/1983
SJC Corp. | Frigiking Tappan | DR080D14 | Natural Gas | No Match | False | False | 1 |  | Up | No Match | No Match | No Match | No Match | No Match |  | No Match |  | 80000 | 69000 | 1440 | 830 | 71657 | 704 | 86.1 | [8 empty] | 0 | Non Federally-Regulated | 10/13/1981 |  | 07/26/1982
Rheem Sales Company, Inc. | Heat Controller | GYD-75-E4N1 | LPG | No Match |  | False | 1 |  | Down | No Match | No Match | No Match | No Match | No Match |  | No Match |  | 75000 | 60000 |  |  | 76188 | 1034 | 79.6 | [8 empty] | 4 | Non Federally-Regulated | 01/27/1988 |  | 01/15/1989
Coleman Company, Inc. | Coleman | 2860C866 | Natural Gas | No Match |  | False | 1 |  | Down | No Match | No Match | No Match | No Match | No Match |  | No Match |  | 70000 | 58000 | 1200 | 800 | 65497 | 610 | 82.4 | [8 empty] | 3 | Non Federally-Regulated | 01/15/1989 |  | 10/10/1989
Trane U.S. Inc. | American Standard, Inc. | YCD090B(3,4)LOA | Natural Gas | No Match |  | True | 1 |  | Down | No Match | No Match | No Match | No Match | No Match |  | No Match |  | 120000 | 97000 |  |  | 98100 | 998 | 78 | [8 empty] | 0 | Non Federally-Regulated | 03/15/1989 |  | 10/10/1989
Consolidated Industries Corp. | Pacific / Air | GHB100D-21A | LPG | No Match | False | False | 1 |  | Horizontal | No Match | No Match | No Match | No Match | No Match |  | No Match |  | 99872 | 78000 | [14 empty] | Non Federally-Regulated | 08/17/1983 |  | 12/08/1986
Rheem Sales Company, Inc. | Heat Controller | GYU-75-E4N | LPG | No Match |  | False | 1 |  | Up | No Match | No Match | No Match | No Match | No Match |  | No Match |  | 75000 | 59000 |  |  | 70889 | 792 | 78 | [8 empty] | 4 | Non Federally-Regulated | 12/08/1986 |  | 06/29/1987
Climate Control / Snyder General | Climate Control | *PGDA036H100-M** | Natural Gas | No Match |  | True | 1 |  | Down | No Match | No Match | No Match | No Match | No Match |  | No Match |  | 100000 | 79000 |  |  | 97887 | 470 | 80.2 | [8 empty] | 15 | Non Federally-Regulated | 12/08/1986 |  | 06/29/1987
Luxaire | Fraser Johnston | GCH114TF | Natural Gas | No Match | False | False | 1 |  | Horizontal | No Match | No Match | No Match | No Match | No Match |  | No Match |  | 114000 | 87552 | 1580 |  | 106007 | 671 | 73.3 | [8 empty] | 11 | Non Federally-Regulated | 10/13/1981 |  | 03/11/1982
Ducane | Heil Quaker | NDGK100AG** | Natural Gas | No Match |  | False | 1 |  | Down | No Match | No Match | No Match | No Match | No Match |  | No Match |  | 100000 | 88174 | 1370 | 1240 | 88211 | 641 | 87.9 | [8 empty] | 2 | Non Federally-Regulated | 12/08/1986 |  | 01/15/1989
Rheem Sales Company, Inc. | Rheem | RGMC-12EC | Natural Gas | No Match | False | False | 1 |  | Down | No Match | No Match | No Match | No Match | No Match |  | No Match |  | 125000 | 96000 |  |  | 134093 | 938 | 68.9 | [8 empty] | 4 | Non Federally-Regulated | 04/02/1981 |  | 08/17/1983
Heil Quaker | Whirlpool | NHGB100AH01 | Natural Gas | No Match | False | True | 1 |  | Horizontal | No Match | No Match | No Match | No Match | No Match |  | No Match |  | 100000 | 72000 | 1530 | 1090 | 104811 | 984 | 57.9 | [8 empty] | 1 | Non Federally-Regulated | 10/13/1981 |  | 03/11/1982
York International | Fraser Johnston | DAUC-F036N100A | Natural Gas | No Match |  | True | 1 |  | Horizontal | No Match | No Match | No Match | No Match | No Match |  | No Match |  | 100000 | 81000 | 1600 | 1600 | 100034 | 1138 | 76 | [9 empty] | Non Federally-Regulated | 03/15/1989 |  | 10/10/1989
Heil Quaker | Whirlpool | NRGF36DDH**(A) | Natural Gas | No Match |  | True | 1 |  | Horizontal | No Match | No Match | No Match | No Match | No Match |  | No Match |  | 60000 | 48220 | 1490 | 1055 | 56288 | 835 | 79.7 | [8 empty] | 6 | Non Federally-Regulated | 01/15/1989 |  | 03/15/1989
BDP Co. | Payne | 585CJ036125 | Natural Gas | No Match | False | True | 1 |  | Horizontal | No Match | No Match | No Match | No Match | No Match |  | No Match |  | 125000 | 96000 | 1450 | 1145 | 131546 | 1022 | 70.4 | [8 empty] | 3 | Non Federally-Regulated | 10/13/1981 |  | 03/11/1982
Rheem Sales Company, Inc. | Weatherking | GPF12.5T200-4L* | Natural Gas | No Match |  | True | 1 |  | Down | No Match | No Match | No Match | No Match | No Match |  | No Match |  | 200000 | 162052 |  |  | 187661 | 2840 | 80.2 | [8 empty] | 6 | Non Federally-Regulated | 03/15/1989 |  | 10/10/1989
BDP Co. | Day & Night | 397GAY060150 | LPG | No Match | False | False | 1 |  | Up | No Match | No Match | No Match | No Match | No Match |  | No Match |  | 150000 | 117000 | 2110 | 1600 | 153062 | 962 | 71.1 | [8 empty] | 5 | Non Federally-Regulated | 07/26/1982 |  | 08/17/1983
York International | Fraser Johnston | DACC-W060N102A | Natural Gas | No Match |  | True | 1 |  | Horizontal | No Match | No Match | No Match | No Match | No Match |  | No Match |  | 102400 | 83000 | 2210 | 2095 | 94482 | 1040 | 81 | [9 empty] | Non Federally-Regulated | 12/08/1986 |  | 06/29/1987
Carrier Corp. | Payne | 376BAW048095 | LPG | No Match |  | False | 1 |  | Horizontal | No Match | No Match | No Match | No Match | No Match |  | No Match |  | 114000 | 94000 |  |  | 113410 | 808 | 82.3 | [8 empty] | 5 | Non Federally-Regulated | 01/27/1988 |  | 01/15/1989
Heil Quaker | Sears | 867.81514*(A) | LPG | No Match |  | True | 1 |  | Horizontal | No Match | No Match | No Match | No Match | No Match |  | No Match |  | 60000 | 49920 | 1490 | 1055 | 56307 | 831 | 79.7 | [8 empty] | 6 | Non Federally-Regulated | 01/15/1989 |  | 03/15/1989
Gaffers & Sattler | York | D1YD042N06025B | Natural Gas | No Match | False | True | 1 |  | Horizontal | No Match | No Match | No Match | No Match | No Match |  | No Match |  | 60000 | 45000 | 1600 | 520 | 69097 | 655 | 68.9 | [8 empty] | 19 | Non Federally-Regulated | 10/13/1981 |  | 03/11/1982
Rheem Sales Company, Inc. | Rheem | RRGE-10E60CKR | Natural Gas | No Match |  | True | 1 |  | Horizontal | No Match | No Match | No Match | No Match | No Match |  | No Match |  | 100000 | 76000 |  |  | 79634 | 750 | 77.2 | [8 empty] | 4 | Non Federally-Regulated | 12/08/1986 |  | 06/29/1987
Sunbeam Air Conditioning | Sunbeam Air Conditioning | RBG-1802-43-3501-JT | LPG | No Match |  | True | 3 |  | Down | No Match | No Match | No Match | No Match | No Match |  | No Match |  | 350000 | 280000 | 6000 | 5250 | 320950 | 3214 | 77.8 | [8 empty] | 4 | Non Federally-Regulated | 12/08/1986 |  | 06/29/1987
Gaffers & Sattler | York | D1YD036N08025A | Natural Gas | No Match | False | True | 1 |  | Horizontal | No Match | No Match | No Match | No Match | No Match |  | No Match |  | 80000 | 59000 | 1340 | 700 | 79576 | 259 | 68.9 | [8 empty] | 19 | Non Federally-Regulated | 07/26/1982 |  | 08/17/1983
Rheem Sales Company, Inc. | Addison Products | GUWHE100A-D5 | Natural Gas | No Match |  | False | 1 |  | Up | No Match | No Match | No Match | No Match | No Match |  | No Match |  | 100000 | 80000 |  |  | 97900 | 884 | 78.7 | [8 empty] | 4 | Non Federally-Regulated | 12/08/1986 |  | 06/29/1987
Amana Refrigeration, Inc. | Amana | EPCG6017-1B (C) | LPG | No Match | False | True | 1 |  | Horizontal | No Match | No Match | No Match | No Match | No Match |  | No Match |  | 166274 | 141000 | [14 empty] | Non Federally-Regulated | 08/17/1983 |  | 12/08/1986
BDP Co. | Day & Night | 585CP060150X | Natural Gas | No Match | False | True | 1 |  | Horizontal | No Match | No Match | No Match | No Match | No Match |  | No Match |  | 120000 | 90000 | 2195 | 1275 | 110298 | 1326 | 68.5 | [8 empty] | 325 | Non Federally-Regulated | 04/02/1981 |  | 10/13/1981
Rheem Sales Company, Inc. | Rheem | RRAB-08E42JR | Natural Gas | No Match | False | True | 1 |  | Horizontal | No Match | No Match | No Match | No Match | No Match |  | No Match |  | 80000 | 61000 |  |  | 91869 | 808 | 66.7 | [8 empty] | 5 | Non Federally-Regulated | 10/13/1981 |  | 03/11/1982
Luxaire | Moncrief | GCH076FF | Natural Gas | No Match | False | False | 1 |  | Horizontal | No Match | No Match | No Match | No Match | No Match |  | No Match |  | 76000 | 59508 | 1190 | 700 | 72172 | 527 | 73.3 | [8 empty] | 11 | Non Federally-Regulated | 10/13/1981 |  | 03/11/1982
Borg Warner | York | 18ECW045GA | Natural Gas | No Match | False | True | 1 |  | Horizontal | No Match | No Match | No Match | No Match | No Match |  | No Match |  | 45000 | 35550 | 930 | 665 | 53597 | 452 | 68.3 | [8 empty] | 5 | Non Federally-Regulated | 07/26/1982 |  | 08/17/1983
Rheem Sales Company, Inc. | Rheem | RRGE-07E30JKR | Natural Gas | No Match |  | True | 1 |  | Horizontal | No Match | No Match | No Match | No Match | No Match |  | No Match |  | 75000 | 58000 |  |  | 68960 | 555 | 78.5 | [8 empty] | 4 | Non Federally-Regulated | 01/15/1989 |  | 03/15/1989
Consolidated Industries Corp. | Pacific / Air | HAC060NF3R | LPG | No Match | False | False | 1 |  | Horizontal | No Match | No Match | No Match | No Match | No Match |  | No Match |  | 60533 | 50000 | [14 empty] | Non Federally-Regulated | 08/17/1983 |  | 12/08/1986
Magic Chef | Williams | EMG-60C4-4 | Natural Gas | No Match | False | False | 1 |  | Up | No Match | No Match | No Match | No Match | No Match |  | No Match |  | 60837 | 48000 | 1580 | [13 empty] | Non Federally-Regulated | 08/17/1983 |  | 12/08/1986
BDP Co. | Day & Night | 585CJ036125 | Natural Gas | No Match | False | True | 1 |  | Horizontal | No Match | No Match | No Match | No Match | No Match |  | No Match |  | 125000 | 96000 | 1450 | 1145 | 131546 | 1022 | 70.4 | [8 empty] | 325 | Non Federally-Regulated | 04/02/1981 |  | 10/13/1981
BDP Co. | Day & Night | 397GAY060125 | LPG | No Match | False | False | 1 |  | Up | No Match | No Match | No Match | No Match | No Match |  | No Match |  | 125000 | 98000 | 2110 | 1543 | 116096 | 773 | 80.5 | [8 empty] | 11 | Non Federally-Regulated | 10/13/1981 |  | 03/11/1982
Magic Chef | Airease | EG6B60DC60-* | Natural Gas | No Match |  | False | 1 |  | Up | No Match | No Match | No Match | No Match | No Match |  | No Match |  | 60000 | 53000 | 1920 | 1000 | 61020 | 671 | 87.3 | [8 empty] | 2 | Non Federally-Regulated | 12/08/1986 |  | 06/29/1987
Schneider Electric (Square D Wiring Devices) | Sun Dial | GHB100D-21E | Natural Gas | No Match | False | True | 1 |  | Horizontal | No Match | No Match | No Match | No Match | No Match |  | No Match |  | 100000 | 70000 |  |  | 99133 | 701 | 62.2 | [8 empty] | 2 | Non Federally-Regulated | 07/26/1982 |  | 08/17/1983
Snyder General Corp. | Comfortmaker | *GDE113A020-IN | Natural Gas | No Match |  | False | 1 |  | Down | No Match | No Match | No Match | No Match | No Match |  | No Match |  | 113000 | 91000 | 1935 | 1420 | 103864 | 676 | 74.9 | [8 empty] | 3 | Non Federally-Regulated | 06/29/1987 |  | 01/15/1989
Luxaire | Westinghouse Electric | FGHY080AAN | LPG | No Match | False | True | 1 |  | Horizontal | No Match | No Match | No Match | No Match | No Match |  | No Match |  | 80000 | 63440 | 946 | 752 | 86336 | 940 | 69.1 | [8 empty] | 2 | Non Federally-Regulated | 10/13/1981 |  | 03/11/1982
Sunbeam Air Conditioning | Sunbeam Air Conditioning | 222*180-3*J-*3 | Natural Gas | No Match |  | True | 3 |  | Down | No Match | No Match | No Match | No Match | No Match |  | No Match |  | 350000 | 280000 | 6000 | 5250 | 322350 | 2528 | 77.8 | [8 empty] | 4 | Non Federally-Regulated | 06/29/1987 |  | 01/27/1988
Rheem Sales Company, Inc. | Rheem | RRGE-05N18JKR | Natural Gas | No Match |  | True | 1 |  | Horizontal | No Match | No Match | No Match | No Match | No Match |  | No Match |  | 50000 | 39000 |  |  | 49568 | 345 | 78.2 | [8 empty] | 4 | Non Federally-Regulated | 06/29/1987 |  | 01/27/1988
Luxaire | Fraser Johnston | 24ECW080GA | Natural Gas | No Match | False | True | 1 |  | Horizontal | No Match | No Match | No Match | No Match | No Match |  | No Match |  | 80000 | 64320 |  |  | 85783 | 432 | 70 | [8 empty] | 5 | Non Federally-Regulated | 04/02/1981 |  | 10/13/1981
Snyder General Corp. | Comfortmaker | *PGHA042H075-IM-** | Natural Gas | No Match |  | True | 1 |  | Horizontal | No Match | No Match | No Match | No Match | No Match |  | No Match |  | 75000 | 56000 |  |  | 60783 | 318 | 77.3 | [8 empty] | 15 | Non Federally-Regulated | 06/29/1987 |  | 01/27/1988
Snyder General Corp. | Comfortmaker | *GDA080A016-IL | LPG | No Match |  | False | 1 |  | Down | No Match | No Match | No Match | No Match | No Match |  | No Match |  | 80000 | 64000 | 1670 | 1190 | 76550 | 558 | 81.2 | [8 empty] | 3 | Non Federally-Regulated | 06/29/1987 |  | 01/15/1989
Heil Quaker | Heil | NUGB125AF** | Natural Gas | No Match | False | False | 1 |  | Up | No Match | No Match | No Match | No Match | No Match |  | No Match |  | 125161 | 97000 | 1160 | [13 empty] | Non Federally-Regulated | 08/17/1983 |  | 12/08/1986
BDP Co. | Day & Night | 396GAY036075 | LPG | No Match | False | False | 1 |  | Down | No Match | No Match | No Match | No Match | No Match |  | No Match |  | 75521 | 58000 | 1255 | [13 empty] | Non Federally-Regulated | 08/17/1983 |  | 12/08/1986
Ducane | Heil Quaker | NRGF60FDH**(A) | LPG | No Match |  | True | 1 |  | Horizontal | No Match | No Match | No Match | No Match | No Match |  | No Match |  | 80000 | 65700 | 1775 | 1550 | 74336 | 1034 | 82.4 | [8 empty] | 6 | Non Federally-Regulated | 01/27/1988 |  | 01/15/1989
Arkla Industries, Inc. | Arkla | RT 42-125-31C | Natural Gas | No Match | False | True | 1 |  | Horizontal | No Match | No Match | No Match | No Match | No Match |  | No Match |  | 125000 | 96250 | 1500 | 1000 | 106383 | 881 | 72.4 | [9 empty] | Non Federally-Regulated | 07/26/1982 |  | 08/17/1983
Borg Warner | Fraser Johnston | FCU100MAPA | LPG | No Match | False | False | 1 |  | Up | No Match | No Match | No Match | No Match | No Match |  | No Match |  | 99476 | 76000 | [14 empty] | Non Federally-Regulated | 08/17/1983 |  | 12/08/1986
Heil Quaker | Whirlpool | NUGF080AF01* | Natural Gas | No Match | False | False | 1 |  | Up | No Match | No Match | No Match | No Match | No Match |  | No Match |  | 80000 | 60000 | 1360 | 900 | 80083 | 511 | 77.8 | [8 empty] | 6 | Non Federally-Regulated | 04/02/1981 |  | 03/11/1982
Rheem Sales Company, Inc. | Heat Controller | TGR-24-1F-50 | Natural Gas | No Match |  | True | 1 |  | Horizontal | No Match | No Match | No Match | No Match | No Match |  | No Match |  | 50000 | 39000 |  |  | 49568 | 345 | 78.2 | [8 empty] | 4 | Non Federally-Regulated | 01/27/1988 |  | 01/15/1989
Lennox Industries Inc. | Lennox | G11E-200V-4 | Natural Gas | No Match | False | False | 1 |  | Up | No Match | No Match | No Match | No Match | No Match |  | No Match |  | 200000 | 152000 | 2200 | 1400 | [11 empty] | 3 | Non Federally-Regulated | 03/11/1982 |  | 07/26/1982
Ducane | Heil Quaker | NULK075DG** | LPG | No Match |  | False | 1 |  | Up | No Match | No Match | No Match | No Match | No Match |  | No Match |  | 75000 | 67875 | 1500 | 1360 | 68443 | 574 | 90.3 | [8 empty] | 2 | Non Federally-Regulated | 01/27/1988 |  | 01/15/1989
Carrier Corp. | Payne | 585JJ036125 | Natural Gas | No Match |  | True | 1 |  | Horizontal | No Match | No Match | No Match | No Match | No Match |  | No Match |  | 125000 | 97000 | 1475 | 1160 | 124629 | 695 | 75.2 | [8 empty] | 3 | Non Federally-Regulated | 03/15/1989 |  | 10/10/1989
Ducane | Fraser Johnston | P2HSD19N08001A | Natural Gas | No Match | False | False | 1 |  | Horizontal | No Match | No Match | No Match | No Match | No Match |  | No Match |  | 80000 | 62000 | 1970 | 800 | 887043 | 707 | 69.5 | [8 empty] | 5 | Non Federally-Regulated | 07/26/1982 |  | 08/17/1983
Climate Control / Snyder General | Climate Control | BPGHA048G100-L | LPG | No Match |  | True | 1 |  | Horizontal | No Match | No Match | No Match | No Match | No Match |  | No Match |  | 100000 | 74000 |  |  | 80919 | 408 | 77.4 | [8 empty] | 15 | Non Federally-Regulated | 12/08/1986 |  | 06/29/1987
Snyder General Corp. | McQuay | *PGDA036G075-IL-** | LPG | No Match |  | True | 1 |  | Down | No Match | No Match | No Match | No Match | No Match |  | No Match |  | 75000 | 59000 |  |  | 58465 | 331 | 80 | [8 empty] | 15 | Non Federally-Regulated | 01/27/1988 |  | 01/15/1989
Rheem Sales Company, Inc. | Rheem | RGEA-10EC-** | LPG | No Match |  | False | 1 |  | Up | No Match | No Match | No Match | No Match | No Match |  | No Match |  | 100000 | 92000 |  |  | 86889 | 771 | 89.1 | [8 empty] | 4 | Non Federally-Regulated | 12/08/1986 |  | 01/15/1989
Daikin Comfort Technologies Manufacturing, L.P. | Janitrol / GMC | GUN100-4 | Natural Gas | No Match |  | False | 1 |  | Up | No Match | No Match | No Match | No Match | No Match |  | No Match |  | 100000 | 92000 |  |  | 93774 | 956 | 92.3 | [9 empty] | Non Federally-Regulated | 01/15/1989 |  | 10/10/1989
York International | Fraser Johnston | DBUC-F060N100 | Natural Gas | No Match |  | True | 1 |  | Horizontal | No Match | No Match | No Match | No Match | No Match |  | No Match |  | 100000 | 82000 | 2199 | 2045 | 91859 | 1047 | 78 | [8 empty] | 58 | Non Federally-Regulated | 03/15/1989 |  | 10/10/1989
BDP Co. | Day & Night | 394GAW024050 | LPG | No Match | False | False | 1 |  | Up | No Match | No Match | No Match | No Match | No Match |  | No Match |  | 50000 | 36000 | 815 | 673 | 53983 | 644 | 70.1 | [8 empty] | 5 | Non Federally-Regulated | 07/26/1982 |  | 08/17/1983
Rheem Sales Company, Inc. | Rheem | RRGF-150075C | Natural Gas | No Match |  | True | 1 |  | Horizontal | No Match | No Match | No Match | No Match | No Match |  | No Match |  | 150000 | 123000 |  |  | 130116 | 1378 | 82.5 | [8 empty] | 6 | Non Federally-Regulated | 12/08/1986 |  | 06/29/1987
Trane U.S. Inc. | American Standard, Inc. | BYC200G3LOCA | Natural Gas | No Match |  | True | 3 |  | Down | No Match | No Match | No Match | No Match | No Match |  | No Match |  | 240000 | 182160 | 4900 | 7200 | 215311 | 3125 | 76.8 | [8 empty] | 0 | Non Federally-Regulated | 01/15/1989 |  | 03/15/1989
BDP Co. | Carrier | 58SE075-1 | Natural Gas | No Match | False | False | 1 |  | Up | No Match | No Match | No Match | No Match | No Match |  | No Match |  | 75000 | 59000 |  |  | 76995 | 384 | 71.1 | [8 empty] | 5 | Non Federally-Regulated | 04/02/1981 |  | 10/13/1981
Heil Quaker | Dayton | 3E281* | Natural Gas | No Match | False | False | 1 |  | Up | No Match | No Match | No Match | No Match | No Match |  | No Match |  | 130000 | 98000 | 1550 | 1260 | 120920 | 757 | 77.3 | [8 empty] | 6 | Non Federally-Regulated | 07/26/1982 |  | 08/17/1983
York International | Luxaire | DACC-W048N073B | Natural Gas | No Match |  | True | 1 |  | Horizontal | No Match | No Match | No Match | No Match | No Match |  | No Match |  | 73500 | 59000 | 1720 | 1560 | 55559 | 892 | 81 | [9 empty] | Non Federally-Regulated | 01/27/1988 |  | 01/15/1989
Magic Chef | Airease | EMG66R-80D2C5-2 | Natural Gas | No Match | False | False | 1 |  | Up | No Match | No Match | No Match | No Match | No Match |  | No Match |  | 80000 | 64000 | 1990 | 1400 | 90502 | 798 | 66.6 | [8 empty] | 19 | Non Federally-Regulated | 04/02/1981 |  | 08/17/1983
Luxaire | Luxaire | FCU080RANA | Natural Gas | No Match | False | False | 1 |  | Up | No Match | No Match | No Match | No Match | No Match |  | No Match |  | 80000 | 58160 | 1440 | 1327 | 80432 | 465 | 67.5 | [8 empty] | 5 | Non Federally-Regulated | 03/11/1982 |  | 07/26/1982
Carrier Corp. | Carrier | 48NLT024300 | Natural Gas | No Match |  | True | 1 |  | Down | No Match | No Match | No Match | No Match | No Match |  | No Match |  | 40000 | 31000 |  |  | 38599 | 507 | 78.5 | [8 empty] | 3 | Non Federally-Regulated | 03/15/1989 |  | 10/10/1989
Carrier Corp. | Payne | 580AP036080 | Natural Gas | No Match |  | True | 1 |  | Horizontal | No Match | No Match | No Match | No Match | No Match |  | No Match |  | 80000 | 62000 |  |  | 79165 | 562 | 78.5 | [8 empty] | 3 | Non Federally-Regulated | 03/15/1989 |  | 10/10/1989
Heil Quaker | Heil | NUGB060AG** | Natural Gas | No Match | False | False | 1 |  | Up | No Match | No Match | No Match | No Match | No Match |  | No Match |  | 60000 | 46000 | 1360 | 900 | 57658 | 690 | 79.2 | [8 empty] | 6 | Non Federally-Regulated | 07/26/1982 |  | 08/17/1983
Carrier Corp. | Day & Night | 394JAW036065 | LPG | No Match |  | False | 1 |  | Up | No Match | No Match | No Match | No Match | No Match |  | No Match |  | 80000 | 64000 |  |  | 80957 | 790 | 75.8 | [8 empty] | 5 | Non Federally-Regulated | 12/08/1986 |  | 01/27/1988
Rheem Sales Company, Inc. | Rheem | RGAA-10KC | Natural Gas | No Match | False | False | 1 |  | Up | No Match | No Match | No Match | No Match | No Match |  | No Match |  | 100000 | 75000 |  |  | 91256 | 685 | 67.6 | [8 empty] | 4 | Non Federally-Regulated | 04/02/1981 |  | 08/17/1983
BDP Co. | Payne | 585CP042100 | Natural Gas | No Match | False | True | 1 |  | Horizontal | No Match | No Match | No Match | No Match | No Match |  | No Match |  | 100000 | 75000 | 1670 | 1310 | 87245 | 774 | 70.4 | [8 empty] | 325 | Non Federally-Regulated | 04/02/1981 |  | 10/13/1981
BDP Co. | Carrier | 48GH06030, 31 | LPG | No Match | False | True | 1 |  | Horizontal | No Match | No Match | No Match | No Match | No Match |  | No Match |  | 125000 | 90000 | 1930 | 1625 | 111633 | 1058 | 68.5 | [8 empty] | 325 | Non Federally-Regulated | 04/02/1981 |  | 10/13/1981
BDP Co. | Carrier | 48GL06060, 61 | LPG | No Match | False | True | 1 |  | Horizontal | No Match | No Match | No Match | No Match | No Match |  | No Match |  | 100000 | 75000 | 2160 | 1575 | 88162 | 1076 | 68.5 | [8 empty] | 325 | Non Federally-Regulated | 04/02/1981 |  | 10/13/1981
Borg Warner | Moncrief | 60ECW096WA | LPG | No Match | False | True | 1 |  | Horizontal | No Match | No Match | No Match | No Match | No Match |  | No Match |  | 96000 | 74016 | 2030 | 1890 | 87764 | 603 | 70 | [8 empty] | 5 | Non Federally-Regulated | 07/26/1982 |  | 08/17/1983
Rheem Sales Company, Inc. | Arcoaire | AGUC045A014-M | Natural Gas | No Match |  | False | 1 |  | Up | No Match | No Match | No Match | No Match | No Match |  | No Match |  | 45000 | 43000 |  |  | 49388 | 862 | 91.6 | [8 empty] | 4 | Non Federally-Regulated | 01/27/1988 |  | 10/10/1989
Luxaire | Luxaire | GCH095HF | Natural Gas | No Match | False | False | 1 |  | Horizontal | No Match | No Match | No Match | No Match | No Match |  | No Match |  | 95000 | 72390 | 1500 | 1170 | 91119 | 971 | 67.9 | [8 empty] | 5 | Non Federally-Regulated | 03/11/1982 |  | 07/26/1982
Rheem Sales Company, Inc. | Rheem | RGGC-08KAC | Natural Gas | No Match | False | False | 1 |  | Up | No Match | No Match | No Match | No Match | No Match |  | No Match |  | 80000 | 61000 |  |  | 90612 | 462 | 69 | [8 empty] | 3 | Non Federally-Regulated | 04/02/1981 |  | 08/17/1983
Snyder General Corp. | Comfortmaker | *PGH*060H075*I*** | Natural Gas | No Match |  | True | 1 |  | Horizontal | No Match | No Match | No Match | No Match | No Match |  | No Match |  | 75000 | 56000 |  |  | 60783 | 318 | 77.3 | [8 empty] | 15 | Non Federally-Regulated | 03/15/1989 |  | 10/10/1989
Rheem Sales Company, Inc. | Heat Controller | TGR120-3F-250K | Natural Gas | No Match |  | True | 3 |  | Down | No Match | No Match | No Match | No Match | No Match |  | No Match |  | 250000 | 199491 |  |  | 250851 | 2519 | 79.6 | [8 empty] | 6 | Non Federally-Regulated | 01/15/1989 |  | 03/15/1989
Heil Quaker | Sears | 867.81513*(A) | LPG | No Match |  | True | 1 |  | Horizontal | No Match | No Match | No Match | No Match | No Match |  | No Match |  | 60000 | 49920 | 1490 | 1055 | 56307 | 831 | 79.7 | [8 empty] | 6 | Non Federally-Regulated | 01/15/1989 |  | 03/15/1989
Luxaire | Montgomery Ward | 24ECW080GA | LPG | No Match | False | True | 1 |  | Horizontal | No Match | No Match | No Match | No Match | No Match |  | No Match |  | 80000 | 64320 |  |  | 85783 | 432 | 70 | [8 empty] | 5 | Non Federally-Regulated | 10/13/1981 |  | 03/11/1982
York International | York | D1CG102N16525 | Natural Gas | No Match |  | True | 1 |  | Horizontal | No Match | No Match | No Match | No Match | No Match |  | No Match |  | 204000 | 161000 | 3300 | 2600 | 193091 | 2500 | 80 | [8 empty] | 58 | Non Federally-Regulated | 03/15/1989 |  | 10/10/1989
Amana Refrigeration, Inc. | Amana | GSI115A50 | Natural Gas | No Match |  | False | 1 |  | Horizontal | No Match | No Match | No Match | No Match | No Match |  | No Match |  | 115000 | 93000 |  |  | 98613 | 759 | 78.4 | [9 empty] | Non Federally-Regulated | 06/29/1987 |  | 10/10/1989
Luxaire | Westinghouse Electric | IE060SCRON | Natural Gas | No Match | False | True | 1 |  | Horizontal | No Match | No Match | No Match | No Match | No Match |  | No Match |  | 96000 | 74016 | 2030 | 1890 | 87764 | 603 | 70.3 | [8 empty] | 5 | Non Federally-Regulated | 10/13/1981 |  | 03/11/1982
Luxaire | Luxaire | GCH133MF | Natural Gas | No Match | False | False | 1 |  | Horizontal | No Match | No Match | No Match | No Match | No Match |  | No Match |  | 133000 | 100814 |  |  | 141817 | 592 | 63.5 | [8 empty] | 2 | Non Federally-Regulated | 03/11/1982 |  | 07/26/1982
Magic Chef | Magic Chef | ENG6D40DC24-* | Natural Gas | No Match |  | False | 1 |  | Up | No Match | No Match | No Match | No Match | No Match |  | No Match |  | 40000 | 32000 | 840 |  | 40345 | 332 | 74.6 | [8 empty] | 2 | Non Federally-Regulated | 06/29/1987 |  | 01/15/1989
Rheem Sales Company, Inc. | Rheem | RRAB-04E18BR | Natural Gas | No Match | False | True | 1 |  | Horizontal | No Match | No Match | No Match | No Match | No Match |  | No Match |  | 40000 | 31000 |  |  | 44182 | 317 | 70.4 | [8 empty] | 5 | Non Federally-Regulated | 07/26/1982 |  | 08/17/1983
Rheem Sales Company, Inc. | Arcoaire | APGHA060G125-M | Natural Gas | No Match |  | True | 1 |  | Horizontal | No Match | No Match | No Match | No Match | No Match |  | No Match |  | 125000 | 93000 |  |  | 80919 | 522 | 76.1 | [8 empty] | 15 | Non Federally-Regulated | 12/08/1986 |  | 06/29/1987
BDP Co. | Carrier | 48KL018300BE | Natural Gas | No Match | False | True | 1 |  | Horizontal | No Match | No Match | No Match | No Match | No Match |  | No Match |  | 39541 | 31000 | 630 | [13 empty] | Non Federally-Regulated | 08/17/1983 |  | 12/08/1986
Luxaire | Fraser Johnston | 140HCDAC | Natural Gas | No Match | False | True | 1 |  | Horizontal | No Match | No Match | No Match | No Match | No Match |  | No Match |  | 140000 | 106680 | 1580 | 1505 | 135710 | 1394 | 69.1 | [8 empty] | 2 | Non Federally-Regulated | 10/13/1981 |  | 03/11/1982
Rheem Sales Company, Inc. | Arcoaire | *PGHA042H100-IM-** | Natural Gas | No Match |  | True | 1 |  | Horizontal | No Match | No Match | No Match | No Match | No Match |  | No Match |  | 100000 | 74000 |  |  | 80919 | 408 | 77.4 | [8 empty] | 15 | Non Federally-Regulated | 01/27/1988 |  | 01/15/1989
Rheem Sales Company, Inc. | Arcoaire | *PGHA042H100-IL-** | LPG | No Match |  | True | 1 |  | Horizontal | No Match | No Match | No Match | No Match | No Match |  | No Match |  | 100000 | 74000 |  |  | 80919 | 408 | 77.4 | [8 empty] | 15 | Non Federally-Regulated | 01/27/1988 |  | 01/15/1989
Snyder General Corp. | Arcoaire | *PGDA048H075-N** | Natural Gas | No Match |  | True | 1 |  | Down | No Match | No Match | No Match | No Match | No Match |  | No Match |  | 75000 | 59000 |  |  | 58465 | 331 | 80.2 | [8 empty] | 15 | Non Federally-Regulated | 12/08/1986 |  | 06/29/1987
Climate Control / Snyder General | Climate Control | BGUA060A012-L | LPG | No Match |  | False | 1 |  | Up | No Match | No Match | No Match | No Match | No Match |  | No Match |  | 60000 | 50000 | 1195 | 930 | 55092 | 383 | 83.4 | [9 empty] | Non Federally-Regulated | 12/08/1986 |  | 06/29/1987
Heil Quaker | Whirlpool | WUGF055AD** | Natural Gas | No Match | False | False | 1 |  | Up | No Match | No Match | No Match | No Match | No Match |  | No Match |  | 54377 | 41000 | 820 | [13 empty] | Non Federally-Regulated | 08/17/1983 |  | 12/08/1986
Luxaire | Luxaire | 24ECW080GA | Natural Gas | No Match | False | True | 1 |  | Horizontal | No Match | No Match | No Match | No Match | No Match |  | No Match |  | 80000 | 64320 |  |  | 85783 | 432 | 70 | [8 empty] | 5 | Non Federally-Regulated | 10/13/1981 |  | 03/11/1982
Heil Quaker | Whirlpool | NDGF060AH** | Natural Gas | No Match | False | False | 1 |  | Down | No Match | No Match | No Match | No Match | No Match |  | No Match |  | 59494 | 47000 | 1600 | [13 empty] | Non Federally-Regulated | 08/17/1983 |  | 12/08/1986
York International | York | P1UDD12P09501A | LPG | No Match |  | False | 1 |  | Up | No Match | No Match | No Match | No Match | No Match |  | No Match |  | 100000 | 93000 | 1255 | 955 | 84634 | 517 | 92.2 | [8 empty] | 5 | Non Federally-Regulated | 03/15/1989 |  | 10/10/1989
Luxaire | Fraser Johnston | GCH133MF | Natural Gas | No Match | False | True | 1 |  | Horizontal | No Match | No Match | No Match | No Match | No Match |  | No Match |  | 133000 | 100814 |  |  | 147974 | 599 | 65.5 | [8 empty] | 2 | Non Federally-Regulated | 04/02/1981 |  | 10/13/1981
Luxaire | Luxaire | 80CE30BNL | Natural Gas | No Match | False | False | 1 |  | Up | No Match | No Match | No Match | No Match | No Match |  | No Match |  | 80000 | 60640 | 965 | 770 | 89675 | 732 | 70.3 | [8 empty] | 5 | Non Federally-Regulated | 03/11/1982 |  | 07/26/1982
Borg Warner | York | 42ECW080GB | LPG | No Match | False | True | 1 |  | Horizontal | No Match | No Match | No Match | No Match | No Match |  | No Match |  | 80000 | 64000 | 1275 | 995 | 88335 | 592 | 70 | [8 empty] | 5 | Non Federally-Regulated | 07/26/1982 |  | 08/17/1983
Consolidated Industries Corp. | Pacific / Air | HAC120NF5R | LPG | No Match | False | False | 1 |  | Horizontal | No Match | No Match | No Match | No Match | No Match |  | No Match |  | 119898 | 94000 | [14 empty] | Non Federally-Regulated | 08/17/1983 |  | 12/08/1986
Ducane | Borg Warner | P2HSD15N06001A | Natural Gas | No Match | False | False | 1 |  | Horizontal | No Match | No Match | No Match | No Match | No Match |  | No Match |  | 58673 | 46000 | 1540 | [13 empty] | Non Federally-Regulated | 08/17/1983 |  | 12/08/1986
BDP Co. | Payne | 394GAW036040 | LPG | No Match | False | False | 1 |  | Up | No Match | No Match | No Match | No Match | No Match |  | No Match |  | 40000 | 29000 | 1170 | 740 | 41706 | 538 | 72.4 | [8 empty] | 5 | Non Federally-Regulated | 07/26/1982 |  | 08/17/1983
Rheem Sales Company, Inc. | Weatherking | GDWHE100B-D5 | Natural Gas | No Match |  | False | 1 |  | Down | No Match | No Match | No Match | No Match | No Match |  | No Match |  | 100000 | 80000 |  |  | 97404 | 804 | 79.4 | [8 empty] | 4 | Non Federally-Regulated | 01/15/1989 |  | 10/10/1989
Rheem Sales Company, Inc. | Ruud | URGF-12E42CL* | Natural Gas | No Match |  | True | 1 |  | Horizontal | No Match | No Match | No Match | No Match | No Match |  | No Match |  | 125000 | 97000 |  |  | 118278 | 835 | 78.8 | [8 empty] | 4 | Non Federally-Regulated | 01/27/1988 |  | 01/15/1989
Rheem Sales Company, Inc. | Ruud | UGNC-08KA | Natural Gas | No Match | False | False | 1 |  | Down | No Match | No Match | No Match | No Match | No Match |  | No Match |  | 80000 | 63000 |  |  | 87000 | 624 | 71.2 | [8 empty] | 4 | Non Federally-Regulated | 03/11/1982 |  | 08/17/1983
John Zink | Magic Chef | RCG-0601-23-0951-CT | Natural Gas | No Match | False | True | 1 |  | Horizontal | No Match | No Match | No Match | No Match | No Match |  | No Match |  | 95000 | 73150 | 2200 | [13 empty] | Non Federally-Regulated | 08/17/1983 |  | 12/08/1986
Climate Control / Snyder General | Climate Control | *PGDA024G075-M** | Natural Gas | No Match |  | True | 1 |  | Down | No Match | No Match | No Match | No Match | No Match |  | No Match |  | 75000 | 59000 |  |  | 58465 | 331 | 80.2 | [8 empty] | 15 | Non Federally-Regulated | 12/08/1986 |  | 06/29/1987
Daikin Comfort Technologies Manufacturing, L.P. | Janitrol / GMC | GUN060-3 | Natural Gas | No Match |  | False | 1 |  | Up | No Match | No Match | No Match | No Match | No Match |  | No Match |  | 60000 | 55000 |  |  | 56928 | 833 | 93.2 | [9 empty] | Non Federally-Regulated | 01/15/1989 |  | 10/10/1989
Carrier Corp. | Day & Night | 585JP042125 | Natural Gas | No Match |  | True | 1 |  | Horizontal | No Match | No Match | No Match | No Match | No Match |  | No Match |  | 125000 | 94000 | 1800 | 1195 | 123831 | 871 | 75.2 | [8 empty] | 3 | Non Federally-Regulated | 01/15/1989 |  | 03/15/1989
Ducane | Heil Quaker | NRGF48FDB**(A) | LPG | No Match |  | True | 1 |  | Horizontal | No Match | No Match | No Match | No Match | No Match |  | No Match |  | 80000 | 65700 | 1775 | 1550 | 74336 | 1034 | 82.4 | [8 empty] | 6 | Non Federally-Regulated | 01/27/1988 |  | 01/15/1989
Heil Quaker | Whirlpool | NUGB050AD** | Natural Gas | No Match | False | False | 1 |  | Up | No Match | No Match | No Match | No Match | No Match |  | No Match |  | 50125 | 40000 | 775 | [13 empty] | Non Federally-Regulated | 08/17/1983 |  | 12/08/1986
Rheem Sales Company, Inc. | Ruud | UGVB-11NA-JR | Natural Gas | No Match |  | False | 1 |  | Horizontal | No Match | No Match | No Match | No Match | No Match |  | No Match |  | 110000 | 86000 |  |  | 97851 | 933 | 78 | [8 empty] | 4 | Non Federally-Regulated | 01/15/1989 |  | 10/10/1989
Snyder General Corp. | McQuay | *PGDA036G075-IM-* | Natural Gas | No Match |  | True | 1 |  | Down | No Match | No Match | No Match | No Match | No Match |  | No Match |  | 75000 | 59000 |  |  | 58465 | 331 | 80 | [8 empty] | 15 | Non Federally-Regulated | 01/27/1988 |  | 01/15/1989
Amana Refrigeration, Inc. | Amana | EPCG4815-3C (A) | Natural Gas | No Match | False | True | 1 |  | Horizontal | No Match | No Match | No Match | No Match | No Match |  | No Match |  | 128538 | 109000 | [14 empty] | Non Federally-Regulated | 08/17/1983 |  | 12/08/1986
Luxaire | Moncrief | 80CE36BNL | Natural Gas | No Match | False | False | 1 |  | Up | No Match | No Match | No Match | No Match | No Match |  | No Match |  | 80000 | 61600 | 1130 | 805 | 87556 | 768 | 70.3 | [8 empty] | 5 | Non Federally-Regulated | 03/11/1982 |  | 07/26/1982
BDP Co. | Payne | 585EP060125 | Natural Gas | No Match | False | True | 1 |  | Horizontal | No Match | No Match | No Match | No Match | No Match |  | No Match |  | 99490 | 78000 | 2285 | [13 empty] | Non Federally-Regulated | 08/17/1983 |  | 12/08/1986
Snyder General Corp. | McQuay | *PGHA036H100-IL-** | LPG | No Match |  | True | 1 |  | Horizontal | No Match | No Match | No Match | No Match | No Match |  | No Match |  | 100000 | 74000 |  |  | 81521 | 327 | 77.2 | [8 empty] | 15 | Non Federally-Regulated | 06/29/1987 |  | 01/27/1988
John Zink | Magic Chef | RBG-1802-23-2802-JC | Natural Gas | No Match | False | True | 3 |  | Horizontal | No Match | No Match | No Match | No Match | No Match |  | No Match |  | 280000 | 224000 | 6000 | [13 empty] | Non Federally-Regulated | 08/17/1983 |  | 12/08/1986
Rheem Sales Company, Inc. | Rheem | RGGC-14ECB | Natural Gas | No Match | False | False | 1 |  | Up | No Match | No Match | No Match | No Match | No Match |  | No Match |  | 140000 | 106000 |  |  | 135326 | 806 | 69 | [8 empty] | 4 | Non Federally-Regulated | 04/02/1981 |  | 08/17/1983
Carrier Corp. | Carrier | 48BL004-BC | Natural Gas | No Match | False | True | 1 |  | Horizontal | No Match | No Match | No Match | No Match | No Match |  | No Match |  | 80000 | 60800 | 1190 | 820 | 79000 | 725 | 66.5 | [8 empty] | 3 | Non Federally-Regulated | 04/02/1981 |  | 10/13/1981
Heil Quaker | Heil | NUGA075AD** | Natural Gas | No Match | False | False | 1 |  | Up | No Match | No Match | No Match | No Match | No Match |  | No Match |  | 75000 | 58000 | 900 | 650 | 70631 | 259 | 78.3 | [8 empty] | 6 | Non Federally-Regulated | 07/26/1982 |  | 08/17/1983
Lennox Industries Inc. | Lennox | RVZ1-205-350,352 | Natural Gas | No Match | False | True | 3 |  | Horizontal | No Match | No Match | No Match | No Match | No Match |  | No Match |  | 350000 | 262500 | 10000 | 6000 | [11 empty] | 20 | Non Federally-Regulated | 04/02/1981 |  | 10/13/1981
Rheem Sales Company, Inc. | Rheem | RRGE-05N18JKR | Natural Gas | No Match |  | True | 1 |  | Horizontal | No Match | No Match | No Match | No Match | No Match |  | No Match |  | 50000 | 39000 |  |  | 49568 | 345 | 78.2 | [8 empty] | 4 | Non Federally-Regulated | 01/15/1989 |  | 03/15/1989
Borg Warner | Fraser Johnston | GCU137TF | Natural Gas | No Match | False | False | 1 |  | Up | No Match | No Match | No Match | No Match | No Match |  | No Match |  | 137150 | 103000 | 1760 | [13 empty] | Non Federally-Regulated | 08/17/1983 |  | 12/08/1986
Consolidated Industries Corp. | Amana | GSE60DM-4 | LPG | No Match | False | True | 1 |  | Horizontal | No Match | No Match | No Match | No Match | No Match |  | No Match |  | 55199 | 43000 | [14 empty] | Non Federally-Regulated | 08/17/1983 |  | 12/08/1986
Rheem Sales Company, Inc. | Heat Controller | GZD-A60-D3.5NX | Natural Gas | No Match |  | False | 1 |  | Down | No Match | No Match | No Match | No Match | No Match |  | No Match |  | 60000 | 56000 |  |  | 49192 | 623 | 93.3 | [8 empty] | 4 | Non Federally-Regulated | 03/15/1989 |  | 10/10/1989
Rheem Sales Company, Inc. | Ruud | UGAC-12EA | Natural Gas | No Match | False | False | 1 |  | Up | No Match | No Match | No Match | No Match | No Match |  | No Match |  | 125000 | 96000 |  |  | 132198 | 1033 | 70 | [8 empty] | 3 | Non Federally-Regulated | 04/02/1981 |  | 08/17/1983
Luxaire | Luxaire | 24ECW060GA | LPG | No Match | False | True | 1 |  | Horizontal | No Match | No Match | No Match | No Match | No Match |  | No Match |  | 60000 | 47400 | 930 | 675 | 65575 | 600 | 70 | [8 empty] | 5 | Non Federally-Regulated | 04/02/1981 |  | 10/13/1981
Luxaire | Westinghouse Electric | FGCF100LAN | Natural Gas | No Match | False | False | 1 |  | Down | No Match | No Match | No Match | No Match | No Match |  | No Match |  | 100000 | 78700 |  |  | 103354 | 688 | 75 | [8 empty] | 8 | Non Federally-Regulated | 04/02/1981 |  | 10/13/1981
Luxaire | Westinghouse Electric | 120HCDAC | LPG | No Match | False | True | 1 |  | Horizontal | No Match | No Match | No Match | No Match | No Match |  | No Match |  | 120000 | 92280 | 1565 | 1091 | 115120 | 780 | 69.1 | [8 empty] | 2 | Non Federally-Regulated | 04/02/1981 |  | 10/13/1981
Ducane | Heil Quaker | NULK125AK** | LPG | No Match |  | False | 1 |  | Up | No Match | No Match | No Match | No Match | No Match |  | No Match |  | 125000 | 109628 | 2010 | 1810 | 113265 | 1303 | 87.4 | [8 empty] | 2 | Non Federally-Regulated | 12/08/1986 |  | 01/15/1989
BDP Co. | Payne | 394GAW036050 | Natural Gas | No Match | False | False | 1 |  | Up | No Match | No Match | No Match | No Match | No Match |  | No Match |  | 50000 | 38000 | 1170 | 740 | 48403 | 499 | 79.2 | [8 empty] | 11 | Non Federally-Regulated | 10/13/1981 |  | 03/11/1982
Luxaire | Luxaire | 60ECW160UA | Natural Gas | No Match | False | True | 1 |  | Horizontal | No Match | No Match | No Match | No Match | No Match |  | No Match |  | 160000 | 123680 | 2020 | 1605 | 152846 | 1016 | 70 | [8 empty] | 5 | Non Federally-Regulated | 04/02/1981 |  | 10/13/1981
Heil Quaker | Whirlpool | NRGR10LN01C | Natural Gas | No Match |  | True | 3 |  | Horizontal | No Match | No Match | No Match | No Match | No Match |  | No Match |  | 270000 | 206800 |  |  | 258405 | 3140 | 76.4 | [8 empty] | 6 | Non Federally-Regulated | 12/08/1986 |  | 06/29/1987
Rheem Sales Company, Inc. | Arcoaire | PGE02404GAB | LPG | No Match | False | True | 1 |  | Horizontal | No Match | No Match | No Match | No Match | No Match |  | No Match |  | 39900 | 32000 | [14 empty] | Non Federally-Regulated | 08/17/1983 |  | 12/08/1986
Magic Chef | Johnson | 4A140-OH-3-5 | Natural Gas | No Match | False | True | 1 |  | Horizontal | No Match | No Match | No Match | No Match | No Match |  | No Match |  | 140000 | 105000 | 1850 | 1850 | 131871 | 659 | 68.2 | [8 empty] | 19 | Non Federally-Regulated | 07/26/1982 |  | 08/17/1983
Carrier Corp. | Payne | 376BAW060095 | Natural Gas | No Match |  | False | 1 |  | Horizontal | No Match | No Match | No Match | No Match | No Match |  | No Match |  | 114000 | 92000 |  |  | 95036 | 824 | 81.3 | [8 empty] | 5 | Non Federally-Regulated | 12/08/1986 |  | 01/27/1988
Heil Quaker | Heil | NDGF080AF** | Natural Gas | No Match | False | False | 1 |  | Down | No Match | No Match | No Match | No Match | No Match |  | No Match |  | 79365 | 60000 | 910 | [13 empty] | Non Federally-Regulated | 08/17/1983 |  | 12/08/1986
Borg Warner | York | 60ECW140GA | Natural Gas | No Match | False | True | 1 |  | Horizontal | No Match | No Match | No Match | No Match | No Match |  | No Match |  | 140000 | 108220 | 2140 | [13 empty] | Non Federally-Regulated | 08/17/1983 |  | 12/08/1986
Snyder General Corp. | Arcoaire | *PGDA060F075-N* | Natural Gas | No Match |  | True | 1 |  | Down | No Match | No Match | No Match | No Match | No Match |  | No Match |  | 75000 | 59000 |  |  | 58465 | 331 | 80.2 | [8 empty] | 15 | Non Federally-Regulated | 12/08/1986 |  | 06/29/1987
BDP Co. | Carrier | 48GH03630, 31 | LPG | No Match | False | True | 1 |  | Horizontal | No Match | No Match | No Match | No Match | No Match |  | No Match |  | 100000 | 75000 | 1450 | 1145 | 89208 | 866 | 68.5 | [8 empty] | 3 | Non Federally-Regulated | 10/13/1981 |  | 03/11/1982
Carrier Corp. | Payne | 580AN048080-B | Natural Gas | No Match |  | True | 1 |  | Horizontal | No Match | No Match | No Match | No Match | No Match |  | No Match |  | 80000 | 62000 |  |  | 77268 | 998 | 78.5 | [8 empty] | 3 | Non Federally-Regulated | 03/15/1989 |  | 10/10/1989
Magic Chef | Johnson | U100-2 | Natural Gas | No Match | False | False | 1 |  | Up | No Match | No Match | No Match | No Match | No Match |  | No Match |  | 106525 | 80000 | [14 empty] | Non Federally-Regulated | 08/17/1983 |  | 12/08/1986
Rheem Sales Company, Inc. | Ruud | URBD-08E48CT | LPG | No Match | False | True | 1 |  | Horizontal | No Match | No Match | No Match | No Match | No Match |  | No Match |  | 79404 | 64000 | [14 empty] | Non Federally-Regulated | 08/17/1983 |  | 12/08/1986
Rheem Sales Company, Inc. | Rheem | RRAB-04E18AT | LPG | No Match | False | True | 1 |  | Horizontal | No Match | No Match | No Match | No Match | No Match |  | No Match |  | 40000 | 31000 |  |  | 44182 | 317 | 70.4 | [8 empty] | 5 | Non Federally-Regulated | 10/13/1981 |  | 03/11/1982
York International | Fraser Johnston | PDHSD12N04001 | Natural Gas | No Match |  | False | 1 |  | Horizontal | No Match | No Match | No Match | No Match | No Match |  | No Match |  | 40000 | 30920 | 1220 | 740 | 40800 | 425 | 75.8 | [9 empty] | Non Federally-Regulated | 06/29/1987 |  | 01/27/1988
Heil Quaker | Sears | 867.81519*(B) | Natural Gas | No Match |  | True | 1 |  | Horizontal | No Match | No Match | No Match | No Match | No Match |  | No Match |  | 80000 | 65360 | 1490 | 1055 | 77903 | 853 | 78.1 | [8 empty] | 6 | Non Federally-Regulated | 01/27/1988 |  | 01/15/1989
Carrier Corp. | Payne | 580AE042080 | Natural Gas | No Match |  | True | 1 |  | Horizontal | No Match | No Match | No Match | No Match | No Match |  | No Match |  | 80000 | 61000 |  |  | 80004 | 585 | 77.5 | [8 empty] | 3 | Non Federally-Regulated | 01/15/1989 |  | 03/15/1989
Ducane | Luxaire | P2HFB15F15001A | Oil | No Match | False | False | 1 |  | Horizontal | No Match | No Match | No Match | No Match | No Match |  | No Match |  | 182390 | 145000 | 1530 | [13 empty] | Non Federally-Regulated | 08/17/1983 |  | 12/08/1986
BDP Co. | Day & Night | 394GAW060150 | LPG | No Match | False | False | 1 |  | Up | No Match | No Match | No Match | No Match | No Match |  | No Match |  | 150000 | 107000 | 2100 | 1851 | 133012 | 836 | 70.1 | [8 empty] | 5 | Non Federally-Regulated | 07/26/1982 |  | 08/17/1983
Rheem Sales Company, Inc. | Ruud | UGGC-12EC | Natural Gas | No Match | False | False | 1 |  | Up | No Match | No Match | No Match | No Match | No Match |  | No Match |  | 125000 | 95000 |  |  | 135185 | 902 | 68.8 | [8 empty] | 4 | Non Federally-Regulated | 04/02/1981 |  | 08/17/1983
Lennox Industries Inc. | Lennox | RVZ1-600-350,352 | Natural Gas | No Match | False | True | 3 |  | Horizontal | No Match | No Match | No Match | No Match | No Match |  | No Match |  | 350000 | 269500 | 18000 | [13 empty] | Non Federally-Regulated | 08/17/1983 |  | 12/08/1986
SJC Corp. | Frigiking Tappan | UI120D13 | Natural Gas | No Match | False | False | 1 |  | Up | No Match | No Match | No Match | No Match | No Match |  | No Match |  | 120000 | 90000 | 1360 | 1230 | 118563 | 581 | 65.8 | [9 empty] | Non Federally-Regulated | 04/02/1981 |  | 10/13/1981
Carrier Corp. | Carrier | 48NMT03030 | Natural Gas | No Match |  | True | 1 |  | Horizontal | No Match | No Match | No Match | No Match | No Match |  | No Match |  | 60000 | 46000 |  |  | 59546 | 556 | 77.5 | [8 empty] | 3 | Non Federally-Regulated | 03/15/1989 |  | 10/10/1989
Ducane | Lennox | GS11D2E-100-4NLT | Natural Gas | No Match | False | True | 1 |  | Horizontal | No Match | No Match | No Match | No Match | No Match |  | No Match |  | 100000 | 69000 | 1000 | 800 | 105135 | 904 | 58 | [8 empty] | 5 | Non Federally-Regulated | 10/13/1981 |  | 03/11/1982
Trane U.S. Inc. | American Standard, Inc. | TUN050A924A | Natural Gas | No Match |  | False | 1 |  | Up | No Match | No Match | No Match | No Match | No Match |  | No Match |  | 50000 | 38000 | 800 | 740 | 41100 | 320 | 75.3 | [8 empty] | 5 | Non Federally-Regulated | 03/15/1989 |  | 10/10/1989
Rheem Sales Company, Inc. | Rheem | RRAB-04E24AT | LPG | No Match | False | True | 1 |  | Horizontal | No Match | No Match | No Match | No Match | No Match |  | No Match |  | 40000 | 30000 |  |  | 45404 | 319 | 68.1 | [8 empty] | 5 | Non Federally-Regulated | 10/13/1981 |  | 03/11/1982
Rheem Sales Company, Inc. | Rheem | RGBC-12KCB | Natural Gas | No Match | False | False | 1 |  | Up | No Match | No Match | No Match | No Match | No Match |  | No Match |  | 125000 | 96000 |  |  | 136775 | 760 | 68.3 | [8 empty] | 4 | Non Federally-Regulated | 04/02/1981 |  | 10/13/1981
Magic Chef | Airease | EG83-75D2C2.5-5 | Natural Gas | No Match | False | False | 1 |  | Horizontal | No Match | No Match | No Match | No Match | No Match |  | No Match |  | 75000 | 57000 | 688 | 1090 | 81000 | 410 | 64.6 | [8 empty] | 2 | Non Federally-Regulated | 07/26/1982 |  | 08/17/1983
Rheem Sales Company, Inc. | Rheem | RRGE-10E36JKR | Natural Gas | No Match |  | True | 1 |  | Horizontal | No Match | No Match | No Match | No Match | No Match |  | No Match |  | 100000 | 76000 |  |  | 80594 | 610 | 76.9 | [8 empty] | 4 | Non Federally-Regulated | 03/15/1989 |  | 10/10/1989
Borg Warner | Luxaire | FCU060FAPA | LPG | No Match | False | False | 1 |  | Up | No Match | No Match | No Match | No Match | No Match |  | No Match |  | 60000 | 46000 | 1555 | 1300 | 63366 | 696 | 69.5 | [8 empty] | 5 | Non Federally-Regulated | 07/26/1982 |  | 08/17/1983
Rheem Sales Company, Inc. | Rheem | RGAC-18KA | Natural Gas | No Match | False | False | 1 |  | Up | No Match | No Match | No Match | No Match | No Match |  | No Match |  | 185000 | 140000 |  |  | 182020 | 1178 | 68.2 | [8 empty] | 3 | Non Federally-Regulated | 04/02/1981 |  | 03/11/1982
Carrier Corp. | Payne | 580AN060080 | Natural Gas | No Match |  | True | 1 |  | Horizontal | No Match | No Match | No Match | No Match | No Match |  | No Match |  | 80000 | 62000 |  |  | 75884 | 1317 | 78.5 | [8 empty] | 3 | Non Federally-Regulated | 03/15/1989 |  | 10/10/1989
Rheem Sales Company, Inc. | Arcoaire | DGHE100A020 | Natural Gas | No Match |  | False | 1 |  | Horizontal | No Match | No Match | No Match | No Match | No Match |  | No Match |  | 100000 | 77300 |  | 2010 | 97000 | 1077 | 75.8 | [9 empty] | Non Federally-Regulated | 06/29/1987 |  | 01/27/1988
Carrier Corp. | Day & Night | 585HE060100 | Natural Gas | No Match |  | True | 1 |  | Horizontal | No Match | No Match | No Match | No Match | No Match |  | No Match |  | 100000 | 75000 | 2285 | 1260 | 81611 | 669 | 75.7 | [8 empty] | 3 | Non Federally-Regulated | 01/15/1989 |  | 03/15/1989
Magic Chef | Johnson | EG7B60DC48-* | Natural Gas | No Match |  | False | 1 |  | Down | No Match | No Match | No Match | No Match | No Match |  | No Match |  | 60000 | 52000 | 1525 | 975 | 62404 | 884 | 85.8 | [8 empty] | 2 | Non Federally-Regulated | 12/08/1986 |  | 06/29/1987
Carrier Corp. | Carrier | 48KHA136300BE | Natural Gas | No Match |  | True | 1 |  | Horizontal | No Match | No Match | No Match | No Match | No Match |  | No Match |  | 100000 | 79000 | 1475 | 1160 | 102954 | 718 | 75.4 | [8 empty] | 3 | Non Federally-Regulated | 01/15/1989 |  | 03/15/1989
Trane U.S. Inc. | Trane Dealer Products Group | THD080A948A0 | Natural Gas | No Match |  | False | 1 |  | Horizontal | No Match | No Match | No Match | No Match | No Match |  | No Match |  | 80000 | 63000 |  |  | 78738 | 995 | 77 | [8 empty] | 3 | Non Federally-Regulated | 06/29/1987 |  | 01/27/1988
Consolidated Industries Corp. | Premier | GHB75D-18A/E | Natural Gas | No Match | False | False | 1 |  | Horizontal | No Match | No Match | No Match | No Match | No Match |  | No Match |  | 75000 | 55000 |  |  | 73251 | 447 | 63.5 | [8 empty] | 2 | Non Federally-Regulated | 07/26/1982 |  | 08/17/1983
Rheem Sales Company, Inc. | Heat Controller | TGR36-3G-70 | Natural Gas | No Match |  | True | 1 |  | Horizontal | No Match | No Match | No Match | No Match | No Match |  | No Match |  | 75000 | 58000 |  |  | 68444 | 745 | 78.2 | [8 empty] | 4 | Non Federally-Regulated | 03/15/1989 |  | 10/10/1989
Ducane | Carrier | 58EG140331 | LPG | No Match | False | False | 1 |  | Horizontal | No Match | No Match | No Match | No Match | No Match |  | No Match |  | 140000 | 105000 | 1950 | 1130 | 142236 | 817 | 65.6 | [8 empty] | 5 | Non Federally-Regulated | 07/26/1982 |  | 08/17/1983
Luxaire | Fraser Johnston | GCH076AF | Natural Gas | No Match | False | True | 1 |  | Horizontal | No Match | No Match | No Match | No Match | No Match |  | No Match |  | 76000 | 58368 |  |  | 83217 | 589 | 65.5 | [8 empty] | 2 | Non Federally-Regulated | 10/13/1981 |  | 03/11/1982
Consolidated Industries Corp. | Weatherking | GHC100A-5EIC | Natural Gas | No Match |  | False | 1 |  | Horizontal | No Match | No Match | No Match | No Match | No Match |  | No Match |  | 100000 | 79000 |  |  | 102248 | 858 | 75.1 | [8 empty] | 3 | Non Federally-Regulated | 12/08/1986 |  | 01/15/1989
Amana Refrigeration, Inc. | Amana | EPCG3010-1E (A) | LPG | No Match |  | True | 1 |  | Horizontal | No Match | No Match | No Match | No Match | No Match |  | No Match |  | 80000 | 67000 |  |  | 74400 | 256 | 84.5 | [8 empty] | 22 | Non Federally-Regulated | 06/29/1987 |  | 01/27/1988
Rheem Sales Company, Inc. | Addison Products | GUWHE060A-D3 | Natural Gas | No Match |  | False | 1 |  | Up | No Match | No Match | No Match | No Match | No Match |  | No Match |  | 60000 | 47000 |  |  | 58534 | 733 | 77.8 | [8 empty] | 4 | Non Federally-Regulated | 12/08/1986 |  | 06/29/1987
Snyder General Corp. | Arcoaire | *PGHA042G125-IN-** | Natural Gas | No Match |  | True | 1 |  | Horizontal | No Match | No Match | No Match | No Match | No Match |  | No Match |  | 125000 | 93000 |  |  | 80919 | 522 | 76.1 | [8 empty] | 15 | Non Federally-Regulated | 06/29/1987 |  | 01/27/1988
Magic Chef | Gaffers & Sattler | EG6B60DC60-2 | Natural Gas | No Match | False | False | 1 |  | Up | No Match | No Match | No Match | No Match | No Match |  | No Match |  | 60000 | 53000 | 1920 | 1000 | 61020 | 671 | 87.3 | [8 empty] | 2 | Non Federally-Regulated | 07/26/1982 |  | 08/17/1983
Heil Quaker | Whirlpool | NRGF60EKB**(A) | Natural Gas | No Match |  | True | 1 |  | Horizontal | No Match | No Match | No Match | No Match | No Match |  | No Match |  | 80000 | 64472 | 2000 | 1675 | 75013 | 1170 | 79.7 | [8 empty] | 6 | Non Federally-Regulated | 12/08/1986 |  | 06/29/1987
Consolidated Industries Corp. | Weatherking | GHC100A-4EI | LPG | No Match | False | True | 1 |  | Horizontal | No Match | No Match | No Match | No Match | No Match |  | No Match |  | 97345 | 77000 | [14 empty] | Non Federally-Regulated | 08/17/1983 |  | 12/08/1986
York International | Luxaire | DACC-F036N059B | Natural Gas | No Match |  | True | 1 |  | Horizontal | No Match | No Match | No Match | No Match | No Match |  | No Match |  | 59000 | 47000 | 1360 | 1285 | 55584 | 886 | 81 | [9 empty] | Non Federally-Regulated | 12/08/1986 |  | 06/29/1987
Ducane | Moncrief | HGC080AANA | Natural Gas | No Match | False | True | 1 |  | Horizontal | No Match | No Match | No Match | No Match | No Match |  | No Match |  | 77836 | 59000 | 720 | [13 empty] | Non Federally-Regulated | 08/17/1983 |  | 12/08/1986
Heil Quaker | Heil | NUGA125AH** | Natural Gas | No Match | False | False | 1 |  | Up | No Match | No Match | No Match | No Match | No Match |  | No Match |  | 125000 | 97500 | 1550 | [13 empty] | Non Federally-Regulated | 08/17/1983 |  | 12/08/1986
Rheem Sales Company, Inc. | Ruud | UGVA-09EA-AR | Natural Gas | No Match |  | False | 1 |  | Horizontal | No Match | No Match | No Match | No Match | No Match |  | No Match |  | 95000 | 73000 |  |  | 82502 | 405 | 75.3 | [8 empty] | 4 | Non Federally-Regulated | 12/08/1986 |  | 10/10/1989
Borg Warner | Moncrief | 30ECW080GA | LPG | No Match | False | True | 1 |  | Horizontal | No Match | No Match | No Match | No Match | No Match |  | No Match |  | 80000 | 63760 | 920 | 760 | 85831 | 611 | 70 | [8 empty] | 5 | Non Federally-Regulated | 07/26/1982 |  | 08/17/1983
Snyder General Corp. | Comfortmaker | *PGHA060G100-IL-** | LPG | No Match |  | True | 1 |  | Horizontal | No Match | No Match | No Match | No Match | No Match |  | No Match |  | 100000 | 74000 |  |  | 80919 | 408 | 77.4 | [8 empty] | 15 | Non Federally-Regulated | 01/27/1988 |  | 01/15/1989
Rheem Sales Company, Inc. | Square D | PA4.0-46-CM1500H7 | Natural Gas | No Match |  | True | 1 |  | Horizontal | No Match | No Match | No Match | No Match | No Match |  | No Match |  | 150000 | 115000 |  |  | 140100 | 875 | 77.8 | [8 empty] | 4 | Non Federally-Regulated | 12/08/1986 |  | 06/29/1987
Consolidated Industries Corp. | Friedrich | GHB100NFAI | Natural Gas | No Match | False | False | 1 |  | Horizontal | No Match | No Match | No Match | No Match | No Match |  | No Match |  | 100000 | 79000 | [14 empty] | Non Federally-Regulated | 08/17/1983 |  | 12/08/1986
York International | York | D4SM060G0902S | Natural Gas | No Match |  | True | 1 |  | Horizontal | No Match | No Match | No Match | No Match | No Match |  | No Match |  | 90000 | 70000 | 2200 | 1740 | 79053 | 1003 | 76.7 | [9 empty] | Non Federally-Regulated | 01/15/1989 |  | 03/15/1989
Lennox Industries Inc. | Lennox | GCS10X-311-8P | Natural Gas | No Match |  | True | 1 |  | Horizontal | No Match | No Match | No Match | No Match | No Match |  | No Match |  | 50000 | 40000 | 1070 | 740 | 39204 | 426 | 78 | [8 empty] | 3 | Non Federally-Regulated | 01/27/1988 |  | 01/15/1989
John Zink | Air Distribution Association | RBG-090-23-2102-GC | Natural Gas | No Match | False | True | 1 |  | Horizontal | No Match | No Match | No Match | No Match | No Match |  | No Match |  | 210000 | 168000 | 3000 | [13 empty] | Non Federally-Regulated | 08/17/1983 |  | 12/08/1986
Ducane | Carrier | 58EG080231 | LPG | No Match | False | False | 1 |  | Horizontal | No Match | No Match | No Match | No Match | No Match |  | No Match |  | 80000 | 59000 | 1000 | 700 | 70442 | 745 | 64.6 | [8 empty] | 5 | Non Federally-Regulated | 07/26/1982 |  | 08/17/1983
Borg Warner | Moncrief | GCU110AF | LPG | No Match | False | False | 1 |  | Up | No Match | No Match | No Match | No Match | No Match |  | No Match |  | 110519 | 83000 | [14 empty] | Non Federally-Regulated | 08/17/1983 |  | 12/08/1986
Carrier Corp. | Payne | 579DB,P,E060120 | Natural Gas | No Match |  | True | 1 |  | Down | No Match | No Match | No Match | No Match | No Match |  | No Match |  | 120000 | 92400 | 1900 |  | 96960 | 841 | 76 | [8 empty] | 0 | Non Federally-Regulated | 03/15/1989 |  | 10/10/1989
Carrier Corp. | Day & Night | 579DE180270 | Natural Gas | No Match |  | True | 3 |  | Down | No Match | No Match | No Match | No Match | No Match |  | No Match |  | 270000 | 216000 | 7500 | 4500 | 267700 | 1936 | 75.3 | [8 empty] | 5 | Non Federally-Regulated | 06/29/1987 |  | 01/27/1988
Magic Chef | Gaffers & Sattler | EMG-110C5-4 | Natural Gas | No Match | False | False | 1 |  | Up | No Match | No Match | No Match | No Match | No Match |  | No Match |  | 110000 | 88000 | 1990 | 1400 | 114837 | 763 | 66.6 | [8 empty] | 19 | Non Federally-Regulated | 04/02/1981 |  | 08/17/1983
Ducane | Lennox | GS15Q3X-60-1 | Natural Gas | No Match |  | False | 1 |  | Horizontal | No Match | No Match | No Match | No Match | No Match |  | No Match |  | 60000 | 46380 | 1260 | 740 | 61800 | 500 | 75.8 | [8 empty] | 0 | Non Federally-Regulated | 12/08/1986 |  | 06/29/1987
Rheem Sales Company, Inc. | Rheem | RGYC-09NB-JR | Natural Gas | No Match |  | False | 1 |  | Horizontal | No Match | No Match | No Match | No Match | No Match |  | No Match |  | 90000 | 71000 |  |  | 77042 | 1014 | 78 | [8 empty] | 4 | Non Federally-Regulated | 01/15/1989 |  | 10/10/1989
BDP Co. | Payne | 394GAW000100 | Natural Gas | No Match | False | False | 1 |  | Up | No Match | No Match | No Match | No Match | No Match |  | No Match |  | 100000 | 76000 |  |  | 90772 | 419 | 69 | [8 empty] | 5 | Non Federally-Regulated | 04/02/1981 |  | 10/13/1981
Lennox Industries Inc. | Lennox | GCS11-1353-230-2 | Natural Gas | No Match | False | True | 3 |  | Horizontal | No Match | No Match | No Match | No Match | No Match |  | No Match |  | 230000 | 190900 | 5600 | 3800 | [11 empty] | 23 | Non Federally-Regulated | 10/13/1981 |  | 03/11/1982
John Zink | John Zink | RCG-0601-23-0951-CC | Natural Gas | No Match | False | True | 1 |  | Horizontal | No Match | No Match | No Match | No Match | No Match |  | No Match |  | 95000 | 73150 | 2200 | [13 empty] | Non Federally-Regulated | 08/17/1983 |  | 12/08/1986
Luxaire | Fraser Johnston | FCU080MANA | Natural Gas | No Match | False | False | 1 |  | Up | No Match | No Match | No Match | No Match | No Match |  | No Match |  | 80000 | 58240 |  |  | 82264 | 337 | 66.7 | [8 empty] | 2 | Non Federally-Regulated | 03/11/1982 |  | 07/26/1982
Trane U.S. Inc. | Trane | SFHDC25*L | Natural Gas | No Match |  | True | 3 |  | Down | No Match | No Match | No Match | No Match | No Match |  | No Match |  | 235000 | 176000 | 11000 | 10000 | 212000 | 2820 | 78.5 | [9 empty] | Non Federally-Regulated | 12/08/1986 |  | 06/29/1987
Snyder General Corp. | Comfortmaker | *PGDA036G075-L* | LPG | No Match |  | True | 1 |  | Down | No Match | No Match | No Match | No Match | No Match |  | No Match |  | 75000 | 59000 |  |  | 58465 | 331 | 80.2 | [8 empty] | 15 | Non Federally-Regulated | 12/08/1986 |  | 06/29/1987
Rheem Sales Company, Inc. | Weatherking | GPE3.0T100-3 | Natural Gas | No Match |  | True | 1 |  | Horizontal | No Match | No Match | No Match | No Match | No Match |  | No Match |  | 100000 | 76000 |  |  | 80594 | 610 | 76.9 | [8 empty] | 4 | Non Federally-Regulated | 03/15/1989 |  | 10/10/1989
Heil Quaker | Bard | PGA48A145(B) | Natural Gas | No Match |  | True | 1 |  | Horizontal | No Match | No Match | No Match | No Match | No Match |  | No Match |  | 130000 | 106080 | 1775 | 1550 | 117495 | 1120 | 78.3 | [8 empty] | 6 | Non Federally-Regulated | 01/15/1989 |  | 03/15/1989
Rheem Sales Company, Inc. | Rheem | RRAB-04E18AR | Natural Gas | No Match | False | True | 1 |  | Horizontal | No Match | No Match | No Match | No Match | No Match |  | No Match |  | 40000 | 31000 |  |  | 44182 | 317 | 70.4 | [8 empty] | 5 | Non Federally-Regulated | 10/13/1981 |  | 03/11/1982
Rheem Sales Company, Inc. | Rheem | RRGF-05E36DL* | Natural Gas | No Match |  | True | 1 |  | Horizontal | No Match | No Match | No Match | No Match | No Match |  | No Match |  | 50000 | 38000 |  |  | 49283 | 420 | 78.3 | [8 empty] | 4 | Non Federally-Regulated | 03/15/1989 |  | 10/10/1989
Borg Warner | Fraser Johnston | FCU040EANA | Natural Gas | No Match | False | False | 1 |  | Up | No Match | No Match | No Match | No Match | No Match |  | No Match |  | 40000 | 30000 | 1085 | 855 | 43772 | 501 | 69 | [8 empty] | 5 | Non Federally-Regulated | 07/26/1982 |  | 08/17/1983
Carrier Corp. | Day & Night | 585EJ0024075-H | Natural Gas | No Match |  | True | 1 |  | Horizontal | No Match | No Match | No Match | No Match | No Match |  | No Match |  | 75000 | 58000 | 915 | 780 | 72422 | 467 | 75.2 | [8 empty] | 3 | Non Federally-Regulated | 12/08/1986 |  | 06/29/1987
Trane U.S. Inc. | Trane | YCG036A4HOA | Natural Gas | No Match |  | True | 1 |  | Horizontal | No Match | No Match | No Match | No Match | No Match |  | No Match |  | 100000 | 78000 | 1310 | 1220 | 82066 | 492 | 76 | [8 empty] | 5 | Non Federally-Regulated | 03/15/1989 |  | 10/10/1989
Rheem Sales Company, Inc. | Ruud | URAB-06E30JT | LPG | No Match | False | True | 1 |  | Horizontal | No Match | No Match | No Match | No Match | No Match |  | No Match |  | 60000 | 45000 |  |  | 68873 | 495 | 67.3 | [8 empty] | 5 | Non Federally-Regulated | 10/13/1981 |  | 03/11/1982
Trane U.S. Inc. | Trane | SFHA300*L | Natural Gas | No Match | False | True | 3 |  | Horizontal | No Match | No Match | No Match | No Match | No Match |  | No Match |  | 350000 | 262000 | 15000 | 12000 | [12 empty] | Non Federally-Regulated | 07/26/1982 |  | 08/17/1983
Heil Quaker | Whirlpool | NUGF055AD01* | Natural Gas | No Match | False | False | 1 |  | Up | No Match | No Match | No Match | No Match | No Match |  | No Match |  | 55000 | 41000 | 820 | 610 | 39649 | 442 | 77 | [8 empty] | 6 | Non Federally-Regulated | 04/02/1981 |  | 03/11/1982
York International | Fraser Johnston | DAHG-F024N056A | Natural Gas | No Match |  | True | 1 |  | Horizontal | No Match | No Match | No Match | No Match | No Match |  | No Match |  | 55000 | 44000 | 837 | 731 | 57638 | 509 | 80 | [8 empty] | 3 | Non Federally-Regulated | 03/15/1989 |  | 10/10/1989
Heil Quaker | Whirlpool | WUGB105AG** | Natural Gas | No Match | False | False | 1 |  | Up | No Match | No Match | No Match | No Match | No Match |  | No Match |  | 105000 | 79000 | 1350 | 885 | 102149 | 497 | 76.7 | [8 empty] | 6 | Non Federally-Regulated | 07/26/1982 |  | 08/17/1983
Borg Warner | Moncrief | FCU080FAPA | LPG | No Match | False | False | 1 |  | Up | No Match | No Match | No Match | No Match | No Match |  | No Match |  | 79843 | 61000 | 1535 | [13 empty] | Non Federally-Regulated | 08/17/1983 |  | 12/08/1986
Ducane | Borg Warner | P2HSD19N08001A | Natural Gas | No Match | False | False | 1 |  | Horizontal | No Match | No Match | No Match | No Match | No Match |  | No Match |  | 79284 | 62000 | 1970 | [13 empty] | Non Federally-Regulated | 08/17/1983 |  | 12/08/1986
York International | Fraser Johnston | DAUC-T048N125A | Natural Gas | No Match |  | True | 1 |  | Horizontal | No Match | No Match | No Match | No Match | No Match |  | No Match |  | 125000 | 99000 | 1905 | 1905 | 122384 | 1150 | 75.1 | [9 empty] | Non Federally-Regulated | 01/15/1989 |  | 03/15/1989
Ducane | BDP Co. | 349EAW060160-B | Natural Gas | No Match | False | False | 1 |  | Horizontal | No Match | No Match | No Match | No Match | No Match |  | No Match |  | 160000 | 121000 | 1980 | 1170 | 162559 | 1127 | 66.6 | [8 empty] | 5 | Non Federally-Regulated | 03/11/1982 |  | 07/26/1982
Rheem Sales Company, Inc. | Rheem | RGLD-10EE-JT | LPG | No Match |  | False | 1 |  | Down | No Match | No Match | No Match | No Match | No Match |  | No Match |  | 100000 | 80000 |  |  | 101802 | 870 | 75.7 | [8 empty] | 4 | Non Federally-Regulated | 01/27/1988 |  | 10/10/1989
Snyder General Corp. | Comfortmaker | *PGDA060H150-IM-** | Natural Gas | No Match |  | True | 1 |  | Down | No Match | No Match | No Match | No Match | No Match |  | No Match |  | 150000 | 117000 |  |  | 138818 | 688 | 79.1 | [8 empty] | 15 | Non Federally-Regulated | 01/27/1988 |  | 01/15/1989
Snyder General Corp. | Arcoaire | *PGDA060G100-IL-** | LPG | No Match |  | True | 1 |  | Down | No Match | No Match | No Match | No Match | No Match |  | No Match |  | 100000 | 79000 |  |  | 97887 | 470 | 80.2 | [8 empty] | 15 | Non Federally-Regulated | 06/29/1987 |  | 01/27/1988
Rheem Sales Company, Inc. | Ruud | URAB-06E36JR | Natural Gas | No Match | False | True | 1 |  | Horizontal | No Match | No Match | No Match | No Match | No Match |  | No Match |  | 60000 | 45000 |  |  | 68008 | 729 | 67 | [8 empty] | 5 | Non Federally-Regulated | 07/26/1982 |  | 08/17/1983
Luxaire | Fraser Johnston | 36ECW120GA | Natural Gas | No Match | False | True | 1 |  | Horizontal | No Match | No Match | No Match | No Match | No Match |  | No Match |  | 120000 | 93720 | 1275 | 995 | 112346 | 573 | 70 | [8 empty] | 5 | Non Federally-Regulated | 04/02/1981 |  | 10/13/1981
Borg Warner | Fraser Johnston | 120HCDAC | Natural Gas | No Match | False | True | 1 |  | Horizontal | No Match | No Match | No Match | No Match | No Match |  | No Match |  | 120000 | 92280 | 1565 | 1091 | 115120 | 780 | 69.1 | [8 empty] | 2 | Non Federally-Regulated | 07/26/1982 |  | 08/17/1983
Heil Quaker | Sears | 867.816274*(B) | Natural Gas | No Match |  | True | 1 |  | Horizontal | No Match | No Match | No Match | No Match | No Match |  | No Match |  | 100000 | 78886 | 2000 | 1675 | 97374 | 1274 | 77.4 | [8 empty] | 6 | Non Federally-Regulated | 03/15/1989 |  | 10/10/1989
Magic Chef | Armstrong | EG83-75D2C2.5-7 | Natural Gas | No Match | False | False | 1 |  | Horizontal | No Match | No Match | No Match | No Match | No Match |  | No Match |  | 75497 | 57000 | 688 | [13 empty] | Non Federally-Regulated | 08/17/1983 |  | 12/08/1986
Sunbeam Air Conditioning | Sunbeam Air Conditioning | RCG-1202-23-2102-GT | Natural Gas | No Match |  | True | 1 |  | Down | No Match | No Match | No Match | No Match | No Match |  | No Match |  | 210000 | 165900 | 4400 | 3600 | 199710 | 2425 | 77 | [8 empty] | 4 | Non Federally-Regulated | 12/08/1986 |  | 06/29/1987
Carrier Corp. | Carrier | 48KLA148600CE | Natural Gas | No Match |  | True | 1 |  | Horizontal | No Match | No Match | No Match | No Match | No Match |  | No Match |  | 80000 | 60000 | 2030 | 1150 | 81255 | 748 | 75.7 | [8 empty] | 3 | Non Federally-Regulated | 01/15/1989 |  | 03/15/1989
Climate Control / Snyder General | Climate Control | *PGDA048G125-M** | Natural Gas | No Match |  | True | 1 |  | Down | No Match | No Match | No Match | No Match | No Match |  | No Match |  | 125000 | 98000 |  |  | 118533 | 639 | 79.2 | [8 empty] | 15 | Non Federally-Regulated | 12/08/1986 |  | 06/29/1987
BDP Co. | Carrier | 58GS050-1 | Natural Gas | No Match | False | False | 1 |  | Up | No Match | No Match | No Match | No Match | No Match |  | No Match |  | 50000 | 38000 |  |  | 55970 | 416 | 69 | [8 empty] | 5 | Non Federally-Regulated | 03/11/1982 |  | 07/26/1982
Rheem Sales Company, Inc. | Arcoaire | *GUA120A020-IN | Natural Gas | No Match |  | False | 1 |  | Up | No Match | No Match | No Match | No Match | No Match |  | No Match |  | 120000 | 97000 | 2180 | 1635 | 112882 | 1065 | 81.9 | [8 empty] | 3 | Non Federally-Regulated | 01/27/1988 |  | 01/15/1989
Rheem Sales Company, Inc. | Ruud | UGAA-05ECD | Natural Gas | No Match | False | False | 1 |  | Up | No Match | No Match | No Match | No Match | No Match |  | No Match |  | 50000 | 38000 |  |  | 55624 | 649 | 68 | [8 empty] | 4 | Non Federally-Regulated | 04/02/1981 |  | 08/17/1983
Amana Refrigeration, Inc. | Amana | EPCG6012-1C (A) | Natural Gas | No Match | False | True | 1 |  | Horizontal | No Match | No Match | No Match | No Match | No Match |  | No Match |  | 80000 | 68926 |  |  | 72232 | 715 | 84.8 | [8 empty] | 22 | Non Federally-Regulated | 10/13/1981 |  | 03/11/1982
Rheem Sales Company, Inc. | Ruud | URAB-08E42CR | Natural Gas | No Match | False | True | 1 |  | Horizontal | No Match | No Match | No Match | No Match | No Match |  | No Match |  | 80000 | 61000 |  |  | 91869 | 808 | 66.7 | [8 empty] | 48 | Non Federally-Regulated | 04/02/1981 |  | 10/13/1981
Magic Chef | Airease | U100-3 | Natural Gas | No Match | False | False | 1 |  | Up | No Match | No Match | No Match | No Match | No Match |  | No Match |  | 119840 | 90000 | [14 empty] | Non Federally-Regulated | 08/17/1983 |  | 12/08/1986
Magic Chef | Johnson | 4D120-OH-1 | Natural Gas | No Match | False | True | 1 |  | Horizontal | No Match | No Match | No Match | No Match | No Match |  | No Match |  | 120000 | 90000 | 1850 | 1850 | 113032 | 659 | 68.3 | [8 empty] | 19 | Non Federally-Regulated | 10/13/1981 |  | 03/11/1982
Borg Warner | Borg Warner | P3HSD20N11001 | Natural Gas | No Match |  | False | 1 |  | Horizontal | No Match | No Match | No Match | No Match | No Match |  | No Match |  | 110000 | 86229 | 1840 | 1140 | 102643 | 710 | 75.5 | [9 empty] | Non Federally-Regulated | 12/08/1986 |  | 06/29/1987
Ducane | Heil Quaker | NRGF48EKH**(B) | Natural Gas | No Match |  | True | 1 |  | Horizontal | No Match | No Match | No Match | No Match | No Match |  | No Match |  | 100000 | 78886 | 2000 | 1675 | 97374 | 1274 | 77.4 | [8 empty] | 6 | Non Federally-Regulated | 06/29/1987 |  | 01/27/1988
Snyder General Corp. | Arcoaire | *PGDA060H125-N* | Natural Gas | No Match |  | True | 1 |  | Down | No Match | No Match | No Match | No Match | No Match |  | No Match |  | 125000 | 98000 |  |  | 118533 | 639 | 79.2 | [8 empty] | 15 | Non Federally-Regulated | 12/08/1986 |  | 06/29/1987
Rheem Sales Company, Inc. | Ruud | URGE-370150D | Natural Gas | No Match |  | True | 3 |  | Horizontal | No Match | No Match | No Match | No Match | No Match |  | No Match |  | 370000 | 277500 |  |  | 263514 | 2067 | 76.3 | [8 empty] | 10 | Non Federally-Regulated | 01/27/1988 |  | 01/15/1989
Magic Chef | Armstrong | AC12U100-4-3 | Natural Gas | No Match | False | False | 1 |  | Up | No Match | No Match | No Match | No Match | No Match |  | No Match |  | 100000 | 80000 | 1530 | 990 | 93113 | 373 | 69.9 | [8 empty] | 19 | Non Federally-Regulated | 04/02/1981 |  | 08/17/1983
Heil Quaker | Whirlpool | NRGF60FBB**(C) | Natural Gas | No Match |  | True | 1 |  | Horizontal | No Match | No Match | No Match | No Match | No Match |  | No Match |  | 145000 | 117885 | 1775 | 1550 | 138392 | 1204 | 77.8 | [8 empty] | 6 | Non Federally-Regulated | 01/15/1989 |  | 03/15/1989
Ducane | Moncrief | P2LFB17F15001A | Oil | No Match | False | False | 1 |  | Up | No Match | No Match | No Match | No Match | No Match |  | No Match |  | 188090 | 148000 | 1755 | 1541 | 178014 | 1181 | 78.3 | [8 empty] | 5 | Non Federally-Regulated | 07/26/1982 |  | 08/17/1983
Heil Quaker | Dayton | 3E269* | Oil | No Match |  | False | 1 |  | Up | No Match | No Match | No Match | No Match | No Match |  | No Match |  | 105000 | 83454 | 1225 | 850 | 99154 | 600 | 79.8 | [8 empty] | 1 | Non Federally-Regulated | 12/08/1986 |  | 03/15/1989
Ducane | York | P4HSD12N06201A | Natural Gas | No Match |  | False | 1 |  | Horizontal | No Match | No Match | No Match | No Match | No Match |  | No Match |  | 75000 | 60000 | 1260 | 740 | 62223 | 518 | 78.8 | [9 empty] | Non Federally-Regulated | 06/29/1987 |  | 01/15/1989
Consolidated Industries Corp. | Addison Products | GDWHE120B-D5HC | LPG | No Match |  | False | 1 |  | Down | No Match | No Match | No Match | No Match | No Match |  | No Match |  | 120000 | 96000 |  |  | 117425 | 767 | 79.6 | [8 empty] | 4 | Non Federally-Regulated | 01/27/1988 |  | 01/15/1989
Carrier Corp. | Carrier | 58GSC080-CB | Natural Gas | No Match |  | False | 1 |  | Up | No Match | No Match | No Match | No Match | No Match |  | No Match |  | 100000 | 80000 |  |  | 102297 | 743 | 75.8 | [8 empty] | 5 | Non Federally-Regulated | 12/08/1986 |  | 01/27/1988
BDP Co. | Carrier | 58SE075-3 | Natural Gas | No Match | False | False | 1 |  | Up | No Match | No Match | No Match | No Match | No Match |  | No Match |  | 75641 | 59000 | 1150 | [13 empty] | Non Federally-Regulated | 08/17/1983 |  | 12/08/1986
York International | Luxaire | DAUC-W048P125A | LPG | No Match |  | True | 1 |  | Horizontal | No Match | No Match | No Match | No Match | No Match |  | No Match |  | 125000 | 99000 | 1905 | 1905 | 122384 | 1150 | 75.1 | [9 empty] | Non Federally-Regulated | 01/27/1988 |  | 01/15/1989
Rheem Sales Company, Inc. | Rheem | RRGE-07E42JKR | Natural Gas | No Match |  | True | 1 |  | Horizontal | No Match | No Match | No Match | No Match | No Match |  | No Match |  | 75000 | 58000 |  |  | 67229 | 755 | 79.1 | [8 empty] | 4 | Non Federally-Regulated | 06/29/1987 |  | 01/27/1988
Rheem Sales Company, Inc. | Heat Controller | TGR-60-3E-150 | Natural Gas | No Match |  | True | 1 |  | Horizontal | No Match | No Match | No Match | No Match | No Match |  | No Match |  | 150000 | 117000 |  |  | 137154 | 1435 | 78.2 | [8 empty] | 4 | Non Federally-Regulated | 06/29/1987 |  | 01/27/1988
BDP Co. | Payne | 585EJ048125 | Natural Gas | No Match | False | True | 1 |  | Horizontal | No Match | No Match | No Match | No Match | No Match |  | No Match |  | 99490 | 78000 | 1590 | [13 empty] | Non Federally-Regulated | 08/17/1983 |  | 12/08/1986
Trane U.S. Inc. | Trane | SFCB-B503-HA | Natural Gas | No Match | False | True | 1 |  | Horizontal | No Match | No Match | No Match | No Match | No Match |  | No Match |  | 150000 | 106000 | 2400 | 1600 | 133256 | 1935 | 66.9 | [9 empty] | Non Federally-Regulated | 07/26/1982 |  | 08/17/1983
Amana Refrigeration, Inc. | Amana | EPCG6012-3D (B) | LPG | No Match | False | True | 1 |  | Horizontal | No Match | No Match | No Match | No Match | No Match |  | No Match |  | 97448 | 84000 | [14 empty] | Non Federally-Regulated | 08/17/1983 |  | 12/08/1986
Carrier Corp. | Carrier | 48NMT03650 | Natural Gas | No Match |  | True | 1 |  | Horizontal | No Match | No Match | No Match | No Match | No Match |  | No Match |  | 80000 | 61000 |  |  | 80004 | 585 | 77.5 | [8 empty] | 3 | Non Federally-Regulated | 01/15/1989 |  | 03/15/1989
Daikin Comfort Technologies Manufacturing, L.P. | GMC | PG024040-1 | Natural Gas | No Match |  | True | 1 |  | Horizontal | No Match | No Match | No Match | No Match | No Match |  | No Match |  | 40000 | 31000 | 815 | 720 | 40120 | 440 | 76.1 | [8 empty] | 5 | Non Federally-Regulated | 01/27/1988 |  | 01/15/1989
Magic Chef | Armstrong | EG8D40DC36-2 | Natural Gas | No Match |  | False | 1 |  | Horizontal | No Match | No Match | No Match | No Match | No Match |  | No Match |  | 40000 | 30000 |  |  | 40591 | 351 | 75.6 | [8 empty] | 3 | Non Federally-Regulated | 12/08/1986 |  | 01/27/1988
Magic Chef | Armstrong | CF100AC4-3 | Natural Gas | No Match | False | False | 1 |  | Down | No Match | No Match | No Match | No Match | No Match |  | No Match |  | 105402 | 80000 | 1500 | [13 empty] | Non Federally-Regulated | 08/17/1983 |  | 12/08/1986
Climate Control / Snyder General | Climate Control | RG-D621036-2-M-100 | Natural Gas | No Match | False | True | 1 |  | Down | No Match | No Match | No Match | No Match | No Match |  | No Match |  | 93049 | 71741 | 1440 | [13 empty] | Non Federally-Regulated | 08/17/1983 |  | 12/08/1986
Carrier Corp. | Day & Night | 394JAW024030 | Natural Gas | No Match |  | False | 1 |  | Up | No Match | No Match | No Match | No Match | No Match |  | No Match |  | 40000 | 32000 |  |  | 40375 | 359 | 76.3 | [8 empty] | 5 | Non Federally-Regulated | 01/27/1988 |  | 10/10/1989
Heil Quaker | Dayton | 3E464 | LPG | No Match |  | False | 1 |  | Up | No Match | No Match | No Match | No Match | No Match |  | No Match |  | 75000 | 67875 | 1500 | 1360 | 68445 | 574 | 90.3 | [8 empty] | 2 | Non Federally-Regulated | 12/08/1986 |  | 10/10/1989
Heil Quaker | Sears | 867.81516*(B) | Natural Gas | No Match |  | True | 1 |  | Horizontal | No Match | No Match | No Match | No Match | No Match |  | No Match |  | 80000 | 62678 | 870 | 705 | 79101 | 770 | 77.3 | [8 empty] | 6 | Non Federally-Regulated | 01/27/1988 |  | 01/15/1989
Heil Quaker | Whirlpool | NRGF42DCB**(B) | Natural Gas | No Match |  | True | 1 |  | Horizontal | No Match | No Match | No Match | No Match | No Match |  | No Match |  | 80000 | 65360 | 1490 | 1055 | 77903 | 853 | 78.1 | [8 empty] | 6 | Non Federally-Regulated | 01/27/1988 |  | 01/15/1989
Rheem Sales Company, Inc. | Weatherking | GPG3.0T075-3 | Natural Gas | No Match |  | True | 1 |  | Horizontal | No Match | No Match | No Match | No Match | No Match |  | No Match |  | 75000 | 58000 |  |  | 68444 | 745 | 78.2 | [8 empty] | 4 | Non Federally-Regulated | 03/15/1989 |  | 10/10/1989
AAON, Inc. | Aaon | RE-02-*-2*-*1* | Natural Gas | No Match |  | True | 1 |  | Down | No Match | No Match | No Match | No Match | No Match |  | No Match |  | 65000 | 52770 | 1000 | 800 | 56807 | 613 | 80.9 | [8 empty] | 4 | Non Federally-Regulated | 03/15/1989 |  | 10/10/1989
Luxaire | Westinghouse Electric | 80CEH0BNL | Natural Gas | No Match | False | False | 1 |  | Up | No Match | No Match | No Match | No Match | No Match |  | No Match |  | 80000 | 61760 |  |  | 86836 | 673 | 70.3 | [8 empty] | 2 | Non Federally-Regulated | 04/02/1981 |  | 10/13/1981
Rheem Sales Company, Inc. | Ruud | UGKA-07NA-FS | Natural Gas | No Match |  | False | 1 |  | Down | No Match | No Match | No Match | No Match | No Match |  | No Match |  | 75000 | 70000 |  |  | 67749 | 684 | 91.1 | [8 empty] | 4 | Non Federally-Regulated | 03/15/1989 |  | 10/10/1989
BDP Co. | Day & Night | 396GAW000100 | Natural Gas | No Match | False | False | 1 |  | Down | No Match | No Match | No Match | No Match | No Match |  | No Match |  | 100000 | 72000 |  |  | 89238 | 468 | 70 | [8 empty] | 5 | Non Federally-Regulated | 07/26/1982 |  | 08/17/1983
Snyder General Corp. | Arcoaire | *PGHA048H100-IL-** | LPG | No Match |  | True | 1 |  | Horizontal | No Match | No Match | No Match | No Match | No Match |  | No Match |  | 100000 | 74000 |  |  | 80919 | 408 | 77.4 | [8 empty] | 15 | Non Federally-Regulated | 06/29/1987 |  | 01/27/1988
Coleman Company, Inc. | Coleman | 6348H511(C) | LPG | No Match |  | True | 1 |  | Horizontal | No Match | No Match | No Match | No Match | No Match |  | No Match |  | 145000 | 114777 | 1775 | 1550 | 138337 | 1210 | 77.8 | [9 empty] | Non Federally-Regulated | 06/29/1987 |  | 01/27/1988
Carrier Corp. | Day & Night | 398AAW060100 | Natural Gas | No Match |  | False | 1 |  | Up | No Match | No Match | No Match | No Match | No Match |  | No Match |  | 110000 | 102000 |  |  | 102518 | 731 | 91.3 | [8 empty] | 5 | Non Federally-Regulated | 01/27/1988 |  | 03/15/1989
York International | Fraser Johnston | DBUC-F036N100 | Natural Gas | No Match |  | True | 1 |  | Horizontal | No Match | No Match | No Match | No Match | No Match |  | No Match |  | 100000 | 82000 | 1771 | 1464 | 94813 | 600 | 78 | [8 empty] | 58 | Non Federally-Regulated | 03/15/1989 |  | 10/10/1989
Amana Refrigeration, Inc. | Amana | SPCG601353A | Natural Gas | No Match |  | True | 1 |  | Horizontal | No Match | No Match | No Match | No Match | No Match |  | No Match |  | 135000 | 109000 |  |  | 113715 | 1263 | 80.5 | [9 empty] | Non Federally-Regulated | 01/15/1989 |  | 03/15/1989
Snyder General Corp. | Comfortmaker | *PGH*060G100*I*** | Natural Gas | No Match |  | True | 1 |  | Horizontal | No Match | No Match | No Match | No Match | No Match |  | No Match |  | 100000 | 74000 |  |  | 80919 | 408 | 77.4 | [8 empty] | 15 | Non Federally-Regulated | 01/15/1989 |  | 03/15/1989
Daikin Comfort Technologies Manufacturing, L.P. | Janitrol / GMC | HAC040N(D,E,F)3RC | Natural Gas | No Match |  | False | 1 |  | Horizontal | No Match | No Match | No Match | No Match | No Match |  | No Match |  | 40000 | 32000 |  |  | 42078 | 418 | 75 | [8 empty] | 3 | Non Federally-Regulated | 12/08/1986 |  | 01/15/1989
Lennox Industries Inc. | Lennox | GCS11-953-175-1 | Natural Gas | No Match | False | True | 1 |  | Horizontal | No Match | No Match | No Match | No Match | No Match |  | No Match |  | 175000 | 145250 | 3800 | 2600 | [11 empty] | 23 | Non Federally-Regulated | 07/26/1982 |  | 08/17/1983
York International | Luxaire | DAUC-W036N100A | Natural Gas | No Match |  | True | 1 |  | Horizontal | No Match | No Match | No Match | No Match | No Match |  | No Match |  | 100000 | 81000 | 1600 | 1600 | 100034 | 1138 | 76 | [9 empty] | Non Federally-Regulated | 01/27/1988 |  | 01/15/1989
Magic Chef | Gaffers & Sattler | CF-120AC4-2 | Natural Gas | No Match | False | False | 1 |  | Down | No Match | No Match | No Match | No Match | No Match |  | No Match |  | 120000 | 86000 | 1500 | 990 | 114776 | 610 | 67.3 | [8 empty] | 19 | Non Federally-Regulated | 04/02/1981 |  | 08/17/1983
Carrier Corp. | Carrier | 48KHA060300BF | LPG | No Match |  | True | 1 |  | Horizontal | No Match | No Match | No Match | No Match | No Match |  | No Match |  | 150000 | 116000 | 1930 | 1700 | 144969 | 906 | 75.2 | [8 empty] | 3 | Non Federally-Regulated | 01/27/1988 |  | 01/15/1989
Trane U.S. Inc. | Trane | BYC100G3L(O,A)D | Natural Gas | No Match |  | True | 1 |  | Horizontal | No Match | No Match | No Match | No Match | No Match |  | No Match |  | 120000 | 97200 |  |  | 94807 | 1677 | 78.3 | [9 empty] | Non Federally-Regulated | 01/15/1989 |  | 03/15/1989
Rheem Sales Company, Inc. | Ruud | UGGC-12KA | Natural Gas | No Match | False | False | 1 |  | Up | No Match | No Match | No Match | No Match | No Match |  | No Match |  | 125000 | 95000 |  |  | 136521 | 632 | 68.8 | [8 empty] | 3 | Non Federally-Regulated | 04/02/1981 |  | 08/17/1983
Luxaire | Moncrief | 140CE48BNL | Natural Gas | No Match | False | False | 1 |  | Up | No Match | No Match | No Match | No Match | No Match |  | No Match |  | 140000 | 108360 | 1585 | 1220 | 124880 | 878 | 74.1 | [8 empty] | 11 | Non Federally-Regulated | 04/02/1981 |  | 10/13/1981
Luxaire | Fraser Johnston | GCH095MF | Natural Gas | No Match | False | True | 1 |  | Horizontal | No Match | No Match | No Match | No Match | No Match |  | No Match |  | 95000 | 71440 |  |  | 97232 | 410 | 65.5 | [8 empty] | 2 | Non Federally-Regulated | 04/02/1981 |  | 10/13/1981
Ducane | BDP Co. | 349EAW048120-B | LPG | No Match | False | False | 1 |  | Horizontal | No Match | No Match | No Match | No Match | No Match |  | No Match |  | 120000 | 89000 | 1600 | 960 | 119741 | 554 | 65.3 | [8 empty] | 5 | Non Federally-Regulated | 07/26/1982 |  | 08/17/1983
York International | York | D1MG060N10325LN | Natural Gas | No Match |  | True | 1 |  | Horizontal | No Match | No Match | No Match | No Match | No Match |  | No Match |  | 125000 | 101000 | 1860 | 1860 | 114823 | 1047 | 80.5 | [8 empty] | 58 | Non Federally-Regulated | 03/15/1989 |  | 10/10/1989
Rheem Sales Company, Inc. | Addison Products | GU125-FDI3 | Natural Gas | No Match | False | False | 1 |  | Up | No Match | No Match | No Match | No Match | No Match |  | No Match |  | 125000 | 94000 |  |  | 138940 | 843 | 67.1 | [8 empty] | 3 | Non Federally-Regulated | 10/13/1981 |  | 08/17/1983
Daikin Comfort Technologies Manufacturing, L.P. | Janitrol / GMC | PGX036050-3 | Natural Gas | No Match |  | True | 1 |  | Horizontal | No Match | No Match | No Match | No Match | No Match |  | No Match |  | 50000 | 39000 | 1310 | 1220 | 52016 | 492 | 76 | [9 empty] | Non Federally-Regulated | 01/15/1989 |  | 03/15/1989
Magic Chef | Williams | 2.5D60 | Natural Gas | No Match | False | True | 1 |  | Horizontal | No Match | No Match | No Match | No Match | No Match |  | No Match |  | 60000 | 45000 | 975 | 520 | 69096 | 533 | 67.9 | [8 empty] | 19 | Non Federally-Regulated | 04/02/1981 |  | 10/13/1981
Luxaire | Fraser Johnston | 60ECW160UA | Natural Gas | No Match | False | True | 1 |  | Horizontal | No Match | No Match | No Match | No Match | No Match |  | No Match |  | 160000 | 123680 | 2020 | 1605 | 152846 | 1016 | 70 | [8 empty] | 5 | Non Federally-Regulated | 04/02/1981 |  | 10/13/1981
Sunbeam Air Conditioning | Sunbeam Air Conditioning | 227*-090-1*F-*3 | Natural Gas | No Match |  | True | 1 |  | Down | No Match | No Match | No Match | No Match | No Match |  | No Match |  | 150000 | 135000 | 3375 | 2625 | 130200 | 773 | 83.1 | [8 empty] | 4 | Non Federally-Regulated | 01/27/1988 |  | 01/15/1989
Luxaire | Fraser Johnston | GCH114HF | Natural Gas | No Match | False | False | 1 |  | Horizontal | No Match | No Match | No Match | No Match | No Match |  | No Match |  | 114000 | 87210 | 1660 | 1130 | 111251 | 1095 | 67.9 | [8 empty] | 5 | Non Federally-Regulated | 03/11/1982 |  | 07/26/1982
Luxaire | Moncrief | 42ECW080UA | LPG | No Match | False | True | 1 |  | Horizontal | No Match | No Match | No Match | No Match | No Match |  | No Match |  | 80000 | 64000 | 1275 | 995 | 88335 | 592 | 70 | [8 empty] | 5 | Non Federally-Regulated | 10/13/1981 |  | 03/11/1982
BDP Co. | Payne | 397GAW036100 | Natural Gas | No Match | False | False | 1 |  | Up | No Match | No Match | No Match | No Match | No Match |  | No Match |  | 100000 | 78000 | 1155 | 987 | 96969 | 592 | 80.5 | [8 empty] | 11 | Non Federally-Regulated | 10/13/1981 |  | 03/11/1982
Rheem Sales Company, Inc. | Addison Products | GU80-FDI2.5 | Natural Gas | No Match | False | False | 1 |  | Up | No Match | No Match | No Match | No Match | No Match |  | No Match |  | 79787 | 60000 | [14 empty] | Non Federally-Regulated | 08/17/1983 |  | 12/08/1986
Magic Chef | Williams | CF120AC4-3 | Natural Gas | No Match | False | False | 1 |  | Down | No Match | No Match | No Match | No Match | No Match |  | No Match |  | 120000 | 96000 | 1500 | 990 | 114776 | 610 | 67.8 | [8 empty] | 19 | Non Federally-Regulated | 04/02/1981 |  | 08/17/1983
Rheem Sales Company, Inc. | Century | GSH75-T4NXC | Natural Gas | No Match |  | False | 1 |  | Horizontal | No Match | No Match | No Match | No Match | No Match |  | No Match |  | 75000 | 58000 |  |  | 63994 | 676 | 75 | [8 empty] | 3 | Non Federally-Regulated | 12/08/1986 |  | 01/15/1989
Rheem Sales Company, Inc. | Rheem | RRGE-07E48JKR | Natural Gas | No Match |  | True | 1 |  | Horizontal | No Match | No Match | No Match | No Match | No Match |  | No Match |  | 75000 | 56000 |  |  | 70734 | 910 | 76.6 | [8 empty] | 4 | Non Federally-Regulated | 01/27/1988 |  | 01/15/1989
BDP Co. | Carrier | 48GL04250 | Natural Gas | No Match | False | True | 1 |  | Horizontal | No Match | No Match | No Match | No Match | No Match |  | No Match |  | 60000 | 45000 | 1790 | 905 | 66035 | 824 | 68.5 | [8 empty] | 325 | Non Federally-Regulated | 04/02/1981 |  | 10/13/1981
Rheem Sales Company, Inc. | Rheem | RGYA-06EE-FT | LPG | No Match | False | True | 1 |  | Horizontal | No Match | No Match | No Match | No Match | No Match |  | No Match |  | 60453 | 48000 | [14 empty] | Non Federally-Regulated | 08/17/1983 |  | 12/08/1986
Carrier Corp. | Day & Night | 395BAW048095 | Natural Gas | No Match |  | False | 1 |  | Up | No Match | No Match | No Match | No Match | No Match |  | No Match |  | 114000 | 93000 |  |  | 95921 | 782 | 80.7 | [8 empty] | 5 | Non Federally-Regulated | 12/08/1986 |  | 01/27/1988
Heil Quaker | Trane | GCBDA-08-D | Natural Gas | No Match | False | False | 1 |  | Down | No Match | No Match | No Match | No Match | No Match |  | No Match |  | 75000 | 57000 | 910 | 640 | 70631 | 455 | 76.9 | [8 empty] | 6 | Non Federally-Regulated | 07/26/1982 |  | 08/17/1983
Snyder General Corp. | Comfortmaker | *GDA080A012*I* | Natural Gas | No Match |  | False | 1 |  | Down | No Match | No Match | No Match | No Match | No Match |  | No Match |  | 80000 | 64000 | 1205 | 1030 | 76550 | 558 | 81.2 | [8 empty] | 3 | Non Federally-Regulated | 01/15/1989 |  | 10/10/1989
Carrier Corp. | Day & Night | 579DB,P,E060080 | Natural Gas | No Match |  | True | 1 |  | Down | No Match | No Match | No Match | No Match | No Match |  | No Match |  | 80000 | 61600 | 2000 |  | 71610 | 413 | 75 | [8 empty] | 0 | Non Federally-Regulated | 03/15/1989 |  | 10/10/1989
Carrier Corp. | Payne | 585HB060100 | Natural Gas | No Match |  | True | 1 |  | Horizontal | No Match | No Match | No Match | No Match | No Match |  | No Match |  | 100000 | 79000 |  |  | 103049 | 697 | 75.4 | [8 empty] | 3 | Non Federally-Regulated | 12/08/1986 |  | 06/29/1987
Carrier Corp. | Carrier | 58DHB075-BC | LPG | No Match |  | False | 1 |  | Down | No Match | No Match | No Match | No Match | No Match |  | No Match |  | 90000 | 74000 |  |  | 75149 | 649 | 82.3 | [8 empty] | 5 | Non Federally-Regulated | 01/27/1988 |  | 01/15/1989
York International | Luxaire | DACC-W048N073B | Natural Gas | No Match |  | True | 1 |  | Horizontal | No Match | No Match | No Match | No Match | No Match |  | No Match |  | 73500 | 59000 | 1720 | 1560 | 55559 | 892 | 81 | [9 empty] | Non Federally-Regulated | 03/15/1989 |  | 10/10/1989
Carrier Corp. | Day & Night | 585JJ036125 | Natural Gas | No Match |  | True | 1 |  | Horizontal | No Match | No Match | No Match | No Match | No Match |  | No Match |  | 125000 | 97000 | 1475 | 1160 | 124629 | 695 | 75.2 | [8 empty] | 3 | Non Federally-Regulated | 01/15/1989 |  | 03/15/1989
Taylor | Taylor | BLD060K942B | Natural Gas | No Match |  | False | 1 |  | Down | No Match | No Match | No Match | No Match | No Match |  | No Match |  | 60000 | 54000 | 1400 | 1125 | 51500 | 468 | 90 | [8 empty] | 11 | Non Federally-Regulated | 01/27/1988 |  | 01/15/1989
Magic Chef | Armstrong | CF80-3 | Natural Gas | No Match | False | False | 1 |  | Down | No Match | No Match | No Match | No Match | No Match |  | No Match |  | 84544 | 64000 | [14 empty] | Non Federally-Regulated | 08/17/1983 |  | 12/08/1986
Rheem Sales Company, Inc. | Century | TGR-24-1E-50 | Natural Gas | No Match |  | True | 1 |  | Horizontal | No Match | No Match | No Match | No Match | No Match |  | No Match |  | 50000 | 39000 |  |  | 49568 | 345 | 78.2 | [8 empty] | 4 | Non Federally-Regulated | 01/27/1988 |  | 01/15/1989
Climate Control / Snyder General | Climate Control | BGUA120A020-M | Natural Gas | No Match |  | False | 1 |  | Up | No Match | No Match | No Match | No Match | No Match |  | No Match |  | 120000 | 97000 | 2180 | 1635 | 112311 | 1064 | 82.3 | [9 empty] | Non Federally-Regulated | 12/08/1986 |  | 06/29/1987
Lennox Industries Inc. | Lennox | GCS16-1353-270-2G | Natural Gas | No Match |  | True | 3 |  | Horizontal | No Match | No Match | No Match | No Match | No Match |  | No Match |  | 270000 | 216297 | 5200 | 3600 | 256004 | 1950 | 78.5 | [8 empty] | 20 | Non Federally-Regulated | 03/15/1989 |  | 10/10/1989
Amana Refrigeration, Inc. | Amana | EPCG3010-1B (C) | Natural Gas | No Match | False | True | 1 |  | Horizontal | No Match | No Match | No Match | No Match | No Match |  | No Match |  | 117788 | 98000 | [14 empty] | Non Federally-Regulated | 08/17/1983 |  | 12/08/1986
BDP Co. | Payne | 396GAY060150 | LPG | No Match | False | False | 1 |  | Down | No Match | No Match | No Match | No Match | No Match |  | No Match |  | 149740 | 115000 | 2075 | [13 empty] | Non Federally-Regulated | 08/17/1983 |  | 12/08/1986
Snyder General Corp. | Comfortmaker | *GDE135A020*I* | Natural Gas | No Match |  | False | 1 |  | Down | No Match | No Match | No Match | No Match | No Match |  | No Match |  | 135000 | 108000 | 2005 | 1495 | 123644 | 851 | 75.4 | [8 empty] | 3 | Non Federally-Regulated | 01/15/1989 |  | 10/10/1989
Carrier Corp. | Payne | 585HP060100 | LPG | No Match |  | True | 1 |  | Horizontal | No Match | No Match | No Match | No Match | No Match |  | No Match |  | 100000 | 75000 | 2160 | 1590 | 81611 | 669 | 75.7 | [8 empty] | 3 | Non Federally-Regulated | 01/27/1988 |  | 01/15/1989
Rheem Sales Company, Inc. | Ruud | URGE-370150F | Natural Gas | No Match |  | True | 3 |  | Horizontal | No Match | No Match | No Match | No Match | No Match |  | No Match |  | 370000 | 277500 |  |  | 263514 | 2067 | 76.3 | [8 empty] | 10 | Non Federally-Regulated | 12/08/1986 |  | 06/29/1987
Consolidated Industries Corp. | Bard | HG140D-2E | LPG | No Match | False | True | 1 |  | Horizontal | No Match | No Match | No Match | No Match | No Match |  | No Match |  | 137484 | 106000 | [14 empty] | Non Federally-Regulated | 08/17/1983 |  | 12/08/1986
Lennox Industries Inc. | Lennox | DSS1-(C,E,00)-300 | Natural Gas | No Match | False | True | 3 |  | Horizontal | No Match | No Match | No Match | No Match | No Match |  | No Match |  | 385000 | 319550 | 12000 | 6000 | [11 empty] | 21 | Non Federally-Regulated | 10/13/1981 |  | 03/11/1982
Rheem Sales Company, Inc. | Rheem | RGAC-12ECB | Natural Gas | No Match | False | False | 1 |  | Up | No Match | No Match | No Match | No Match | No Match |  | No Match |  | 125000 | 96000 |  |  | 132700 | 930 | 70 | [8 empty] | 4 | Non Federally-Regulated | 04/02/1981 |  | 10/13/1981
BDP Co. | Carrier | 58GS100-2 | Natural Gas | No Match | False | False | 1 |  | Up | No Match | No Match | No Match | No Match | No Match |  | No Match |  | 99476 | 76000 | 1155 | [13 empty] | Non Federally-Regulated | 08/17/1983 |  | 12/08/1986
Rheem Sales Company, Inc. | Arcoaire | APGHA048H075 | Natural Gas | No Match |  | True | 1 |  | Horizontal | No Match | No Match | No Match | No Match | No Match |  | No Match |  | 75000 | 56000 |  |  | 60783 | 318 | 77.3 | [8 empty] | 15 | Non Federally-Regulated | 12/08/1986 |  | 06/29/1987
Rheem Sales Company, Inc. | Ruud | URAD-04E18JR | Natural Gas | No Match | False | True | 1 |  | Horizontal | No Match | No Match | No Match | No Match | No Match |  | No Match |  | 39846 | 31000 | [14 empty] | Non Federally-Regulated | 08/17/1983 |  | 12/08/1986
Carrier Corp. | Day & Night | 399AAW036040 | LPG | No Match |  | False | 1 |  | Down | No Match | No Match | No Match | No Match | No Match |  | No Match |  | 44000 | 41000 |  |  | 42709 | 394 | 90.6 | [8 empty] | 5 | Non Federally-Regulated | 01/27/1988 |  | 01/15/1989
BDP Co. | Carrier | 58DR125-A* | Natural Gas | No Match | False | False | 1 |  | Down | No Match | No Match | No Match | No Match | No Match |  | No Match |  | 125000 | 96000 |  |  | 134773 | 830 | 69.2 | [8 empty] | 5 | Non Federally-Regulated | 03/11/1982 |  | 07/26/1982
Heil Quaker | Whirlpool | NUGF125AG** | Natural Gas | No Match | False | False | 1 |  | Up | No Match | No Match | No Match | No Match | No Match |  | No Match |  | 125000 | 98000 | 1370 | 940 | 117117 | 828 | 79.6 | [8 empty] | 6 | Non Federally-Regulated | 07/26/1982 |  | 08/17/1983
Heil Quaker | Sears | 867.81518*(B) | Natural Gas | No Match |  | True | 1 |  | Horizontal | No Match | No Match | No Match | No Match | No Match |  | No Match |  | 80000 | 65360 | 1490 | 1055 | 77903 | 853 | 78.1 | [8 empty] | 6 | Non Federally-Regulated | 01/27/1988 |  | 01/15/1989
Rheem Sales Company, Inc. | Weatherking | GPE7.5T225-4L | Natural Gas | No Match |  | True | 3 |  | Horizontal | No Match | No Match | No Match | No Match | No Match |  | No Match |  | 225000 | 174740 |  |  | 196785 | 1720 | 77.6 | [8 empty] | 6 | Non Federally-Regulated | 01/15/1989 |  | 03/15/1989
Consolidated Industries Corp. | Premier | HAC140NF5R | Natural Gas | No Match | False | True | 1 |  | Horizontal | No Match | No Match | No Match | No Match | No Match |  | No Match |  | 137662 | 106000 | [14 empty] | Non Federally-Regulated | 08/17/1983 |  | 12/08/1986
Heil Quaker | Sears | 867.81550*(A) | Natural Gas | No Match |  | True | 1 |  | Horizontal | No Match | No Match | No Match | No Match | No Match |  | No Match |  | 80000 | 64472 | 2000 | 1675 | 75013 | 1170 | 79.7 | [8 empty] | 6 | Non Federally-Regulated | 03/15/1989 |  | 10/10/1989
Snyder General Corp. | Comfortmaker | *PGDA060H075-L* | LPG | No Match |  | True | 1 |  | Down | No Match | No Match | No Match | No Match | No Match |  | No Match |  | 75000 | 59000 |  |  | 58465 | 331 | 80.2 | [8 empty] | 15 | Non Federally-Regulated | 12/08/1986 |  | 06/29/1987
Amana Refrigeration, Inc. | Amana | EPCG4815-3C (A) | LPG | No Match | False | True | 1 |  | Horizontal | No Match | No Match | No Match | No Match | No Match |  | No Match |  | 130000 | 110956 |  |  | 128674 | 940 | 84.3 | [8 empty] | 22 | Non Federally-Regulated | 10/13/1981 |  | 03/11/1982
Heil Quaker | Heil | NUGE125BH01 | Natural Gas | No Match | False | False | 1 |  | Up | No Match | No Match | No Match | No Match | No Match |  | No Match |  | 125000 | 100000 | 1590 | 1250 | 116576 | 830 | 79.7 | [8 empty] | 2 | Non Federally-Regulated | 04/02/1981 |  | 08/17/1983
Heil Quaker | Heil | NL0B112BF01 | Oil | No Match | False | False | 1 |  | Up | No Match | No Match | No Match | No Match | No Match |  | No Match |  | 140283 | 109000 | 1240 | [13 empty] | Non Federally-Regulated | 08/17/1983 |  | 12/08/1986
Heil Quaker | Sears | 867.77942* | LPG | No Match |  | False | 1 |  | Up | No Match | No Match | No Match | No Match | No Match |  | No Match |  | 75000 | 67875 | 1500 | 1360 | 68443 | 574 | 90.3 | [8 empty] | 2 | Non Federally-Regulated | 12/08/1986 |  | 10/10/1989
Rheem Sales Company, Inc. | Montgomery Ward | SRM-54657C | Natural Gas | No Match | False | False | 1 |  | Up | No Match | No Match | No Match | No Match | No Match |  | No Match |  | 140000 | 106000 |  |  | 134368 | 1148 | 68.6 | [8 empty] | 3 | Non Federally-Regulated | 04/02/1981 |  | 08/17/1983
BDP Co. | Day & Night | 397GAW060150 | Natural Gas | No Match | False | False | 1 |  | Up | No Match | No Match | No Match | No Match | No Match |  | No Match |  | 150000 | 110000 | 2110 | 1600 | 129778 | 816 | 71.9 | [8 empty] | 5 | Non Federally-Regulated | 07/26/1982 |  | 08/17/1983
Sunbeam Air Conditioning | Sunbeam Air Conditioning | 2273-060-11D-43 | Natural Gas | No Match |  | True | 1 |  | Down | No Match | No Match | No Match | No Match | No Match |  | No Match |  | 75000 | 62250 | 2200 | 1800 | 76275 | 590 | 80.2 | [8 empty] | 4 | Non Federally-Regulated | 12/08/1986 |  | 06/29/1987
Amana Refrigeration, Inc. | Amana | EPCG2408-1C (B) | Natural Gas | No Match | False | True | 1 |  | Horizontal | No Match | No Match | No Match | No Match | No Match |  | No Match |  | 100000 | 83000 |  |  | 95500 | 329 | 82.3 | [8 empty] | 22 | Non Federally-Regulated | 07/26/1982 |  | 08/17/1983
Magic Chef | Johnson | EMG-80C5-4 | Natural Gas | No Match | False | False | 1 |  | Up | No Match | No Match | No Match | No Match | No Match |  | No Match |  | 80000 | 64000 | 1990 | 1400 | 90502 | 798 | 66.6 | [8 empty] | 19 | Non Federally-Regulated | 04/02/1981 |  | 10/13/1981
Rheem Sales Company, Inc. | Ruud | URGF-07E24JK* | Natural Gas | No Match |  | True | 1 |  | Horizontal | No Match | No Match | No Match | No Match | No Match |  | No Match |  | 75000 | 58000 |  |  | 69642 | 475 | 78 | [8 empty] | 4 | Non Federally-Regulated | 03/15/1989 |  | 10/10/1989
Rheem Sales Company, Inc. | Rheem | RGNC-08KA-** | Natural Gas | No Match | False | False | 1 |  | Down | No Match | No Match | No Match | No Match | No Match |  | No Match |  | 80460 | 63000 | [14 empty] | Non Federally-Regulated | 08/17/1983 |  | 12/08/1986
Magic Chef | Lennox | GCS81E-311-80 | Natural Gas | No Match | False | True | 1 |  | Horizontal | No Match | No Match | No Match | No Match | No Match |  | No Match |  | 80000 | 60000 | 975 | 700 | 81968 | 496 | 66.8 | [8 empty] | 19 | Non Federally-Regulated | 07/26/1982 |  | 08/17/1983
Carrier Corp. | Payne | 376AAW036055 | Natural Gas | No Match |  | False | 1 |  | Horizontal | No Match | No Match | No Match | No Match | No Match |  | No Match |  | 64000 | 52000 |  |  | 64910 | 790 | 82.2 | [8 empty] | 5 | Non Federally-Regulated | 12/08/1986 |  | 06/29/1987
Carrier Corp. | Payne | 397HAW060120 | Natural Gas | No Match |  | False | 1 |  | Up | No Match | No Match | No Match | No Match | No Match |  | No Match |  | 143000 | 110000 |  |  | 120733 | 952 | 76.9 | [8 empty] | 5 | Non Federally-Regulated | 12/08/1986 |  | 06/29/1987
Consolidated Industries Corp. | Addison Products | GUWHE100B-D5HC | Natural Gas | No Match |  | False | 1 |  | Up | No Match | No Match | No Match | No Match | No Match |  | No Match |  | 100000 | 80000 |  |  | 97252 | 879 | 79.3 | [8 empty] | 4 | Non Federally-Regulated | 01/27/1988 |  | 01/15/1989
Snyder General Corp. | Comfortmaker | *GUA120A016-IM | Natural Gas | No Match |  | False | 1 |  | Up | No Match | No Match | No Match | No Match | No Match |  | No Match |  | 120000 | 97000 | 1520 | 1045 | 112882 | 1065 | 81.9 | [8 empty] | 3 | Non Federally-Regulated | 06/29/1987 |  | 01/15/1989
Snyder General Corp. | Comfortmaker | *PGHA048F075-IN-** | Natural Gas | No Match |  | True | 1 |  | Horizontal | No Match | No Match | No Match | No Match | No Match |  | No Match |  | 75000 | 56000 |  |  | 60783 | 318 | 77.3 | [8 empty] | 15 | Non Federally-Regulated | 01/27/1988 |  | 01/15/1989
Heil Quaker | Heil | NULK080AG** | LPG | No Match |  | False | 1 |  | Up | No Match | No Match | No Match | No Match | No Match |  | No Match |  | 80000 | 71778 | 1370 | 890 | 67037 | 768 | 91.4 | [8 empty] | 2 | Non Federally-Regulated | 12/08/1986 |  | 01/15/1989
Rheem Sales Company, Inc. | Ruud | UGLC-10EC-J* | LPG | No Match |  | False | 1 |  | Down | No Match | No Match | No Match | No Match | No Match |  | No Match |  | 100000 | 80000 |  |  | 97404 | 804 | 79.4 | [8 empty] | 4 | Non Federally-Regulated | 01/27/1988 |  | 01/15/1989
Amana Refrigeration, Inc. | Amana | SPCG600901A | Natural Gas | No Match |  | True | 1 |  | Horizontal | No Match | No Match | No Match | No Match | No Match |  | No Match |  | 90000 | 74000 |  |  | 75630 | 1071 | 81.3 | [9 empty] | Non Federally-Regulated | 03/15/1989 |  | 10/10/1989
Borg Warner | Luxaire | FCU120MANA | Natural Gas | No Match | False | False | 1 |  | Up | No Match | No Match | No Match | No Match | No Match |  | No Match |  | 119110 | 91000 | [14 empty] | Non Federally-Regulated | 08/17/1983 |  | 12/08/1986
Arco Comfort Products Co. | Arco Comfort Products Co. | GHC040NDAI | LPG | No Match |  | False | 1 |  | Horizontal | No Match | No Match | No Match | No Match | No Match |  | No Match |  | 40000 | 32000 |  |  | 40325 | 475 | 75.6 | [8 empty] | 3 | Non Federally-Regulated | 12/08/1986 |  | 06/29/1987
Ducane | Payne | 349EAW000080-B | LPG | No Match | False | False | 1 |  | Horizontal | No Match | No Match | No Match | No Match | No Match |  | No Match |  | 77836 | 59000 | 720 | [13 empty] | Non Federally-Regulated | 08/17/1983 |  | 12/08/1986
BDP Co. | Carrier | 48GL06060X, 61X | LPG | No Match | False | True | 1 |  | Horizontal | No Match | No Match | No Match | No Match | No Match |  | No Match |  | 125000 | 93750 | 2160 | [13 empty] | Non Federally-Regulated | 08/17/1983 |  | 12/08/1986
Rheem Sales Company, Inc. | Montgomery Ward | SRM-54685C | Natural Gas | No Match | False | False | 1 |  | Up | No Match | No Match | No Match | No Match | No Match |  | No Match |  | 140000 | 106000 |  |  | 135356 | 805 | 69 | [8 empty] | 4 | Non Federally-Regulated | 04/02/1981 |  | 08/17/1983
Carrier Corp. | Day & Night | 580AN060120 | Natural Gas | No Match |  | True | 1 |  | Down | No Match | No Match | No Match | No Match | No Match |  | No Match |  | 120000 | 94000 |  |  | 116416 | 1379 | 78.5 | [8 empty] | 3 | Non Federally-Regulated | 03/15/1989 |  | 10/10/1989
Ducane | BDP Co. | 390C-036055 | Oil | No Match | False | False | 1 |  | Up | No Match | No Match | No Match | No Match | No Match |  | No Match |  | 66919 | 53000 | 1200 | [13 empty] | Non Federally-Regulated | 08/17/1983 |  | 12/08/1986
Heil Quaker | Whirlpool | NRGC30HAK02 | Natural Gas | No Match | False | True | 1 |  | Horizontal | No Match | No Match | No Match | No Match | No Match |  | No Match |  | 125000 | 88000 | 1420 | 980 | 110076 | 826 | 69.9 | [8 empty] | 1 | Non Federally-Regulated | 10/13/1981 |  | 03/11/1982
Ducane | Carrier | 58HU125101CA | Oil | No Match | False | False | 1 |  | Up | No Match | No Match | No Match | No Match | No Match |  | No Match |  | 156045 | 96000 | 2060 | 1380 | 137955 | 1119 | 76 | [8 empty] | 5 | Non Federally-Regulated | 07/26/1982 |  | 08/17/1983
Rheem Sales Company, Inc. | Rheem | RRGE-370150F | Natural Gas | No Match |  | True | 3 |  | Horizontal | No Match | No Match | No Match | No Match | No Match |  | No Match |  | 370000 | 277500 |  |  | 263514 | 2067 | 76.3 | [8 empty] | 10 | Non Federally-Regulated | 01/27/1988 |  | 01/15/1989
Heil Quaker | Sears | 867.7638 | Natural Gas | No Match | False | True | 1 |  | Horizontal | No Match | No Match | No Match | No Match | No Match |  | No Match |  | 80000 | 58000 | 550 | 500 | 73377 | 456 | 63.4 | [8 empty] | 1 | Non Federally-Regulated | 04/02/1981 |  | 10/13/1981
Gaffers & Sattler | York | D1SE030N04306B | Natural Gas | No Match |  | True | 1 |  | Horizontal | No Match | No Match | No Match | No Match | No Match |  | No Match |  | 52500 | 42000 | 840 | 750 | 37550 | 474 | 81 | [9 empty] | Non Federally-Regulated | 06/29/1987 |  | 01/27/1988
BDP Co. | Carrier | 48GL03650, 51 | LPG | No Match | False | True | 1 |  | Horizontal | No Match | No Match | No Match | No Match | No Match |  | No Match |  | 60000 | 45000 | 1405 | 1060 | 66107 | 810 | 68.5 | [8 empty] | 3 | Non Federally-Regulated | 10/13/1981 |  | 03/11/1982
Carrier Corp. | Payne | 579DJ,P,E048120 | Natural Gas | No Match |  | True | 1 |  | Down | No Match | No Match | No Match | No Match | No Match |  | No Match |  | 120000 | 92400 | 1500 |  | 96960 | 841 | 76 | [8 empty] | 0 | Non Federally-Regulated | 12/08/1986 |  | 06/29/1987
Heil Quaker | Sears | 867.81625* | Natural Gas | No Match | False | True | 1 |  | Horizontal | No Match | No Match | No Match | No Match | No Match |  | No Match |  | 94164 | 71000 | 1250 | [13 empty] | Non Federally-Regulated | 08/17/1983 |  | 12/08/1986
Rheem Sales Company, Inc. | Rheem | RGDC-10NC-** | LPG | No Match |  | False | 1 |  | Up | No Match | No Match | No Match | No Match | No Match |  | No Match |  | 100000 | 80000 |  |  | 97900 | 884 | 78.7 | [8 empty] | 4 | Non Federally-Regulated | 12/08/1986 |  | 01/27/1988
Snyder General Corp. | Comfortmaker | *PGD*048H075*I*** | Natural Gas | No Match |  | True | 1 |  | Down | No Match | No Match | No Match | No Match | No Match |  | No Match |  | 75000 | 59000 |  |  | 58465 | 331 | 80.2 | [8 empty] | 15 | Non Federally-Regulated | 03/15/1989 |  | 10/10/1989
Magic Chef | Armstrong | CF120AC3.5-3 | Natural Gas | No Match | False | False | 1 |  | Down | No Match | No Match | No Match | No Match | No Match |  | No Match |  | 127321 | 96000 | 1350 | [13 empty] | Non Federally-Regulated | 08/17/1983 |  | 12/08/1986
BDP Co. | Carrier | 48GL06030X, 31X | LPG | No Match | False | True | 1 |  | Horizontal | No Match | No Match | No Match | No Match | No Match |  | No Match |  | 125654 | 96000 | 1905 | [13 empty] | Non Federally-Regulated | 08/17/1983 |  | 12/08/1986
Ducane | Heil Quaker | NRGF48EDB**(A) | Natural Gas | No Match |  | True | 1 |  | Horizontal | No Match | No Match | No Match | No Match | No Match |  | No Match |  | 80000 | 64472 | 2000 | 1675 | 75013 | 1170 | 79.7 | [8 empty] | 6 | Non Federally-Regulated | 12/08/1986 |  | 06/29/1987
Ducane | Day & Night | 349EAW060140 | Natural Gas | No Match | False | False | 1 |  | Horizontal | No Match | No Match | No Match | No Match | No Match |  | No Match |  | 129333 | 97000 | 1950 | [13 empty] | Non Federally-Regulated | 08/17/1983 |  | 12/08/1986
Ducane | Climate Control | G-H801-16M-P | LPG | No Match | False | False | 1 |  | Horizontal | No Match | No Match | No Match | No Match | No Match |  | No Match |  | 79284 | 62000 | 1970 | [13 empty] | Non Federally-Regulated | 08/17/1983 |  | 12/08/1986
Carrier Corp. | Carrier | 48BL045 | Natural Gas | No Match | False | True | 1 |  | Horizontal | No Match | No Match | No Match | No Match | No Match |  | No Match |  | 75000 | 59100 | 1440 | 1000 | 77089 | 792 | 69.2 | [9 empty] | Non Federally-Regulated | 04/02/1981 |  | 10/13/1981
Rheem Sales Company, Inc. | Heat Controller | GHL140-DH | Natural Gas | No Match | False | False | 1 |  | Up | No Match | No Match | No Match | No Match | No Match |  | No Match |  | 140397 | 106000 | [14 empty] | Non Federally-Regulated | 08/17/1983 |  | 12/08/1986
Rheem Sales Company, Inc. | Heat Controller | TGR-48-3G-150 | Natural Gas | No Match |  | True | 1 |  | Horizontal | No Match | No Match | No Match | No Match | No Match |  | No Match |  | 150000 | 115000 |  |  | 140100 | 875 | 77.8 | [8 empty] | 4 | Non Federally-Regulated | 03/15/1989 |  | 10/10/1989
Magic Chef | Johnson | 3A80-OH-1-6 | Natural Gas | No Match | False | True | 1 |  | Horizontal | No Match | No Match | No Match | No Match | No Match |  | No Match |  | 77519 | 60000 | 1340 | [13 empty] | Non Federally-Regulated | 08/17/1983 |  | 12/08/1986
Rheem Sales Company, Inc. | Rheem | RRGF-12E47CK* | Natural Gas | No Match |  | True | 1 |  | Horizontal | No Match | No Match | No Match | No Match | No Match |  | No Match |  | 125000 | 97000 |  |  | 118760 | 910 | 78.3 | [8 empty] | 4 | Non Federally-Regulated | 03/15/1989 |  | 10/10/1989
Trane U.S. Inc. | Trane Dealer Products Group | BLU068L942A | Natural Gas | No Match |  | False | 1 |  | Up | No Match | No Match | No Match | No Match | No Match |  | No Match |  | 68000 | 55000 | 1360 | 855 | 62000 | 500 | 74.7 | [8 empty] | 0 | Non Federally-Regulated | 06/29/1987 |  | 01/27/1988
Ducane | Heil Quaker | NRGF36DKH**(B) | Natural Gas | No Match |  | True | 1 |  | Horizontal | No Match | No Match | No Match | No Match | No Match |  | No Match |  | 80000 | 63095 | 1490 | 1055 | 77883 | 858 | 78.1 | [8 empty] | 6 | Non Federally-Regulated | 01/27/1988 |  | 01/15/1989
Rheem Sales Company, Inc. | Rheem | RGGA-08ECB | Natural Gas | No Match | False | False | 1 |  | Up | No Match | No Match | No Match | No Match | No Match |  | No Match |  | 80000 | 60000 |  |  | 92368 | 537 | 67.4 | [8 empty] | 4 | Non Federally-Regulated | 04/02/1981 |  | 08/17/1983
Carrier Corp. | Carrier | 58SX060-CC | Natural Gas | No Match |  | False | 1 |  | Up | No Match | No Match | No Match | No Match | No Match |  | No Match |  | 66000 | 61000 |  |  | 68078 | 559 | 91.3 | [8 empty] | 5 | Non Federally-Regulated | 01/27/1988 |  | 10/10/1989
Coleman Company, Inc. | Coleman | 7724-836 | Natural Gas | No Match | False | False | 1 |  | Down | No Match | No Match | No Match | No Match | No Match |  | No Match |  | 79260 | 60000 | 1100 | [13 empty] | Non Federally-Regulated | 08/17/1983 |  | 12/08/1986
Carrier Corp. | Carrier | 48LDE0085,6 | Natural Gas | No Match |  | True | 1 |  | Down | No Match | No Match | No Match | No Match | No Match |  | No Match |  | 114000 | 91200 | 3700 | 3000 | 97280 | 1500 | 77.1 | [8 empty] | 0 | Non Federally-Regulated | 03/15/1989 |  | 10/10/1989
Consolidated Industries Corp. | Amana | GSE60DN-3 | Natural Gas | No Match | False | True | 1 |  | Horizontal | No Match | No Match | No Match | No Match | No Match |  | No Match |  | 58182 | 48000 | [14 empty] | Non Federally-Regulated | 08/17/1983 |  | 12/08/1986
Climate Control / Snyder General | Climate Control | *PGDA048H100-L* | LPG | No Match |  | True | 1 |  | Down | No Match | No Match | No Match | No Match | No Match |  | No Match |  | 100000 | 79000 |  |  | 97887 | 470 | 80.2 | [8 empty] | 15 | Non Federally-Regulated | 12/08/1986 |  | 06/29/1987
York International | Luxaire | DACC-W036N059B | Natural Gas | No Match |  | True | 1 |  | Horizontal | No Match | No Match | No Match | No Match | No Match |  | No Match |  | 59000 | 47000 | 1360 | 1285 | 55584 | 886 | 81 | [9 empty] | Non Federally-Regulated | 06/29/1987 |  | 01/27/1988
Amana Refrigeration, Inc. | Amana | EPCG6012-1C (C) | LPG | No Match | False | True | 1 |  | Horizontal | No Match | No Match | No Match | No Match | No Match |  | No Match |  | 116471 | 99000 | [14 empty] | Non Federally-Regulated | 08/17/1983 |  | 12/08/1986
Snyder General Corp. | Comfortmaker | *PGD*090F150*I*** | Natural Gas | No Match |  | True | 1 |  | Down | No Match | No Match | No Match | No Match | No Match |  | No Match |  | 150000 | 116000 |  |  | 139562 | 1362 | 77 | [8 empty] | 0 | Non Federally-Regulated | 01/15/1989 |  | 03/15/1989
Rheem Sales Company, Inc. | Heat Controller | TGR90-4F-150L | Natural Gas | No Match |  | True | 1 |  | Horizontal | No Match | No Match | No Match | No Match | No Match |  | No Match |  | 150000 | 123000 |  |  | 130116 | 1378 | 82.5 | [8 empty] | 6 | Non Federally-Regulated | 01/27/1988 |  | 01/15/1989
Coleman Company, Inc. | Coleman | 2667A746 | Natural Gas | No Match |  | False | 1 |  | Up | No Match | No Match | No Match | No Match | No Match |  | No Match |  | 60000 | 49000 | 1899 | 974 | 57680 | 940 | 77.7 | [8 empty] | 3 | Non Federally-Regulated | 12/08/1986 |  | 06/29/1987
BDP Co. | Carrier | 58SE100-6 | LPG | No Match | False | False | 1 |  | Up | No Match | No Match | No Match | No Match | No Match |  | No Match |  | 100000 | 78000 | 1155 | 987 | 96969 | 592 | 80.5 | [8 empty] | 11 | Non Federally-Regulated | 10/13/1981 |  | 03/11/1982
BDP Co. | Day & Night | 396GAW048125 | LPG | No Match | False | False | 1 |  | Down | No Match | No Match | No Match | No Match | No Match |  | No Match |  | 117188 | 90000 | 1620 | [13 empty] | Non Federally-Regulated | 08/17/1983 |  | 12/08/1986
Ducane | Day & Night | 349EAW060160 | LPG | No Match | False | False | 1 |  | Horizontal | No Match | No Match | No Match | No Match | No Match |  | No Match |  | 160000 | 110000 | 1980 | 1170 | 158410 | 1236 | 58 | [8 empty] | 5 | Non Federally-Regulated | 07/26/1982 |  | 08/17/1983
Rheem Sales Company, Inc. | Heat Controller | GCH80-D2.5 | Natural Gas | No Match | False | False | 1 |  | Down | No Match | No Match | No Match | No Match | No Match |  | No Match |  | 80475 | 61000 | [14 empty] | Non Federally-Regulated | 08/17/1983 |  | 12/08/1986
Rheem Sales Company, Inc. | Ruud | URGF-05E36CK* | Natural Gas | No Match |  | True | 1 |  | Horizontal | No Match | No Match | No Match | No Match | No Match |  | No Match |  | 50000 | 38000 |  |  | 49283 | 420 | 78.3 | [8 empty] | 4 | Non Federally-Regulated | 01/27/1988 |  | 01/15/1989
Borg Warner | York | 24ECW045GA | LPG | No Match | False | True | 1 |  | Horizontal | No Match | No Match | No Match | No Match | No Match |  | No Match |  | 45000 | 34335 | 930 | 675 | 46770 | 417 | 68.3 | [8 empty] | 5 | Non Federally-Regulated | 07/26/1982 |  | 08/17/1983
Rheem Sales Company, Inc. | Heat Controller | TGR60-1G-100 | Natural Gas | No Match |  | True | 1 |  | Horizontal | No Match | No Match | No Match | No Match | No Match |  | No Match |  | 100000 | 76000 |  |  | 79634 | 750 | 77.2 | [8 empty] | 4 | Non Federally-Regulated | 03/15/1989 |  | 10/10/1989
Heil Quaker | Whirlpool | NRGF60FDH**(B) | Natural Gas | No Match |  | True | 1 |  | Horizontal | No Match | No Match | No Match | No Match | No Match |  | No Match |  | 130000 | 103046 | 1775 | 1550 | 117468 | 1126 | 78.3 | [8 empty] | 6 | Non Federally-Regulated | 06/29/1987 |  | 01/27/1988
Magic Chef | Johnson | EG83-125D2C4-5 | Natural Gas | No Match | False | False | 1 |  | Horizontal | No Match | No Match | No Match | No Match | No Match |  | No Match |  | 125000 | 92000 | 1287 | 1731 | 114500 | 513 | 66.7 | [8 empty] | 2 | Non Federally-Regulated | 07/26/1982 |  | 08/17/1983
Carrier Corp. | Carrier | 48EG008A5 | LPG | No Match | False | True | 3 |  | Down | No Match | No Match | No Match | No Match | No Match |  | No Match |  | 225000 | 168750 | 3500 | 2300 | [11 empty] | 25 | Non Federally-Regulated | 07/26/1982 |  | 08/17/1983
Rheem Sales Company, Inc. | Whirlpool | NRGR090HL01A | Natural Gas | No Match |  | True | 1 |  | Horizontal | No Match | No Match | No Match | No Match | No Match |  | No Match |  | 150000 | 123000 |  |  | 130116 | 1378 | 82.5 | [8 empty] | 6 | Non Federally-Regulated | 03/15/1989 |  | 10/10/1989
Heil Quaker | Coleman | 6360H511(C) | Natural Gas | No Match |  | True | 1 |  | Horizontal | No Match | No Match | No Match | No Match | No Match |  | No Match |  | 145000 | 114777 | 1775 | 1550 | 138337 | 1210 | 77.8 | [8 empty] | 6 | Non Federally-Regulated | 01/15/1989 |  | 03/15/1989
Snyder General Corp. | Arcoaire | *PGHA060H100-IN-** | Natural Gas | No Match |  | True | 1 |  | Horizontal | No Match | No Match | No Match | No Match | No Match |  | No Match |  | 100000 | 74000 |  |  | 80919 | 408 | 77.4 | [8 empty] | 15 | Non Federally-Regulated | 06/29/1987 |  | 01/27/1988
BDP Co. | Day & Night | 394GAW060150 | Natural Gas | No Match | False | False | 1 |  | Up | No Match | No Match | No Match | No Match | No Match |  | No Match |  | 150524 | 115000 | 2100 | [13 empty] | Non Federally-Regulated | 08/17/1983 |  | 12/08/1986
Rheem Sales Company, Inc. | Heat Controller | GYD-100-E5N3 | Natural Gas | No Match |  | False | 1 |  | Down | No Match | No Match | No Match | No Match | No Match |  | No Match |  | 100000 | 80000 |  |  | 97823 | 807 | 79 | [8 empty] | 4 | Non Federally-Regulated | 06/29/1987 |  | 01/27/1988
Rheem Sales Company, Inc. | Rheem | RRGE-07E36CLR | Natural Gas | No Match |  | True | 1 |  | Horizontal | No Match | No Match | No Match | No Match | No Match |  | No Match |  | 75000 | 58000 |  |  | 68444 | 745 | 78.2 | [8 empty] | 4 | Non Federally-Regulated | 03/15/1989 |  | 10/10/1989
Rheem Sales Company, Inc. | Ruud | URGF-07E48JK* | Natural Gas | No Match |  | True | 1 |  | Horizontal | No Match | No Match | No Match | No Match | No Match |  | No Match |  | 75000 | 56000 |  |  | 70734 | 910 | 76.6 | [8 empty] | 4 | Non Federally-Regulated | 01/15/1989 |  | 03/15/1989
Consolidated Industries Corp. | Premier | HAC100PF4R | LPG | No Match | False | False | 1 |  | Horizontal | No Match | No Match | No Match | No Match | No Match |  | No Match |  | 99874 | 79000 | [14 empty] | Non Federally-Regulated | 08/17/1983 |  | 12/08/1986
Amana Refrigeration, Inc. | Amana | EGHE60DA-3 (A) | Natural Gas | No Match |  | False | 1 |  | Up | No Match | No Match | No Match | No Match | No Match |  | No Match |  | 60000 | 58000 | 1140 | 650 | 61380 | 590 | 95.2 | [8 empty] | 0 | Non Federally-Regulated | 12/08/1986 |  | 06/29/1987
York International | Luxaire | DAUC-T060N100A | Natural Gas | No Match |  | True | 1 |  | Horizontal | No Match | No Match | No Match | No Match | No Match |  | No Match |  | 100000 | 81000 | 2340 | 2340 | 98177 | 1239 | 77.1 | [9 empty] | Non Federally-Regulated | 01/27/1988 |  | 01/15/1989
Climate Control / Snyder General | Climate Control | *PGDA060F075-L** | LPG | No Match |  | True | 1 |  | Down | No Match | No Match | No Match | No Match | No Match |  | No Match |  | 75000 | 59000 |  |  | 58465 | 331 | 80.2 | [8 empty] | 15 | Non Federally-Regulated | 12/08/1986 |  | 06/29/1987
Lennox Industries Inc. | Lennox | RVZ1-185-275,277 | Natural Gas | No Match | False | True | 3 |  | Horizontal | No Match | No Match | No Match | No Match | No Match |  | No Match |  | 275000 | 211750 | 10000 | 6000 | [11 empty] | 20 | Non Federally-Regulated | 07/26/1982 |  | 08/17/1983
Carrier Corp. | Payne | 585JP048125 | Natural Gas | No Match |  | True | 1 |  | Horizontal | No Match | No Match | No Match | No Match | No Match |  | No Match |  | 125000 | 94000 | 1905 | 1385 | 124031 | 827 | 75.2 | [8 empty] | 3 | Non Federally-Regulated | 03/15/1989 |  | 10/10/1989
Lennox Industries Inc. | Lennox | GCS10X-463-75-2Y | Natural Gas | No Match |  | True | 1 |  | Horizontal | No Match | No Match | No Match | No Match | No Match |  | No Match |  | 75000 | 58000 | 1225 | 710 | 60493 | 661 | 75.7 | [8 empty] | 3 | Non Federally-Regulated | 01/15/1989 |  | 03/15/1989
Ducane | Heil Quaker | NUGK100DH** | Natural Gas | No Match |  | False | 1 |  | Up | No Match | No Match | No Match | No Match | No Match |  | No Match |  | 100000 | 88770 | 1490 | 1335 | 86818 | 696 | 89.2 | [8 empty] | 2 | Non Federally-Regulated | 12/08/1986 |  | 06/29/1987
John Zink | Magic Chef | RBG-090-23-1601-GC | Natural Gas | No Match | False | True | 1 |  | Horizontal | No Match | No Match | No Match | No Match | No Match |  | No Match |  | 160000 | 124800 | 3000 | [13 empty] | Non Federally-Regulated | 08/17/1983 |  | 12/08/1986
Magic Chef | Gaffers & Sattler | 3.5D80-OH-1 | Natural Gas | No Match | False | True | 1 |  | Up | No Match | No Match | No Match | No Match | No Match |  | No Match |  | 79893 | 60000 | 600 | [13 empty] | Non Federally-Regulated | 08/17/1983 |  | 12/08/1986
Amana Refrigeration, Inc. | Amana | EPCG2408-1B (B) | Natural Gas | No Match | False | True | 1 |  | Horizontal | No Match | No Match | No Match | No Match | No Match |  | No Match |  | 98225 | 83000 | [14 empty] | Non Federally-Regulated | 08/17/1983 |  | 12/08/1986
John Zink | John Zink | RCG-0601-23-1402-FC | Natural Gas | No Match | False | True | 1 |  | Horizontal | No Match | No Match | No Match | No Match | No Match |  | No Match |  | 140000 | 110600 | 2200 | [13 empty] | Non Federally-Regulated | 08/17/1983 |  | 12/08/1986
Rheem Sales Company, Inc. | Rheem | RRGF-07E48JK* | Natural Gas | No Match |  | True | 1 |  | Horizontal | No Match | No Match | No Match | No Match | No Match |  | No Match |  | 75000 | 56000 |  |  | 70734 | 910 | 76.6 | [8 empty] | 4 | Non Federally-Regulated | 01/27/1988 |  | 01/15/1989
BDP Co. | Payne | 585CP042075 | Natural Gas | No Match | False | True | 1 |  | Horizontal | No Match | No Match | No Match | No Match | No Match |  | No Match |  | 75000 | 56250 | 1790 | 905 | 75948 | 758 | 70.4 | [8 empty] | 325 | Non Federally-Regulated | 04/02/1981 |  | 10/13/1981
Magic Chef | Airease | EG83-125D2C3.5-7 | Natural Gas | No Match | False | False | 1 |  | Horizontal | No Match | No Match | No Match | No Match | No Match |  | No Match |  | 125000 | 92000 | 1090 | 1575 | 114500 | 481 | 66.7 | [8 empty] | 2 | Non Federally-Regulated | 07/26/1982 |  | 08/17/1983
Magic Chef | Gaffers & Sattler | EG6B90DC36-1 | Natural Gas | No Match |  | False | 1 |  | Up | No Match | No Match | No Match | No Match | No Match |  | No Match |  | 87500 | 75000 | 1380 | 1000 | 71138 | 558 | 86 | [8 empty] | 2 | Non Federally-Regulated | 12/08/1986 |  | 06/29/1987
Rheem Sales Company, Inc. | Ruud | URAB-10E52CT | Natural Gas | No Match | False | True | 1 |  | Horizontal | No Match | No Match | No Match | No Match | No Match |  | No Match |  | 100000 | 76000 |  |  | 92610 | 515 | 67.3 | [8 empty] | 5 | Non Federally-Regulated | 10/13/1981 |  | 03/11/1982
Ducane | Borg Warner | P2HSD20N12001A | LPG | No Match | False | False | 1 |  | Horizontal | No Match | No Match | No Match | No Match | No Match |  | No Match |  | 120000 | 89000 | 1840 | 1140 | 118621 | 768 | 65.3 | [8 empty] | 5 | Non Federally-Regulated | 07/26/1982 |  | 08/17/1983
BDP Co. | Day & Night | 394GAW024050 | LPG | No Match | False | False | 1 |  | Up | No Match | No Match | No Match | No Match | No Match |  | No Match |  | 47120 | 36000 | 815 | [13 empty] | Non Federally-Regulated | 08/17/1983 |  | 12/08/1986
Arkla Industries, Inc. | Friedrich | GDC060NDAI | Natural Gas | No Match | False | False | 1 |  | Down | No Match | No Match | No Match | No Match | No Match |  | No Match |  | 59565 | 52000 | 1440 | [13 empty] | Non Federally-Regulated | 08/17/1983 |  | 12/08/1986
Luxaire | Westinghouse Electric | GCH105UF | Natural Gas | No Match | False | True | 1 |  | Horizontal | No Match | No Match | No Match | No Match | No Match |  | No Match |  | 105000 | 78960 | 2000 |  | 115753 | 935 | 67.9 | [8 empty] | 5 | Non Federally-Regulated | 10/13/1981 |  | 03/11/1982
Rheem Sales Company, Inc. | Heat Controller | TGR18-1G-70 | Natural Gas | No Match |  | True | 1 |  | Horizontal | No Match | No Match | No Match | No Match | No Match |  | No Match |  | 75000 | 58000 |  |  | 69642 | 475 | 78 | [8 empty] | 4 | Non Federally-Regulated | 03/15/1989 |  | 10/10/1989
Heil Quaker | Whirlpool | NRGF60EBB**(B) | Natural Gas | No Match |  | True | 1 |  | Horizontal | No Match | No Match | No Match | No Match | No Match |  | No Match |  | 100000 | 81500 | 2000 | 1675 | 97388 | 1267 | 77.4 | [8 empty] | 6 | Non Federally-Regulated | 01/27/1988 |  | 01/15/1989
Borg Warner | Fraser Johnston | FCU140RAPA | LPG | No Match | False | False | 1 |  | Up | No Match | No Match | No Match | No Match | No Match |  | No Match |  | 140420 | 107000 | 1440 | [13 empty] | Non Federally-Regulated | 08/17/1983 |  | 12/08/1986
York International | Fraser Johnston | DAUC-F048N125A | Natural Gas | No Match |  | True | 1 |  | Horizontal | No Match | No Match | No Match | No Match | No Match |  | No Match |  | 125000 | 99000 | 1905 | 1905 | 122384 | 1150 | 75.1 | [9 empty] | Non Federally-Regulated | 06/29/1987 |  | 01/27/1988
Heil Quaker | Whirlpool | NRGE30SAK** | Natural Gas | No Match | False | True | 1 |  | Horizontal | No Match | No Match | No Match | No Match | No Match |  | No Match |  | 60000 | 43000 | 950 | 860 | 65618 | 664 | 69.2 | [8 empty] | 1 | Non Federally-Regulated | 07/26/1982 |  | 08/17/1983
Lennox Industries Inc. | Lennox | G16Q3/4-100 | Natural Gas | No Match |  | False | 1 |  | Up | No Match | No Match | No Match | No Match | No Match |  | No Match |  | 100000 | 80000 | 1710 | 1100 | 97302 | 855 | 79.3 | [8 empty] | 3 | Non Federally-Regulated | 01/15/1989 |  | 10/10/1989
Rheem Sales Company, Inc. | Rheem | RRGG-15E48CK* | Natural Gas | No Match |  | True | 1 |  | Horizontal | No Match | No Match | No Match | No Match | No Match |  | No Match |  | 150000 | 115000 |  |  | 140100 | 875 | 77.8 | [8 empty] | 4 | Non Federally-Regulated | 03/15/1989 |  | 10/10/1989
BDP Co. | Payne | 394GAW060150 | LPG | No Match | False | False | 1 |  | Up | No Match | No Match | No Match | No Match | No Match |  | No Match |  | 150000 | 107000 | 2100 | 1851 | 133012 | 836 | 70.1 | [8 empty] | 5 | Non Federally-Regulated | 07/26/1982 |  | 08/17/1983
Lennox Industries Inc. | Lennox | GCS9-413-90-1Y | Natural Gas | No Match | False | True | 1 |  | Down | No Match | No Match | No Match | No Match | No Match |  | No Match |  | 86330 | 72000 | 1425 | [13 empty] | Non Federally-Regulated | 08/17/1983 |  | 12/08/1986
Rheem Sales Company, Inc. | Ruud | URGE-12E36JKR | Natural Gas | No Match |  | True | 1 |  | Horizontal | No Match | No Match | No Match | No Match | No Match |  | No Match |  | 125000 | 96000 |  |  | 122462 | 670 | 76.6 | [8 empty] | 4 | Non Federally-Regulated | 01/27/1988 |  | 01/15/1989
BDP Co. | Payne | 397HAW060100 | LPG | No Match | False | False | 1 |  | Up | No Match | No Match | No Match | No Match | No Match |  | No Match |  | 112048 | 93000 | 2230 | [13 empty] | Non Federally-Regulated | 08/17/1983 |  | 12/08/1986
Rheem Sales Company, Inc. | Arcoaire | *PGHA036H075-IM-** | Natural Gas | No Match |  | True | 1 |  | Horizontal | No Match | No Match | No Match | No Match | No Match |  | No Match |  | 75000 | 55000 |  |  | 61990 | 327 | 76.5 | [8 empty] | 15 | Non Federally-Regulated | 01/27/1988 |  | 01/15/1989
Heil Quaker | Whirlpool | NRGF36EDB**(B) | Natural Gas | No Match |  | True | 1 |  | Horizontal | No Match | No Match | No Match | No Match | No Match |  | No Match |  | 100000 | 77679 | 1555 | 1080 | 100036 | 950 | 76.5 | [8 empty] | 6 | Non Federally-Regulated | 03/15/1989 |  | 10/10/1989
Carrier Corp. | Payne | 579DE180270 | Natural Gas | No Match |  | True | 3 |  | Down | No Match | No Match | No Match | No Match | No Match |  | No Match |  | 270000 | 216000 | 7500 | 4500 | 267700 | 1936 | 75.3 | [8 empty] | 5 | Non Federally-Regulated | 06/29/1987 |  | 01/27/1988
Carrier Corp. | Carrier | 48KL042500CE | LPG | No Match |  | True | 1 |  | Horizontal | No Match | No Match | No Match | No Match | No Match |  | No Match |  | 60000 | 45000 | 1790 | 910 | 61085 | 529 | 75.7 | [8 empty] | 3 | Non Federally-Regulated | 12/08/1986 |  | 06/29/1987
Heil Quaker | Dayton | 3E283A* | Natural Gas | No Match | False | False | 1 |  | Down | No Match | No Match | No Match | No Match | No Match |  | No Match |  | 80000 | 60000 | 910 | 640 | 80897 | 544 | 76.9 | [8 empty] | 6 | Non Federally-Regulated | 04/02/1981 |  | 03/11/1982
Rheem Sales Company, Inc. | Arcoaire | PGD0922HAA | Natural Gas | No Match |  | True | 3 |  | Horizontal | No Match | No Match | No Match | No Match | No Match |  | No Match |  | 225000 | 174740 |  |  | 196785 | 1720 | 77.6 | [8 empty] | 6 | Non Federally-Regulated | 06/29/1987 |  | 01/27/1988
Lennox Industries Inc. | Lennox | 012D2-70 | Oil | No Match | False | False | 1 |  | Up | No Match | No Match | No Match | No Match | No Match |  | No Match |  | 70000 | 53000 | 728 | 614 | 61115 | 648 | 75 | [8 empty] | 3 | Non Federally-Regulated | 10/13/1981 |  | 03/11/1982
Carrier Corp. | Payne | 585HB060100 | Natural Gas | No Match |  | True | 1 |  | Horizontal | No Match | No Match | No Match | No Match | No Match |  | No Match |  | 100000 | 79000 | 1905 | 1495 | 103049 | 697 | 75.4 | [8 empty] | 3 | Non Federally-Regulated | 12/08/1986 |  | 06/29/1987
Rheem Sales Company, Inc. | Rheem | RRGE-05E36CKR | Natural Gas | No Match |  | True | 1 |  | Horizontal | No Match | No Match | No Match | No Match | No Match |  | No Match |  | 50000 | 38000 |  |  | 49283 | 420 | 78.3 | [8 empty] | 4 | Non Federally-Regulated | 06/29/1987 |  | 01/27/1988
York International | Luxaire | DACC-F030N052A | Natural Gas | No Match |  | True | 1 |  | Horizontal | No Match | No Match | No Match | No Match | No Match |  | No Match |  | 52500 | 42000 | 840 | 750 | 37550 | 474 | 81 | [9 empty] | Non Federally-Regulated | 12/08/1986 |  | 06/29/1987
Consolidated Industries Corp. | Premier | GHB140D-41A/E | LPG | No Match | False | True | 1 |  | Horizontal | No Match | No Match | No Match | No Match | No Match |  | No Match |  | 140000 | 105000 |  |  | 136101 | 1119 | 67.8 | [8 empty] | 2 | Non Federally-Regulated | 07/26/1982 |  | 08/17/1983
John Zink | Magic Chef | RCG-0601-33-1401-FT | Natural Gas | No Match | False | True | 1 |  | Horizontal | No Match | No Match | No Match | No Match | No Match |  | No Match |  | 140000 | 110600 | 2200 | [13 empty] | Non Federally-Regulated | 08/17/1983 |  | 12/08/1986
Arkla Industries, Inc. | Arkla | DI100D13 | Natural Gas | No Match | False | False | 1 |  | Down | No Match | No Match | No Match | No Match | No Match |  | No Match |  | 100000 | 75000 | 1280 | 1130 | 92158 | 633 | 67.1 | [9 empty] | Non Federally-Regulated | 07/26/1982 |  | 08/17/1983
Magic Chef | Armstrong | CF120AC3-3 | Natural Gas | No Match | False | False | 1 |  | Down | No Match | No Match | No Match | No Match | No Match |  | No Match |  | 120000 | 96000 | 1225 | 990 | 114776 | 610 | 67.3 | [8 empty] | 19 | Non Federally-Regulated | 04/02/1981 |  | 08/17/1983
York International | Fraser Johnston | DACC-F048N073A | Natural Gas | No Match |  | True | 1 |  | Horizontal | No Match | No Match | No Match | No Match | No Match |  | No Match |  | 73500 | 59000 | 1720 | 1560 | 55559 | 892 | 81 | [9 empty] | Non Federally-Regulated | 12/08/1986 |  | 06/29/1987
Rheem Sales Company, Inc. | Ruud | URGF-15E60CK* | Natural Gas | No Match |  | True | 1 |  | Horizontal | No Match | No Match | No Match | No Match | No Match |  | No Match |  | 150000 | 117000 |  |  | 137154 | 1435 | 78.2 | [8 empty] | 4 | Non Federally-Regulated | 01/15/1989 |  | 03/15/1989
Magic Chef | Williams | 3.5D80-OH-1 | Natural Gas | No Match | False | True | 1 |  | Horizontal | No Match | No Match | No Match | No Match | No Match |  | No Match |  | 80000 | 60000 | 1600 | 700 | 81967 | 610 | 66.8 | [8 empty] | 19 | Non Federally-Regulated | 10/13/1981 |  | 03/11/1982
Ducane | BDP Co. | 349EAW060080-B | Natural Gas | No Match | False | False | 1 |  | Horizontal | No Match | No Match | No Match | No Match | No Match |  | No Match |  | 79284 | 62000 | 1970 | [13 empty] | Non Federally-Regulated | 08/17/1983 |  | 12/08/1986
Luxaire | Fraser Johnston | 18ECW045GA | Natural Gas | No Match | False | True | 1 |  | Horizontal | No Match | No Match | No Match | No Match | No Match |  | No Match |  | 45000 | 35550 | 930 | 665 | 53597 | 452 | 68.3 | [8 empty] | 5 | Non Federally-Regulated | 04/02/1981 |  | 10/13/1981
BDP Co. | Carrier | 48GL06030X, 31X | Natural Gas | No Match | False | True | 1 |  | Horizontal | No Match | No Match | No Match | No Match | No Match |  | No Match |  | 125000 | 96000 | 1905 | 1475 | 131683 | 994 | 70.4 | [8 empty] | 325 | Non Federally-Regulated | 04/02/1981 |  | 10/13/1981
Luxaire | Westinghouse Electric | IE060ECVON | LPG | No Match | False | True | 1 |  | Horizontal | No Match | No Match | No Match | No Match | No Match |  | No Match |  | 140000 | 108220 | 2140 | 1790 | 131719 | 739 | 70 | [8 empty] | 5 | Non Federally-Regulated | 04/02/1981 |  | 10/13/1981
Rheem Sales Company, Inc. | Addison Products | GU125GW-DI5 | Natural Gas | No Match | False | False | 1 |  | Up | No Match | No Match | No Match | No Match | No Match |  | No Match |  | 125819 | 96000 | [14 empty] | Non Federally-Regulated | 08/17/1983 |  | 12/08/1986
Snyder General Corp. | McQuay | *PGDA036G075-L* | LPG | No Match |  | True | 1 |  | Down | No Match | No Match | No Match | No Match | No Match |  | No Match |  | 75000 | 59000 |  |  | 58465 | 331 | 80.2 | [8 empty] | 15 | Non Federally-Regulated | 12/08/1986 |  | 06/29/1987
Rheem Sales Company, Inc. | Rheem | RGGC-09EA | Natural Gas | No Match | False | False | 1 |  | Up | No Match | No Match | No Match | No Match | No Match |  | No Match |  | 95000 | 73000 |  |  | 89652 | 548 | 69.4 | [8 empty] | 3 | Non Federally-Regulated | 04/02/1981 |  | 08/17/1983
Ducane | Heil Quaker | NRGF36DDH**(B) | LPG | No Match |  | True | 1 |  | Horizontal | No Match | No Match | No Match | No Match | No Match |  | No Match |  | 80000 | 63095 | 1490 | 1055 | 77883 | 858 | 78.1 | [8 empty] | 6 | Non Federally-Regulated | 06/29/1987 |  | 01/27/1988
Snyder General Corp. | Arcoaire | *PGHA060H150-IL-** | LPG | No Match |  | True | 1 |  | Horizontal | No Match | No Match | No Match | No Match | No Match |  | No Match |  | 150000 | 111000 |  |  | 142868 | 767 | 76.1 | [8 empty] | 15 | Non Federally-Regulated | 06/29/1987 |  | 01/27/1988
York International | Fraser Johnston | DAUC-T036N100A | Natural Gas | No Match |  | True | 1 |  | Horizontal | No Match | No Match | No Match | No Match | No Match |  | No Match |  | 100000 | 81000 | 1600 | 1600 | 100034 | 1138 | 76 | [9 empty] | Non Federally-Regulated | 01/27/1988 |  | 01/15/1989
Carrier Corp. | Payne | 580AN042120-B | Natural Gas | No Match |  | True | 1 |  | Down | No Match | No Match | No Match | No Match | No Match |  | No Match |  | 120000 | 94000 |  |  | 114748 | 1763 | 78.5 | [8 empty] | 3 | Non Federally-Regulated | 03/15/1989 |  | 10/10/1989
Trane U.S. Inc. | Trane Light Commercial Group | BYC130G4L(O,A)D | Natural Gas | No Match |  | True | 3 |  | Horizontal | No Match | No Match | No Match | No Match | No Match |  | No Match |  | 160000 | 121600 |  |  | 138705 | 1804 | 76.3 | [9 empty] | Non Federally-Regulated | 01/27/1988 |  | 01/15/1989
Rheem Sales Company, Inc. | Weatherking | GPE3.5T075-1 | Natural Gas | No Match |  | True | 1 |  | Horizontal | No Match | No Match | No Match | No Match | No Match |  | No Match |  | 75000 | 58000 |  |  | 67229 | 755 | 79.1 | [8 empty] | 4 | Non Federally-Regulated | 03/15/1989 |  | 10/10/1989
Rheem Sales Company, Inc. | Rheem | RRGE-07E42CKR | Natural Gas | No Match |  | True | 1 |  | Horizontal | No Match | No Match | No Match | No Match | No Match |  | No Match |  | 75000 | 58000 |  |  | 67229 | 755 | 79.1 | [8 empty] | 4 | Non Federally-Regulated | 01/15/1989 |  | 03/15/1989
Snyder General Corp. | McQuay | *PGH*048G100*I*** | Natural Gas | No Match |  | True | 1 |  | Horizontal | No Match | No Match | No Match | No Match | No Match |  | No Match |  | 100000 | 74000 |  |  | 80919 | 408 | 77.4 | [8 empty] | 15 | Non Federally-Regulated | 01/15/1989 |  | 03/15/1989
Rheem Sales Company, Inc. | Ruud | URGG-15E48CL* | Natural Gas | No Match |  | True | 1 |  | Horizontal | No Match | No Match | No Match | No Match | No Match |  | No Match |  | 150000 | 115000 |  |  | 140100 | 875 | 77.8 | [8 empty] | 4 | Non Federally-Regulated | 03/15/1989 |  | 10/10/1989
Snyder General Corp. | McQuay | *PGHA042F075-IN-** | Natural Gas | No Match |  | True | 1 |  | Horizontal | No Match | No Match | No Match | No Match | No Match |  | No Match |  | 75000 | 56000 |  |  | 60783 | 318 | 77.3 | [8 empty] | 15 | Non Federally-Regulated | 01/27/1988 |  | 01/15/1989
Consolidated Industries Corp. | Coleman | 2508B736 | Natural Gas | No Match | False | True | 1 |  | Horizontal | No Match | No Match | No Match | No Match | No Match |  | No Match |  | 117497 | 92000 | [14 empty] | Non Federally-Regulated | 08/17/1983 |  | 12/08/1986
Luxaire | Westinghouse Electric | FGUF045CAN | Natural Gas | No Match | False | False | 1 |  | Up | No Match | No Match | No Match | No Match | No Match |  | No Match |  | 45000 | 33975 | 740 | 540 | 45886 | 412 | 67.5 | [8 empty] | 5 | Non Federally-Regulated | 03/11/1982 |  | 07/26/1982
Magic Chef | Airease | 4A120-OH-3-5 | Natural Gas | No Match | False | True | 1 |  | Horizontal | No Match | No Match | No Match | No Match | No Match |  | No Match |  | 117801 | 90000 | 1850 | [13 empty] | Non Federally-Regulated | 08/17/1983 |  | 12/08/1986
Magic Chef | Williams | EG83-125D2C5-7 | Natural Gas | No Match | False | False | 1 |  | Horizontal | No Match | No Match | No Match | No Match | No Match |  | No Match |  | 122667 | 92000 | 2064 | [13 empty] | Non Federally-Regulated | 08/17/1983 |  | 12/08/1986
Luxaire | Fraser Johnston | 48ECW160UA | LPG | No Match | False | True | 1 |  | Horizontal | No Match | No Match | No Match | No Match | No Match |  | No Match |  | 160000 | 122240 | 1860 | 1385 | 156152 | 809 | 70 | [8 empty] | 5 | Non Federally-Regulated | 04/02/1981 |  | 10/13/1981
Heil Quaker | Dayton | 3C588(A) | Natural Gas | No Match |  | True | 1 |  | Horizontal | No Match | No Match | No Match | No Match | No Match |  | No Match |  | 80000 | 66720 | 2000 | 1675 | 75040 | 1164 | 79.7 | [8 empty] | 6 | Non Federally-Regulated | 01/27/1988 |  | 01/15/1989
Heil Quaker | Heil Quaker | NRGF60EBB**(A) | Natural Gas | No Match |  | False | 1 |  | Horizontal | No Match | No Match | No Match | No Match | No Match |  | No Match |  | 80000 | 66720 | 2000 | 1675 | 75040 | 1164 | 79.7 | [8 empty] | 6 | Non Federally-Regulated | 01/15/1989 |  | 10/10/1989
Rheem Sales Company, Inc. | Rheem | RRGE-10E42CKR | Natural Gas | No Match |  | True | 1 |  | Horizontal | No Match | No Match | No Match | No Match | No Match |  | No Match |  | 100000 | 78000 |  |  | 97498 | 810 | 79.3 | [8 empty] | 4 | Non Federally-Regulated | 12/08/1986 |  | 06/29/1987
Carrier Corp. | Carrier | 48LDT004 | Natural Gas | No Match |  | True | 1 |  | Down | No Match | No Match | No Match | No Match | No Match |  | No Match |  | 80000 | 61600 | 1200 |  | 71610 | 413 | 75 | [8 empty] | 0 | Non Federally-Regulated | 03/15/1989 |  | 10/10/1989
Amana Refrigeration, Inc. | Amana | EPCG4812-1D (A) | LPG | No Match |  | True | 1 |  | Horizontal | No Match | No Match | No Match | No Match | No Match |  | No Match |  | 80000 | 68000 |  |  | 73360 | 336 | 85.3 | [8 empty] | 22 | Non Federally-Regulated | 01/27/1988 |  | 01/15/1989
Rheem Sales Company, Inc. | Ruud | UGAC-14KA | Natural Gas | No Match | False | False | 1 |  | Up | No Match | No Match | No Match | No Match | No Match |  | No Match |  | 140000 | 106000 |  |  | 136007 | 999 | 68.1 | [8 empty] | 3 | Non Federally-Regulated | 04/02/1981 |  | 10/13/1981
Luxaire | Luxaire | GCH075HF | Natural Gas | No Match | False | False | 1 |  | Horizontal | No Match | No Match | No Match | No Match | No Match |  | No Match |  | 75000 | 58275 | 1500 | 1170 | 76491 | 1061 | 70 | [8 empty] | 5 | Non Federally-Regulated | 04/02/1981 |  | 10/13/1981
Consolidated Industries Corp. | Pacific / Air | GHB100D-25A | LPG | No Match | False | False | 1 |  | Horizontal | No Match | No Match | No Match | No Match | No Match |  | No Match |  | 99738 | 76000 | [14 empty] | Non Federally-Regulated | 08/17/1983 |  | 12/08/1986
Daikin Comfort Technologies Manufacturing, L.P. | Janitrol / GMC | HAC075N(D,E,F)4RC | Natural Gas | No Match |  | False | 1 |  | Horizontal | No Match | No Match | No Match | No Match | No Match |  | No Match |  | 75000 | 58000 |  |  | 63994 | 676 | 75 | [8 empty] | 3 | Non Federally-Regulated | 01/27/1988 |  | 01/15/1989
Rheem Sales Company, Inc. | Ruud | UGMC-12KCB | Natural Gas | No Match | False | False | 1 |  | Down | No Match | No Match | No Match | No Match | No Match |  | No Match |  | 125000 | 96000 |  |  | 134093 | 938 | 68.9 | [8 empty] | 4 | Non Federally-Regulated | 04/02/1981 |  | 08/17/1983
Magic Chef | Armstrong | EG83-125D2C5-7 | Natural Gas | No Match | False | False | 1 |  | Horizontal | No Match | No Match | No Match | No Match | No Match |  | No Match |  | 125000 | 92000 | 2064 | 1342 | 114500 | 623 | 66.7 | [8 empty] | 2 | Non Federally-Regulated | 07/26/1982 |  | 08/17/1983
Luxaire | Westinghouse Electric | 80REH0BNL | Natural Gas | No Match | False | False | 1 |  | Down | No Match | No Match | No Match | No Match | No Match |  | No Match |  | 80000 | 63200 |  |  | 82355 | 531 | 75 | [8 empty] | 8 | Non Federally-Regulated | 10/13/1981 |  | 03/11/1982
Rheem Sales Company, Inc. | Heil Quaker | NRGR90HL01A | Natural Gas | No Match |  | True | 1 |  | Horizontal | No Match | No Match | No Match | No Match | No Match |  | No Match |  | 150000 | 123000 |  |  | 130116 | 1378 | 82.5 | [8 empty] | 6 | Non Federally-Regulated | 03/15/1989 |  | 10/10/1989
Rheem Sales Company, Inc. | York | P-UMD20N09701A | Natural Gas | No Match |  | False | 1 |  | Up | No Match | No Match | No Match | No Match | No Match |  | No Match |  | 120000 | 96000 |  |  | 115981 | 1079 | 79.6 | [8 empty] | 4 | Non Federally-Regulated | 01/15/1989 |  | 10/10/1989
John Zink | Magic Chef | RCG-0601-43-0951-FC | Natural Gas | No Match | False | True | 1 |  | Horizontal | No Match | No Match | No Match | No Match | No Match |  | No Match |  | 95000 | 73150 | 2200 | [13 empty] | Non Federally-Regulated | 08/17/1983 |  | 12/08/1986
Borg Warner | York | 42ECW080GA | LPG | No Match | False | True | 1 |  | Horizontal | No Match | No Match | No Match | No Match | No Match |  | No Match |  | 80000 | 64000 | 1275 | [13 empty] | Non Federally-Regulated | 08/17/1983 |  | 12/08/1986
Heil Quaker | Heil | NUGI060CG** | Natural Gas | No Match |  | False | 1 |  | Up | No Match | No Match | No Match | No Match | No Match |  | No Match |  | 60000 | 47580 | 1480 | 700 | 62907 | 408 | 73.5 | [8 empty] | 4 | Non Federally-Regulated | 12/08/1986 |  | 01/27/1988
John Zink | Air Distribution Association | RCG-0601-43-0951-FT | Natural Gas | No Match | False | True | 1 |  | Horizontal | No Match | No Match | No Match | No Match | No Match |  | No Match |  | 95000 | 73150 | 2200 | [13 empty] | Non Federally-Regulated | 08/17/1983 |  | 12/08/1986
Magic Chef | Williams | 4D120-OH-3 | Natural Gas | No Match | False | True | 1 |  | Horizontal | No Match | No Match | No Match | No Match | No Match |  | No Match |  | 120000 | 90000 | 1850 | 1850 | 113032 | 659 | 68.3 | [8 empty] | 19 | Non Federally-Regulated | 04/02/1981 |  | 10/13/1981
Rheem Sales Company, Inc. | Arcoaire | *GDE135A020-IN | Natural Gas | No Match |  | False | 1 |  | Down | No Match | No Match | No Match | No Match | No Match |  | No Match |  | 135000 | 108000 | 2005 | 1495 | 123644 | 851 | 75.4 | [8 empty] | 3 | Non Federally-Regulated | 01/27/1988 |  | 01/15/1989
Rheem Sales Company, Inc. | Heat Controller | TGR-36-1E-100 | Natural Gas | No Match |  | True | 1 |  | Horizontal | No Match | No Match | No Match | No Match | No Match |  | No Match |  | 100000 | 76000 |  |  | 80594 | 610 | 76.9 | [8 empty] | 4 | Non Federally-Regulated | 01/15/1989 |  | 03/15/1989
Carrier Corp. | Payne | 580AP042080 | Natural Gas | No Match |  | True | 1 |  | Horizontal | No Match | No Match | No Match | No Match | No Match |  | No Match |  | 80000 | 62000 |  |  | 79165 | 562 | 78.5 | [8 empty] | 3 | Non Federally-Regulated | 03/15/1989 |  | 10/10/1989
Heil Quaker | Bard | PGA60B080(B) | Natural Gas | No Match |  | True | 1 |  | Horizontal | No Match | No Match | No Match | No Match | No Match |  | No Match |  | 100000 | 78886 | 2000 | 1675 | 97374 | 1274 | 77.4 | [8 empty] | 6 | Non Federally-Regulated | 06/29/1987 |  | 01/27/1988
Magic Chef | Gaffers & Sattler | 24D80 | Natural Gas | No Match | False | True | 1 |  | Horizontal | No Match | No Match | No Match | No Match | No Match |  | No Match |  | 80000 | 60000 | 805 | 700 | 81975 | 270 | 66.8 | [8 empty] | 19 | Non Federally-Regulated | 07/26/1982 |  | 08/17/1983
Rheem Sales Company, Inc. | Ruud | UGAC-09KAB** | Natural Gas | No Match | False | False | 1 |  | Up | No Match | No Match | No Match | No Match | No Match |  | No Match |  | 94667 | 71000 | [14 empty] | Non Federally-Regulated | 08/17/1983 |  | 12/08/1986
Carrier Corp. | Payne | 580AE060120 | Natural Gas | No Match |  | True | 1 |  | Horizontal | No Match | No Match | No Match | No Match | No Match |  | No Match |  | 120000 | 94000 |  |  | 116416 | 1379 | 78.5 | [8 empty] | 3 | Non Federally-Regulated | 03/15/1989 |  | 10/10/1989
Gaffers & Sattler | York | D1Y0060N14006A | Natural Gas | No Match | False | True | 1 |  | Horizontal | No Match | No Match | No Match | No Match | No Match |  | No Match |  | 140000 | 102000 | 1950 | 1950 | 138171 | 659 | 68.2 | [8 empty] | 19 | Non Federally-Regulated | 10/13/1981 |  | 03/11/1982
Sunbeam Air Conditioning | Sunbeam Air Conditioning | RCG-1202-23-2801-HC | LPG | No Match |  | True | 3 |  | Down | No Match | No Match | No Match | No Match | No Match |  | No Match |  | 280000 | 224000 | 4400 | 3600 | 255920 | 2751 | 77.8 | [8 empty] | 4 | Non Federally-Regulated | 12/08/1986 |  | 06/29/1987
Lennox Industries Inc. | Lennox | G1405-100 | Natural Gas | No Match |  | False | 1 |  | Up | No Match | No Match | No Match | No Match | No Match |  | No Match |  | 100000 | 95000 | 2100 | 1420 | 100127 | 727 | 93.5 | [8 empty] | 3 | Non Federally-Regulated | 06/29/1987 |  | 01/15/1989
Rheem Sales Company, Inc. | Heat Controller | TGR-48-1XB-70 | Natural Gas | No Match |  | True | 1 |  | Horizontal | No Match | No Match | No Match | No Match | No Match |  | No Match |  | 75000 | 56000 |  |  | 70734 | 910 | 76.6 | [8 empty] | 4 | Non Federally-Regulated | 01/27/1988 |  | 01/15/1989
Magic Chef | Armstrong | 3.5A100-OH-3-6 | Natural Gas | No Match | False | True | 1 |  | Horizontal | No Match | No Match | No Match | No Match | No Match |  | No Match |  | 100000 | 75000 | 1600 | 870 | 78711 | 468 | 67.3 | [8 empty] | 19 | Non Federally-Regulated | 07/26/1982 |  | 08/17/1983
Coleman Company, Inc. | Coleman | 2638J636 | Natural Gas | No Match | False | False | 1 |  | Up | No Match | No Match | No Match | No Match | No Match |  | No Match |  | 75032 | 58000 | 1900 | [13 empty] | Non Federally-Regulated | 08/17/1983 |  | 12/08/1986
Coleman Company, Inc. | Coleman | 6330H321(A) | Natural Gas | No Match |  | True | 1 |  | Horizontal | No Match | No Match | No Match | No Match | No Match |  | No Match |  | 60000 | 46578 | 870 | 705 | 59330 | 605 | 76.9 | [8 empty] | 6 | Non Federally-Regulated | 06/29/1987 |  | 01/27/1988
BDP Co. | Payne | 394GAW048060* | Natural Gas | No Match | False | False | 1 |  | Up | No Match | No Match | No Match | No Match | No Match |  | No Match |  | 60000 | 45000 | 1600 | 1235 | 68200 | 530 | 67.8 | [8 empty] | 5 | Non Federally-Regulated | 03/11/1982 |  | 07/26/1982
BDP Co. | Carrier | 48GL03650X, 51X | Natural Gas | No Match | False | True | 1 |  | Horizontal | No Match | No Match | No Match | No Match | No Match |  | No Match |  | 75000 | 56250 | 1405 | 1060 | 76013 | 745 | 70.4 | [8 empty] | 325 | Non Federally-Regulated | 04/02/1981 |  | 10/13/1981
Rheem Sales Company, Inc. | Rheem | RGAC-10EA | Natural Gas | No Match | False | False | 1 |  | Up | No Match | No Match | No Match | No Match | No Match |  | No Match |  | 100000 | 77000 |  |  | 111572 | 629 | 69.9 | [8 empty] | 3 | Non Federally-Regulated | 04/02/1981 |  | 10/13/1981
Magic Chef | Armstrong | 5D120-OH-3 | Natural Gas | No Match | False | True | 1 |  | Horizontal | No Match | No Match | No Match | No Match | No Match |  | No Match |  | 120000 | 90000 | 1950 | 1950 | 113043 | 618 | 68.3 | [8 empty] | 19 | Non Federally-Regulated | 07/26/1982 |  | 08/17/1983
Luxaire | Westinghouse Electric | FGUG103TA | Natural Gas | No Match | False | False | 1 |  | Up | No Match | No Match | No Match | No Match | No Match |  | No Match |  | 103125 | 79406 | 2000 |  | 104435 | 1049 | 72.4 | [8 empty] | 11 | Non Federally-Regulated | 04/02/1981 |  | 10/13/1981
Snyder General Corp. | Comfortmaker | *PGDA048H075-N* | Natural Gas | No Match |  | True | 1 |  | Down | No Match | No Match | No Match | No Match | No Match |  | No Match |  | 75000 | 59000 |  |  | 58465 | 331 | 80.2 | [8 empty] | 15 | Non Federally-Regulated | 12/08/1986 |  | 06/29/1987
Daikin Comfort Technologies Manufacturing, L.P. | Janitrol / GMC | HAC080N(D,E,F)5RXC | Natural Gas | No Match |  | False | 1 |  | Horizontal | No Match | No Match | No Match | No Match | No Match |  | No Match |  | 80000 | 63000 |  |  | 80981 | 762 | 75.5 | [8 empty] | 3 | Non Federally-Regulated | 01/27/1988 |  | 01/15/1989
Rheem Sales Company, Inc. | Rheem | RGUG-05NA-ES | Natural Gas | No Match |  | False | 1 |  | Horizontal | No Match | No Match | No Match | No Match | No Match |  | No Match |  | 50000 | 40000 |  |  | 39494 | 453 | 77.2 | [8 empty] | 4 | Non Federally-Regulated | 01/27/1988 |  | 10/10/1989
Rheem Sales Company, Inc. | Weatherking | GPE5.0T100-1 | Natural Gas | No Match |  | True | 1 |  | Horizontal | No Match | No Match | No Match | No Match | No Match |  | No Match |  | 100000 | 76000 |  |  | 79634 | 750 | 77.2 | [8 empty] | 4 | Non Federally-Regulated | 03/15/1989 |  | 10/10/1989
Heil Quaker | Heil | NULE080BG** | LPG | No Match |  | False | 1 |  | Up | No Match | No Match | No Match | No Match | No Match |  | No Match |  | 80000 | 62700 | 1360 | 900 | 79280 | 632 | 77.8 | [8 empty] | 2 | Non Federally-Regulated | 12/08/1986 |  | 01/15/1989
Magic Chef | Gaffers & Sattler | EG6A40DC18-5 | Natural Gas | No Match | False | False | 1 |  | Up | No Match | No Match | No Match | No Match | No Match |  | No Match |  | 40000 | 32000 | 610 |  | 40400 | 636 | 72.7 | [8 empty] | 2 | Non Federally-Regulated | 07/26/1982 |  | 08/17/1983
Heil Quaker | Whirlpool | NUGB105AG01 | Natural Gas | No Match | False | False | 1 |  | Up | No Match | No Match | No Match | No Match | No Match |  | No Match |  | 105333 | 79000 | 1350 | [13 empty] | Non Federally-Regulated | 08/17/1983 |  | 12/08/1986
Magic Chef | Armstrong | EMG66R-80D2C4-2 | Natural Gas | No Match | False | False | 1 |  | Up | No Match | No Match | No Match | No Match | No Match |  | No Match |  | 80000 | 64000 | 1580 | 1285 | 90371 | 695 | 67.3 | [8 empty] | 19 | Non Federally-Regulated | 07/26/1982 |  | 08/17/1983
BDP Co. | Day & Night | 585CP060150 | Natural Gas | No Match | False | True | 1 |  | Horizontal | No Match | No Match | No Match | No Match | No Match |  | No Match |  | 150000 | 112500 | 2195 | [13 empty] | Non Federally-Regulated | 08/17/1983 |  | 12/08/1986
Rheem Sales Company, Inc. | Century | TGR-48-3F-120 | Natural Gas | No Match |  | True | 1 |  | Horizontal | No Match | No Match | No Match | No Match | No Match |  | No Match |  | 125000 | 97000 |  |  | 118760 | 910 | 78.3 | [8 empty] | 4 | Non Federally-Regulated | 03/15/1989 |  | 10/10/1989
Rheem Sales Company, Inc. | Montgomery Ward | SRM-54791 | Natural Gas | No Match | False | False | 1 |  | Down | No Match | No Match | No Match | No Match | No Match |  | No Match |  | 80000 | 61000 |  |  | 90639 | 575 | 68.5 | [8 empty] | 3 | Non Federally-Regulated | 04/02/1981 |  | 10/13/1981
Magic Chef | Armstrong | 3.5A80-OH-3-6 | Natural Gas | No Match | False | True | 1 |  | Horizontal | No Match | No Match | No Match | No Match | No Match |  | No Match |  | 80000 | 60000 | 1600 | 700 | 81967 | 610 | 66.8 | [8 empty] | 19 | Non Federally-Regulated | 04/02/1981 |  | 10/13/1981
Magic Chef | Johnson | CF-120AC4-2 | Natural Gas | No Match | False | False | 1 |  | Down | No Match | No Match | No Match | No Match | No Match |  | No Match |  | 120000 | 86000 | 1500 | 990 | 114776 | 610 | 67.3 | [8 empty] | 19 | Non Federally-Regulated | 04/02/1981 |  | 08/17/1983
Heil Quaker | Heil | NRGB60MAK03 | Natural Gas | No Match | False | True | 1 |  | Horizontal | No Match | No Match | No Match | No Match | No Match |  | No Match |  | 150000 | 106000 | 1860 | 1625 | 136594 | 804 | 68.1 | [8 empty] | 1 | Non Federally-Regulated | 10/13/1981 |  | 03/11/1982
Ducane | Fraser Johnston | P2HFD17F10001A | Oil | No Match | False | False | 1 |  | Horizontal | No Match | No Match | No Match | No Match | No Match |  | No Match |  | 125393 | 96000 | 1730 | 950 | 121640 | 673 | 76.5 | [8 empty] | 5 | Non Federally-Regulated | 07/26/1982 |  | 08/17/1983
Daikin Comfort Technologies Manufacturing, L.P. | Janitrol / GMC | HAC100N(D,E,F)5RC | Natural Gas | No Match |  | False | 1 |  | Horizontal | No Match | No Match | No Match | No Match | No Match |  | No Match |  | 100000 | 78000 |  |  | 104896 | 1127 | 75 | [8 empty] | 3 | Non Federally-Regulated | 01/27/1988 |  | 01/15/1989
Rheem Sales Company, Inc. | Addison Products | GDWHE100A-D5C | Natural Gas | No Match |  | False | 1 |  | Down | No Match | No Match | No Match | No Match | No Match |  | No Match |  | 100000 | 80000 |  |  | 97823 | 807 | 79 | [8 empty] | 4 | Non Federally-Regulated | 12/08/1986 |  | 06/29/1987
Rheem Sales Company, Inc. | Century | TGR-24-1E-50 | Natural Gas | No Match |  | True | 1 |  | Horizontal | No Match | No Match | No Match | No Match | No Match |  | No Match |  | 50000 | 39000 |  |  | 49568 | 345 | 78.2 | [8 empty] | 4 | Non Federally-Regulated | 01/15/1989 |  | 03/15/1989
Ducane | Trane | SFHCC25*L | Natural Gas | No Match |  | True | 3 |  | Down | No Match | No Match | No Match | No Match | No Match |  | No Match |  | 235000 | 176000 | 11000 | 10000 | 212000 | 2820 | 78.5 | [9 empty] | Non Federally-Regulated | 01/27/1988 |  | 01/15/1989
Carrier Corp. | Day & Night | 376AAW036055 | Natural Gas | No Match |  | False | 1 |  | Down | No Match | No Match | No Match | No Match | No Match |  | No Match |  | 64000 | 52000 |  |  | 64910 | 790 | 82.2 | [8 empty] | 5 | Non Federally-Regulated | 12/08/1986 |  | 06/29/1987
Consolidated Industries Corp. | Coleman | 2508B736 | Natural Gas | No Match | False | False | 1 |  | Horizontal | No Match | No Match | No Match | No Match | No Match |  | No Match |  | 120051 | 94000 | [14 empty] | Non Federally-Regulated | 08/17/1983 |  | 12/08/1986
Luxaire | Westinghouse Electric | IE030BCAON | LPG | No Match | False | True | 1 |  | Horizontal | No Match | No Match | No Match | No Match | No Match |  | No Match |  | 80000 | 63760 | 920 | 760 | 85831 | 611 | 70 | [8 empty] | 5 | Non Federally-Regulated | 10/13/1981 |  | 03/11/1982
Heil Quaker | Heil Quaker | NRGF42EDB**(A) | Natural Gas | No Match |  | True | 1 |  | Horizontal | No Match | No Match | No Match | No Match | No Match |  | No Match |  | 80000 | 63228 | 1555 | 1080 | 78543 | 714 | 78 | [8 empty] | 6 | Non Federally-Regulated | 01/15/1989 |  | 03/15/1989
BDP Co. | Payne | 396GAY000100 | LPG | No Match | False | False | 1 |  | Down | No Match | No Match | No Match | No Match | No Match |  | No Match |  | 100260 | 77000 | [14 empty] | Non Federally-Regulated | 08/17/1983 |  | 12/08/1986
Luxaire | Westinghouse Electric | FGUG137TA | Natural Gas | No Match | False | False | 1 |  | Up | No Match | No Match | No Match | No Match | No Match |  | No Match |  | 137500 | 103125 | 2000 |  | 129366 | 975 | 71.9 | [8 empty] | 11 | Non Federally-Regulated | 10/13/1981 |  | 03/11/1982
Magic Chef | Johnson | ENG8D50DC36-2 | Natural Gas | No Match |  | False | 1 |  | Horizontal | No Match | No Match | No Match | No Match | No Match |  | No Match |  | 50000 | 38000 |  |  | 40993 | 352 | 75.3 | [8 empty] | 3 | Non Federally-Regulated | 12/08/1986 |  | 01/27/1988
Heil Quaker | Heil | NUGB075AD** | Natural Gas | No Match | False | False | 1 |  | Up | No Match | No Match | No Match | No Match | No Match |  | No Match |  | 74839 | 58000 | 900 | [13 empty] | Non Federally-Regulated | 08/17/1983 |  | 12/08/1986
Heil Quaker | Whirlpool | NRGE60MAK** | Natural Gas | No Match | False | True | 1 |  | Horizontal | No Match | No Match | No Match | No Match | No Match |  | No Match |  | 150000 | 106000 | 1800 | 1550 | 136594 | 804 | 68.1 | [8 empty] | 1 | Non Federally-Regulated | 07/26/1982 |  | 08/17/1983
Rheem Sales Company, Inc. | Heil Quaker | NRGR15DN01C | Natural Gas | No Match |  | True | 3 |  | Horizontal | No Match | No Match | No Match | No Match | No Match |  | No Match |  | 370000 | 277500 |  |  | 263514 | 2067 | 76.5 | [8 empty] | 10 | Non Federally-Regulated | 03/15/1989 |  | 10/10/1989
Magic Chef | Armstrong | U80-4 | Natural Gas | No Match | False | False | 1 |  | Up | No Match | No Match | No Match | No Match | No Match |  | No Match |  | 80000 | 64000 |  | 660 | 79558 | 369 | 68.3 | [8 empty] | 19 | Non Federally-Regulated | 04/02/1981 |  | 08/17/1983
Borg Warner | Moncrief | GCU082FF | Natural Gas | No Match | False | False | 1 |  | Up | No Match | No Match | No Match | No Match | No Match |  | No Match |  | 85220 | 64000 | 1170 | [13 empty] | Non Federally-Regulated | 08/17/1983 |  | 12/08/1986
Borg Warner | Luxaire | FCU080FANA | Natural Gas | No Match | False | False | 1 |  | Up | No Match | No Match | No Match | No Match | No Match |  | No Match |  | 80000 | 61000 | 1535 | 1300 | 88088 | 628 | 69.5 | [8 empty] | 5 | Non Federally-Regulated | 07/26/1982 |  | 08/17/1983
Snyder General Corp. | Arcoaire | *PGDA060G075-N** | Natural Gas | No Match |  | True | 1 |  | Down | No Match | No Match | No Match | No Match | No Match |  | No Match |  | 75000 | 59000 |  |  | 58465 | 331 | 80.2 | [8 empty] | 15 | Non Federally-Regulated | 12/08/1986 |  | 06/29/1987
Rheem Sales Company, Inc. | Heat Controller | GHD80-DHP | LPG | No Match | False | False | 1 |  | Up | No Match | No Match | No Match | No Match | No Match |  | No Match |  | 80000 | 60000 |  |  | 92346 | 546 | 67.4 | [8 empty] | 3 | Non Federally-Regulated | 07/26/1982 |  | 08/17/1983
Trane U.S. Inc. | Trane Light Commercial Group | BYC036H1LOA | Natural Gas | No Match |  | True | 3 |  | Horizontal | No Match | No Match | No Match | No Match | No Match |  | No Match |  | 80000 | 63000 | 1635 | 1255 | 79600 | 373 | 78.8 | [8 empty] | 0 | Non Federally-Regulated | 01/27/1988 |  | 01/15/1989
Heil Quaker | Sears | 867.7622 | Natural Gas | No Match | False | False | 1 |  | Up | No Match | No Match | No Match | No Match | No Match |  | No Match |  | 80000 | 64000 | 1360 | 900 | 76979 | 611 | 80.1 | [8 empty] | 2 | Non Federally-Regulated | 03/11/1982 |  | 07/26/1982
Heil Quaker | Whirlpool | NUGF047AG** | Natural Gas | No Match | False | False | 1 |  | Up | No Match | No Match | No Match | No Match | No Match |  | No Match |  | 47500 | 38000 | 1380 | 900 | 46216 | 806 | 80.6 | [8 empty] | 6 | Non Federally-Regulated | 07/26/1982 |  | 08/17/1983
Luxaire | Westinghouse Electric | 100HCDAC | LPG | No Match | False | True | 1 |  | Horizontal | No Match | No Match | No Match | No Match | No Match |  | No Match |  | 100000 | 76600 | 1565 | 1091 | 90775 | 580 | 69.1 | [8 empty] | 2 | Non Federally-Regulated | 10/13/1981 |  | 03/11/1982
Heil Quaker | Dayton | 3C584(A) | Natural Gas | No Match |  | True | 1 |  | Horizontal | No Match | No Match | No Match | No Match | No Match |  | No Match |  | 60000 | 49920 | 1490 | 1055 | 56307 | 831 | 79.7 | [8 empty] | 6 | Non Federally-Regulated | 01/15/1989 |  | 03/15/1989
Snyder General Corp. | McQuay | *PGDA060F075-L* | LPG | No Match |  | True | 1 |  | Down | No Match | No Match | No Match | No Match | No Match |  | No Match |  | 75000 | 59000 |  |  | 58465 | 331 | 80.2 | [8 empty] | 15 | Non Federally-Regulated | 12/08/1986 |  | 06/29/1987
Rheem Sales Company, Inc. | Rheem | RRGE-10E36CLR | Natural Gas | No Match |  | True | 1 |  | Horizontal | No Match | No Match | No Match | No Match | No Match |  | No Match |  | 100000 | 76000 |  |  | 80594 | 610 | 76.9 | [8 empty] | 4 | Non Federally-Regulated | 12/08/1986 |  | 06/29/1987
Consolidated Industries Corp. | Trane | THN075A948A2 | Natural Gas | No Match |  | False | 1 |  | Horizontal | No Match | No Match | No Match | No Match | No Match |  | No Match |  | 75000 | 60000 |  |  | 80367 | 780 | 76.4 | [8 empty] | 3 | Non Federally-Regulated | 03/15/1989 |  | 10/10/1989
Rheem Sales Company, Inc. | Ruud | UGGA-08EA | Natural Gas | No Match | False | False | 1 |  | Up | No Match | No Match | No Match | No Match | No Match |  | No Match |  | 80000 | 60000 |  |  | 92250 | 560 | 67.4 | [8 empty] | 3 | Non Federally-Regulated | 04/02/1981 |  | 08/17/1983
Rheem Sales Company, Inc. | Addison Products | GDWHE075B-D4H | LPG | No Match |  | False | 1 |  | Down | No Match | No Match | No Match | No Match | No Match |  | No Match |  | 75000 | 60000 |  |  | 76372 | 1038 | 79.2 | [8 empty] | 4 | Non Federally-Regulated | 06/29/1987 |  | 01/27/1988
Snyder General Corp. | Comfortmaker | *PGHA048F075-IL-** | LPG | No Match |  | True | 1 |  | Horizontal | No Match | No Match | No Match | No Match | No Match |  | No Match |  | 75000 | 56000 |  |  | 60783 | 318 | 77.3 | [8 empty] | 15 | Non Federally-Regulated | 06/29/1987 |  | 01/27/1988
Borg Warner | Fraser Johnston | 30ECW080GA | Natural Gas | No Match | False | True | 1 |  | Horizontal | No Match | No Match | No Match | No Match | No Match |  | No Match |  | 80000 | 63760 | 920 | 760 | 85831 | 611 | 70 | [8 empty] | 5 | Non Federally-Regulated | 07/26/1982 |  | 08/17/1983
Snyder General Corp. | Comfortmaker | *PGDA060G075-M** | Natural Gas | No Match |  | True | 1 |  | Down | No Match | No Match | No Match | No Match | No Match |  | No Match |  | 75000 | 59000 |  |  | 58465 | 331 | 80.2 | [8 empty] | 15 | Non Federally-Regulated | 12/08/1986 |  | 06/29/1987
Snyder General Corp. | Comfortmaker | *PGDA060F075-IL-** | LPG | No Match |  | True | 1 |  | Down | No Match | No Match | No Match | No Match | No Match |  | No Match |  | 75000 | 59000 |  |  | 58465 | 331 | 80.2 | [8 empty] | 15 | Non Federally-Regulated | 01/27/1988 |  | 01/15/1989
Rheem Sales Company, Inc. | Rheem | RGDC-04EA-** | Natural Gas | No Match |  | False | 1 |  | Up | No Match | No Match | No Match | No Match | No Match |  | No Match |  | 45000 | 37000 |  |  | 47799 | 627 | 79.2 | [8 empty] | 4 | Non Federally-Regulated | 12/08/1986 |  | 01/27/1988
BDP Co. | Day & Night | 397HAW036040 | LPG | No Match | False | False | 1 |  | Up | No Match | No Match | No Match | No Match | No Match |  | No Match |  | 40049 | 33000 | 1155 | [13 empty] | Non Federally-Regulated | 08/17/1983 |  | 12/08/1986
Consolidated Industries Corp. | Premier | HBA120ND5R | Natural Gas | No Match |  | False | 1 |  | Horizontal | No Match | No Match | No Match | No Match | No Match |  | No Match |  | 120000 | 94000 |  |  | 123181 | 1123 | 74.9 | [8 empty] | 3 | Non Federally-Regulated | 06/29/1987 |  | 01/27/1988
Luxaire | Westinghouse Electric | IE042BCAON | LPG | No Match | False | True | 1 |  | Horizontal | No Match | No Match | No Match | No Match | No Match |  | No Match |  | 80000 | 64000 | 1275 | 995 | 88335 | 592 | 70 | [8 empty] | 5 | Non Federally-Regulated | 10/13/1981 |  | 03/11/1982
Lennox Industries Inc. | Lennox | GS15Q4/5X-100-1 | Natural Gas | No Match |  | False | 1 |  | Horizontal | No Match | No Match | No Match | No Match | No Match |  | No Match |  | 100000 | 77300 | 2010 | 1455 | 97000 | 1077 | 75.8 | [8 empty] | 0 | Non Federally-Regulated | 06/29/1987 |  | 01/27/1988
John Zink | Air Distribution Association | RCG-0601-33-1402-CC | Natural Gas | No Match | False | True | 1 |  | Horizontal | No Match | No Match | No Match | No Match | No Match |  | No Match |  | 140000 | 110600 | 2200 | [13 empty] | Non Federally-Regulated | 08/17/1983 |  | 12/08/1986
Rheem Sales Company, Inc. | Ruud | URGF-10E42JK* | Natural Gas | No Match |  | True | 1 |  | Horizontal | No Match | No Match | No Match | No Match | No Match |  | No Match |  | 100000 | 78000 |  |  | 97498 | 810 | 79.3 | [8 empty] | 4 | Non Federally-Regulated | 01/15/1989 |  | 03/15/1989
Rheem Sales Company, Inc. | Rheem | RGDC-07NC-** | LPG | No Match |  | False | 1 |  | Up | No Match | No Match | No Match | No Match | No Match |  | No Match |  | 75000 | 59000 |  |  | 77555 | 870 | 78.7 | [8 empty] | 4 | Non Federally-Regulated | 01/27/1988 |  | 01/15/1989
Rheem Sales Company, Inc. | Ruud | URGE-05N36JKR | Natural Gas | No Match |  | True | 1 |  | Horizontal | No Match | No Match | No Match | No Match | No Match |  | No Match |  | 50000 | 38000 |  |  | 49283 | 420 | 78.3 | [8 empty] | 4 | Non Federally-Regulated | 12/08/1986 |  | 06/29/1987
Consolidated Industries Corp. | Sunburst | HAC040N(D,E,F)3RXC | Natural Gas | No Match |  | False | 1 |  | Horizontal | No Match | No Match | No Match | No Match | No Match |  | No Match |  | 40000 | 30000 |  |  | 40591 | 351 | 75.6 | [8 empty] | 3 | Non Federally-Regulated | 12/08/1986 |  | 06/29/1987
BDP Co. | Day & Night | 585EJ048125 | Natural Gas | No Match | False | True | 1 |  | Horizontal | No Match | No Match | No Match | No Match | No Match |  | No Match |  | 99490 | 78000 | 1590 | [13 empty] | Non Federally-Regulated | 08/17/1983 |  | 12/08/1986
Consolidated Industries Corp. | Friedrich | GHB040NDAI | Natural Gas | No Match | False | True | 1 |  | Horizontal | No Match | No Match | No Match | No Match | No Match |  | No Match |  | 38835 | 32000 | [14 empty] | Non Federally-Regulated | 08/17/1983 |  | 12/08/1986
Rheem Sales Company, Inc. | Luxaire | P-UMD16N06101A | Natural Gas | No Match |  | False | 1 |  | Up | No Match | No Match | No Match | No Match | No Match |  | No Match |  | 75000 | 59000 |  |  | 77555 | 870 | 78.7 | [8 empty] | 4 | Non Federally-Regulated | 03/15/1989 |  | 10/10/1989
Heil Quaker | Bard | PGA30A090(A) | Natural Gas | No Match |  | True | 1 |  | Horizontal | No Match | No Match | No Match | No Match | No Match |  | No Match |  | 60000 | 48360 | 870 | 705 | 59330 | 605 | 76.9 | [8 empty] | 6 | Non Federally-Regulated | 06/29/1987 |  | 01/27/1988
Carrier Corp. | Carrier | 58SSL095-BC | Natural Gas | No Match |  | False | 1 |  | Up | No Match | No Match | No Match | No Match | No Match |  | No Match |  | 114000 | 93000 |  |  | 95728 | 632 | 81.4 | [8 empty] | 5 | Non Federally-Regulated | 01/15/1989 |  | 03/15/1989
Rheem Sales Company, Inc. | Ruud | URGF-07E42CL* | Natural Gas | No Match |  | True | 1 |  | Horizontal | No Match | No Match | No Match | No Match | No Match |  | No Match |  | 75000 | 58000 |  |  | 67229 | 755 | 79.1 | [8 empty] | 4 | Non Federally-Regulated | 01/27/1988 |  | 01/15/1989
Snyder General Corp. | McQuay | *PGDA060F075-IM-** | Natural Gas | No Match |  | True | 1 |  | Down | No Match | No Match | No Match | No Match | No Match |  | No Match |  | 75000 | 59000 |  |  | 58465 | 331 | 80.2 | [8 empty] | 15 | Non Federally-Regulated | 06/29/1987 |  | 01/27/1988
Trane U.S. Inc. | Trane Light Commercial Group | BYC030H1LOA | Natural Gas | No Match |  | True | 3 |  | Horizontal | No Match | No Match | No Match | No Match | No Match |  | No Match |  | 60000 | 48000 | 1165 | 895 | 59700 | 249 | 78.9 | [8 empty] | 0 | Non Federally-Regulated | 06/29/1987 |  | 01/27/1988
BDP Co. | Carrier | 48GL03650, 51 | Natural Gas | No Match | False | True | 1 |  | Horizontal | No Match | No Match | No Match | No Match | No Match |  | No Match |  | 60000 | 45000 | 1405 | [13 empty] | Non Federally-Regulated | 08/17/1983 |  | 12/08/1986
Ducane | Luxaire | P2HSD15N10001A | LPG | No Match | False | False | 1 |  | Horizontal | No Match | No Match | No Match | No Match | No Match |  | No Match |  | 97625 | 74000 | 1550 | [13 empty] | Non Federally-Regulated | 08/17/1983 |  | 12/08/1986
Heil Quaker | Heil | NLOB140AH01 | Oil | No Match | False | False | 1 |  | Up | No Match | No Match | No Match | No Match | No Match |  | No Match |  | 175000 | 139000 | 1650 | 925 | 161284 | 478 | 78 | [8 empty] | 1 | Non Federally-Regulated | 04/02/1981 |  | 03/11/1982
Consolidated Industries Corp. | Premier | GHB75D-10A/E | LPG | No Match | False | True | 1 |  | Horizontal | No Match | No Match | No Match | No Match | No Match |  | No Match |  | 68421 | 52000 | [14 empty] | Non Federally-Regulated | 08/17/1983 |  | 12/08/1986
Gaffers & Sattler | York | D1YD036N06025B | Natural Gas | No Match | False | True | 1 |  | Horizontal | No Match | No Match | No Match | No Match | No Match |  | No Match |  | 60000 | 45000 | 1340 | 520 | 69097 | 655 | 68.9 | [8 empty] | 19 | Non Federally-Regulated | 07/26/1982 |  | 08/17/1983
Snyder General Corp. | Comfortmaker | *PGDA048G075-IN-** | Natural Gas | No Match |  | True | 1 |  | Down | No Match | No Match | No Match | No Match | No Match |  | No Match |  | 75000 | 59000 |  |  | 58465 | 331 | 80.2 | [8 empty] | 15 | Non Federally-Regulated | 01/27/1988 |  | 01/15/1989
Magic Chef | Johnson | CF-100-G | Natural Gas | No Match | False | False | 1 |  | Down | No Match | No Match | No Match | No Match | No Match |  | No Match |  | 100000 | 80000 |  | 825 | 95361 | 375 | 65.3 | [8 empty] | 19 | Non Federally-Regulated | 04/02/1981 |  | 10/13/1981
Rheem Sales Company, Inc. | Ruud | UGLC-07EC-G* | Natural Gas | No Match |  | False | 1 |  | Down | No Match | No Match | No Match | No Match | No Match |  | No Match |  | 75000 | 60000 |  |  | 76188 | 1034 | 79.6 | [8 empty] | 4 | Non Federally-Regulated | 01/27/1988 |  | 10/10/1989
Carrier Corp. | Payne | 580AN024040 | Natural Gas | No Match |  | True | 1 |  | Down | No Match | No Match | No Match | No Match | No Match |  | No Match |  | 40000 | 31000 |  |  | 38599 | 507 | 78.5 | [8 empty] | 3 | Non Federally-Regulated | 03/15/1989 |  | 10/10/1989
Rheem Sales Company, Inc. | Addison Products | GDWHE100A-D5C | LPG | No Match |  | False | 1 |  | Down | No Match | No Match | No Match | No Match | No Match |  | No Match |  | 100000 | 80000 |  |  | 97823 | 807 | 79 | [8 empty] | 4 | Non Federally-Regulated | 12/08/1986 |  | 06/29/1987
Rheem Sales Company, Inc. | Ruud | UGVA-09EA-AT | LPG | No Match |  | False | 1 |  | Horizontal | No Match | No Match | No Match | No Match | No Match |  | No Match |  | 95000 | 73000 |  |  | 82502 | 405 | 75.3 | [8 empty] | 4 | Non Federally-Regulated | 12/08/1986 |  | 10/10/1989
Heil Quaker | Heil Quaker | NRGF42EDB**(B) | Natural Gas | No Match |  | True | 1 |  | Horizontal | No Match | No Match | No Match | No Match | No Match |  | No Match |  | 100000 | 77679 | 1555 | 1080 | 100036 | 950 | 76.5 | [8 empty] | 6 | Non Federally-Regulated | 03/15/1989 |  | 10/10/1989
Trane U.S. Inc. | Trane Light Commercial Group | BYC036H4LOA | Natural Gas | No Match |  | True | 3 |  | Horizontal | No Match | No Match | No Match | No Match | No Match |  | No Match |  | 80000 | 62700 | 1635 | 1255 | 79600 | 373 | 78.8 | [8 empty] | 0 | Non Federally-Regulated | 01/27/1988 |  | 01/15/1989
Luxaire | Westinghouse Electric | 30ECW080GA | Natural Gas | No Match | False | True | 1 |  | Horizontal | No Match | No Match | No Match | No Match | No Match |  | No Match |  | 80000 | 63760 | 920 | 760 | 85831 | 611 | 70 | [8 empty] | 5 | Non Federally-Regulated | 04/02/1981 |  | 10/13/1981
Climate Control / Snyder General | Climate Control | BPGHA060H075 | Natural Gas | No Match |  | True | 1 |  | Horizontal | No Match | No Match | No Match | No Match | No Match |  | No Match |  | 75000 | 56000 |  |  | 60783 | 318 | 77.3 | [8 empty] | 15 | Non Federally-Regulated | 12/08/1986 |  | 06/29/1987
Sunbeam Air Conditioning | Sunbeam Air Conditioning | 222*180-1*H-*3 | Natural Gas | No Match |  | True | 3 |  | Down | No Match | No Match | No Match | No Match | No Match |  | No Match |  | 280000 | 224000 | 6000 | 5250 | 257320 | 2522 | 77.6 | [8 empty] | 4 | Non Federally-Regulated | 06/29/1987 |  | 01/27/1988
Carrier Corp. | Day & Night | 376BAW036075 | LPG | No Match |  | False | 1 |  | Horizontal | No Match | No Match | No Match | No Match | No Match |  | No Match |  | 90000 | 73000 |  |  | 76041 | 656 | 81.3 | [8 empty] | 5 | Non Federally-Regulated | 12/08/1986 |  | 01/27/1988
Luxaire | Luxaire | 48ECW096GA | Natural Gas | No Match | False | True | 1 |  | Horizontal | No Match | No Match | No Match | No Match | No Match |  | No Match |  | 96000 | 73728 | 1880 | 1560 | 88380 | 569 | 70.3 | [8 empty] | 5 | Non Federally-Regulated | 04/02/1981 |  | 10/13/1981
Magic Chef | Johnson | AC13U100-3 | Natural Gas | No Match | False | False | 1 |  | Up | No Match | No Match | No Match | No Match | No Match |  | No Match |  | 100000 | 80000 | 1290 | 825 | 93113 | 373 | 69.9 | [8 empty] | 19 | Non Federally-Regulated | 04/02/1981 |  | 08/17/1983
Luxaire | Luxaire | 100HCDAC | Natural Gas | No Match | False | True | 1 |  | Horizontal | No Match | No Match | No Match | No Match | No Match |  | No Match |  | 100000 | 76600 | 1565 | 1091 | 90775 | 580 | 69.1 | [8 empty] | 2 | Non Federally-Regulated | 04/02/1981 |  | 10/13/1981
Consolidated Industries Corp. | Trane Dealer Products Group | THD080A948B1 | Natural Gas | No Match |  | False | 1 |  | Horizontal | No Match | No Match | No Match | No Match | No Match |  | No Match |  | 80000 | 63000 |  |  | 76756 | 756 | 80.1 | [8 empty] | 3 | Non Federally-Regulated | 01/15/1989 |  | 03/15/1989
Amana Refrigeration, Inc. | Amana | EPCG3010-1E (C) | Natural Gas | No Match |  | True | 1 |  | Horizontal | No Match | No Match | No Match | No Match | No Match |  | No Match |  | 120000 | 98000 |  |  | 116160 | 434 | 81.2 | [8 empty] | 22 | Non Federally-Regulated | 06/29/1987 |  | 01/27/1988
Carrier Corp. | Payne | 580AE036080 | Natural Gas | No Match |  | True | 1 |  | Horizontal | No Match | No Match | No Match | No Match | No Match |  | No Match |  | 80000 | 62000 |  |  | 79165 | 562 | 78.5 | [8 empty] | 3 | Non Federally-Regulated | 03/15/1989 |  | 10/10/1989
Rheem Sales Company, Inc. | Ruud | UGMC-12KA-** | Natural Gas | No Match | False | False | 1 |  | Down | No Match | No Match | No Match | No Match | No Match |  | No Match |  | 125326 | 96000 | [14 empty] | Non Federally-Regulated | 08/17/1983 |  | 12/08/1986
Snyder General Corp. | Comfortmaker | *PGHA060F100-IL-** | LPG | No Match |  | True | 1 |  | Horizontal | No Match | No Match | No Match | No Match | No Match |  | No Match |  | 100000 | 74000 |  |  | 80919 | 408 | 77.4 | [8 empty] | 15 | Non Federally-Regulated | 06/29/1987 |  | 01/27/1988
Carrier Corp. | Payne | 585HP036060 | Natural Gas | No Match |  | True | 1 |  | Horizontal | No Match | No Match | No Match | No Match | No Match |  | No Match |  | 60000 | 45000 | 1340 | 1090 | 61042 | 538 | 75.7 | [8 empty] | 3 | Non Federally-Regulated | 03/15/1989 |  | 10/10/1989
Consolidated Industries Corp. | Bard | HG120D-2E | LPG | No Match | False | False | 1 |  | Horizontal | No Match | No Match | No Match | No Match | No Match |  | No Match |  | 119898 | 94000 | [14 empty] | Non Federally-Regulated | 08/17/1983 |  | 12/08/1986
Amana Refrigeration, Inc. | Amana | EPCG6012-3C (A) | LPG | No Match |  | True | 1 |  | Horizontal | No Match | No Match | No Match | No Match | No Match |  | No Match |  | 80000 | 68000 |  |  | 73360 | 336 | 85.3 | [8 empty] | 22 | Non Federally-Regulated | 12/08/1986 |  | 06/29/1987
BDP Co. | Day & Night | 397GAW060175 | Natural Gas | No Match | False | False | 1 |  | Up | No Match | No Match | No Match | No Match | No Match |  | No Match |  | 175641 | 137000 | 2000 | [13 empty] | Non Federally-Regulated | 08/17/1983 |  | 12/08/1986
Amana Refrigeration, Inc. | Amana | EPCG4812-3B (A) | Natural Gas | No Match | False | True | 1 |  | Horizontal | No Match | No Match | No Match | No Match | No Match |  | No Match |  | 80000 | 68926 |  |  | 72232 | 715 | 84.8 | [8 empty] | 22 | Non Federally-Regulated | 10/13/1981 |  | 03/11/1982
Luxaire | Luxaire | 48ECW096GA | Natural Gas | No Match | False | True | 1 |  | Horizontal | No Match | No Match | No Match | No Match | No Match |  | No Match |  | 96000 | 73728 | 1880 | 1560 | 88380 | 569 | 70.3 | [8 empty] | 5 | Non Federally-Regulated | 10/13/1981 |  | 03/11/1982
Rheem Sales Company, Inc. | Rheem | RGVC-06NA-ER | Natural Gas | No Match |  | False | 1 |  | Horizontal | No Match | No Match | No Match | No Match | No Match |  | No Match |  | 60000 | 48000 |  |  | 57037 | 747 | 80.5 | [8 empty] | 4 | Non Federally-Regulated | 01/15/1989 |  | 10/10/1989
Carrier Corp. | Carrier | 48LDT006 | Natural Gas | No Match |  | True | 1 |  | Down | No Match | No Match | No Match | No Match | No Match |  | No Match |  | 80000 | 61600 | 1900 |  | 71610 | 413 | 75 | [8 empty] | 0 | Non Federally-Regulated | 01/27/1988 |  | 01/15/1989
Ducane | Climate Control | 0U100116M | Oil | No Match | False | False | 1 |  | Up | No Match | No Match | No Match | No Match | No Match |  | No Match |  | 121212 | 96000 | 1610 | [13 empty] | Non Federally-Regulated | 08/17/1983 |  | 12/08/1986
York International | Luxaire | DAUC-F036P100A | LPG | No Match |  | True | 1 |  | Horizontal | No Match | No Match | No Match | No Match | No Match |  | No Match |  | 100000 | 81000 | 1600 | 1600 | 100034 | 1138 | 76 | [9 empty] | Non Federally-Regulated | 01/27/1988 |  | 01/15/1989
Carrier Corp. | Payne | 395AAW024055 | Natural Gas | No Match |  | False | 1 |  | Up | No Match | No Match | No Match | No Match | No Match |  | No Match |  | 64000 | 53000 |  |  | 66109 | 560 | 81.9 | [8 empty] | 5 | Non Federally-Regulated | 12/08/1986 |  | 06/29/1987
Climate Control / Snyder General | Climate Control | *PGDA060H125-L* | LPG | No Match |  | True | 1 |  | Down | No Match | No Match | No Match | No Match | No Match |  | No Match |  | 125000 | 98000 |  |  | 118533 | 639 | 79.2 | [8 empty] | 15 | Non Federally-Regulated | 12/08/1986 |  | 06/29/1987
Rheem Sales Company, Inc. | Weatherking | GPFA4.0T150-3 | Natural Gas | No Match |  | True | 1 |  | Horizontal | No Match | No Match | No Match | No Match | No Match |  | No Match |  | 150000 | 115000 |  |  | 140100 | 875 | 77.8 | [8 empty] | 4 | Non Federally-Regulated | 01/15/1989 |  | 03/15/1989
Luxaire | Moncrief | 48ECW120WA | LPG | No Match | False | True | 1 |  | Horizontal | No Match | No Match | No Match | No Match | No Match |  | No Match |  | 120000 | 91800 | 1880 | 1560 | 114916 | 554 | 70 | [8 empty] | 5 | Non Federally-Regulated | 04/02/1981 |  | 10/13/1981
Luxaire | Fraser Johnston | 30ECW080GA | LPG | No Match | False | True | 1 |  | Horizontal | No Match | No Match | No Match | No Match | No Match |  | No Match |  | 80000 | 63760 | 920 | 760 | 85831 | 611 | 70 | [8 empty] | 5 | Non Federally-Regulated | 10/13/1981 |  | 03/11/1982
York International | Luxaire | DAUC-F036N100A | Natural Gas | No Match |  | True | 1 |  | Horizontal | No Match | No Match | No Match | No Match | No Match |  | No Match |  | 100000 | 81000 | 1600 | 1600 | 100034 | 1138 | 76 | [9 empty] | Non Federally-Regulated | 06/29/1987 |  | 01/27/1988
Coleman Company, Inc. | Coleman | 2765-766 | Natural Gas | No Match |  | False | 1 |  | Up | No Match | No Match | No Match | No Match | No Match |  | No Match |  | 80000 | 61680 | 2000 | 1200 | 80860 | 793 | 76.2 | [8 empty] | 3 | Non Federally-Regulated | 01/27/1988 |  | 10/10/1989
Rheem Sales Company, Inc. | Weatherking | GPE5.0T125-4 | Natural Gas | No Match |  | True | 1 |  | Horizontal | No Match | No Match | No Match | No Match | No Match |  | No Match |  | 125000 | 97000 |  |  | 116216 | 1445 | 78.4 | [8 empty] | 4 | Non Federally-Regulated | 03/15/1989 |  | 10/10/1989
Sunbeam Air Conditioning | Sunbeam Air Conditioning | 226*-120-3*G-*3 | LPG | No Match |  | True | 3 |  | Down | No Match | No Match | No Match | No Match | No Match |  | No Match |  | 280000 | 224000 | 4400 | 3600 | 255920 | 2408 | 77.7 | [8 empty] | 4 | Non Federally-Regulated | 06/29/1987 |  | 01/27/1988
Rheem Sales Company, Inc. | Addison Products | GDWHE075B-D4 | LPG | No Match |  | False | 1 |  | Down | No Match | No Match | No Match | No Match | No Match |  | No Match |  | 75000 | 60000 |  |  | 76372 | 1038 | 79.2 | [8 empty] | 4 | Non Federally-Regulated | 06/29/1987 |  | 01/27/1988
Borg Warner | Fraser Johnston | FCU140RAPA | LPG | No Match | False | False | 1 |  | Up | No Match | No Match | No Match | No Match | No Match |  | No Match |  | 140000 | 107000 | 1440 | 1440 | 135296 | 774 | 68.5 | [8 empty] | 5 | Non Federally-Regulated | 07/26/1982 |  | 08/17/1983
Borg Warner | Fraser Johnston | 60ECW096UA | Natural Gas | No Match | False | True | 1 |  | Horizontal | No Match | No Match | No Match | No Match | No Match |  | No Match |  | 96000 | 74016 | 2030 | [13 empty] | Non Federally-Regulated | 08/17/1983 |  | 12/08/1986
Amana Refrigeration, Inc. | Amana | EPCG3612-1B (A) | Natural Gas | No Match | False | True | 1 |  | Horizontal | No Match | No Match | No Match | No Match | No Match |  | No Match |  | 78271 | 67000 | [14 empty] | Non Federally-Regulated | 08/17/1983 |  | 12/08/1986
Rheem Sales Company, Inc. | Addison Products | GU80-FDI3P | LPG | No Match | False | False | 1 |  | Up | No Match | No Match | No Match | No Match | No Match |  | No Match |  | 80000 | 60000 |  |  | 91641 | 685 | 67.4 | [8 empty] | 4 | Non Federally-Regulated | 07/26/1982 |  | 08/17/1983
Magic Chef | Armstrong | CF-100AC3.5-2 | Natural Gas | No Match | False | False | 1 |  | Down | No Match | No Match | No Match | No Match | No Match |  | No Match |  | 100000 | 80000 | 1350 | 825 | 90017 | 362 | 69.3 | [8 empty] | 19 | Non Federally-Regulated | 10/13/1981 |  | 08/17/1983
Rheem Sales Company, Inc. | Rheem | RRBD-10E59CT | LPG | No Match | False | True | 1 |  | Horizontal | No Match | No Match | No Match | No Match | No Match |  | No Match |  | 99877 | 81000 | [14 empty] | Non Federally-Regulated | 08/17/1983 |  | 12/08/1986
Rheem Sales Company, Inc. | Century | TGR90-3F-150L | Natural Gas | No Match |  | True | 1 |  | Horizontal | No Match | No Match | No Match | No Match | No Match |  | No Match |  | 150000 | 123000 |  |  | 130116 | 1378 | 82.5 | [8 empty] | 6 | Non Federally-Regulated | 01/15/1989 |  | 03/15/1989
Luxaire | Westinghouse Electric | FGHF076AAN | Natural Gas | No Match | False | False | 1 |  | Horizontal | No Match | No Match | No Match | No Match | No Match |  | No Match |  | 76000 | 58368 |  |  | 79887 | 583 | 67.9 | [8 empty] | 2 | Non Federally-Regulated | 04/02/1981 |  | 10/13/1981
Hussman Food Service | Ares | 300 | Natural Gas | No Match |  | True | 3 |  | Horizontal | No Match | No Match | No Match | No Match | No Match |  | No Match |  | 300000 | 240000 |  |  | 276473 | 1023 | 73.5 | [9 empty] | Non Federally-Regulated | 06/29/1987 |  | 01/27/1988
Ducane | Heil Quaker | NDGK100DG** | Natural Gas | No Match |  | False | 1 |  | Down | No Match | No Match | No Match | No Match | No Match |  | No Match |  | 100000 | 88174 | 1370 | 1240 | 88212 | 642 | 87.9 | [8 empty] | 2 | Non Federally-Regulated | 12/08/1986 |  | 01/15/1989
Climate Control / Snyder General | Climate Control | BPGHA048F125 | Natural Gas | No Match |  | True | 1 |  | Horizontal | No Match | No Match | No Match | No Match | No Match |  | No Match |  | 125000 | 93000 |  |  | 80919 | 522 | 76.1 | [8 empty] | 15 | Non Federally-Regulated | 12/08/1986 |  | 06/29/1987
Heil Quaker | Whirlpool | NRGF42DBB**(B) | Natural Gas | No Match |  | True | 1 |  | Horizontal | No Match | No Match | No Match | No Match | No Match |  | No Match |  | 80000 | 65360 | 1490 | 1055 | 77903 | 853 | 78.1 | [8 empty] | 6 | Non Federally-Regulated | 01/15/1989 |  | 03/15/1989
York International | Fraser Johnston | DAUC-W060N125A | Natural Gas | No Match |  | True | 1 |  | Horizontal | No Match | No Match | No Match | No Match | No Match |  | No Match |  | 125000 | 100000 | 2340 | 2340 | 120533 | 1284 | 75.9 | [9 empty] | Non Federally-Regulated | 01/15/1989 |  | 03/15/1989
Borg Warner | Fraser Johnston | GCU137FF | Natural Gas | No Match | False | False | 1 |  | Up | No Match | No Match | No Match | No Match | No Match |  | No Match |  | 131824 | 99000 | 1200 | [13 empty] | Non Federally-Regulated | 08/17/1983 |  | 12/08/1986
Rheem Sales Company, Inc. | Rheem | RRGG-15E48DL* | Natural Gas | No Match |  | True | 1 |  | Horizontal | No Match | No Match | No Match | No Match | No Match |  | No Match |  | 150000 | 115000 |  |  | 140100 | 875 | 77.8 | [8 empty] | 4 | Non Federally-Regulated | 03/15/1989 |  | 10/10/1989
Heil Quaker | Whirlpool | NRGC24MAK02 | Natural Gas | No Match | False | True | 1 |  | Horizontal | No Match | No Match | No Match | No Match | No Match |  | No Match |  | 80000 | 58000 | 950 | 860 | 65000 | 583 | 70.4 | [8 empty] | 1 | Non Federally-Regulated | 04/02/1981 |  | 10/13/1981
Rheem Sales Company, Inc. | Ruud | URGE-12E60CLR | Natural Gas | No Match |  | True | 1 |  | Horizontal | No Match | No Match | No Match | No Match | No Match |  | No Match |  | 125000 | 97000 |  |  | 116216 | 1445 | 78.4 | [8 empty] | 4 | Non Federally-Regulated | 03/15/1989 |  | 10/10/1989
Heil Quaker | Heil | NUGF100AG** | Natural Gas | No Match | False | False | 1 |  | Up | No Match | No Match | No Match | No Match | No Match |  | No Match |  | 100381 | 79000 | 1350 | [13 empty] | Non Federally-Regulated | 08/17/1983 |  | 12/08/1986
BDP Co. | Day & Night | 585CJ024075X | Natural Gas | No Match | False | True | 1 |  | Horizontal | No Match | No Match | No Match | No Match | No Match |  | No Match |  | 60000 | 45000 | 915 | 765 | 67350 | 560 | 68.5 | [8 empty] | 3 | Non Federally-Regulated | 07/26/1982 |  | 08/17/1983
Carrier Corp. | Payne | 585HJ048080 | Natural Gas | No Match |  | True | 1 |  | Horizontal | No Match | No Match | No Match | No Match | No Match |  | No Match |  | 80000 | 63000 | 1550 | 1190 | 81986 | 658 | 75.4 | [8 empty] | 3 | Non Federally-Regulated | 01/27/1988 |  | 01/15/1989
Rheem Sales Company, Inc. | Ruud | UGAA-15EA | Natural Gas | No Match | False | False | 1 |  | Up | No Match | No Match | No Match | No Match | No Match |  | No Match |  | 150000 | 113000 |  |  | 161780 | 900 | 67.4 | [8 empty] | 3 | Non Federally-Regulated | 04/02/1981 |  | 08/17/1983
Heil Quaker | Trane | GCBDA-08-C* | Natural Gas | No Match | False | False | 1 |  | Down | No Match | No Match | No Match | No Match | No Match |  | No Match |  | 80000 | 60000 | 910 | 640 | 80897 | 544 | 76.9 | [8 empty] | 6 | Non Federally-Regulated | 04/02/1981 |  | 03/11/1982
Rheem Sales Company, Inc. | Heat Controller | GYU-140-E5N1 | Natural Gas | No Match |  | False | 1 |  | Up | No Match | No Match | No Match | No Match | No Match |  | No Match |  | 140000 | 111000 |  |  | 137688 | 1103 | 78.6 | [8 empty] | 4 | Non Federally-Regulated | 06/29/1987 |  | 01/27/1988
Carrier Corp. | Day & Night | 579DP,DE090146 | Natural Gas | No Match |  | True | 1 |  | Down | No Match | No Match | No Match | No Match | No Match |  | No Match |  | 146000 | 116920 | 3700 | 3000 | 136240 | 1654 | 76.5 | [8 empty] | 0 | Non Federally-Regulated | 03/15/1989 |  | 10/10/1989
Carrier Corp. | Carrier | 48HZ0085,6 | Natural Gas | No Match |  | True | 1 |  | Horizontal | No Match | No Match | No Match | No Match | No Match |  | No Match |  | 152000 | 120100 | 3700 | 3000 | 139020 | 1423 | 76.6 | [8 empty] | 0 | Non Federally-Regulated | 12/08/1986 |  | 06/29/1987
Rheem Sales Company, Inc. | Ruud | URGG-05N18JK* | Natural Gas | No Match |  | True | 1 |  | Horizontal | No Match | No Match | No Match | No Match | No Match |  | No Match |  | 50000 | 39000 |  |  | 49568 | 345 | 78.2 | [8 empty] | 4 | Non Federally-Regulated | 03/15/1989 |  | 10/10/1989
Ducane | BDP Co. | 349EAW000080-B | LPG | No Match | False | False | 1 |  | Horizontal | No Match | No Match | No Match | No Match | No Match |  | No Match |  | 80000 | 59000 | 720 | 465 | 71622 | 522 | 64.6 | [8 empty] | 5 | Non Federally-Regulated | 07/26/1982 |  | 08/17/1983
Rheem Sales Company, Inc. | Rheem | RGAC-12KC-** | Natural Gas | No Match | False | False | 1 |  | Up | No Match | No Match | No Match | No Match | No Match |  | No Match |  | 124514 | 96000 | [14 empty] | Non Federally-Regulated | 08/17/1983 |  | 12/08/1986
Rheem Sales Company, Inc. | Rheem | RGMC-08KA-** | Natural Gas | No Match | False | False | 1 |  | Down | No Match | No Match | No Match | No Match | No Match |  | No Match |  | 79843 | 61000 | [14 empty] | Non Federally-Regulated | 08/17/1983 |  | 12/08/1986
BDP Co. | Day & Night | 394GAW000040 | LPG | No Match | False | False | 1 |  | Up | No Match | No Match | No Match | No Match | No Match |  | No Match |  | 40000 | 29000 |  |  | 42419 | 387 | 72.4 | [8 empty] | 5 | Non Federally-Regulated | 07/26/1982 |  | 08/17/1983
Sunbeam Air Conditioning | Sunbeam Air Conditioning | 227*-060-11E-*3 | Natural Gas | No Match |  | True | 1 |  | Down | No Match | No Match | No Match | No Match | No Match |  | No Match |  | 75000 | 62250 | 2250 | 1750 | 76675 | 585 | 80.6 | [8 empty] | 4 | Non Federally-Regulated | 01/27/1988 |  | 01/15/1989
Rheem Sales Company, Inc. | Ruud | URAD-06E36CT | LPG | No Match | False | True | 1 |  | Horizontal | No Match | No Match | No Match | No Match | No Match |  | No Match |  | 59603 | 45000 | [14 empty] | Non Federally-Regulated | 08/17/1983 |  | 12/08/1986
Luxaire | Moncrief | 42ECW100UA | Natural Gas | No Match | False | True | 1 |  | Horizontal | No Match | No Match | No Match | No Match | No Match |  | No Match |  | 100000 | 76900 | 1275 | 995 | 92105 | 518 | 70 | [8 empty] | 5 | Non Federally-Regulated | 10/13/1981 |  | 03/11/1982
Carrier Corp. | Carrier | 48HD0063,5,6 | Natural Gas | No Match |  | True | 1 |  | Down | No Match | No Match | No Match | No Match | No Match |  | No Match |  | 125000 | 94250 | 1760 | 1550 | 120770 | 1271 | 76 | [8 empty] | 4 | Non Federally-Regulated | 06/29/1987 |  | 01/27/1988
Amana Refrigeration, Inc. | Amana | EPCG4212-1D (B) | Natural Gas | No Match | False | True | 1 |  | Horizontal | No Match | No Match | No Match | No Match | No Match |  | No Match |  | 100000 | 84000 |  |  | 94125 | 382 | 83.3 | [8 empty] | 22 | Non Federally-Regulated | 07/26/1982 |  | 08/17/1983
Luxaire | Luxaire | 100REH0BNL | Natural Gas | No Match | False | False | 1 |  | Down | No Match | No Match | No Match | No Match | No Match |  | No Match |  | 100000 | 78700 |  |  | 103354 | 688 | 75 | [8 empty] | 8 | Non Federally-Regulated | 04/02/1981 |  | 10/13/1981
Magic Chef | Williams | ENG8D75DC48-2 | Natural Gas | No Match |  | False | 1 |  | Horizontal | No Match | No Match | No Match | No Match | No Match |  | No Match |  | 75000 | 59000 |  |  | 61197 | 530 | 75.2 | [8 empty] | 3 | Non Federally-Regulated | 12/08/1986 |  | 01/27/1988
Magic Chef | Williams | EG83-125D2C3.5-7 | Natural Gas | No Match | False | False | 1 |  | Horizontal | No Match | No Match | No Match | No Match | No Match |  | No Match |  | 122667 | 92000 | 1090 | [13 empty] | Non Federally-Regulated | 08/17/1983 |  | 12/08/1986
Sunbeam Air Conditioning | Sunbeam Air Conditioning | RCG-0601-33-1401-EC | Natural Gas | No Match |  | True | 1 |  | Down | No Match | No Match | No Match | No Match | No Match |  | No Match |  | 140000 | 110600 | 2200 | 1800 | 119840 | 775 | 77.4 | [8 empty] | 4 | Non Federally-Regulated | 12/08/1986 |  | 06/29/1987
Consolidated Industries Corp. | Addison Products | GHC040A-3EIDX | Natural Gas | No Match |  | False | 1 |  | Horizontal | No Match | No Match | No Match | No Match | No Match |  | No Match |  | 40000 | 31000 |  |  | 37948 | 479 | 80.1 | [8 empty] | 3 | Non Federally-Regulated | 01/27/1988 |  | 01/15/1989
Rheem Sales Company, Inc. | Rheem | RRGE-05E18JKR | Natural Gas | No Match |  | True | 1 |  | Horizontal | No Match | No Match | No Match | No Match | No Match |  | No Match |  | 50000 | 39000 |  |  | 49568 | 345 | 78.2 | [8 empty] | 4 | Non Federally-Regulated | 06/29/1987 |  | 01/27/1988
York International | Fraser Johnston | DBUC-T060N100 | Natural Gas | No Match |  | True | 1 |  | Horizontal | No Match | No Match | No Match | No Match | No Match |  | No Match |  | 100000 | 82000 | 2199 | 2045 | 91859 | 1047 | 78 | [8 empty] | 58 | Non Federally-Regulated | 01/15/1989 |  | 03/15/1989
York International | Luxaire | DANG-F036N056A | Natural Gas | No Match |  | True | 1 |  | Horizontal | No Match | No Match | No Match | No Match | No Match |  | No Match |  | 55000 | 44000 | 1060 | 803 | 57638 | 509 | 80 | [8 empty] | 3 | Non Federally-Regulated | 03/15/1989 |  | 10/10/1989
Sunbeam Air Conditioning | Sunbeam Air Conditioning | 2277-060-11E-43 | Natural Gas | No Match |  | True | 1 |  | Down | No Match | No Match | No Match | No Match | No Match |  | No Match |  | 75000 | 62250 | 2200 | 1800 | 76675 | 585 | 80.6 | [8 empty] | 4 | Non Federally-Regulated | 12/08/1986 |  | 06/29/1987
Ducane | BDP Co. | 349EAW048140-B | Natural Gas | No Match | False | False | 1 |  | Horizontal | No Match | No Match | No Match | No Match | No Match |  | No Match |  | 140000 | 105000 | 1650 | 940 | 142951 | 680 | 65.6 | [8 empty] | 5 | Non Federally-Regulated | 07/26/1982 |  | 08/17/1983
Heil Quaker | Whirlpool | NRGF60FDH**(A) | Natural Gas | No Match |  | True | 1 |  | Horizontal | No Match | No Match | No Match | No Match | No Match |  | No Match |  | 80000 | 65700 | 1775 | 1550 | 74336 | 1034 | 82.4 | [8 empty] | 6 | Non Federally-Regulated | 03/15/1989 |  | 10/10/1989
Ducane | Payne | 349EAW030060 | LPG | No Match | False | False | 1 |  | Horizontal | No Match | No Match | No Match | No Match | No Match |  | No Match |  | 60000 | 41000 | 1160 | 520 | 52801 | 412 | 58 | [8 empty] | 5 | Non Federally-Regulated | 04/02/1981 |  | 03/11/1982
Rheem Sales Company, Inc. | Ruud | URGE-12E42JKR | Natural Gas | No Match |  | True | 1 |  | Horizontal | No Match | No Match | No Match | No Match | No Match |  | No Match |  | 125000 | 97000 |  |  | 118278 | 835 | 78.8 | [8 empty] | 4 | Non Federally-Regulated | 03/15/1989 |  | 10/10/1989
Snyder General Corp. | McQuay | *PGH*036H100*I*** | Natural Gas | No Match |  | True | 1 |  | Horizontal | No Match | No Match | No Match | No Match | No Match |  | No Match |  | 100000 | 74000 |  |  | 81521 | 327 | 77.2 | [8 empty] | 15 | Non Federally-Regulated | 01/15/1989 |  | 03/15/1989
Snyder General Corp. | Comfortmaker | *PGDA048F075-IL-** | LPG | No Match |  | True | 1 |  | Down | No Match | No Match | No Match | No Match | No Match |  | No Match |  | 75000 | 59000 |  |  | 58465 | 331 | 80.2 | [8 empty] | 15 | Non Federally-Regulated | 06/29/1987 |  | 01/27/1988
BDP Co. | Payne | 585CE036075X | Natural Gas | No Match | False | True | 1 |  | Horizontal | No Match | No Match | No Match | No Match | No Match |  | No Match |  | 60000 | 45000 | 1330 | 1060 | 66179 | 796 | 68.5 | [8 empty] | 3 | Non Federally-Regulated | 07/26/1982 |  | 08/17/1983
Heil Quaker | Sears | 867.81508*(A) | Natural Gas | No Match |  | True | 1 |  | Horizontal | No Match | No Match | No Match | No Match | No Match |  | No Match |  | 80000 | 65700 | 1775 | 1550 | 74336 | 1034 | 82.4 | [8 empty] | 6 | Non Federally-Regulated | 12/08/1986 |  | 06/29/1987
Ducane | Luxaire | P2UFD17F08501A | Oil | No Match | False | False | 1 |  | Up | No Match | No Match | No Match | No Match | No Match |  | No Match |  | 105888 | 80000 | 1670 | 890 | 102487 | 604 | 75.4 | [8 empty] | 5 | Non Federally-Regulated | 07/26/1982 |  | 08/17/1983
Magic Chef | Armstrong | 5A120-OH-1-5 | Natural Gas | No Match | False | True | 1 |  | Horizontal | No Match | No Match | No Match | No Match | No Match |  | No Match |  | 120000 | 90000 | 1950 | 1950 | 113043 | 618 | 68.3 | [8 empty] | 19 | Non Federally-Regulated | 10/13/1981 |  | 03/11/1982
Magic Chef | Johnson | ACD15-U80-3 | Natural Gas | No Match | False | False | 1 |  | Up | No Match | No Match | No Match | No Match | No Match |  | No Match |  | 80000 | 64000 | 750 | 660 | 82629 | 328 | 65.9 | [8 empty] | 19 | Non Federally-Regulated | 04/02/1981 |  | 08/17/1983
Rheem Sales Company, Inc. | Whirlpool | NRGR090HN01C | Natural Gas | No Match |  | True | 3 |  | Horizontal | No Match | No Match | No Match | No Match | No Match |  | No Match |  | 225000 | 174740 |  |  | 196785 | 1720 | 77.6 | [8 empty] | 6 | Non Federally-Regulated | 03/15/1989 |  | 10/10/1989
Borg Warner | Fraser Johnston | 60ECW096UA | LPG | No Match | False | True | 1 |  | Horizontal | No Match | No Match | No Match | No Match | No Match |  | No Match |  | 96000 | 74016 | 2030 | 1890 | 87764 | 603 | 70 | [8 empty] | 5 | Non Federally-Regulated | 07/26/1982 |  | 08/17/1983
Trane U.S. Inc. | American Standard, Inc. | YCH090B(3,4)HOA | Natural Gas | No Match |  | True | 1 |  | Down | No Match | No Match | No Match | No Match | No Match |  | No Match |  | 205000 | 163000 |  |  | 181400 | 1252 | 77 | [8 empty] | 0 | Non Federally-Regulated | 01/15/1989 |  | 03/15/1989
Rheem Sales Company, Inc. | Ruud | URGE-12E60JKR | Natural Gas | No Match |  | True | 1 |  | Horizontal | No Match | No Match | No Match | No Match | No Match |  | No Match |  | 125000 | 97000 |  |  | 116216 | 1445 | 78.4 | [8 empty] | 4 | Non Federally-Regulated | 12/08/1986 |  | 06/29/1987
BDP Co. | Payne | 396GAW000100 | LPG | No Match | False | False | 1 |  | Down | No Match | No Match | No Match | No Match | No Match |  | No Match |  | 100000 | 72000 |  |  | 89238 | 468 | 70 | [8 empty] | 5 | Non Federally-Regulated | 07/26/1982 |  | 08/17/1983
Amana Refrigeration, Inc. | Amana | EPCG2408-1B (C) | LPG | No Match | False | True | 1 |  | Horizontal | No Match | No Match | No Match | No Match | No Match |  | No Match |  | 120000 | 98000 |  |  | 114000 | 434 | 82.7 | [8 empty] | 22 | Non Federally-Regulated | 07/26/1982 |  | 08/17/1983
Luxaire | Moncrief | GCH076MF | Natural Gas | No Match | False | False | 1 |  | Horizontal | No Match | No Match | No Match | No Match | No Match |  | No Match |  | 76000 | 57000 |  |  | 81022 | 562 | 67.9 | [8 empty] | 2 | Non Federally-Regulated | 03/11/1982 |  | 07/26/1982
Luxaire | Fraser Johnston | 60RE24BNL | Natural Gas | No Match | False | False | 1 |  | Down | No Match | No Match | No Match | No Match | No Match |  | No Match |  | 60000 | 47700 |  | 735 | 58605 | 1008 | 75 | [8 empty] | 11 | Non Federally-Regulated | 10/13/1981 |  | 03/11/1982
Borg Warner | York | 36ECW060GA | LPG | No Match | False | True | 1 |  | Horizontal | No Match | No Match | No Match | No Match | No Match |  | No Match |  | 60000 | 46200 | 1275 | [13 empty] | Non Federally-Regulated | 08/17/1983 |  | 12/08/1986
Consolidated Industries Corp. | Premier | HAC075NF3R | Natural Gas | No Match | False | False | 1 |  | Horizontal | No Match | No Match | No Match | No Match | No Match |  | No Match |  | 75094 | 60000 | [14 empty] | Non Federally-Regulated | 08/17/1983 |  | 12/08/1986
Rheem Sales Company, Inc. | Rheem | RGMC-12KA | Natural Gas | No Match | False | False | 1 |  | Down | No Match | No Match | No Match | No Match | No Match |  | No Match |  | 125000 | 96060 |  |  | 135444 | 829 | 68.9 | [8 empty] | 3 | Non Federally-Regulated | 10/13/1981 |  | 03/11/1982
Borg Warner | York | 48ECW140UA | Natural Gas | No Match | False | True | 1 |  | Horizontal | No Match | No Match | No Match | No Match | No Match |  | No Match |  | 140000 | 107940 | 2000 | [13 empty] | Non Federally-Regulated | 08/17/1983 |  | 12/08/1986
Ducane | Heil Quaker | NUGK075AG** | Natural Gas | No Match |  | False | 1 |  | Up | No Match | No Match | No Match | No Match | No Match |  | No Match |  | 75000 | 67494 | 1500 | 1360 | 68836 | 577 | 89.7 | [8 empty] | 2 | Non Federally-Regulated | 01/27/1988 |  | 01/15/1989
Snyder General Corp. | Comfortmaker | *PGHA048F100-IM-** | Natural Gas | No Match |  | True | 1 |  | Horizontal | No Match | No Match | No Match | No Match | No Match |  | No Match |  | 100000 | 74000 |  |  | 80919 | 408 | 77.4 | [8 empty] | 15 | Non Federally-Regulated | 01/27/1988 |  | 01/15/1989
Magic Chef | Gaffers & Sattler | EG6B60DC24-2 | Natural Gas | No Match | False | False | 1 |  | Up | No Match | No Match | No Match | No Match | No Match |  | No Match |  | 60000 | 53000 | 960 | 745 | 61020 | 636 | 87.3 | [8 empty] | 2 | Non Federally-Regulated | 07/26/1982 |  | 08/17/1983
Rheem Sales Company, Inc. | Weatherking | GPE5.0T150-3 | Natural Gas | No Match |  | True | 1 |  | Horizontal | No Match | No Match | No Match | No Match | No Match |  | No Match |  | 150000 | 117000 |  |  | 137154 | 1435 | 78.2 | [8 empty] | 4 | Non Federally-Regulated | 01/15/1989 |  | 03/15/1989
York International | York | D1CG060P10325A | LPG | No Match |  | True | 1 |  | Horizontal | No Match | No Match | No Match | No Match | No Match |  | No Match |  | 125000 | 100000 | 2340 | 2340 | 120533 | 1284 | 75.9 | [9 empty] | Non Federally-Regulated | 03/15/1989 |  | 10/10/1989
Magic Chef | Johnson | CF-120-2 | Natural Gas | No Match | False | False | 1 |  | Down | No Match | No Match | No Match | No Match | No Match |  | No Match |  | 84321 | 64000 | [14 empty] | Non Federally-Regulated | 08/17/1983 |  | 12/08/1986
Heil Quaker | Heil Quaker | NRGF42EDB**(A) | Natural Gas | No Match |  | True | 1 |  | Horizontal | No Match | No Match | No Match | No Match | No Match |  | No Match |  | 80000 | 63228 | 1555 | 1080 | 78543 | 714 | 78 | [8 empty] | 6 | Non Federally-Regulated | 03/15/1989 |  | 10/10/1989
Carrier Corp. | Payne | 376CAV048095 | Natural Gas | No Match |  | False | 1 |  | Down | No Match | No Match | No Match | No Match | No Match |  | No Match |  | 115000 | 93000 |  |  | 97929 | 766 | 79.1 | [8 empty] | 5 | Non Federally-Regulated | 03/15/1989 |  | 10/10/1989
Rheem Sales Company, Inc. | Rheem | RRGF-07E47JK* | Natural Gas | No Match |  | True | 1 |  | Horizontal | No Match | No Match | No Match | No Match | No Match |  | No Match |  | 75000 | 56000 |  |  | 70734 | 910 | 76.6 | [8 empty] | 4 | Non Federally-Regulated | 01/27/1988 |  | 01/15/1989
Heil Quaker | Sears | 867.7636 | Natural Gas | No Match | False | False | 1 |  | Horizontal | No Match | No Match | No Match | No Match | No Match |  | No Match |  | 120000 | 90000 | 1600 | 1040 | 118970 | 903 | 64.7 | [8 empty] | 1 | Non Federally-Regulated | 04/02/1981 |  | 08/17/1983
Carrier Corp. | Day & Night | 395BAW036095 | LPG | No Match |  | False | 1 |  | Up | No Match | No Match | No Match | No Match | No Match |  | No Match |  | 114000 | 93000 |  |  | 95728 | 632 | 81.4 | [8 empty] | 5 | Non Federally-Regulated | 01/27/1988 |  | 01/15/1989
Heil Quaker | Dayton | 3E285* | Natural Gas | No Match | False | False | 1 |  | Down | No Match | No Match | No Match | No Match | No Match |  | No Match |  | 135000 | 102000 | 1560 | 990 | 120458 | 755 | 77.6 | [8 empty] | 6 | Non Federally-Regulated | 07/26/1982 |  | 08/17/1983
Consolidated Industries Corp. | Addison Products | GPE1.5T050-1 | Natural Gas | No Match |  | True | 1 |  | Horizontal | No Match | No Match | No Match | No Match | No Match |  | No Match |  | 50000 | 39000 |  |  | 49568 | 345 | 78.2 | [8 empty] | 4 | Non Federally-Regulated | 12/08/1986 |  | 06/29/1987
Trane U.S. Inc. | American Standard, Inc. | YCD090A(3,4)LOA | Natural Gas | No Match |  | True | 1 |  | Down | No Match | No Match | No Match | No Match | No Match |  | No Match |  | 120000 | 97000 |  |  | 98100 | 998 | 78 | [8 empty] | 0 | Non Federally-Regulated | 03/15/1989 |  | 10/10/1989
Ducane | Heil Quaker | NUGK075CG** | Natural Gas | No Match |  | False | 1 |  | Up | No Match | No Match | No Match | No Match | No Match |  | No Match |  | 75000 | 67494 | 1500 | 1360 | 68836 | 577 | 89.7 | [8 empty] | 2 | Non Federally-Regulated | 12/08/1986 |  | 06/29/1987
Borg Warner | Moncrief | FCU140HAPA | LPG | No Match | False | False | 1 |  | Up | No Match | No Match | No Match | No Match | No Match |  | No Match |  | 140000 | 107000 | 1770 | 1350 | 135492 | 721 | 68.5 | [8 empty] | 5 | Non Federally-Regulated | 07/26/1982 |  | 08/17/1983
Ducane | Ducane | CFPA-50D13RE | Natural Gas | No Match |  | False | 1 |  | Horizontal | No Match | No Match | No Match | No Match | No Match |  | No Match |  | 50000 | 40000 | 1220 | 740 | 39008 | 433 | 78.8 | [9 empty] | Non Federally-Regulated | 01/27/1988 |  | 10/10/1989
Trane U.S. Inc. | American Standard, Inc. | YCC036A1HOA | Natural Gas | No Match |  | True | 1 |  | Horizontal | No Match | No Match | No Match | No Match | No Match |  | No Match |  | 125000 | 90600 | 1635 | 1255 | 101000 | 652 | 76.7 | [8 empty] | 0 | Non Federally-Regulated | 01/15/1989 |  | 03/15/1989
Magic Chef | Johnson | EMG-60C4-H | Natural Gas | No Match | False | False | 1 |  | Up | No Match | No Match | No Match | No Match | No Match |  | No Match |  | 60000 | 48000 | 1580 | 1285 | 64214 | 589 | 70.5 | [8 empty] | 19 | Non Federally-Regulated | 04/02/1981 |  | 08/17/1983
Snyder General Corp. | Comfortmaker | *PGDA048H125-L** | LPG | No Match |  | True | 1 |  | Down | No Match | No Match | No Match | No Match | No Match |  | No Match |  | 125000 | 98000 |  |  | 118533 | 639 | 79.2 | [8 empty] | 15 | Non Federally-Regulated | 12/08/1986 |  | 06/29/1987
Rheem Sales Company, Inc. | Century | TGR-42-3E-100 | Natural Gas | No Match |  | True | 1 |  | Horizontal | No Match | No Match | No Match | No Match | No Match |  | No Match |  | 100000 | 78000 |  |  | 97498 | 810 | 79.3 | [8 empty] | 4 | Non Federally-Regulated | 01/27/1988 |  | 01/15/1989
Trane U.S. Inc. | American Standard, Inc. | YCD075A(3,4)LOA | Natural Gas | No Match |  | True | 1 |  | Down | No Match | No Match | No Match | No Match | No Match |  | No Match |  | 120000 | 97000 |  |  | 98100 | 998 | 78 | [8 empty] | 0 | Non Federally-Regulated | 01/15/1989 |  | 03/15/1989
Heil Quaker | Whirlpool | NRGF60EDB**(B) | Natural Gas | No Match |  | True | 1 |  | Horizontal | No Match | No Match | No Match | No Match | No Match |  | No Match |  | 100000 | 78886 | 2000 | 1675 | 97374 | 1274 | 77.4 | [8 empty] | 6 | Non Federally-Regulated | 06/29/1987 |  | 01/27/1988
Luxaire | Moncrief | 60CE24BNL | Natural Gas | No Match | False | False | 1 |  | Up | No Match | No Match | No Match | No Match | No Match |  | No Match |  | 60000 | 46860 | 740 | 540 | 65952 | 454 | 70.3 | [8 empty] | 5 | Non Federally-Regulated | 03/11/1982 |  | 07/26/1982
Snyder General Corp. | Arcoaire | *PGD*060H075*I*** | Natural Gas | No Match |  | True | 1 |  | Down | No Match | No Match | No Match | No Match | No Match |  | No Match |  | 75000 | 59000 |  |  | 58465 | 331 | 80.2 | [8 empty] | 15 | Non Federally-Regulated | 01/15/1989 |  | 03/15/1989
Rheem Sales Company, Inc. | Ruud | URGE-10E60JKR | Natural Gas | No Match |  | True | 1 |  | Horizontal | No Match | No Match | No Match | No Match | No Match |  | No Match |  | 100000 | 76000 |  |  | 79634 | 750 | 77.2 | [8 empty] | 4 | Non Federally-Regulated | 06/29/1987 |  | 01/27/1988
Rheem Sales Company, Inc. | Century | TGR-24-1E-70 | Natural Gas | No Match |  | True | 1 |  | Horizontal | No Match | No Match | No Match | No Match | No Match |  | No Match |  | 75000 | 58000 |  |  | 69642 | 475 | 78 | [8 empty] | 4 | Non Federally-Regulated | 01/15/1989 |  | 03/15/1989
Magic Chef | Armstrong | 2.5C80-2 | Natural Gas | No Match | False | True | 1 |  | Horizontal | No Match | No Match | No Match | No Match | No Match |  | No Match |  | 80000 | 60000 | 975 | 700 | 81968 | 496 | 66.8 | [8 empty] | 19 | Non Federally-Regulated | 10/13/1981 |  | 03/11/1982
Consolidated Industries Corp. | Bard | GHB75D11A | Natural Gas | No Match | False | False | 1 |  | Horizontal | No Match | No Match | No Match | No Match | No Match |  | No Match |  | 75000 | 57000 | [14 empty] | Non Federally-Regulated | 08/17/1983 |  | 12/08/1986
Rheem Sales Company, Inc. | Heat Controller | GHK45-D2 | Natural Gas | No Match | False | False | 1 |  | Up | No Match | No Match | No Match | No Match | No Match |  | No Match |  | 45000 | 34000 |  |  | 43631 | 566 | 69 | [8 empty] | 4 | Non Federally-Regulated | 04/02/1981 |  | 08/17/1983
Rheem Sales Company, Inc. | Ruud | URAB-08E48CT | LPG | No Match | False | True | 1 |  | Horizontal | No Match | No Match | No Match | No Match | No Match |  | No Match |  | 80000 | 60000 |  |  | 94450 | 565 | 65.8 | [8 empty] | 48 | Non Federally-Regulated | 04/02/1981 |  | 10/13/1981
Ducane | Heil Quaker | NULE125DH** | LPG | No Match |  | False | 1 |  | Up | No Match | No Match | No Match | No Match | No Match |  | No Match |  | 125000 | 98760 |  | 1590 | 118820 | 850 | 78.2 | [8 empty] | 2 | Non Federally-Regulated | 06/29/1987 |  | 01/27/1988
Luxaire | Fraser Johnston | 90CE48BNL | Natural Gas | No Match | False | False | 1 |  | Up | No Match | No Match | No Match | No Match | No Match |  | No Match |  | 90000 | 65040 | 1530 | 1225 | 90066 | 705 | 67.5 | [8 empty] | 5 | Non Federally-Regulated | 03/11/1982 |  | 07/26/1982
Lennox Industries Inc. | Lennox | GCS10-511-75-1P | Natural Gas | No Match | False | True | 1 |  | Horizontal | No Match | No Match | No Match | No Match | No Match |  | No Match |  | 75000 | 58500 | 2175 | 1130 | 60493 | 661 | 75.7 | [8 empty] | 3 | Non Federally-Regulated | 07/26/1982 |  | 08/17/1983
Rheem Sales Company, Inc. | Arcoaire | APGHA060G100-M | Natural Gas | No Match |  | True | 1 |  | Horizontal | No Match | No Match | No Match | No Match | No Match |  | No Match |  | 100000 | 74000 |  |  | 80919 | 408 | 77.4 | [8 empty] | 15 | Non Federally-Regulated | 12/08/1986 |  | 06/29/1987
Coleman Company, Inc. | Heil Quaker | 6348H511(B) | LPG | No Match |  | True | 1 |  | Horizontal | No Match | No Match | No Match | No Match | No Match |  | No Match |  | 130000 | 103046 | 1775 | 1550 | 117468 | 1126 | 78.3 | [9 empty] | Non Federally-Regulated | 12/08/1986 |  | 06/29/1987
Rheem Sales Company, Inc. | Weatherking | GPF5.0T150-4 | Natural Gas | No Match |  | True | 1 |  | Horizontal | No Match | No Match | No Match | No Match | No Match |  | No Match |  | 150000 | 117000 |  |  | 137154 | 1435 | 78.2 | [8 empty] | 4 | Non Federally-Regulated | 01/15/1989 |  | 03/15/1989
BDP Co. | Carrier | 48GL03650, 51 | LPG | No Match | False | True | 1 |  | Horizontal | No Match | No Match | No Match | No Match | No Match |  | No Match |  | 60000 | 45000 | 1405 | 1060 | 66107 | 810 | 68.5 | [8 empty] | 3 | Non Federally-Regulated | 07/26/1982 |  | 08/17/1983
Arco Comfort Products Co. | Friedrich | GHA075NDCB | LPG | No Match | False | True | 1 |  | Horizontal | No Match | No Match | No Match | No Match | No Match |  | No Match |  | 75000 | 52000 |  |  | 74327 | 591 | 61.9 | [8 empty] | 2 | Non Federally-Regulated | 07/26/1982 |  | 08/17/1983
Heil Quaker | Whirlpool | NRGF42DDB**(B) | Natural Gas | No Match |  | True | 1 |  | Horizontal | No Match | No Match | No Match | No Match | No Match |  | No Match |  | 80000 | 63095 | 1490 | 1055 | 77883 | 858 | 78.1 | [8 empty] | 6 | Non Federally-Regulated | 06/29/1987 |  | 01/27/1988
Clare Brothers | Clare Brothers | MEG120-S | Natural Gas | No Match |  | False | 1 |  | Up | No Match | No Match | No Match | No Match | No Match |  | No Match |  | 120000 | 96000 | 2000 |  | 145300 | 1528 | 79.3 | [8 empty] | 0 | Non Federally-Regulated | 01/15/1989 |  | 10/10/1989
Amana Refrigeration, Inc. | Amana | EPCG4213-1B | LPG | No Match | False | True | 1 |  | Horizontal | No Match | No Match | No Match | No Match | No Match |  | No Match |  | 130000 | 110956 |  |  | 128674 | 940 | 84.3 | [8 empty] | 22 | Non Federally-Regulated | 10/13/1981 |  | 03/11/1982
Heil Quaker | Dayton | CFHA-40D13RNEX | Natural Gas | No Match |  | False | 1 |  | Horizontal | No Match | No Match | No Match | No Match | No Match |  | No Match |  | 40000 | 30920 | 1220 | 740 | 40800 | 425 | 75.8 | [9 empty] | Non Federally-Regulated | 06/29/1987 |  | 01/27/1988
Rheem Sales Company, Inc. | Ruud | UGDC-04NA-** | Natural Gas | No Match |  | False | 1 |  | Up | No Match | No Match | No Match | No Match | No Match |  | No Match |  | 45000 | 37000 |  |  | 47799 | 627 | 79.2 | [8 empty] | 4 | Non Federally-Regulated | 12/08/1986 |  | 01/27/1988
Luxaire | Westinghouse Electric | IE048ECVON | Natural Gas | No Match | False | True | 1 |  | Horizontal | No Match | No Match | No Match | No Match | No Match |  | No Match |  | 140000 | 107940 | 2000 | 1485 | 133579 | 644 | 70 | [8 empty] | 5 | Non Federally-Regulated | 04/02/1981 |  | 10/13/1981
Rheem Sales Company, Inc. | Heat Controller | TGR-18-1F-50 | Natural Gas | No Match |  | True | 1 |  | Horizontal | No Match | No Match | No Match | No Match | No Match |  | No Match |  | 50000 | 39000 |  |  | 49568 | 345 | 78.2 | [8 empty] | 4 | Non Federally-Regulated | 01/27/1988 |  | 01/15/1989
Heil Quaker | Whirlpool | NUGF130AK01* | Natural Gas | No Match | False | False | 1 |  | Up | No Match | No Match | No Match | No Match | No Match |  | No Match |  | 130000 | 99000 | 1550 | 1260 | 118732 | 1172 | 77.6 | [8 empty] | 6 | Non Federally-Regulated | 04/02/1981 |  | 03/11/1982
Rheem Sales Company, Inc. | Heat Controller | TGR90-3F-150L | Natural Gas | No Match |  | True | 1 |  | Horizontal | No Match | No Match | No Match | No Match | No Match |  | No Match |  | 150000 | 123000 |  |  | 130116 | 1378 | 82.5 | [8 empty] | 6 | Non Federally-Regulated | 12/08/1986 |  | 06/29/1987
Rheem Sales Company, Inc. | Ruud | UGAC-08KCB** | Natural Gas | No Match | False | False | 1 |  | Up | No Match | No Match | No Match | No Match | No Match |  | No Match |  | 80581 | 61000 | [14 empty] | Non Federally-Regulated | 08/17/1983 |  | 12/08/1986
Carrier Corp. | Day & Night | 585HJ030040 | Natural Gas | No Match |  | True | 1 |  | Horizontal | No Match | No Match | No Match | No Match | No Match |  | No Match |  | 40000 | 32000 | 1035 | 585 | 40780 | 375 | 75.4 | [8 empty] | 3 | Non Federally-Regulated | 01/27/1988 |  | 01/15/1989
Amana Refrigeration, Inc. | Amana | GHE45-2C | Natural Gas | No Match |  | False | 1 |  | Up | No Match | No Match | No Match | No Match | No Match |  | No Match |  | 45000 | 35325 | 900 | 880 | 50905 | 532 | 75.3 | [8 empty] | 4 | Non Federally-Regulated | 06/29/1987 |  | 01/27/1988
Borg Warner | Borg Warner | P.HSD12N04001 | Natural Gas | No Match |  | False | 1 |  | Horizontal | No Match | No Match | No Match | No Match | No Match |  | No Match |  | 40000 | 30920 | 1220 | 740 | 40800 | 425 | 75.8 | [8 empty] | 0 | Non Federally-Regulated | 12/08/1986 |  | 06/29/1987
Snyder General Corp. | Arcoaire | *PGH*030G050*I*** | Natural Gas | No Match |  | True | 1 |  | Horizontal | No Match | No Match | No Match | No Match | No Match |  | No Match |  | 50000 | 36000 |  |  | 41081 | 166 | 76.6 | [8 empty] | 15 | Non Federally-Regulated | 01/15/1989 |  | 03/15/1989
Ducane | Day & Night | 392E-060125 | Oil | No Match | False | False | 1 |  | Up | No Match | No Match | No Match | No Match | No Match |  | No Match |  | 156045 | 122000 | 2290 | 1510 | 138652 | 961 | 78 | [8 empty] | 5 | Non Federally-Regulated | 07/26/1982 |  | 08/17/1983
Magic Chef | Johnson | EG6B60DC36-2 | Natural Gas | No Match | False | False | 1 |  | Up | No Match | No Match | No Match | No Match | No Match |  | No Match |  | 60502 | 53000 | 1380 | [13 empty] | Non Federally-Regulated | 08/17/1983 |  | 12/08/1986
Luxaire | Fraser Johnston | 60CE36BNL | Natural Gas | No Match | False | False | 1 |  | Up | No Match | No Match | No Match | No Match | No Match |  | No Match |  | 60000 | 45720 | 1130 | 805 | 62855 | 596 | 71.9 | [8 empty] | 11 | Non Federally-Regulated | 04/02/1981 |  | 10/13/1981
Rheem Sales Company, Inc. | Rheem | RRGE-370150D | Natural Gas | No Match |  | True | 3 |  | Horizontal | No Match | No Match | No Match | No Match | No Match |  | No Match |  | 370000 | 277500 |  |  | 263514 | 2067 | 76.3 | [8 empty] | 10 | Non Federally-Regulated | 06/29/1987 |  | 01/27/1988
Carrier Corp. | Carrier | 48DP0126 | Natural Gas | No Match | False | True | 1 |  | Horizontal | No Match | No Match | No Match | No Match | No Match |  | No Match |  | 154000 | 123000 | 5000 | 3000 | 137500 | 1313 | 78.3 | [8 empty] | 5 | Non Federally-Regulated | 07/26/1982 |  | 08/17/1983
Rheem Sales Company, Inc. | Arcoaire | *PGDA060F150-IL-** | LPG | No Match |  | True | 1 |  | Down | No Match | No Match | No Match | No Match | No Match |  | No Match |  | 150000 | 117000 |  |  | 138818 | 688 | 79.1 | [8 empty] | 15 | Non Federally-Regulated | 01/27/1988 |  | 01/15/1989
Daikin Comfort Technologies Manufacturing, L.P. | GMC | PG048125-3 | Natural Gas | No Match |  | True | 1 |  | Horizontal | No Match | No Match | No Match | No Match | No Match |  | No Match |  | 125000 | 96000 | 1630 | 1470 | 103552 | 708 | 75 | [8 empty] | 5 | Non Federally-Regulated | 06/29/1987 |  | 01/27/1988
Luxaire | Luxaire | 24ECW060GA | LPG | No Match | False | True | 1 |  | Horizontal | No Match | No Match | No Match | No Match | No Match |  | No Match |  | 60000 | 47400 | 930 | 675 | 65575 | 600 | 70 | [8 empty] | 5 | Non Federally-Regulated | 10/13/1981 |  | 03/11/1982
Heil Quaker | Whirlpool | NRGF42EDB**(B) | LPG | No Match |  | True | 1 |  | Horizontal | No Match | No Match | No Match | No Match | No Match |  | No Match |  | 100000 | 77679 | 1555 | 1080 | 100036 | 950 | 76.5 | [8 empty] | 6 | Non Federally-Regulated | 01/27/1988 |  | 01/15/1989
Rheem Sales Company, Inc. | Century | TGR-60-1E-100 | Natural Gas | No Match |  | True | 1 |  | Horizontal | No Match | No Match | No Match | No Match | No Match |  | No Match |  | 100000 | 76000 |  |  | 79634 | 750 | 77.2 | [8 empty] | 4 | Non Federally-Regulated | 03/15/1989 |  | 10/10/1989
Daikin Comfort Technologies Manufacturing, L.P. | Janitrol / GMC | HAC050N(D,E,F)3RXC,D | Natural Gas | No Match |  | False | 1 |  | Horizontal | No Match | No Match | No Match | No Match | No Match |  | No Match |  | 50000 | 38000 |  |  | 40993 | 352 | 75.3 | [8 empty] | 3 | Non Federally-Regulated | 06/29/1987 |  | 01/15/1989
Magic Chef | Gaffers & Sattler | 3A80-OH-1-6 | Natural Gas | No Match | False | True | 1 |  | Horizontal | No Match | No Match | No Match | No Match | No Match |  | No Match |  | 80000 | 60000 | 1340 | 700 | 79576 | 259 | 68.9 | [8 empty] | 19 | Non Federally-Regulated | 07/26/1982 |  | 08/17/1983
Arco Comfort Products Co. | Arcoaire | GUD150NGAI | Natural Gas | No Match | False | False | 1 |  | Up | No Match | No Match | No Match | No Match | No Match |  | No Match |  | 150065 | 116000 | 1960 | [13 empty] | Non Federally-Regulated | 08/17/1983 |  | 12/08/1986
Heil Quaker | Whirlpool | NRGF60EKB**(A) | Natural Gas | No Match |  | True | 1 |  | Horizontal | No Match | No Match | No Match | No Match | No Match |  | No Match |  | 80000 | 64472 | 2000 | 1675 | 75013 | 1170 | 79.7 | [8 empty] | 6 | Non Federally-Regulated | 03/15/1989 |  | 10/10/1989
Luxaire | Fraser Johnston | GCH095MF | Natural Gas | No Match | False | False | 1 |  | Horizontal | No Match | No Match | No Match | No Match | No Match |  | No Match |  | 95000 | 71440 |  |  | 86294 | 403 | 73.3 | [8 empty] | 8 | Non Federally-Regulated | 10/13/1981 |  | 03/11/1982
Luxaire | Luxaire | FCU040AANA | Natural Gas | No Match | False | False | 1 |  | Up | No Match | No Match | No Match | No Match | No Match |  | No Match |  | 40000 | 28680 |  |  | 47508 | 336 | 64.9 | [8 empty] | 2 | Non Federally-Regulated | 03/11/1982 |  | 07/26/1982
Rheem Sales Company, Inc. | Arcoaire | *GDA100A016-IL | LPG | No Match |  | False | 1 |  | Down | No Match | No Match | No Match | No Match | No Match |  | No Match |  | 100000 | 80000 | 1695 | 1225 | 96208 | 675 | 80.8 | [8 empty] | 3 | Non Federally-Regulated | 01/27/1988 |  | 01/15/1989
Lennox Industries Inc. | Lennox | GCS3-1853-275 | Natural Gas | No Match | False | True | 3 |  | Horizontal | No Match | No Match | No Match | No Match | No Match |  | No Match |  | 275000 | 211750 | 7500 | [13 empty] | Non Federally-Regulated | 08/17/1983 |  | 12/08/1986
Rheem Sales Company, Inc. | Rheem | RRGE-370200D | Natural Gas | No Match |  | True | 3 |  | Horizontal | No Match | No Match | No Match | No Match | No Match |  | No Match |  | 370000 | 277500 |  |  | 263514 | 2067 | 76.3 | [8 empty] | 10 | Non Federally-Regulated | 12/08/1986 |  | 06/29/1987
Amana Refrigeration, Inc. | Amana | EPCG4213-1D | Natural Gas | No Match | False | True | 1 |  | Horizontal | No Match | No Match | No Match | No Match | No Match |  | No Match |  | 130000 | 109000 |  |  | 113308 | 395 | 83.4 | [8 empty] | 22 | Non Federally-Regulated | 07/26/1982 |  | 08/17/1983
Borg Warner | Fraser Johnston | FCU060HAPA | LPG | No Match | False | False | 1 |  | Up | No Match | No Match | No Match | No Match | No Match |  | No Match |  | 60000 | 46000 | 1730 | 1530 | 64092 | 835 | 69.5 | [8 empty] | 5 | Non Federally-Regulated | 07/26/1982 |  | 08/17/1983
York International | Fraser Johnston | DAUC-T060N100A | Natural Gas | No Match |  | True | 1 |  | Horizontal | No Match | No Match | No Match | No Match | No Match |  | No Match |  | 100000 | 81000 | 2340 | 2340 | 98177 | 1239 | 77.1 | [9 empty] | Non Federally-Regulated | 06/29/1987 |  | 01/27/1988
Magic Chef | Armstrong | EMG66R-80D2C4-2 | Natural Gas | No Match | False | False | 1 |  | Up | No Match | No Match | No Match | No Match | No Match |  | No Match |  | 80000 | 64000 | 1580 | 1285 | 90371 | 695 | 67.3 | [8 empty] | 19 | Non Federally-Regulated | 04/02/1981 |  | 03/11/1982
Rheem Sales Company, Inc. | Ruud | UGMA-08KC | Natural Gas | No Match | False | False | 1 |  | Down | No Match | No Match | No Match | No Match | No Match |  | No Match |  | 80000 | 61000 |  |  | 90992 | 672 | 67.9 | [8 empty] | 4 | Non Federally-Regulated | 04/02/1981 |  | 08/17/1983
BDP Co. | Day & Night | 397GAW048150 | Natural Gas | No Match | False | False | 1 |  | Up | No Match | No Match | No Match | No Match | No Match |  | No Match |  | 150000 | 117000 | 1851 | 1388 | 153937 | 780 | 71.1 | [8 empty] | 5 | Non Federally-Regulated | 03/11/1982 |  | 07/26/1982
Amana Refrigeration, Inc. | Amana | EPCG4212-1C (B) | Natural Gas | No Match | False | True | 1 |  | Horizontal | No Match | No Match | No Match | No Match | No Match |  | No Match |  | 100000 | 85516 |  |  | 79154 | 765 | 84.2 | [8 empty] | 22 | Non Federally-Regulated | 10/13/1981 |  | 03/11/1982
Amana Refrigeration, Inc. | Amana | SPCG480903A | Natural Gas | No Match |  | True | 1 |  | Down | No Match | No Match | No Match | No Match | No Match |  | No Match |  | 90000 | 74000 |  |  | 75630 | 1071 | 81.3 | [9 empty] | Non Federally-Regulated | 01/15/1989 |  | 03/15/1989
Amana Refrigeration, Inc. | Amana | EPCG3010-1E (C) | LPG | No Match |  | True | 1 |  | Horizontal | No Match | No Match | No Match | No Match | No Match |  | No Match |  | 120000 | 98000 |  |  | 114000 | 434 | 82.7 | [8 empty] | 22 | Non Federally-Regulated | 01/27/1988 |  | 01/15/1989
AAON, Inc. | Aaon | RE-10-*-0*-*2* | Natural Gas | No Match |  | True | 3 |  | Down | No Match | No Match | No Match | No Match | No Match |  | No Match |  | 285000 | 227370 | 5000 | 4000 | 242640 | 3988 | 80.2 | [8 empty] | 4 | Non Federally-Regulated | 03/15/1989 |  | 10/10/1989
BDP Co. | Payne | 397GAY048100 | LPG | No Match | False | False | 1 |  | Up | No Match | No Match | No Match | No Match | No Match |  | No Match |  | 100000 | 78000 | 1610 | 1234 | 97343 | 504 | 80.5 | [8 empty] | 11 | Non Federally-Regulated | 10/13/1981 |  | 03/11/1982
Rheem Sales Company, Inc. | Heat Controller | GYU-60-E3N1 | LPG | No Match |  | False | 1 |  | Up | No Match | No Match | No Match | No Match | No Match |  | No Match |  | 60000 | 48000 |  |  | 58131 | 620 | 79 | [8 empty] | 4 | Non Federally-Regulated | 01/27/1988 |  | 01/15/1989
BDP Co. | Day & Night | 396GAW000100 | Natural Gas | No Match | False | False | 1 |  | Down | No Match | No Match | No Match | No Match | No Match |  | No Match |  | 100000 | 77000 |  |  | 98858 | 465 | 79.4 | [8 empty] | 11 | Non Federally-Regulated | 10/13/1981 |  | 03/11/1982
Snyder General Corp. | Arcoaire | *PGDA060G075-IL-** | LPG | No Match |  | True | 1 |  | Down | No Match | No Match | No Match | No Match | No Match |  | No Match |  | 75000 | 59000 |  |  | 58465 | 331 | 80.2 | [8 empty] | 15 | Non Federally-Regulated | 06/29/1987 |  | 01/27/1988
Daikin Comfort Technologies Manufacturing, L.P. | Janitrol | PGX024040-1 | Natural Gas | No Match |  | True | 1 |  | Horizontal | No Match | No Match | No Match | No Match | No Match |  | No Match |  | 40000 | 31000 | 815 | 720 | 40120 | 440 | 76.1 | [8 empty] | 5 | Non Federally-Regulated | 06/29/1987 |  | 01/27/1988
Magic Chef | Gaffers & Sattler | CF-120-2 | Natural Gas | No Match | False | False | 1 |  | Down | No Match | No Match | No Match | No Match | No Match |  | No Match |  | 84321 | 64000 | [14 empty] | Non Federally-Regulated | 08/17/1983 |  | 12/08/1986
Snyder General Corp. | McQuay | *PGD*060H100*I*** | Natural Gas | No Match |  | True | 1 |  | Down | No Match | No Match | No Match | No Match | No Match |  | No Match |  | 100000 | 79000 |  |  | 97887 | 470 | 80.2 | [8 empty] | 15 | Non Federally-Regulated | 03/15/1989 |  | 10/10/1989
Snyder General Corp. | McQuay | *PGH*060H075*I*** | Natural Gas | No Match |  | True | 1 |  | Horizontal | No Match | No Match | No Match | No Match | No Match |  | No Match |  | 75000 | 56000 |  |  | 60783 | 318 | 77.3 | [8 empty] | 15 | Non Federally-Regulated | 01/15/1989 |  | 03/15/1989
Bard Manufacturing Company, Inc. | Bard | PGA60B145(C) | Natural Gas | No Match |  | True | 1 |  | Horizontal | No Match | No Match | No Match | No Match | No Match |  | No Match |  | 145000 | 117885 | 1775 | 1550 | 138392 | 1204 | 77.8 | [8 empty] | 6 | Non Federally-Regulated | 01/27/1988 |  | 01/15/1989
Coleman Company, Inc. | Coleman | 2669-746 | Natural Gas | No Match |  | False | 1 |  | Up | No Match | No Match | No Match | No Match | No Match |  | No Match |  | 120000 | 99000 | 1921 | 1238 | 117900 | 1168 | 78.1 | [8 empty] | 3 | Non Federally-Regulated | 12/08/1986 |  | 06/29/1987
Lennox Industries Inc. | Lennox | G14Q5-100-2 | Natural Gas | No Match |  | False | 1 |  | Up | No Match | No Match | No Match | No Match | No Match |  | No Match |  | 100000 | 94000 | 2100 | 1420 | 82785 | 639 | 94.1 | [8 empty] | 3 | Non Federally-Regulated | 12/08/1986 |  | 06/29/1987
Carrier Corp. | Carrier | 58SXB080-GG | Natural Gas | No Match |  | False | 1 |  | Up | No Match | No Match | No Match | No Match | No Match |  | No Match |  | 84000 | 79000 |  |  | 82453 | 162 | 93.5 | [8 empty] | 15 | Non Federally-Regulated | 01/15/1989 |  | 10/10/1989
Luxaire | Westinghouse Electric | IE048SCRON | Natural Gas | No Match | False | True | 1 |  | Horizontal | No Match | No Match | No Match | No Match | No Match |  | No Match |  | 96000 | 73728 | 1880 | 1560 | 88380 | 569 | 70.3 | [8 empty] | 5 | Non Federally-Regulated | 10/13/1981 |  | 03/11/1982
Carrier Corp. | Carrier | 48DD012 | Natural Gas | No Match | False | True | 3 |  | Down | No Match | No Match | No Match | No Match | No Match |  | No Match |  | 275000 | 206250 | 5000 | 3000 | [11 empty] | 25 | Non Federally-Regulated | 10/13/1981 |  | 03/11/1982
Rheem Sales Company, Inc. | Square D | GCC140ECJN | Natural Gas | No Match | False | False | 1 |  | Down | No Match | No Match | No Match | No Match | No Match |  | No Match |  | 140625 | 108000 | [14 empty] | Non Federally-Regulated | 08/17/1983 |  | 12/08/1986
Schneider Electric (Square D Wiring Devices) | Sun Dial | GHB140D-41E | LPG | No Match | False | False | 1 |  | Horizontal | No Match | No Match | No Match | No Match | No Match |  | No Match |  | 140000 | 110000 |  |  | 129866 | 1068 | 71.1 | [8 empty] | 2 | Non Federally-Regulated | 07/26/1982 |  | 08/17/1983
Gaffers & Sattler | York | D1CG060P08246A | LPG | No Match |  | True | 1 |  | Horizontal | No Match | No Match | No Match | No Match | No Match |  | No Match |  | 100000 | 81000 | 2340 | 2340 | 98177 | 1239 | 77.1 | [9 empty] | Non Federally-Regulated | 01/27/1988 |  | 01/15/1989
Rheem Sales Company, Inc. | Ruud | UGDC-10NC-** | LPG | No Match |  | False | 1 |  | Up | No Match | No Match | No Match | No Match | No Match |  | No Match |  | 100000 | 80000 |  |  | 97252 | 879 | 79.3 | [8 empty] | 4 | Non Federally-Regulated | 01/27/1988 |  | 01/15/1989
Magic Chef | Airease | 3.5A80-OH-1-6 | Natural Gas | No Match | False | True | 1 |  | Horizontal | No Match | No Match | No Match | No Match | No Match |  | No Match |  | 79893 | 60000 | 1600 | [13 empty] | Non Federally-Regulated | 08/17/1983 |  | 12/08/1986
York International | Fraser Johnston | P.HSD20N10001 | Natural Gas | No Match |  | False | 1 |  | Horizontal | No Match | No Match | No Match | No Match | No Match |  | No Match |  | 100000 | 77300 | 2010 | 1455 | 97000 | 1077 | 75.8 | [8 empty] | 0 | Non Federally-Regulated | 12/08/1986 |  | 06/29/1987
Lennox Industries Inc. | Lennox | GCS9-461-90A-1P | Natural Gas | No Match |  | True | 1 |  | Horizontal | No Match | No Match | No Match | No Match | No Match |  | No Match |  | 90000 | 72000 | 1500 | 1230 | 76767 | 574 | 80.9 | [8 empty] | 3 | Non Federally-Regulated | 01/27/1988 |  | 01/15/1989
Carrier Corp. | Carrier | 48EP008 | Natural Gas | No Match | False | True | 1 |  | Horizontal | No Match | No Match | No Match | No Match | No Match |  | No Match |  | 224000 | 168000 | 3300 | [13 empty] | Non Federally-Regulated | 08/17/1983 |  | 12/08/1986
Heil Quaker | Heil | NUGF075AF** | Natural Gas | No Match | False | False | 1 |  | Up | No Match | No Match | No Match | No Match | No Match |  | No Match |  | 75000 | 58000 | 1140 | 690 | 69790 | 299 | 78.9 | [8 empty] | 6 | Non Federally-Regulated | 07/26/1982 |  | 08/17/1983
Rheem Sales Company, Inc. | Ruud | URBD-10E42CR | Natural Gas | No Match | False | True | 1 |  | Horizontal | No Match | No Match | No Match | No Match | No Match |  | No Match |  | 99509 | 81000 | [14 empty] | Non Federally-Regulated | 08/17/1983 |  | 12/08/1986
Carrier Corp. | Payne | 585JJ048125 | Natural Gas | No Match |  | True | 1 |  | Horizontal | No Match | No Match | No Match | No Match | No Match |  | No Match |  | 125000 | 97000 | 1590 | 1450 | 124949 | 625 | 75.2 | [8 empty] | 3 | Non Federally-Regulated | 12/08/1986 |  | 06/29/1987
BDP Co. | Payne | 585EJ042100 | Natural Gas | No Match | False | True | 1 |  | Horizontal | No Match | No Match | No Match | No Match | No Match |  | No Match |  | 80357 | 63000 | 1415 | [13 empty] | Non Federally-Regulated | 08/17/1983 |  | 12/08/1986
Lennox Industries Inc. | Lennox | GCS11-1353-230-1 | Natural Gas | No Match | False | True | 3 |  | Horizontal | No Match | No Match | No Match | No Match | No Match |  | No Match |  | 230000 | 190900 | 5600 | 3800 | [11 empty] | 23 | Non Federally-Regulated | 10/13/1981 |  | 03/11/1982
Carrier Corp. | Payne | 399AAW036060 | Natural Gas | No Match |  | False | 1 |  | Down | No Match | No Match | No Match | No Match | No Match |  | No Match |  | 66000 | 60000 |  |  | 69372 | 416 | 90.3 | [8 empty] | 5 | Non Federally-Regulated | 03/15/1989 |  | 10/10/1989
Rheem Sales Company, Inc. | Weatherking | GPF1.5T050-1 | Natural Gas | No Match |  | True | 1 |  | Horizontal | No Match | No Match | No Match | No Match | No Match |  | No Match |  | 50000 | 39000 |  |  | 49568 | 345 | 78.2 | [8 empty] | 4 | Non Federally-Regulated | 01/15/1989 |  | 03/15/1989
Borg Warner | York | 48ECW120WA | Natural Gas | No Match | False | True | 1 |  | Horizontal | No Match | No Match | No Match | No Match | No Match |  | No Match |  | 120000 | 91800 | 1880 | 1560 | 114916 | 554 | 70 | [8 empty] | 5 | Non Federally-Regulated | 07/26/1982 |  | 08/17/1983
Rheem Sales Company, Inc. | Ruud | UGMC-08KAB | Natural Gas | No Match | False | False | 1 |  | Down | No Match | No Match | No Match | No Match | No Match |  | No Match |  | 80000 | 61000 |  |  | 90639 | 575 | 68.5 | [8 empty] | 3 | Non Federally-Regulated | 04/02/1981 |  | 08/17/1983
Heil Quaker | Amana | 0H84DG | Oil | No Match | False | False | 1 |  | Up | No Match | No Match | No Match | No Match | No Match |  | No Match |  | 105000 | 82000 | 1235 | 920 | 101195 | 484 | 76.7 | [8 empty] | 1 | Non Federally-Regulated | 10/13/1981 |  | 03/11/1982
Heil Quaker | Whirlpool | NUGB080AF** | Natural Gas | No Match | False | False | 1 |  | Up | No Match | No Match | No Match | No Match | No Match |  | No Match |  | 80000 | 60000 | 1360 | 900 | 80083 | 511 | 77.8 | [8 empty] | 6 | Non Federally-Regulated | 07/26/1982 |  | 08/17/1983
Luxaire | Fraser Johnston | 42ECW100GA | LPG | No Match | False | True | 1 |  | Horizontal | No Match | No Match | No Match | No Match | No Match |  | No Match |  | 100000 | 76900 | 1275 | 995 | 92105 | 518 | 70 | [8 empty] | 5 | Non Federally-Regulated | 10/13/1981 |  | 03/11/1982
Daikin Comfort Technologies Manufacturing, L.P. | Janitrol | PG036075-3 | Natural Gas | No Match |  | True | 1 |  | Horizontal | No Match | No Match | No Match | No Match | No Match |  | No Match |  | 75000 | 58000 | 1310 | 1220 | 61011 | 492 | 76 | [8 empty] | 5 | Non Federally-Regulated | 06/29/1987 |  | 01/27/1988
Rheem Sales Company, Inc. | Addison Products | GDWHE075B-D4C | Natural Gas | No Match |  | False | 1 |  | Down | No Match | No Match | No Match | No Match | No Match |  | No Match |  | 75000 | 60000 |  |  | 76372 | 1038 | 79.2 | [8 empty] | 4 | Non Federally-Regulated | 06/29/1987 |  | 01/27/1988
Rheem Sales Company, Inc. | Ruud | UGAC-14EC | Natural Gas | No Match | False | False | 1 |  | Up | No Match | No Match | No Match | No Match | No Match |  | No Match |  | 140000 | 106000 |  |  | 136728 | 854 | 68.1 | [8 empty] | 4 | Non Federally-Regulated | 04/02/1981 |  | 08/17/1983
Amana Refrigeration, Inc. | Amana | GHE105DM | Natural Gas | No Match | False | False | 1 |  | Up | No Match | No Match | No Match | No Match | No Match |  | No Match |  | 105063 | 83000 | 865 | [13 empty] | Non Federally-Regulated | 08/17/1983 |  | 12/08/1986
Amana Refrigeration, Inc. | Amana | ERGW0015-1A(A)W/EBWC | LPG | No Match |  | True | 1 |  | Up | No Match | No Match | No Match | No Match | No Match |  | No Match |  | 130000 | 112000 |  |  | 110370 | 815 | 83.9 | [9 empty] | Non Federally-Regulated | 06/29/1987 |  | 01/27/1988
Ducane | Sears | 735.7625 | Natural Gas | No Match |  | False | 1 |  | Horizontal | No Match | No Match | No Match | No Match | No Match |  | No Match |  | 50000 | 38000 |  |  | 40993 | 352 | 75.3 | [8 empty] | 3 | Non Federally-Regulated | 12/08/1986 |  | 06/29/1987
Rheem Sales Company, Inc. | Ruud | URGF-10E60CL* | Natural Gas | No Match |  | True | 1 |  | Horizontal | No Match | No Match | No Match | No Match | No Match |  | No Match |  | 100000 | 76000 |  |  | 79634 | 750 | 77.2 | [8 empty] | 4 | Non Federally-Regulated | 01/27/1988 |  | 01/15/1989
Luxaire | Westinghouse Electric | 80CE30BNL | Natural Gas | No Match | False | False | 1 |  | Up | No Match | No Match | No Match | No Match | No Match |  | No Match |  | 80000 | 60640 | 965 | 770 | 84956 | 692 | 74.1 | [8 empty] | 11 | Non Federally-Regulated | 10/13/1981 |  | 03/11/1982
Rheem Sales Company, Inc. | Rheem | RGGC-08KCC** | Natural Gas | No Match | False | False | 1 |  | Up | No Match | No Match | No Match | No Match | No Match |  | No Match |  | 80158 | 61000 | [14 empty] | Non Federally-Regulated | 08/17/1983 |  | 12/08/1986
Trane U.S. Inc. | American Standard, Inc. | YCH048A(3,4)HOA | Natural Gas | No Match |  | True | 1 |  | Horizontal | No Match | No Match | No Match | No Match | No Match |  | No Match |  | 120000 | 89000 |  |  | 102500 | 592 | 76 | [8 empty] | 0 | Non Federally-Regulated | 01/15/1989 |  | 03/15/1989
Gaffers & Sattler | York | D3SM090G16046 | Natural Gas | No Match |  | True | 1 |  | Down | No Match | No Match | No Match | No Match | No Match |  | No Match |  | 160000 | 124160 | 3600 | 2400 | 141920 | 931 | 75.6 | [8 empty] | 100 | Non Federally-Regulated | 06/29/1987 |  | 01/27/1988
Luxaire | Moncrief | 36ECW120GA | LPG | No Match | False | True | 1 |  | Horizontal | No Match | No Match | No Match | No Match | No Match |  | No Match |  | 120000 | 93720 | 1275 | 995 | 112346 | 573 | 70 | [8 empty] | 5 | Non Federally-Regulated | 10/13/1981 |  | 03/11/1982
Amana Refrigeration, Inc. | Amana | EPCG3612-1D (C) | LPG | No Match |  | True | 1 |  | Horizontal | No Match | No Match | No Match | No Match | No Match |  | No Match |  | 120000 | 98000 |  |  | 114000 | 434 | 82.7 | [8 empty] | 22 | Non Federally-Regulated | 12/08/1986 |  | 06/29/1987
Magic Chef | Armstrong | ACD15-U60-3 | Natural Gas | No Match | False | False | 1 |  | Up | No Match | No Match | No Match | No Match | No Match |  | No Match |  | 63576 | 48000 | 750 | [13 empty] | Non Federally-Regulated | 08/17/1983 |  | 12/08/1986
Heil Quaker | Whirlpool | NDGK075CF** | Natural Gas | No Match |  | False | 1 |  | Down | No Match | No Match | No Match | No Match | No Match |  | No Match |  | 75000 | 67648 | 1230 | 1140 | 68703 | 607 | 89.8 | [8 empty] | 2 | Non Federally-Regulated | 12/08/1986 |  | 10/10/1989
Heil Quaker | Dayton | 3C589(B) | Natural Gas | No Match |  | True | 1 |  | Horizontal | No Match | No Match | No Match | No Match | No Match |  | No Match |  | 100000 | 81500 | 2000 | 1675 | 97388 | 1267 | 77.4 | [8 empty] | 6 | Non Federally-Regulated | 01/27/1988 |  | 01/15/1989
Rheem Sales Company, Inc. | Rheem | RGAC-06KC | Natural Gas | No Match | False | False | 1 |  | Up | No Match | No Match | No Match | No Match | No Match |  | No Match |  | 60000 | 48000 |  |  | 64934 | 541 | 71.2 | [8 empty] | 4 | Non Federally-Regulated | 04/02/1981 |  | 08/17/1983
Magic Chef | Armstrong | 3.5D80-O4-1 | Natural Gas | No Match | False | True | 1 |  | Horizontal | No Match | No Match | No Match | No Match | No Match |  | No Match |  | 80000 | 60000 | 1600 | 700 | 81967 | 610 | 66.8 | [8 empty] | 19 | Non Federally-Regulated | 10/13/1981 |  | 03/11/1982
York International | Fraser Johnston | DACC-W060N102A | Natural Gas | No Match |  | True | 1 |  | Horizontal | No Match | No Match | No Match | No Match | No Match |  | No Match |  | 102400 | 83000 | 2210 | 2095 | 94482 | 1040 | 81 | [9 empty] | Non Federally-Regulated | 06/29/1987 |  | 01/27/1988
Carrier Corp. | Day & Night | 398AAW048100 | Natural Gas | No Match |  | False | 1 |  | Up | No Match | No Match | No Match | No Match | No Match |  | No Match |  | 110000 | 102000 |  |  | 102737 | 612 | 91.5 | [8 empty] | 5 | Non Federally-Regulated | 03/15/1989 |  | 10/10/1989
Luxaire | Westinghouse Electric | FGHF095RAN | Natural Gas | No Match | False | False | 1 |  | Horizontal | No Match | No Match | No Match | No Match | No Match |  | No Match |  | 95060 | 72865 | 1530 |  | 83668 | 611 | 73.3 | [8 empty] | 11 | Non Federally-Regulated | 10/13/1981 |  | 03/11/1982
York International | Fraser Johnston | DAUC-W048N075A | Natural Gas | No Match |  | True | 1 |  | Horizontal | No Match | No Match | No Match | No Match | No Match |  | No Match |  | 75000 | 62000 | 1905 | 1905 | 57772 | 824 | 78.1 | [9 empty] | Non Federally-Regulated | 06/29/1987 |  | 01/27/1988
Ducane | York | P1HSD15N06001A | Natural Gas | No Match | False | True | 1 |  | Horizontal | No Match | No Match | No Match | No Match | No Match |  | No Match |  | 60000 | 43000 | 1540 | 980 | 77796 | 629 | 59 | [8 empty] | 5 | Non Federally-Regulated | 04/02/1981 |  | 10/13/1981
Carrier Corp. | Payne | 580AE060120 | Natural Gas | No Match |  | True | 1 |  | Down | No Match | No Match | No Match | No Match | No Match |  | No Match |  | 120000 | 94000 |  |  | 116416 | 1379 | 78.5 | [8 empty] | 3 | Non Federally-Regulated | 03/15/1989 |  | 10/10/1989
Rheem Sales Company, Inc. | Square D | PA3.5-31-CM1250H7 | Natural Gas | No Match |  | True | 1 |  | Horizontal | No Match | No Match | No Match | No Match | No Match |  | No Match |  | 125000 | 97000 |  |  | 118278 | 835 | 78.8 | [8 empty] | 4 | Non Federally-Regulated | 12/08/1986 |  | 06/29/1987
Sunbeam Air Conditioning | Sunbeam Air Conditioning | 226*-120-1*H-*3 | LPG | No Match |  | True | 1 |  | Down | No Match | No Match | No Match | No Match | No Match |  | No Match |  | 210000 | 165900 | 4400 | 3600 | 196770 | 2830 | 77.3 | [8 empty] | 4 | Non Federally-Regulated | 06/29/1987 |  | 01/27/1988
Rheem Sales Company, Inc. | Heat Controller | GBL95-D3 | Natural Gas | No Match | False | False | 1 |  | Up | No Match | No Match | No Match | No Match | No Match |  | No Match |  | 95000 | 73000 |  |  | 89793 | 519 | 69.4 | [8 empty] | 4 | Non Federally-Regulated | 04/02/1981 |  | 08/17/1983
Snyder General Corp. | Arcoaire | *PGDA024G075-IM-** | Natural Gas | No Match |  | True | 1 |  | Down | No Match | No Match | No Match | No Match | No Match |  | No Match |  | 75000 | 59000 |  |  | 58465 | 331 | 80 | [8 empty] | 15 | Non Federally-Regulated | 06/29/1987 |  | 01/27/1988
Bard Manufacturing Company, Inc. | Bard | PGA48A080(A) | Natural Gas | No Match |  | True | 1 |  | Horizontal | No Match | No Match | No Match | No Match | No Match |  | No Match |  | 80000 | 64344 | 2000 | 1675 | 75040 | 1164 | 79.7 | [8 empty] | 6 | Non Federally-Regulated | 01/27/1988 |  | 01/15/1989
Luxaire | Moncrief | GCH095MF | Natural Gas | No Match | False | False | 1 |  | Horizontal | No Match | No Match | No Match | No Match | No Match |  | No Match |  | 95000 | 72440 |  |  | 93502 | 437 | 67.9 | [8 empty] | 2 | Non Federally-Regulated | 03/11/1982 |  | 07/26/1982
Amana Refrigeration, Inc. | Amana | EPCG6017-3B (A) | Natural Gas | No Match | False | True | 1 |  | Horizontal | No Match | No Match | No Match | No Match | No Match |  | No Match |  | 130000 | 110956 |  |  | 128674 | 940 | 84.3 | [8 empty] | 22 | Non Federally-Regulated | 04/02/1981 |  | 10/13/1981
Climate Control / Snyder General | Climate Control | *PGDA036H050-N* | Natural Gas | No Match |  | True | 1 |  | Down | No Match | No Match | No Match | No Match | No Match |  | No Match |  | 50000 | 40000 |  |  | 37856 | 290 | 82 | [8 empty] | 15 | Non Federally-Regulated | 12/08/1986 |  | 06/29/1987
Carrier Corp. | Day & Night | 580AP042080 | Natural Gas | No Match |  | True | 1 |  | Horizontal | No Match | No Match | No Match | No Match | No Match |  | No Match |  | 80000 | 61000 |  |  | 80004 | 585 | 77.5 | [8 empty] | 3 | Non Federally-Regulated | 01/27/1988 |  | 01/15/1989
Snyder General Corp. | McQuay | *PGHA042F100-IN-** | Natural Gas | No Match |  | True | 1 |  | Horizontal | No Match | No Match | No Match | No Match | No Match |  | No Match |  | 100000 | 74000 |  |  | 80919 | 408 | 77.4 | [8 empty] | 15 | Non Federally-Regulated | 06/29/1987 |  | 01/27/1988
Amana Refrigeration, Inc. | Amana | EPCG4212-1B (A) | LPG | No Match | False | True | 1 |  | Horizontal | No Match | No Match | No Match | No Match | No Match |  | No Match |  | 80000 | 68000 |  |  | 73360 | 336 | 85.3 | [8 empty] | 22 | Non Federally-Regulated | 07/26/1982 |  | 08/17/1983
Climate Control / Snyder General | Climate Control | BGUA080A016 | Natural Gas | No Match |  | False | 1 |  | Up | No Match | No Match | No Match | No Match | No Match |  | No Match |  | 80000 | 65000 | 1660 | 1090 | 75013 | 515 | 83 | [9 empty] | Non Federally-Regulated | 12/08/1986 |  | 06/29/1987
Heil Quaker | Heil Quaker | NDGE075AF** | Natural Gas | No Match |  | False | 1 |  | Down | No Match | No Match | No Match | No Match | No Match |  | No Match |  | 75000 | 57160 | 1360 | 670 | 71076 | 417 | 76.6 | [8 empty] | 1 | Non Federally-Regulated | 01/15/1989 |  | 10/10/1989
Rheem Sales Company, Inc. | Ruud | UGUJ-05NA-ER | Natural Gas | No Match |  | False | 1 |  | Horizontal | No Match | No Match | No Match | No Match | No Match |  | No Match |  | 50000 | 40000 |  |  | 39494 | 453 | 77.2 | [8 empty] | 4 | Non Federally-Regulated | 01/15/1989 |  | 10/10/1989
Luxaire | Luxaire | 60ECW160WA | Natural Gas | No Match | False | True | 1 |  | Horizontal | No Match | No Match | No Match | No Match | No Match |  | No Match |  | 160000 | 123680 | 2020 | 1605 | 152846 | 1016 | 70 | [8 empty] | 5 | Non Federally-Regulated | 10/13/1981 |  | 03/11/1982
Coleman Company, Inc. | Heil Quaker | 6348H423(A) | Natural Gas | No Match |  | True | 1 |  | Horizontal | No Match | No Match | No Match | No Match | No Match |  | No Match |  | 80000 | 64344 | 2000 | 1675 | 75040 | 1164 | 79.7 | [8 empty] | 6 | Non Federally-Regulated | 12/08/1986 |  | 06/29/1987
Gaffers & Sattler | York | D1YD036N06025B | Natural Gas | No Match | False | True | 1 |  | Horizontal | No Match | No Match | No Match | No Match | No Match |  | No Match |  | 60000 | 45000 | 1340 | 520 | 69097 | 655 | 68.9 | [8 empty] | 19 | Non Federally-Regulated | 10/13/1981 |  | 03/11/1982
Luxaire | Westinghouse Electric | GCH095TF | Natural Gas | No Match | False | False | 1 |  | Horizontal | No Match | No Match | No Match | No Match | No Match |  | No Match |  | 95000 | 72865 | 1530 |  | 83668 | 611 | 73.3 | [8 empty] | 11 | Non Federally-Regulated | 04/02/1981 |  | 10/13/1981
York International | Fraser Johnston | DAUC-T036P100A | LPG | No Match |  | True | 1 |  | Horizontal | No Match | No Match | No Match | No Match | No Match |  | No Match |  | 100000 | 81000 | 1600 | 1600 | 100034 | 1138 | 76 | [9 empty] | Non Federally-Regulated | 06/29/1987 |  | 01/27/1988
Rheem Sales Company, Inc. | Arcoaire | *PGDA060F100-IM-** | Natural Gas | No Match |  | True | 1 |  | Down | No Match | No Match | No Match | No Match | No Match |  | No Match |  | 100000 | 79000 |  |  | 97857 | 470 | 80.2 | [8 empty] | 15 | Non Federally-Regulated | 01/27/1988 |  | 01/15/1989
Magic Chef | Johnson | EMG-110C4-4 | Natural Gas | No Match | False | False | 1 |  | Up | No Match | No Match | No Match | No Match | No Match |  | No Match |  | 110000 | 88000 | 1580 | 1285 | 120865 | 582 | 64 | [8 empty] | 19 | Non Federally-Regulated | 07/26/1982 |  | 08/17/1983
Carrier Corp. | Day & Night | 580AN042060 | Natural Gas | No Match |  | True | 1 |  | Horizontal | No Match | No Match | No Match | No Match | No Match |  | No Match |  | 60000 | 46000 |  |  | 59443 | 579 | 77.5 | [8 empty] | 3 | Non Federally-Regulated | 01/15/1989 |  | 03/15/1989
Magic Chef | Gaffers & Sattler | 3.5D80-O4-1 | Natural Gas | No Match | False | True | 1 |  | Horizontal | No Match | No Match | No Match | No Match | No Match |  | No Match |  | 80000 | 60000 | 1600 | 700 | 81967 | 610 | 66.8 | [8 empty] | 19 | Non Federally-Regulated | 04/02/1981 |  | 10/13/1981
Heil Quaker | Heil | NULK105AG** | LPG | No Match |  | False | 1 |  | Up | No Match | No Match | No Match | No Match | No Match |  | No Match |  | 105000 | 90611 | 1400 | 885 | 85960 | 793 | 89.7 | [8 empty] | 2 | Non Federally-Regulated | 12/08/1986 |  | 01/15/1989
Carrier Corp. | Carrier | 58SX100-DC | Natural Gas | No Match |  | False | 1 |  | Up | No Match | No Match | No Match | No Match | No Match |  | No Match |  | 110000 | 102000 |  |  | 101543 | 724 | 92.2 | [8 empty] | 5 | Non Federally-Regulated | 06/29/1987 |  | 01/27/1988
BDP Co. | Day & Night | 397HAW036060 | Natural Gas | No Match | False | False | 1 |  | Up | No Match | No Match | No Match | No Match | No Match |  | No Match |  | 66185 | 55000 | 1160 | [13 empty] | Non Federally-Regulated | 08/17/1983 |  | 12/08/1986
Snyder General Corp. | Arcoaire | *PGDA060F100-IM-** | Natural Gas | No Match |  | True | 1 |  | Down | No Match | No Match | No Match | No Match | No Match |  | No Match |  | 100000 | 79000 |  |  | 97857 | 470 | 80.2 | [8 empty] | 15 | Non Federally-Regulated | 06/29/1987 |  | 01/27/1988
Carrier Corp. | Day & Night | 376BAW036055 | Natural Gas | No Match |  | False | 1 |  | Down | No Match | No Match | No Match | No Match | No Match |  | No Match |  | 67000 | 55000 |  |  | 65289 | 680 | 82.3 | [8 empty] | 5 | Non Federally-Regulated | 01/27/1988 |  | 10/10/1989
Heil Quaker | Heil | NHGB120AK01 | Natural Gas | No Match | False | True | 1 |  | Horizontal | No Match | No Match | No Match | No Match | No Match |  | No Match |  | 120000 | 86000 | 1920 | 1380 | 125508 | 1169 | 60.6 | [8 empty] | 1 | Non Federally-Regulated | 04/02/1981 |  | 10/13/1981
Luxaire | Moncrief | 42ECW100GB | Natural Gas | No Match | False | True | 1 |  | Horizontal | No Match | No Match | No Match | No Match | No Match |  | No Match |  | 100000 | 76900 | 1275 | 995 | 92105 | 518 | 70 | [8 empty] | 5 | Non Federally-Regulated | 10/13/1981 |  | 03/11/1982
Luxaire | Luxaire | 80REH0BNL | Natural Gas | No Match | False | False | 1 |  | Down | No Match | No Match | No Match | No Match | No Match |  | No Match |  | 80000 | 63200 |  |  | 87821 | 573 | 70.7 | [8 empty] | 2 | Non Federally-Regulated | 03/11/1982 |  | 07/26/1982
Rheem Sales Company, Inc. | Rheem | RRGE-07E48CLR | Natural Gas | No Match |  | True | 1 |  | Horizontal | No Match | No Match | No Match | No Match | No Match |  | No Match |  | 75000 | 56000 |  |  | 70734 | 910 | 76.6 | [8 empty] | 4 | Non Federally-Regulated | 06/29/1987 |  | 01/27/1988
Rheem Sales Company, Inc. | Heat Controller | GBL95-DH | Natural Gas | No Match | False | False | 1 |  | Up | No Match | No Match | No Match | No Match | No Match |  | No Match |  | 95675 | 73000 | [14 empty] | Non Federally-Regulated | 08/17/1983 |  | 12/08/1986
Amana Refrigeration, Inc. | Amana | SPCG481353A | Natural Gas | No Match |  | True | 1 |  | Down | No Match | No Match | No Match | No Match | No Match |  | No Match |  | 135000 | 109000 |  |  | 113715 | 1263 | 80.5 | [9 empty] | Non Federally-Regulated | 01/15/1989 |  | 03/15/1989
Amana Refrigeration, Inc. | Amana | EPCG3612-1C (A) | Natural Gas | No Match | False | True | 1 |  | Horizontal | No Match | No Match | No Match | No Match | No Match |  | No Match |  | 80000 | 66994 |  |  | 76258 | 490 | 81.5 | [8 empty] | 22 | Non Federally-Regulated | 04/02/1981 |  | 10/13/1981
Luxaire | Luxaire | 36ECW100UA | LPG | No Match | False | True | 1 |  | Horizontal | No Match | No Match | No Match | No Match | No Match |  | No Match |  | 100000 | 76800 | 1275 | 995 | 91413 | 495 | 70 | [8 empty] | 5 | Non Federally-Regulated | 10/13/1981 |  | 03/11/1982
Amana Refrigeration, Inc. | Amana | EPCG2408-1C (A) | LPG | No Match |  | True | 1 |  | Horizontal | No Match | No Match | No Match | No Match | No Match |  | No Match |  | 80000 | 67000 |  |  | 74400 | 256 | 84.5 | [8 empty] | 22 | Non Federally-Regulated | 12/08/1986 |  | 06/29/1987
Amana Refrigeration, Inc. | Amana | ERGW0012-1A(A)W/EBWC | LPG | No Match |  | True | 1 |  | Horizontal | No Match | No Match | No Match | No Match | No Match |  | No Match |  | 80000 | 68000 | 1375 | 880 | 72960 | 339 | 85.3 | [8 empty] | 0 | Non Federally-Regulated | 12/08/1986 |  | 06/29/1987
York International | Fraser Johnston | DBUC-W048N075 | Natural Gas | No Match |  | True | 1 |  | Horizontal | No Match | No Match | No Match | No Match | No Match |  | No Match |  | 75000 | 62000 | 1924 | 1533 | 68893 | 818 | 78 | [8 empty] | 58 | Non Federally-Regulated | 01/15/1989 |  | 03/15/1989
Heil Quaker | Whirlpool | NRGF48EDB**(A) | Natural Gas | No Match |  | True | 1 |  | Horizontal | No Match | No Match | No Match | No Match | No Match |  | No Match |  | 80000 | 64472 | 2000 | 1675 | 75013 | 1170 | 79.7 | [8 empty] | 6 | Non Federally-Regulated | 01/15/1989 |  | 03/15/1989
BDP Co. | Day & Night | 585CJ024075X | Natural Gas | No Match | False | True | 1 |  | Horizontal | No Match | No Match | No Match | No Match | No Match |  | No Match |  | 60000 | 45000 | 915 | 765 | 67350 | 560 | 68.5 | [8 empty] | 3 | Non Federally-Regulated | 10/13/1981 |  | 03/11/1982
Lennox Industries Inc. | Lennox | GCS11-2753-350A | Natural Gas | No Match |  | True | 3 |  | Horizontal | No Match | No Match | No Match | No Match | No Match |  | No Match |  | 350000 | 288652 | 10000 | 7600 | 244500 | 2620 | 81.5 | [8 empty] | 20 | Non Federally-Regulated | 06/29/1987 |  | 01/27/1988
Luxaire | Moncrief | GCH114MF | Natural Gas | No Match | False | False | 1 |  | Horizontal | No Match | No Match | No Match | No Match | No Match |  | No Match |  | 114000 | 85728 |  |  | 108845 | 861 | 73.3 | [8 empty] | 8 | Non Federally-Regulated | 04/02/1981 |  | 10/13/1981
Snyder General Corp. | Arcoaire | *PGDA060F100-IN-** | Natural Gas | No Match |  | True | 1 |  | Down | No Match | No Match | No Match | No Match | No Match |  | No Match |  | 100000 | 79000 |  |  | 97857 | 470 | 80.2 | [8 empty] | 15 | Non Federally-Regulated | 06/29/1987 |  | 01/27/1988
Luxaire | Fraser Johnston | 60ECW160UA | LPG | No Match | False | True | 1 |  | Horizontal | No Match | No Match | No Match | No Match | No Match |  | No Match |  | 160000 | 123680 | 2020 | 1605 | 152846 | 1016 | 70 | [8 empty] | 5 | Non Federally-Regulated | 10/13/1981 |  | 03/11/1982
Ducane | Luxaire | P2LFB17F12501A | Oil | No Match | False | False | 1 |  | Up | No Match | No Match | No Match | No Match | No Match |  | No Match |  | 150617 | 122000 | 1654 | [13 empty] | Non Federally-Regulated | 08/17/1983 |  | 12/08/1986
Rheem Sales Company, Inc. | Ruud | UGAC-04KA | Natural Gas | No Match | False | False | 1 |  | Up | No Match | No Match | No Match | No Match | No Match |  | No Match |  | 45000 | 34000 |  |  | 45243 | 316 | 68.4 | [8 empty] | 3 | Non Federally-Regulated | 04/02/1981 |  | 08/17/1983
Snyder General Corp. | McQuay | *PGHA060H150-IN-** | Natural Gas | No Match |  | True | 1 |  | Horizontal | No Match | No Match | No Match | No Match | No Match |  | No Match |  | 150000 | 111000 |  |  | 142868 | 767 | 76.1 | [8 empty] | 15 | Non Federally-Regulated | 01/27/1988 |  | 01/15/1989
BDP Co. | Carrier | 48GL04230X | LPG | No Match | False | True | 1 |  | Horizontal | No Match | No Match | No Match | No Match | No Match |  | No Match |  | 75000 | 57000 | 1385 | 775 | 76405 | 664 | 70.4 | [8 empty] | 325 | Non Federally-Regulated | 04/02/1981 |  | 10/13/1981
BDP Co. | Payne | 394GAW060125 | LPG | No Match | False | False | 1 |  | Up | No Match | No Match | No Match | No Match | No Match |  | No Match |  | 125000 | 89000 | 2110 | 1543 | 110650 | 737 | 70.1 | [8 empty] | 5 | Non Federally-Regulated | 07/26/1982 |  | 08/17/1983
Rheem Sales Company, Inc. | Rheem | RRGE-370200F | Natural Gas | No Match |  | True | 3 |  | Horizontal | No Match | No Match | No Match | No Match | No Match |  | No Match |  | 370000 | 277500 |  |  | 263514 | 2067 | 76.3 | [8 empty] | 10 | Non Federally-Regulated | 12/08/1986 |  | 06/29/1987
BDP Co. | Payne | 585CP042100 | Natural Gas | No Match | False | True | 1 |  | Horizontal | No Match | No Match | No Match | No Match | No Match |  | No Match |  | 100000 | 75000 | 1670 | [13 empty] | Non Federally-Regulated | 08/17/1983 |  | 12/08/1986
BDP Co. | Day & Night | 394GAW000075 | Natural Gas | No Match | False | False | 1 |  | Up | No Match | No Match | No Match | No Match | No Match |  | No Match |  | 75000 | 57000 |  |  | 69017 | 408 | 79.2 | [8 empty] | 11 | Non Federally-Regulated | 10/13/1981 |  | 03/11/1982
Sunbeam Air Conditioning | Sunbeam Air Conditioning | 2273-060-13D-43 | Natural Gas | No Match |  | True | 1 |  | Down | No Match | No Match | No Match | No Match | No Match |  | No Match |  | 108000 | 89640 | 2200 | 1800 | 97524 | 523 | 79.3 | [8 empty] | 4 | Non Federally-Regulated | 12/08/1986 |  | 06/29/1987
Carrier Corp. | Carrier | 48HDT006 | Natural Gas | No Match |  | True | 1 |  | Down | No Match | No Match | No Match | No Match | No Match |  | No Match |  | 120000 | 92400 | 2000 |  | 96960 | 841 | 76 | [8 empty] | 0 | Non Federally-Regulated | 03/15/1989 |  | 10/10/1989
Consolidated Industries Corp. | Amana | GSE140DM-5 | LPG | No Match | False | False | 1 |  | Horizontal | No Match | No Match | No Match | No Match | No Match |  | No Match |  | 140306 | 110000 | [14 empty] | Non Federally-Regulated | 08/17/1983 |  | 12/08/1986
Luxaire | Luxaire | GCH075TF | Natural Gas | No Match | False | False | 1 |  | Horizontal | No Match | No Match | No Match | No Match | No Match |  | No Match |  | 75000 | 59250 | 1530 |  | 70065 | 674 | 75 | [8 empty] | 11 | Non Federally-Regulated | 10/13/1981 |  | 03/11/1982
Heil Quaker | Whirlpool | NLGB150AH01 | Natural Gas | No Match | False | False | 1 |  | Up | No Match | No Match | No Match | No Match | No Match |  | No Match |  | 150000 | 113000 | 1660 | 1020 | 158730 | 1020 | 68.4 | [8 empty] | 1 | Non Federally-Regulated | 04/02/1981 |  | 03/11/1982
Rheem Sales Company, Inc. | Rheem | RGGA-08KAC | Natural Gas | No Match | False | False | 1 |  | Up | No Match | No Match | No Match | No Match | No Match |  | No Match |  | 80000 | 60000 |  |  | 92500 | 560 | 67.4 | [8 empty] | 3 | Non Federally-Regulated | 04/02/1981 |  | 08/17/1983
Consolidated Industries Corp. | Addison Products | GPE3.0T100-4 | Natural Gas | No Match |  | True | 1 |  | Horizontal | No Match | No Match | No Match | No Match | No Match |  | No Match |  | 100000 | 76000 |  |  | 80594 | 610 | 76.9 | [8 empty] | 4 | Non Federally-Regulated | 01/27/1988 |  | 01/15/1989
Luxaire | Westinghouse Electric | 48ECW140UA | Natural Gas | No Match | False | True | 1 |  | Horizontal | No Match | No Match | No Match | No Match | No Match |  | No Match |  | 140000 | 107940 | 2000 | 1485 | 133579 | 644 | 70 | [8 empty] | 5 | Non Federally-Regulated | 04/02/1981 |  | 10/13/1981
Heil Quaker | Heil | HUGB080AF01 | Natural Gas | No Match | False | False | 1 |  | Up | No Match | No Match | No Match | No Match | No Match |  | No Match |  | 79576 | 60000 | 1360 | [13 empty] | Non Federally-Regulated | 08/17/1983 |  | 12/08/1986
Ducane | Heil Quaker | NRGF48FDB**(B) | LPG | No Match |  | True | 1 |  | Horizontal | No Match | No Match | No Match | No Match | No Match |  | No Match |  | 130000 | 103046 | 1775 | 1550 | 117468 | 1126 | 78.3 | [8 empty] | 6 | Non Federally-Regulated | 01/27/1988 |  | 01/15/1989
Coleman Company, Inc. | Coleman | 2855-566 | Natural Gas | No Match |  | False | 1 |  | Horizontal | No Match | No Match | No Match | No Match | No Match |  | No Match |  | 65000 | 54000 | 1572 | 974 | 64382 | 1026 | 81.6 | [8 empty] | 3 | Non Federally-Regulated | 06/29/1987 |  | 10/10/1989
Rheem Sales Company, Inc. | Ruud | UGWC-06EA | Natural Gas | No Match | False | True | 1 |  | Horizontal | No Match | No Match | No Match | No Match | No Match |  | No Match |  | 60000 | 46000 |  |  | 65779 | 601 | 69.9 | [8 empty] | 4 | Non Federally-Regulated | 10/13/1981 |  | 03/11/1982
Arkla Industries, Inc. | Heat Controller | GRD60-D3.5 | Natural Gas | No Match |  | False | 1 |  | Down | No Match | No Match | No Match | No Match | No Match |  | No Match |  | 60000 | 52000 | 1440 | 830 | 53060 | 545 | 87.1 | [9 empty] | Non Federally-Regulated | 12/08/1986 |  | 06/29/1987
Lennox Industries Inc. | Lennox | GCS9-653-120-1Y | Natural Gas | No Match | False | True | 1 |  | Down | No Match | No Match | No Match | No Match | No Match |  | No Match |  | 120000 | 93000 | 2000 | 1320 | 100161 | 749 | 77.4 | [8 empty] | 43 | Non Federally-Regulated | 10/13/1981 |  | 03/11/1982
Ducane | Carrier | 58EG140331 | Natural Gas | No Match | False | False | 1 |  | Horizontal | No Match | No Match | No Match | No Match | No Match |  | No Match |  | 138522 | 105000 | 1950 | [13 empty] | Non Federally-Regulated | 08/17/1983 |  | 12/08/1986
Consolidated Industries Corp. | Sunburst | HAC050N(D,E,F)3RXD | Natural Gas | No Match |  | False | 1 |  | Horizontal | No Match | No Match | No Match | No Match | No Match |  | No Match |  | 50000 | 38000 |  |  | 40993 | 352 | 75.3 | [8 empty] | 3 | Non Federally-Regulated | 06/29/1987 |  | 01/15/1989
Amana Refrigeration, Inc. | Amana | EPCG4815-1C (B) | Natural Gas | No Match | False | True | 1 |  | Horizontal | No Match | No Match | No Match | No Match | No Match |  | No Match |  | 148810 | 125000 | [14 empty] | Non Federally-Regulated | 08/17/1983 |  | 12/08/1986
Carrier Corp. | Carrier | 48DR0165 | Natural Gas | No Match | False | True | 3 |  | Down | No Match | No Match | No Match | No Match | No Match |  | No Match |  | 270000 | 216000 | 7500 | [13 empty] | Non Federally-Regulated | 08/17/1983 |  | 12/08/1986
York International | Fraser Johnston | DAUC-F060N125A | Natural Gas | No Match |  | True | 1 |  | Horizontal | No Match | No Match | No Match | No Match | No Match |  | No Match |  | 125000 | 100000 | 2340 | 2340 | 120533 | 1284 | 75.9 | [9 empty] | Non Federally-Regulated | 06/29/1987 |  | 01/27/1988
Amana Refrigeration, Inc. | Amana | EPCG4213-1D | LPG | No Match |  | True | 1 |  | Horizontal | No Match | No Match | No Match | No Match | No Match |  | No Match |  | 130000 | 109000 |  |  | 130130 | 452 | 84.7 | [8 empty] | 22 | Non Federally-Regulated | 01/15/1989 |  | 03/15/1989
Ducane | Heil Quaker | NRGF48EDB**(B) | LPG | No Match |  | True | 1 |  | Horizontal | No Match | No Match | No Match | No Match | No Match |  | No Match |  | 100000 | 78886 | 2000 | 1675 | 97374 | 1274 | 77.4 | [8 empty] | 6 | Non Federally-Regulated | 12/08/1986 |  | 06/29/1987
Heil Quaker | Whirlpool | NRGF60ECB**(B) | Natural Gas | No Match |  | True | 1 |  | Horizontal | No Match | No Match | No Match | No Match | No Match |  | No Match |  | 100000 | 81500 | 2000 | 1675 | 97388 | 1267 | 77.4 | [8 empty] | 6 | Non Federally-Regulated | 06/29/1987 |  | 01/27/1988
Carrier Corp. | Carrier | 48DP0145 | LPG | No Match | False | True | 1 |  | Horizontal | No Match | No Match | No Match | No Match | No Match |  | No Match |  | 153750 | 123000 | 6250 | [13 empty] | Non Federally-Regulated | 08/17/1983 |  | 12/08/1986
Heil Quaker | Bard | PGA48B120(B) | Natural Gas | No Match |  | True | 1 |  | Horizontal | No Match | No Match | No Match | No Match | No Match |  | No Match |  | 100000 | 81500 | 2000 | 1675 | 97388 | 1267 | 77.4 | [8 empty] | 6 | Non Federally-Regulated | 12/08/1986 |  | 06/29/1987
Magic Chef | Williams | EG6A40DC24-5 | Natural Gas | No Match | False | False | 1 |  | Up | No Match | No Match | No Match | No Match | No Match |  | No Match |  | 40000 | 32000 | 840 | 6610 | 40400 | 379 | 72.7 | [8 empty] | 2 | Non Federally-Regulated | 07/26/1982 |  | 08/17/1983
Luxaire | Westinghouse Electric | GCH133TF | Natural Gas | No Match | False | False | 1 |  | Horizontal | No Match | No Match | No Match | No Match | No Match |  | No Match |  | 133000 | 102277 | 1600 |  | 127162 | 530 | 69.4 | [8 empty] | 11 | Non Federally-Regulated | 10/13/1981 |  | 03/11/1982
BDP Co. | Payne | 585CJ036075 | Natural Gas | No Match | False | True | 1 |  | Horizontal | No Match | No Match | No Match | No Match | No Match |  | No Match |  | 75000 | 57000 | 1255 | 895 | 76603 | 623 | 70.4 | [8 empty] | 3 | Non Federally-Regulated | 10/13/1981 |  | 03/11/1982
Consolidated Industries Corp. | Premier | GHB60D-60A/E | LPG | No Match | False | True | 1 |  | Horizontal | No Match | No Match | No Match | No Match | No Match |  | No Match |  | 60000 | 42000 |  |  | 48051 | 378 | 63.9 | [8 empty] | 2 | Non Federally-Regulated | 07/26/1982 |  | 08/17/1983
Sunbeam Air Conditioning | Sunbeam Air Conditioning | 222*180-3*H-*3 | Natural Gas | No Match |  | True | 3 |  | Down | No Match | No Match | No Match | No Match | No Match |  | No Match |  | 350000 | 280000 | 6000 | 5250 | 322350 | 2528 | 77.8 | [8 empty] | 4 | Non Federally-Regulated | 01/27/1988 |  | 01/15/1989
Carrier Corp. | Carrier | 58DHC110-LC | Natural Gas | No Match |  | False | 1 |  | Horizontal | No Match | No Match | No Match | No Match | No Match |  | No Match |  | 138000 | 112000 |  |  | 134212 | 1350 | 80.1 | [8 empty] | 5 | Non Federally-Regulated | 03/15/1989 |  | 10/10/1989
Luxaire | Luxaire | 18ECW045GA | Natural Gas | No Match | False | True | 1 |  | Horizontal | No Match | No Match | No Match | No Match | No Match |  | No Match |  | 45000 | 35550 | 930 | 665 | 53597 | 452 | 68.3 | [8 empty] | 5 | Non Federally-Regulated | 10/13/1981 |  | 03/11/1982
Coleman Company, Inc. | Coleman | 2637J636 | Natural Gas | No Match | False | False | 1 |  | Up | No Match | No Match | No Match | No Match | No Match |  | No Match |  | 55215 | 45000 | 1900 | [13 empty] | Non Federally-Regulated | 08/17/1983 |  | 12/08/1986
Rheem Sales Company, Inc. | Heat Controller | TGR48-1H-120 | Natural Gas | No Match |  | True | 1 |  | Horizontal | No Match | No Match | No Match | No Match | No Match |  | No Match |  | 125000 | 97000 |  |  | 118760 | 910 | 78.3 | [8 empty] | 4 | Non Federally-Regulated | 03/15/1989 |  | 10/10/1989
Ducane | Payne | 349EAW060140 | LPG | No Match | False | False | 1 |  | Horizontal | No Match | No Match | No Match | No Match | No Match |  | No Match |  | 140000 | 97000 | 1950 | 1130 | 160264 | 921 | 58 | [8 empty] | 5 | Non Federally-Regulated | 07/26/1982 |  | 08/17/1983
Heil Quaker | Whirlpool | NDGB080AF** | Natural Gas | No Match | False | False | 1 |  | Down | No Match | No Match | No Match | No Match | No Match |  | No Match |  | 79365 | 60000 | 910 | [13 empty] | Non Federally-Regulated | 08/17/1983 |  | 12/08/1986
Ducane | Heil Quaker | NUGE060KG** | Natural Gas | No Match |  | False | 1 |  | Up | No Match | No Match | No Match | No Match | No Match |  | No Match |  | 60000 | 45613 |  | 1325 | 60331 | 559 | 76.1 | [8 empty] | 2 | Non Federally-Regulated | 06/29/1987 |  | 01/27/1988
BDP Co. | Carrier | 58GS075-1 | Natural Gas | No Match | False | False | 1 |  | Up | No Match | No Match | No Match | No Match | No Match |  | No Match |  | 74607 | 57000 | [14 empty] | Non Federally-Regulated | 08/17/1983 |  | 12/08/1986
Sunbeam Air Conditioning | Sunbeam Air Conditioning | RBG-1802-33-2802-HC | Natural Gas | No Match |  | True | 3 |  | Horizontal | No Match | No Match | No Match | No Match | No Match |  | No Match |  | 280000 | 224000 | 6000 | 5250 | 257320 | 2522 | 77.6 | [8 empty] | 4 | Non Federally-Regulated | 06/29/1987 |  | 01/27/1988
Rheem Sales Company, Inc. | Rheem | RRGE-12E48JKR | Natural Gas | No Match |  | True | 1 |  | Horizontal | No Match | No Match | No Match | No Match | No Match |  | No Match |  | 125000 | 97000 |  |  | 118760 | 910 | 78.3 | [8 empty] | 4 | Non Federally-Regulated | 06/29/1987 |  | 01/27/1988
Carrier Corp. | Payne | 585JJ030075 | LPG | No Match |  | True | 1 |  | Horizontal | No Match | No Match | No Match | No Match | No Match |  | No Match |  | 75000 | 58000 | 955 | 840 | 72707 | 404 | 75.2 | [8 empty] | 3 | Non Federally-Regulated | 01/27/1988 |  | 01/15/1989
Borg Warner | York | 42ECW080GB | Natural Gas | No Match | False | True | 1 |  | Horizontal | No Match | No Match | No Match | No Match | No Match |  | No Match |  | 80000 | 64000 | 1275 | 995 | 88335 | 592 | 70 | [8 empty] | 5 | Non Federally-Regulated | 07/26/1982 |  | 08/17/1983
Heil Quaker | Dayton | 3E288A | Natural Gas | No Match | False | True | 1 |  | Horizontal | No Match | No Match | No Match | No Match | No Match |  | No Match |  | 120000 | 86000 | 1600 | 1040 | 125081 | 949 | 61.4 | [8 empty] | 1 | Non Federally-Regulated | 04/02/1981 |  | 10/13/1981
BDP Co. | Day & Night | 394GAW060080 | Natural Gas | No Match | False | False | 1 |  | Up | No Match | No Match | No Match | No Match | No Match |  | No Match |  | 100000 | 71000 | 1970 | 1350 | 88450 | 604 | 70.1 | [8 empty] | 5 | Non Federally-Regulated | 07/26/1982 |  | 08/17/1983
Luxaire | Luxaire | 80RE36BNL | Natural Gas | No Match | False | False | 1 |  | Down | No Match | No Match | No Match | No Match | No Match |  | No Match |  | 80000 | 62960 | 1255 | 880 | 86189 | 766 | 70.7 | [8 empty] | 5 | Non Federally-Regulated | 04/02/1981 |  | 10/13/1981
Consolidated Industries Corp. | Bard | HG75D-3E | LPG | No Match | False | True | 1 |  | Horizontal | No Match | No Match | No Match | No Match | No Match |  | No Match |  | 72500 | 58000 | [14 empty] | Non Federally-Regulated | 08/17/1983 |  | 12/08/1986
Consolidated Industries Corp. | Consolidated Industries Corp. | HAC040P(D,E,F)3RX | LPG | No Match |  | False | 1 |  | Horizontal | No Match | No Match | No Match | No Match | No Match |  | No Match |  | 40000 | 32000 |  |  | 40325 | 475 | 75.6 | [8 empty] | 3 | Non Federally-Regulated | 12/08/1986 |  | 06/29/1987
Consolidated Industries Corp. | Premier | GHB75D-18A/E | Natural Gas | No Match | False | True | 1 |  | Horizontal | No Match | No Match | No Match | No Match | No Match |  | No Match |  | 66225 | 50000 | [14 empty] | Non Federally-Regulated | 08/17/1983 |  | 12/08/1986
Rheem Sales Company, Inc. | Ruud | URGE-05E36JKR | Natural Gas | No Match |  | True | 1 |  | Horizontal | No Match | No Match | No Match | No Match | No Match |  | No Match |  | 50000 | 38000 |  |  | 49283 | 420 | 78.3 | [8 empty] | 4 | Non Federally-Regulated | 01/15/1989 |  | 03/15/1989
Heil Quaker | Whirlpool | NUGB175AK** | Natural Gas | No Match | False | False | 1 |  | Up | No Match | No Match | No Match | No Match | No Match |  | No Match |  | 175000 | 133000 | 1900 | 1290 | 158353 | 1061 | 78.6 | [8 empty] | 6 | Non Federally-Regulated | 07/26/1982 |  | 08/17/1983
Ducane | Carrier | 58EG080101BA | LPG | No Match | False | False | 1 |  | Horizontal | No Match | No Match | No Match | No Match | No Match |  | No Match |  | 80000 | 57000 | 1610 | 890 | 78599 | 491 | 59 | [8 empty] | 5 | Non Federally-Regulated | 04/02/1981 |  | 03/11/1982
Borg Warner | Fraser Johnston | FCU100JAPA | LPG | No Match | False | False | 1 |  | Up | No Match | No Match | No Match | No Match | No Match |  | No Match |  | 100000 | 76000 | 2190 | 1850 | 88870 | 942 | 68.5 | [8 empty] | 5 | Non Federally-Regulated | 07/26/1982 |  | 08/17/1983
Rheem Sales Company, Inc. | Weatherking | GPE4.0T150-3 | Natural Gas | No Match |  | True | 1 |  | Horizontal | No Match | No Match | No Match | No Match | No Match |  | No Match |  | 150000 | 115000 |  |  | 140100 | 875 | 77.8 | [8 empty] | 4 | Non Federally-Regulated | 03/15/1989 |  | 10/10/1989
Ducane | Whirlpool | NHGI040KF03 | Natural Gas | No Match |  | False | 1 |  | Horizontal | No Match | No Match | No Match | No Match | No Match |  | No Match |  | 40000 | 31560 | 1220 | 740 | 40800 | 425 | 76.9 | [8 empty] | 0 | Non Federally-Regulated | 01/15/1989 |  | 10/10/1989
York International | York | D2CG060N10306 | Natural Gas | No Match |  | True | 1 |  | Horizontal | No Match | No Match | No Match | No Match | No Match |  | No Match |  | 125000 | 103000 | 2167 | 1965 | 114823 | 1047 | 80.5 | [8 empty] | 58 | Non Federally-Regulated | 03/15/1989 |  | 10/10/1989
Climate Control / Snyder General | Climate Control | G-U314055-08M-PD | Natural Gas | No Match | False | False | 1 |  | Up | No Match | No Match | No Match | No Match | No Match |  | No Match |  | 53185 | 39889 | 820 | [13 empty] | Non Federally-Regulated | 08/17/1983 |  | 12/08/1986
Heil Quaker | Whirlpool | NRGF42DDB**(A) | LPG | No Match |  | True | 1 |  | Horizontal | No Match | No Match | No Match | No Match | No Match |  | No Match |  | 60000 | 48220 | 1490 | 1055 | 56288 | 835 | 79.7 | [8 empty] | 6 | Non Federally-Regulated | 06/29/1987 |  | 01/27/1988
Rheem Sales Company, Inc. | Addison Products | GUWC080-AD4 | Natural Gas | No Match |  | False | 1 |  | Up | No Match | No Match | No Match | No Match | No Match |  | No Match |  | 80000 | 64000 |  |  | 81897 | 723 | 75.3 | [8 empty] | 3 | Non Federally-Regulated | 06/29/1987 |  | 01/27/1988
Lennox Industries Inc. | Lennox | RVZ1-360-275,277 | Natural Gas | No Match | False | True | 3 |  | Horizontal | No Match | No Match | No Match | No Match | No Match |  | No Match |  | 275000 | 211750 | 10000 | 6000 | [11 empty] | 20 | Non Federally-Regulated | 04/02/1981 |  | 10/13/1981
Rheem Sales Company, Inc. | Ruud | URGF-07E36JK* | Natural Gas | No Match |  | True | 1 |  | Horizontal | No Match | No Match | No Match | No Match | No Match |  | No Match |  | 75000 | 58000 |  |  | 68444 | 745 | 78.2 | [8 empty] | 4 | Non Federally-Regulated | 03/15/1989 |  | 10/10/1989
Rheem Sales Company, Inc. | Weatherking | GDWHE060B-D3HC | Natural Gas | No Match |  | False | 1 |  | Down | No Match | No Match | No Match | No Match | No Match |  | No Match |  | 60000 | 48000 |  |  | 57125 | 643 | 80.3 | [8 empty] | 4 | Non Federally-Regulated | 01/15/1989 |  | 10/10/1989
Heil Quaker | Heil | NUGB047AG** | Natural Gas | No Match | False | False | 1 |  | Up | No Match | No Match | No Match | No Match | No Match |  | No Match |  | 47500 | 38000 | 1380 | 900 | 46216 | 806 | 80.6 | [8 empty] | 6 | Non Federally-Regulated | 07/26/1982 |  | 08/17/1983
Carrier Corp. | Carrier | 48NLT060600-B | Natural Gas | No Match |  | True | 1 |  | Horizontal | No Match | No Match | No Match | No Match | No Match |  | No Match |  | 80000 | 62000 |  |  | 77268 | 998 | 78.5 | [8 empty] | 3 | Non Federally-Regulated | 03/15/1989 |  | 10/10/1989
Luxaire | Fraser Johnston | 42ECW080GA | Natural Gas | No Match | False | True | 1 |  | Horizontal | No Match | No Match | No Match | No Match | No Match |  | No Match |  | 80000 | 64000 | 1275 | 995 | 88335 | 592 | 70 | [8 empty] | 5 | Non Federally-Regulated | 04/02/1981 |  | 10/13/1981
Rheem Sales Company, Inc. | Rheem | RRGF-07N36JK* | Natural Gas | No Match |  | True | 1 |  | Horizontal | No Match | No Match | No Match | No Match | No Match |  | No Match |  | 75000 | 58000 |  |  | 68444 | 745 | 78.2 | [8 empty] | 4 | Non Federally-Regulated | 01/27/1988 |  | 01/15/1989
Climate Control / Snyder General | Climate Control | BPGHA048F075-M | Natural Gas | No Match |  | True | 1 |  | Horizontal | No Match | No Match | No Match | No Match | No Match |  | No Match |  | 75000 | 56000 |  |  | 60783 | 318 | 77.3 | [8 empty] | 15 | Non Federally-Regulated | 12/08/1986 |  | 06/29/1987
Heil Quaker | Whirlpool | NRGR20DN01C | Natural Gas | No Match |  | True | 3 |  | Horizontal | No Match | No Match | No Match | No Match | No Match |  | No Match |  | 370000 | 277500 |  |  | 263514 | 2067 | 76.3 | [8 empty] | 10 | Non Federally-Regulated | 06/29/1987 |  | 01/27/1988
Rheem Sales Company, Inc. | Square D | PA3.5-31-CM0750H7 | Natural Gas | No Match |  | True | 1 |  | Horizontal | No Match | No Match | No Match | No Match | No Match |  | No Match |  | 75000 | 58000 |  |  | 67229 | 755 | 79.1 | [8 empty] | 4 | Non Federally-Regulated | 12/08/1986 |  | 06/29/1987
Heil Quaker | Sears | 867.76336* | Natural Gas | No Match | False | False | 1 |  | Up | No Match | No Match | No Match | No Match | No Match |  | No Match |  | 175163 | 134000 | 1900 | [13 empty] | Non Federally-Regulated | 08/17/1983 |  | 12/08/1986
Rheem Sales Company, Inc. | Ruud | URGE-10N60JKR | Natural Gas | No Match |  | True | 1 |  | Horizontal | No Match | No Match | No Match | No Match | No Match |  | No Match |  | 100000 | 76000 |  |  | 79634 | 750 | 77.2 | [8 empty] | 4 | Non Federally-Regulated | 06/29/1987 |  | 01/27/1988
Carrier Corp. | Day & Night | 585EE060100 | LPG | No Match |  | True | 1 |  | Horizontal | No Match | No Match | No Match | No Match | No Match |  | No Match |  | 100000 | 75000 | 2285 | 1260 | 81611 | 669 | 75.7 | [8 empty] | 3 | Non Federally-Regulated | 12/08/1986 |  | 06/29/1987
Ducane | Heil Quaker | NRGF60EDB**(A) | LPG | No Match |  | True | 1 |  | Horizontal | No Match | No Match | No Match | No Match | No Match |  | No Match |  | 80000 | 64472 | 2000 | 1675 | 75013 | 1170 | 79.7 | [8 empty] | 6 | Non Federally-Regulated | 06/29/1987 |  | 01/27/1988
Consolidated Industries Corp. | Addison Products | GPE4.0T125-1 | Natural Gas | No Match |  | True | 1 |  | Horizontal | No Match | No Match | No Match | No Match | No Match |  | No Match |  | 125000 | 97000 |  |  | 118760 | 910 | 78.3 | [8 empty] | 4 | Non Federally-Regulated | 06/29/1987 |  | 01/27/1988
Snyder General Corp. | McQuay | *PGD*048H100*I*** | Natural Gas | No Match |  | True | 1 |  | Down | No Match | No Match | No Match | No Match | No Match |  | No Match |  | 100000 | 79000 |  |  | 97887 | 470 | 80.2 | [8 empty] | 15 | Non Federally-Regulated | 01/15/1989 |  | 03/15/1989
Adams Furnace | Adams Furnace | 90CMR | Natural Gas | No Match | False | False | 1 |  | Down | No Match | No Match | No Match | No Match | No Match |  | No Match |  | 90000 | 68940 | 2000 | [13 empty] | Non Federally-Regulated | 08/17/1983 |  | 12/08/1986
Amana Refrigeration, Inc. | Amana | GSI115A35 | LPG | No Match |  | False | 1 |  | Horizontal | No Match | No Match | No Match | No Match | No Match |  | No Match |  | 115000 | 95000 |  |  | 105800 | 882 | 80.2 | [9 empty] | Non Federally-Regulated | 06/29/1987 |  | 10/10/1989
Snyder General Corp. | McQuay | *PGDA060G100-N* | Natural Gas | No Match |  | True | 1 |  | Down | No Match | No Match | No Match | No Match | No Match |  | No Match |  | 100000 | 79000 |  |  | 97887 | 470 | 80.2 | [8 empty] | 15 | Non Federally-Regulated | 12/08/1986 |  | 06/29/1987
York International | York | D2CG060N10346 | Natural Gas | No Match |  | True | 1 |  | Horizontal | No Match | No Match | No Match | No Match | No Match |  | No Match |  | 125000 | 101000 | 2167 | 1965 | 114823 | 1047 | 80.5 | [8 empty] | 58 | Non Federally-Regulated | 01/15/1989 |  | 03/15/1989
Heil Quaker | Whirlpool | NRGF36EDB**(A) | Natural Gas | No Match |  | True | 1 |  | Horizontal | No Match | No Match | No Match | No Match | No Match |  | No Match |  | 80000 | 63228 | 1555 | 1080 | 78543 | 714 | 78 | [8 empty] | 6 | Non Federally-Regulated | 01/27/1988 |  | 01/15/1989
BDP Co. | Day & Night | 585CP042075X | Natural Gas | No Match | False | True | 1 |  | Horizontal | No Match | No Match | No Match | No Match | No Match |  | No Match |  | 60000 | 45000 | 1790 | 905 | 66035 | 824 | 68.5 | [8 empty] | 3 | Non Federally-Regulated | 10/13/1981 |  | 03/11/1982
Sunbeam Air Conditioning | Sunbeam Air Conditioning | RCG-0601-23-1402-EC | LPG | No Match |  | True | 1 |  | Down | No Match | No Match | No Match | No Match | No Match |  | No Match |  | 140000 | 110600 | 2200 | 1800 | 119980 | 711 | 77.4 | [8 empty] | 4 | Non Federally-Regulated | 12/08/1986 |  | 06/29/1987
Rheem Sales Company, Inc. | Ruud | URGF-07E36DL* | Natural Gas | No Match |  | True | 1 |  | Horizontal | No Match | No Match | No Match | No Match | No Match |  | No Match |  | 75000 | 58000 |  |  | 68444 | 745 | 78.2 | [8 empty] | 4 | Non Federally-Regulated | 03/15/1989 |  | 10/10/1989
Snyder General Corp. | McQuay | EPGHA036H100 | Natural Gas | No Match |  | True | 1 |  | Horizontal | No Match | No Match | No Match | No Match | No Match |  | No Match |  | 100000 | 74000 |  |  | 81521 | 327 | 77.2 | [8 empty] | 15 | Non Federally-Regulated | 12/08/1986 |  | 06/29/1987
Snyder General Corp. | Arcoaire | *PGDA036G100-N* | Natural Gas | No Match |  | True | 1 |  | Down | No Match | No Match | No Match | No Match | No Match |  | No Match |  | 100000 | 79000 |  |  | 97887 | 470 | 80.2 | [8 empty] | 15 | Non Federally-Regulated | 12/08/1986 |  | 06/29/1987
Magic Chef | Williams | EG83-100D2C3.5-5 | Natural Gas | No Match | False | False | 1 |  | Horizontal | No Match | No Match | No Match | No Match | No Match |  | No Match |  | 100000 | 77000 | 1014 | 1470 | 114000 | 572 | 65.8 | [8 empty] | 2 | Non Federally-Regulated | 07/26/1982 |  | 08/17/1983
Magic Chef | Williams | 3.5A60-OH-3-6 | Natural Gas | No Match | False | True | 1 |  | Horizontal | No Match | No Match | No Match | No Match | No Match |  | No Match |  | 60000 | 45000 | 1600 | 520 | 69097 | 655 | 68.9 | [8 empty] | 19 | Non Federally-Regulated | 07/26/1982 |  | 08/17/1983
Carrier Corp. | Day & Night | 580AP060120 | Natural Gas | No Match |  | True | 1 |  | Horizontal | No Match | No Match | No Match | No Match | No Match |  | No Match |  | 120000 | 94000 |  |  | 116416 | 1379 | 78.5 | [8 empty] | 3 | Non Federally-Regulated | 03/15/1989 |  | 10/10/1989
Rheem Sales Company, Inc. | Rheem | RRGE-15E48DLR | Natural Gas | No Match |  | True | 1 |  | Horizontal | No Match | No Match | No Match | No Match | No Match |  | No Match |  | 150000 | 115000 |  |  | 140100 | 875 | 77.8 | [8 empty] | 4 | Non Federally-Regulated | 06/29/1987 |  | 01/27/1988
Sunbeam Air Conditioning | Sunbeam Air Conditioning | RCG-1202-33-2802-GC | LPG | No Match |  | True | 3 |  | Down | No Match | No Match | No Match | No Match | No Match |  | No Match |  | 280000 | 224000 | 4400 | 3600 | 255920 | 2408 | 77.7 | [8 empty] | 4 | Non Federally-Regulated | 12/08/1986 |  | 06/29/1987
Rheem Sales Company, Inc. | Ruud | UGGC-08KAC** | Natural Gas | No Match | False | False | 1 |  | Up | No Match | No Match | No Match | No Match | No Match |  | No Match |  | 80158 | 61000 | [14 empty] | Non Federally-Regulated | 08/17/1983 |  | 12/08/1986
Heil Quaker | Whirlpool | WULE105BG** | LPG | No Match | False | False | 1 |  | Up | No Match | No Match | No Match | No Match | No Match |  | No Match |  | 104938 | 85000 | 1350 | [13 empty] | Non Federally-Regulated | 08/17/1983 |  | 12/08/1986
Rheem Sales Company, Inc. | Ruud | UGWD-06EE** | Natural Gas | No Match | False | True | 1 |  | Horizontal | No Match | No Match | No Match | No Match | No Match |  | No Match |  | 60000 | 45000 |  |  | 67000 | 589 | 66.8 | [8 empty] | 3 | Non Federally-Regulated | 07/26/1982 |  | 08/17/1983
Carrier Corp. | Day & Night | 580AP036060 | Natural Gas | No Match |  | True | 1 |  | Horizontal | No Match | No Match | No Match | No Match | No Match |  | No Match |  | 60000 | 46000 |  |  | 59443 | 579 | 77.5 | [8 empty] | 3 | Non Federally-Regulated | 01/15/1989 |  | 03/15/1989
Heil Quaker | Sears | 867.748 | Oil | No Match | False | True | 1 |  | Horizontal | No Match | No Match | No Match | No Match | No Match |  | No Match |  | 175000 | 127000 | 1250 | 695 | 166536 | 549 | 69.7 | [8 empty] | 1 | Non Federally-Regulated | 10/13/1981 |  | 03/11/1982
Lennox Industries Inc. | Lennox | RVZ1-360-350,352 | Natural Gas | No Match | False | True | 3 |  | Horizontal | No Match | No Match | No Match | No Match | No Match |  | No Match |  | 350000 | 262500 | 10000 | 6000 | [11 empty] | 20 | Non Federally-Regulated | 10/13/1981 |  | 03/11/1982
Lennox Industries Inc. | Lennox | GCS10X-651-75-3P | Natural Gas | No Match |  | True | 1 |  | Horizontal | No Match | No Match | No Match | No Match | No Match |  | No Match |  | 75000 | 58000 | 2275 | 1300 | 60493 | 661 | 75.7 | [8 empty] | 3 | Non Federally-Regulated | 01/15/1989 |  | 03/15/1989
Luxaire | Westinghouse Electric | FGHF076EAN | Natural Gas | No Match | False | False | 1 |  | Horizontal | No Match | No Match | No Match | No Match | No Match |  | No Match |  | 76000 | 59508 | 1190 | 700 | 77007 | 563 | 67.9 | [8 empty] | 5 | Non Federally-Regulated | 04/02/1981 |  | 10/13/1981
Consolidated Industries Corp. | Premier | HAC050N(D,E,F)3RD | Natural Gas | No Match |  | False | 1 |  | Horizontal | No Match | No Match | No Match | No Match | No Match |  | No Match |  | 50000 | 38000 |  |  | 40993 | 352 | 75.3 | [8 empty] | 3 | Non Federally-Regulated | 06/29/1987 |  | 01/15/1989
Rheem Sales Company, Inc. | Rheem | RRGF-12E48CL* | Natural Gas | No Match |  | True | 1 |  | Horizontal | No Match | No Match | No Match | No Match | No Match |  | No Match |  | 125000 | 97000 |  |  | 118760 | 910 | 78.3 | [8 empty] | 4 | Non Federally-Regulated | 01/15/1989 |  | 03/15/1989
Consolidated Industries Corp. | Addison Products | GPE5.0T125-3 | Natural Gas | No Match |  | True | 1 |  | Horizontal | No Match | No Match | No Match | No Match | No Match |  | No Match |  | 125000 | 97000 |  |  | 116216 | 1445 | 78.4 | [8 empty] | 4 | Non Federally-Regulated | 12/08/1986 |  | 06/29/1987
Amana Refrigeration, Inc. | Amana | EPCG3612-1C (C) | Natural Gas | No Match | False | True | 1 |  | Horizontal | No Match | No Match | No Match | No Match | No Match |  | No Match |  | 120000 | 99766 |  |  | 114120 | 835 | 81.5 | [8 empty] | 22 | Non Federally-Regulated | 10/13/1981 |  | 03/11/1982
Rheem Sales Company, Inc. | Comfortmaker | CGUA100A016-M | Natural Gas | No Match |  | False | 1 |  | Up | No Match | No Match | No Match | No Match | No Match |  | No Match |  | 100000 | 79000 | 1590 | 1065 | 95341 | 766 | 81.2 | [9 empty] | Non Federally-Regulated | 12/08/1986 |  | 06/29/1987
Luxaire | Westinghouse Electric | 60ECW140UA | Natural Gas | No Match | False | True | 1 |  | Horizontal | No Match | No Match | No Match | No Match | No Match |  | No Match |  | 140000 | 108220 | 2140 | 1790 | 131719 | 739 | 70 | [8 empty] | 5 | Non Federally-Regulated | 04/02/1981 |  | 10/13/1981
Heil Quaker | Whirlpool | NRGF42DKB**(A) | Natural Gas | No Match |  | True | 1 |  | Horizontal | No Match | No Match | No Match | No Match | No Match |  | No Match |  | 60000 | 48220 | 1490 | 1055 | 56288 | 835 | 79.7 | [8 empty] | 6 | Non Federally-Regulated | 06/29/1987 |  | 01/27/1988
Magic Chef | Armstrong | EG83-150D2C5-7 | Natural Gas | No Match | False | False | 1 |  | Horizontal | No Match | No Match | No Match | No Match | No Match |  | No Match |  | 150594 | 114000 | 2166 | [13 empty] | Non Federally-Regulated | 08/17/1983 |  | 12/08/1986
Heil Quaker | Whirlpool | NRGF36EBB**(A) | Natural Gas | No Match |  | True | 1 |  | Horizontal | No Match | No Match | No Match | No Match | No Match |  | No Match |  | 80000 | 65360 | 1555 | 1080 | 78575 | 710 | 78 | [8 empty] | 6 | Non Federally-Regulated | 06/29/1987 |  | 01/27/1988
BDP Co. | Day & Night | 394GAW036125 | Natural Gas | No Match | False | False | 1 |  | Up | No Match | No Match | No Match | No Match | No Match |  | No Match |  | 125000 | 96000 | 1230 | 1157 | 118511 | 655 | 79.2 | [8 empty] | 11 | Non Federally-Regulated | 10/13/1981 |  | 03/11/1982
Amana Refrigeration, Inc. | Amana | ERGW0015-1A(B)W/EBWC | Natural Gas | No Match |  | True | 1 |  | Horizontal | No Match | No Match | No Match | No Match | No Match |  | No Match |  | 150000 | 127000 |  |  | 132075 | 971 | 81.8 | [9 empty] | Non Federally-Regulated | 01/27/1988 |  | 01/15/1989
Heil Quaker | Sears | 867.81513*(A) | LPG | No Match |  | True | 1 |  | Horizontal | No Match | No Match | No Match | No Match | No Match |  | No Match |  | 60000 | 49920 | 1490 | 1055 | 56307 | 831 | 79.7 | [8 empty] | 6 | Non Federally-Regulated | 01/27/1988 |  | 01/15/1989
Rheem Sales Company, Inc. | Rheem | RRGE-07E36JKR | Natural Gas | No Match |  | True | 1 |  | Horizontal | No Match | No Match | No Match | No Match | No Match |  | No Match |  | 75000 | 58000 |  |  | 68444 | 745 | 78.2 | [8 empty] | 4 | Non Federally-Regulated | 01/15/1989 |  | 03/15/1989
Bard Manufacturing Company, Inc. | Bard | ESG075D48D | Natural Gas | No Match |  | False | 1 |  | Horizontal | No Match | No Match | No Match | No Match | No Match |  | No Match |  | 75000 | 60000 |  |  | 80367 | 780 | 76.4 | [8 empty] | 3 | Non Federally-Regulated | 01/27/1988 |  | 01/15/1989
Luxaire | Westinghouse Electric | FGHF114SAN | Natural Gas | No Match | False | False | 1 |  | Horizontal | No Match | No Match | No Match | No Match | No Match |  | No Match |  | 114000 | 87552 | 1580 |  | 106007 | 671 | 73.3 | [8 empty] | 11 | Non Federally-Regulated | 10/13/1981 |  | 03/11/1982
Rheem Sales Company, Inc. | Ruud | URGE-15E60CLR | Natural Gas | No Match |  | True | 1 |  | Horizontal | No Match | No Match | No Match | No Match | No Match |  | No Match |  | 150000 | 117000 |  |  | 137154 | 1435 | 78.2 | [8 empty] | 4 | Non Federally-Regulated | 01/27/1988 |  | 01/15/1989
Heil Quaker | Whirlpool | NRGF42EDB**(B) | Natural Gas | No Match |  | True | 1 |  | Horizontal | No Match | No Match | No Match | No Match | No Match |  | No Match |  | 100000 | 77679 | 1555 | 1080 | 100036 | 950 | 76.5 | [8 empty] | 6 | Non Federally-Regulated | 01/27/1988 |  | 01/15/1989
Rheem Sales Company, Inc. | Arcoaire | APGHA042G075 | Natural Gas | No Match |  | True | 1 |  | Horizontal | No Match | No Match | No Match | No Match | No Match |  | No Match |  | 75000 | 56000 |  |  | 60783 | 318 | 77.3 | [8 empty] | 15 | Non Federally-Regulated | 12/08/1986 |  | 06/29/1987
Rheem Sales Company, Inc. | Weatherking | GPE1.5T050-1X | Natural Gas | No Match |  | True | 1 |  | Horizontal | No Match | No Match | No Match | No Match | No Match |  | No Match |  | 50000 | 39000 |  |  | 49568 | 345 | 78.2 | [8 empty] | 4 | Non Federally-Regulated | 03/15/1989 |  | 10/10/1989
Borg Warner | Moncrief | FCU120RAPA | LPG | No Match | False | False | 1 |  | Up | No Match | No Match | No Match | No Match | No Match |  | No Match |  | 119110 | 91000 | 1280 | [13 empty] | Non Federally-Regulated | 08/17/1983 |  | 12/08/1986
Heil Quaker | Bard | PGA24A090(B) | Natural Gas | No Match |  | True | 1 |  | Horizontal | No Match | No Match | No Match | No Match | No Match |  | No Match |  | 80000 | 62678 | 870 | 705 | 79101 | 770 | 77.3 | [8 empty] | 6 | Non Federally-Regulated | 03/15/1989 |  | 10/10/1989
Snyder General Corp. | Comfortmaker | *PGDA060F100-IM-** | Natural Gas | No Match |  | True | 1 |  | Down | No Match | No Match | No Match | No Match | No Match |  | No Match |  | 100000 | 79000 |  |  | 97857 | 470 | 80.2 | [8 empty] | 15 | Non Federally-Regulated | 06/29/1987 |  | 01/27/1988
Heil Quaker | Bard | PGA48A145(B) | Natural Gas | No Match |  | True | 1 |  | Horizontal | No Match | No Match | No Match | No Match | No Match |  | No Match |  | 130000 | 106080 | 1775 | 1550 | 117495 | 1120 | 78.3 | [8 empty] | 6 | Non Federally-Regulated | 03/15/1989 |  | 10/10/1989
Rheem Sales Company, Inc. | Arcoaire | *PGHA060G100-IM-** | Natural Gas | No Match |  | True | 1 |  | Horizontal | No Match | No Match | No Match | No Match | No Match |  | No Match |  | 100000 | 74000 |  |  | 80919 | 408 | 77.4 | [8 empty] | 15 | Non Federally-Regulated | 01/27/1988 |  | 01/15/1989
Carrier Corp. | Day & Night | 376BAW036075 | Natural Gas | No Match |  | False | 1 |  | Horizontal | No Match | No Match | No Match | No Match | No Match |  | No Match |  | 90000 | 74000 |  |  | 75149 | 649 | 82.3 | [8 empty] | 5 | Non Federally-Regulated | 01/27/1988 |  | 10/10/1989
Magic Chef | Gaffers & Sattler | ENG8D100DC60-12 | Natural Gas | No Match |  | False | 1 |  | Horizontal | No Match | No Match | No Match | No Match | No Match |  | No Match |  | 100000 | 78000 |  |  | 104896 | 1127 | 75 | [8 empty] | 3 | Non Federally-Regulated | 12/08/1986 |  | 06/29/1987
Snyder General Corp. | Arcoaire | *PGH*060G150*I*** | Natural Gas | No Match |  | True | 1 |  | Horizontal | No Match | No Match | No Match | No Match | No Match |  | No Match |  | 150000 | 111000 |  |  | 142868 | 767 | 76.6 | [8 empty] | 15 | Non Federally-Regulated | 03/15/1989 |  | 10/10/1989
Carrier Corp. | Day & Night | 376CAV036055 | Natural Gas | No Match |  | False | 1 |  | Down | No Match | No Match | No Match | No Match | No Match |  | No Match |  | 69000 | 56000 |  |  | 66864 | 731 | 80.1 | [8 empty] | 5 | Non Federally-Regulated | 03/15/1989 |  | 10/10/1989
Borg Warner | Moncrief | DACC-W048N073A | Natural Gas | No Match |  | True | 1 |  | Horizontal | No Match | No Match | No Match | No Match | No Match |  | No Match |  | 73500 | 59000 | 1720 | 1560 | 55559 | 892 | 81 | [9 empty] | Non Federally-Regulated | 12/08/1986 |  | 06/29/1987
AAON, Inc. | Aaon | RE-04-*-8*-*1* | Natural Gas | No Match |  | True | 1 |  | Down | No Match | No Match | No Match | No Match | No Match |  | No Match |  | 75000 | 61040 | 2000 | 1600 | 74724 | 1015 | 81.1 | [8 empty] | 4 | Non Federally-Regulated | 03/15/1989 |  | 10/10/1989
Sunbeam Air Conditioning | Sunbeam Air Conditioning | RCG-1202-23-2101-GC | LPG | No Match |  | True | 1 |  | Down | No Match | No Match | No Match | No Match | No Match |  | No Match |  | 210000 | 165900 | 4400 | 3600 | 199710 | 2425 | 77 | [8 empty] | 4 | Non Federally-Regulated | 12/08/1986 |  | 06/29/1987
Heil Quaker | Heil | HULE125BH** | LPG | No Match | False | False | 1 |  | Up | No Match | No Match | No Match | No Match | No Match |  | No Match |  | 125000 | 101000 | 1590 | 1250 | 116091 | 826 | 80.1 | [8 empty] | 2 | Non Federally-Regulated | 07/26/1982 |  | 08/17/1983
Coleman Company, Inc. | Heil Quaker | 6360H511(B) | Natural Gas | No Match |  | True | 1 |  | Horizontal | No Match | No Match | No Match | No Match | No Match |  | No Match |  | 130000 | 103046 | 1775 | 1550 | 117468 | 1126 | 78.3 | [8 empty] | 6 | Non Federally-Regulated | 12/08/1986 |  | 06/29/1987
Rheem Sales Company, Inc. | Weatherking | GPF10T250-4L* | Natural Gas | No Match |  | True | 3 |  | Down | No Match | No Match | No Match | No Match | No Match |  | No Match |  | 250000 | 199491 |  |  | 250851 | 2519 | 79.6 | [8 empty] | 6 | Non Federally-Regulated | 03/15/1989 |  | 10/10/1989
Borg Warner | Moncrief | 36ECW100GA | LPG | No Match | False | True | 1 |  | Horizontal | No Match | No Match | No Match | No Match | No Match |  | No Match |  | 100000 | 76800 | 1275 | 995 | 91413 | 495 | 70 | [8 empty] | 5 | Non Federally-Regulated | 07/26/1982 |  | 08/17/1983
Rheem Sales Company, Inc. | Ruud | URAD-10E59CR | Natural Gas | No Match | False | True | 1 |  | Horizontal | No Match | No Match | No Match | No Match | No Match |  | No Match |  | 99869 | 76000 | [14 empty] | Non Federally-Regulated | 08/17/1983 |  | 12/08/1986
Luxaire | Westinghouse Electric | 60ECW096WA | Natural Gas | No Match | False | True | 1 |  | Horizontal | No Match | No Match | No Match | No Match | No Match |  | No Match |  | 96000 | 74016 | 2030 | 1890 | 87764 | 603 | 70.3 | [8 empty] | 5 | Non Federally-Regulated | 04/02/1981 |  | 10/13/1981
Amana Refrigeration, Inc. | Amana | SPCG300901A | Natural Gas | No Match |  | True | 1 |  | Horizontal | No Match | No Match | No Match | No Match | No Match |  | No Match |  | 90000 | 73000 |  |  | 76590 | 650 | 80.4 | [9 empty] | Non Federally-Regulated | 01/15/1989 |  | 03/15/1989
Snyder General Corp. | Arcoaire | *PGD*036G075*I*** | Natural Gas | No Match |  | True | 1 |  | Down | No Match | No Match | No Match | No Match | No Match |  | No Match |  | 75000 | 59000 |  |  | 58465 | 331 | 80 | [8 empty] | 15 | Non Federally-Regulated | 01/15/1989 |  | 03/15/1989
Lennox Industries Inc. | Lennox | GCS11-1853-300A | Natural Gas | No Match |  | True | 3 |  | Horizontal | No Match | No Match | No Match | No Match | No Match |  | No Match |  | 300000 | 247614 | 7400 | 5800 | 242923 | 1920 | 81.5 | [8 empty] | 20 | Non Federally-Regulated | 06/29/1987 |  | 01/27/1988
Heil Quaker | Amana | GCX75 | Natural Gas | No Match |  | False | 1 |  | Down | No Match | No Match | No Match | No Match | No Match |  | No Match |  | 75000 | 57160 | 1360 | 670 | 71076 | 417 | 76.6 | [8 empty] | 1 | Non Federally-Regulated | 01/15/1989 |  | 10/10/1989
Heil Quaker | Sears | 867.7633 | Natural Gas | No Match | False | False | 1 |  | Up | No Match | No Match | No Match | No Match | No Match |  | No Match |  | 80000 | 60000 | 1395 | 900 | 89233 | 932 | 68.1 | [8 empty] | 1 | Non Federally-Regulated | 04/02/1981 |  | 10/13/1981
Rheem Sales Company, Inc. | Ruud | URGF-07E36CL* | Natural Gas | No Match |  | True | 1 |  | Horizontal | No Match | No Match | No Match | No Match | No Match |  | No Match |  | 75000 | 58000 |  |  | 68444 | 745 | 78.2 | [8 empty] | 4 | Non Federally-Regulated | 01/27/1988 |  | 01/15/1989
Magic Chef | Armstrong | ENG6D100DC60-* | Natural Gas | No Match |  | False | 1 |  | Up | No Match | No Match | No Match | No Match | No Match |  | No Match |  | 100000 | 80000 | 1965 |  | 103852 | 657 | 73.8 | [8 empty] | 2 | Non Federally-Regulated | 12/08/1986 |  | 01/15/1989
Rheem Sales Company, Inc. | Ruud | UGYA-06EE-FT | LPG | No Match |  | False | 1 |  | Horizontal | No Match | No Match | No Match | No Match | No Match |  | No Match |  | 60000 | 48000 |  |  | 58812 | 363 | 78.4 | [8 empty] | 4 | Non Federally-Regulated | 12/08/1986 |  | 10/10/1989
Luxaire | Fraser Johnston | FCU080TANA | Natural Gas | No Match | False | False | 1 |  | Up | No Match | No Match | No Match | No Match | No Match |  | No Match |  | 80000 | 58640 | 1742 | 1742 | 77568 | 747 | 68.8 | [8 empty] | 5 | Non Federally-Regulated | 03/11/1982 |  | 07/26/1982
Heil Quaker | Whirlpool | NRGE42LAK** | Natural Gas | No Match | False | True | 1 |  | Horizontal | No Match | No Match | No Match | No Match | No Match |  | No Match |  | 100000 | 71000 | 1250 | 995 | 89361 | 740 | 68.5 | [8 empty] | 1 | Non Federally-Regulated | 07/26/1982 |  | 08/17/1983
Snyder General Corp. | Arcoaire | *PGHA042G075-IN-** | Natural Gas | No Match |  | True | 1 |  | Horizontal | No Match | No Match | No Match | No Match | No Match |  | No Match |  | 75000 | 56000 |  |  | 60783 | 318 | 77.3 | [8 empty] | 15 | Non Federally-Regulated | 06/29/1987 |  | 01/27/1988
Luxaire | Luxaire | 48ECW160WA | Natural Gas | No Match | False | True | 1 |  | Horizontal | No Match | No Match | No Match | No Match | No Match |  | No Match |  | 160000 | 122240 | 1860 | 1385 | 156152 | 809 | 70 | [8 empty] | 5 | Non Federally-Regulated | 04/02/1981 |  | 10/13/1981
Rheem Sales Company, Inc. | York | P2CMD14N06101A | Natural Gas | No Match |  | False | 1 |  | Down | No Match | No Match | No Match | No Match | No Match |  | No Match |  | 75000 | 60000 |  |  | 76188 | 1034 | 79.6 | [8 empty] | 4 | Non Federally-Regulated | 01/15/1989 |  | 10/10/1989
Lennox Industries Inc. | Lennox | DMS4-360-350,352 | Natural Gas | No Match | False | True | 3 |  | Horizontal | No Match | No Match | No Match | No Match | No Match |  | No Match |  | 350000 | 262500 | 10000 | 6000 | [11 empty] | 20 | Non Federally-Regulated | 10/13/1981 |  | 03/11/1982
Rheem Sales Company, Inc. | Ruud | URGE-07E42JKR | Natural Gas | No Match |  | True | 1 |  | Horizontal | No Match | No Match | No Match | No Match | No Match |  | No Match |  | 75000 | 58000 |  |  | 67229 | 755 | 79.1 | [8 empty] | 4 | Non Federally-Regulated | 03/15/1989 |  | 10/10/1989
Rheem Sales Company, Inc. | Ruud | URGE-12E36JKR | Natural Gas | No Match |  | True | 1 |  | Horizontal | No Match | No Match | No Match | No Match | No Match |  | No Match |  | 125000 | 96000 |  |  | 122462 | 670 | 76.6 | [8 empty] | 4 | Non Federally-Regulated | 03/15/1989 |  | 10/10/1989
Ducane | Carrier | 58EG140231 | LPG | No Match | False | False | 1 |  | Horizontal | No Match | No Match | No Match | No Match | No Match |  | No Match |  | 138522 | 105000 | 1650 | [13 empty] | Non Federally-Regulated | 08/17/1983 |  | 12/08/1986
Carrier Corp. | Carrier | 58DHC040-EC | Natural Gas | No Match |  | False | 1 |  | Horizontal | No Match | No Match | No Match | No Match | No Match |  | No Match |  | 46000 | 37000 |  |  | 48392 | 516 | 79.1 | [8 empty] | 5 | Non Federally-Regulated | 03/15/1989 |  | 10/10/1989
Lennox Industries Inc. | Lennox | DMS4-415-350,352 | Natural Gas | No Match | False | True | 3 |  | Horizontal | No Match | No Match | No Match | No Match | No Match |  | No Match |  | 350000 | 269500 | 18000 | 9000 | [11 empty] | 20 | Non Federally-Regulated | 10/13/1981 |  | 03/11/1982
Heil Quaker | Heil Quaker | NULE060DG** | LPG | No Match |  | False | 1 |  | Up | No Match | No Match | No Match | No Match | No Match |  | No Match |  | 60000 | 45613 | 1325 | 770 | 59256 | 552 | 77.6 | [8 empty] | 4 | Non Federally-Regulated | 01/15/1989 |  | 10/10/1989
Rheem Sales Company, Inc. | York | P-UMD08N03701A | Natural Gas | No Match |  | False | 1 |  | Up | No Match | No Match | No Match | No Match | No Match |  | No Match |  | 45000 | 37000 |  |  | 37913 | 498 | 80 | [8 empty] | 4 | Non Federally-Regulated | 01/15/1989 |  | 10/10/1989
Borg Warner | Moncrief | 60ECW140WA | LPG | No Match | False | True | 1 |  | Horizontal | No Match | No Match | No Match | No Match | No Match |  | No Match |  | 140000 | 108220 | 2140 | [13 empty] | Non Federally-Regulated | 08/17/1983 |  | 12/08/1986
Ducane | Ducane | CFHB-100D12RNEX | Natural Gas | No Match |  | False | 1 |  | Horizontal | No Match | No Match | No Match | No Match | No Match |  | No Match |  | 100000 | 78900 | 2010 | 1455 | 97000 | 1077 | 76.7 | [8 empty] | 0 | Non Federally-Regulated | 01/27/1988 |  | 10/10/1989
BDP Co. | Carrier | 58SS120-CC | Natural Gas | No Match | False | False | 1 |  | Up | No Match | No Match | No Match | No Match | No Match |  | No Match |  | 134310 | 110000 | 2100 | [13 empty] | Non Federally-Regulated | 08/17/1983 |  | 12/08/1986
AAON, Inc. | Aaon | RE-10-*-7*-*2* | Natural Gas | No Match |  | True | 3 |  | Down | No Match | No Match | No Match | No Match | No Match |  | No Match |  | 285000 | 227370 | 5000 | 4000 | 242640 | 3988 | 80.2 | [8 empty] | 4 | Non Federally-Regulated | 03/15/1989 |  | 10/10/1989
BDP Co. | Carrier | 58SS080-BC | Natural Gas | No Match | False | False | 1 |  | Up | No Match | No Match | No Match | No Match | No Match |  | No Match |  | 95000 | 79000 | 1240 | 975 | 93350 | 652 | 83.4 | [8 empty] | 5 | Non Federally-Regulated | 03/11/1982 |  | 07/26/1982
Ducane | Borg Warner | P2UFD17F08501A | Oil | No Match | False | False | 1 |  | Up | No Match | No Match | No Match | No Match | No Match |  | No Match |  | 101010 | 80000 | 1670 | [13 empty] | Non Federally-Regulated | 08/17/1983 |  | 12/08/1986
Lennox Industries Inc. | Lennox | G16Q3-75 | Natural Gas | No Match |  | False | 1 |  | Up | No Match | No Match | No Match | No Match | No Match |  | No Match |  | 75000 | 58000 | 1245 | 815 | 59890 | 600 | 76.8 | [8 empty] | 3 | Non Federally-Regulated | 06/29/1987 |  | 01/15/1989
Climate Control / Snyder General | Climate Control | *PGDA048F125-M** | Natural Gas | No Match |  | True | 1 |  | Down | No Match | No Match | No Match | No Match | No Match |  | No Match |  | 125000 | 98000 |  |  | 118533 | 639 | 79.2 | [8 empty] | 15 | Non Federally-Regulated | 12/08/1986 |  | 06/29/1987
Heil Quaker | Whirlpool | NRGF60FBH**(B) | Natural Gas | No Match |  | True | 1 |  | Horizontal | No Match | No Match | No Match | No Match | No Match |  | No Match |  | 130000 | 106080 | 1775 | 1550 | 117495 | 1120 | 78.3 | [8 empty] | 6 | Non Federally-Regulated | 01/15/1989 |  | 03/15/1989
Consolidated Industries Corp. | Sun Dial | HAC075NF3R | Natural Gas | No Match | False | True | 1 |  | Horizontal | No Match | No Match | No Match | No Match | No Match |  | No Match |  | 72591 | 58000 | [14 empty] | Non Federally-Regulated | 08/17/1983 |  | 12/08/1986
Heil Quaker | Whirlpool | NRGR20DN01C | Natural Gas | No Match |  | True | 3 |  | Horizontal | No Match | No Match | No Match | No Match | No Match |  | No Match |  | 370000 | 277500 |  |  | 263514 | 2067 | 76.3 | [8 empty] | 10 | Non Federally-Regulated | 12/08/1986 |  | 06/29/1987
Borg Warner | York | 48ECW096WA | LPG | No Match | False | True | 1 |  | Horizontal | No Match | No Match | No Match | No Match | No Match |  | No Match |  | 96000 | 73728 | 1800 | 1560 | 88380 | 569 | 70.3 | [8 empty] | 5 | Non Federally-Regulated | 07/26/1982 |  | 08/17/1983
Rheem Sales Company, Inc. | Heat Controller | TGR-240-2E-370-B | Natural Gas | No Match |  | True | 3 |  | Horizontal | No Match | No Match | No Match | No Match | No Match |  | No Match |  | 370000 | 277500 |  |  | 263514 | 2067 | 76.3 | [8 empty] | 10 | Non Federally-Regulated | 01/15/1989 |  | 03/15/1989
Snyder General Corp. | McQuay | *PGDA060H125-N** | Natural Gas | No Match |  | True | 1 |  | Down | No Match | No Match | No Match | No Match | No Match |  | No Match |  | 125000 | 98000 |  |  | 118533 | 639 | 79.2 | [8 empty] | 15 | Non Federally-Regulated | 12/08/1986 |  | 06/29/1987
BDP Co. | Day & Night | 585CP048125 | Natural Gas | No Match | False | True | 1 |  | Horizontal | No Match | No Match | No Match | No Match | No Match |  | No Match |  | 125000 | 93750 | 1905 | 1375 | 131037 | 1127 | 70.4 | [8 empty] | 3 | Non Federally-Regulated | 07/26/1982 |  | 08/17/1983
Rheem Sales Company, Inc. | Ruud | UGAC-04ECE | Natural Gas | No Match | False | False | 1 |  | Up | No Match | No Match | No Match | No Match | No Match |  | No Match |  | 45000 | 34000 |  |  | 43972 | 570 | 68.4 | [8 empty] | 4 | Non Federally-Regulated | 04/02/1981 |  | 08/17/1983
Rheem Sales Company, Inc. | Rheem | RRGF-15E48DL* | Natural Gas | No Match |  | True | 1 |  | Horizontal | No Match | No Match | No Match | No Match | No Match |  | No Match |  | 150000 | 115000 |  |  | 140100 | 875 | 77.8 | [8 empty] | 4 | Non Federally-Regulated | 01/15/1989 |  | 03/15/1989
Lennox Industries Inc. | Lennox | GCS11-953-175 | Natural Gas | No Match | False | True | 1 |  | Horizontal | No Match | No Match | No Match | No Match | No Match |  | No Match |  | 174940 | 145200 | 3800 | [13 empty] | Non Federally-Regulated | 08/17/1983 |  | 12/08/1986
Luxaire | Moncrief | 42ECW080GB | Natural Gas | No Match | False | True | 1 |  | Horizontal | No Match | No Match | No Match | No Match | No Match |  | No Match |  | 80000 | 64000 | 1275 | 995 | 88335 | 592 | 70 | [8 empty] | 5 | Non Federally-Regulated | 10/13/1981 |  | 03/11/1982
John Zink | Magic Chef | RCG-0601-43-1401-FC | Natural Gas | No Match | False | True | 1 |  | Horizontal | No Match | No Match | No Match | No Match | No Match |  | No Match |  | 140000 | 110600 | 2200 | [13 empty] | Non Federally-Regulated | 08/17/1983 |  | 12/08/1986
York International | Luxaire | DBUC-W048N075 | Natural Gas | No Match |  | True | 1 |  | Horizontal | No Match | No Match | No Match | No Match | No Match |  | No Match |  | 75000 | 62000 | 1924 | 1533 | 68893 | 818 | 78 | [8 empty] | 58 | Non Federally-Regulated | 01/15/1989 |  | 03/15/1989
Consolidated Industries Corp. | Friedrich | GHB080NOAI | LPG | No Match | False | False | 1 |  | Horizontal | No Match | No Match | No Match | No Match | No Match |  | No Match |  | 80255 | 63000 | [14 empty] | Non Federally-Regulated | 08/17/1983 |  | 12/08/1986
Amana Refrigeration, Inc. | Amana | EPCG4812-1C (A) | LPG | No Match | False | True | 1 |  | Horizontal | No Match | No Match | No Match | No Match | No Match |  | No Match |  | 80000 | 68926 |  |  | 72232 | 715 | 84.8 | [8 empty] | 22 | Non Federally-Regulated | 10/13/1981 |  | 03/11/1982
Daikin Comfort Technologies Manufacturing, L.P. | Janitrol | PG042125-4 | Natural Gas | No Match |  | True | 1 |  | Horizontal | No Match | No Match | No Match | No Match | No Match |  | No Match |  | 125000 | 96000 | 1320 | 1030 | 104216 | 562 | 75 | [8 empty] | 5 | Non Federally-Regulated | 06/29/1987 |  | 01/27/1988
Snyder General Corp. | Comfortmaker | *GDE135A020-IN | Natural Gas | No Match |  | False | 1 |  | Down | No Match | No Match | No Match | No Match | No Match |  | No Match |  | 135000 | 108000 | 2005 | 1495 | 123644 | 851 | 75.4 | [8 empty] | 3 | Non Federally-Regulated | 06/29/1987 |  | 01/15/1989
Daikin Comfort Technologies Manufacturing, L.P. | Janitrol / GMC | PG036100-3 | Natural Gas | No Match |  | True | 1 |  | Horizontal | No Match | No Match | No Match | No Match | No Match |  | No Match |  | 100000 | 78000 | 1310 | 1220 | 82066 | 496 | 76 | [8 empty] | 5 | Non Federally-Regulated | 01/15/1989 |  | 03/15/1989
Lennox Industries Inc. | Lennox | GCS16-953-200-2G | Natural Gas | No Match |  | True | 1 |  | Horizontal | No Match | No Match | No Match | No Match | No Match |  | No Match |  | 200000 | 160000 | 3800 | 2400 | 177835 | 1340 | 78.2 | [8 empty] | 20 | Non Federally-Regulated | 03/15/1989 |  | 10/10/1989
Carrier Corp. | Day & Night | 585EP,EE090146 | Natural Gas | No Match |  | True | 1 |  | Horizontal | No Match | No Match | No Match | No Match | No Match |  | No Match |  | 146000 | 116920 | 3700 | 3000 | 136240 | 1654 | 76.5 | [8 empty] | 0 | Non Federally-Regulated | 03/15/1989 |  | 10/10/1989
Borg Warner | Moncrief | GCU082QF | Natural Gas | No Match | False | False | 1 |  | Up | No Match | No Match | No Match | No Match | No Match |  | No Match |  | 82557 | 62000 | 980 | [13 empty] | Non Federally-Regulated | 08/17/1983 |  | 12/08/1986
Heil Quaker | Whirlpool | WUGB080AF** | Natural Gas | No Match | False | False | 1 |  | Up | No Match | No Match | No Match | No Match | No Match |  | No Match |  | 80000 | 60000 | 1360 | 900 | 80083 | 511 | 77.8 | [8 empty] | 6 | Non Federally-Regulated | 07/26/1982 |  | 08/17/1983
Heil Quaker | Heil | NHGA120LK** | Natural Gas | No Match | False | False | 1 |  | Horizontal | No Match | No Match | No Match | No Match | No Match |  | No Match |  | 120000 | 92000 | 1945 | 1210 | 115320 | 796 | 67.3 | [8 empty] | 1 | Non Federally-Regulated | 03/11/1982 |  | 08/17/1983
Snyder General Corp. | Arcoaire | *PGD*048H075*I*** | Natural Gas | No Match |  | True | 1 |  | Down | No Match | No Match | No Match | No Match | No Match |  | No Match |  | 75000 | 59000 |  |  | 58465 | 331 | 80.2 | [8 empty] | 15 | Non Federally-Regulated | 03/15/1989 |  | 10/10/1989
Carrier Corp. | Day & Night | 398AAW048100 | LPG | No Match |  | False | 1 |  | Up | No Match | No Match | No Match | No Match | No Match |  | No Match |  | 110000 | 102000 |  |  | 101676 | 688 | 92.2 | [8 empty] | 5 | Non Federally-Regulated | 12/08/1986 |  | 01/27/1988
Coleman Company, Inc. | Coleman | 7724-859 | LPG | No Match | False | False | 1 |  | Down | No Match | No Match | No Match | No Match | No Match |  | No Match |  | 80000 | 62000 | 2000 | 1200 | 79574 | 1280 | 75 | [8 empty] | 3 | Non Federally-Regulated | 07/26/1982 |  | 08/17/1983
Trane U.S. Inc. | Trane | SFHC-B504-HA | Natural Gas | No Match | False | True | 1 |  | Horizontal | No Match | No Match | No Match | No Match | No Match |  | No Match |  | 140000 | 103000 | 2000 | 1820 | 133700 | 831 | 69.5 | [9 empty] | Non Federally-Regulated | 07/26/1982 |  | 08/17/1983
Ducane | Luxaire | HGC060HANA | Natural Gas | No Match | False | True | 1 |  | Horizontal | No Match | No Match | No Match | No Match | No Match |  | No Match |  | 58673 | 46000 | 154 | [13 empty] | Non Federally-Regulated | 08/17/1983 |  | 12/08/1986
Coleman Company, Inc. | Heil Quaker | 6324H321(B) | Natural Gas | No Match |  | True | 1 |  | Horizontal | No Match | No Match | No Match | No Match | No Match |  | No Match |  | 80000 | 62584 | 870 | 705 | 79926 | 577 | 77.3 | [8 empty] | 6 | Non Federally-Regulated | 12/08/1986 |  | 06/29/1987
Snyder General Corp. | McQuay | *PGDA036H100-IN-** | Natural Gas | No Match |  | True | 1 |  | Down | No Match | No Match | No Match | No Match | No Match |  | No Match |  | 100000 | 79000 |  |  | 97887 | 470 | 80.2 | [8 empty] | 15 | Non Federally-Regulated | 06/29/1987 |  | 01/27/1988
Rheem Sales Company, Inc. | Arcoaire | *PGDA060H075-IL-** | LPG | No Match |  | True | 1 |  | Down | No Match | No Match | No Match | No Match | No Match |  | No Match |  | 75000 | 59000 |  |  | 58465 | 331 | 80.2 | [8 empty] | 15 | Non Federally-Regulated | 01/27/1988 |  | 01/15/1989
Arco Comfort Products Co. | Friedrich | GHA100NFCB | Natural Gas | No Match | False | False | 1 |  | Horizontal | No Match | No Match | No Match | No Match | No Match |  | No Match |  | 99734 | 75000 | [14 empty] | Non Federally-Regulated | 08/17/1983 |  | 12/08/1986
Carrier Corp. | Payne | 585HE036060 | Natural Gas | No Match |  | True | 1 |  | Horizontal | No Match | No Match | No Match | No Match | No Match |  | No Match |  | 60000 | 45000 | 1405 | 1075 | 61042 | 538 | 75.7 | [8 empty] | 3 | Non Federally-Regulated | 06/29/1987 |  | 01/27/1988
Phoenix Manufacturing, Inc. | Frigiking Tappan | RT 48-125-31T | Natural Gas | No Match | False | True | 1 |  | Horizontal | No Match | No Match | No Match | No Match | No Match |  | No Match |  | 125000 | 96250 | 1620 | [13 empty] | Non Federally-Regulated | 08/17/1983 |  | 12/08/1986
BDP Co. | Carrier | 48GL03030X, 31X | LPG | No Match | False | True | 1 |  | Horizontal | No Match | No Match | No Match | No Match | No Match |  | No Match |  | 50000 | 38000 | 1040 | 580 | 54179 | 556 | 70.4 | [8 empty] | 3 | Non Federally-Regulated | 10/13/1981 |  | 03/11/1982
Rheem Sales Company, Inc. | Heat Controller | TGR42-3G-120 | Natural Gas | No Match |  | True | 1 |  | Horizontal | No Match | No Match | No Match | No Match | No Match |  | No Match |  | 125000 | 97000 |  |  | 118278 | 835 | 78.8 | [8 empty] | 4 | Non Federally-Regulated | 03/15/1989 |  | 10/10/1989
Luxaire | Westinghouse Electric | GCH114MF | Natural Gas | No Match | False | False | 1 |  | Horizontal | No Match | No Match | No Match | No Match | No Match |  | No Match |  | 114000 | 85728 |  |  | 108845 | 861 | 73.3 | [8 empty] | 8 | Non Federally-Regulated | 10/13/1981 |  | 03/11/1982
Snyder General Corp. | Arcoaire | *PGDA048G125-N** | Natural Gas | No Match |  | True | 1 |  | Down | No Match | No Match | No Match | No Match | No Match |  | No Match |  | 125000 | 98000 |  |  | 118533 | 639 | 79.2 | [8 empty] | 15 | Non Federally-Regulated | 12/08/1986 |  | 06/29/1987
Lennox Industries Inc. | Lennox | GCS10X-411-50-1P | Natural Gas | No Match |  | True | 1 |  | Horizontal | No Match | No Match | No Match | No Match | No Match |  | No Match |  | 50000 | 40000 | 1070 | 740 | 39204 | 426 | 78 | [8 empty] | 3 | Non Federally-Regulated | 06/29/1987 |  | 01/27/1988
AAON, Inc. | Aaon | RE-02-*-0*-*1* | Natural Gas | No Match |  | True | 1 |  | Down | No Match | No Match | No Match | No Match | No Match |  | No Match |  | 65000 | 52770 | 1000 | 800 | 56807 | 613 | 80.9 | [8 empty] | 4 | Non Federally-Regulated | 03/15/1989 |  | 10/10/1989
Snyder General Corp. | Comfortmaker | *GDE045A008-IM | Natural Gas | No Match |  | False | 1 |  | Down | No Match | No Match | No Match | No Match | No Match |  | No Match |  | 45000 | 36000 | 925 | 795 | 41329 | 280 | 75.2 | [8 empty] | 3 | Non Federally-Regulated | 06/29/1987 |  | 01/15/1989
Coleman Company, Inc. | Coleman | 6336H323(A) | Natural Gas | No Match |  | True | 1 |  | Horizontal | No Match | No Match | No Match | No Match | No Match |  | No Match |  | 60000 | 48198 | 1490 | 1055 | 56307 | 831 | 79.7 | [8 empty] | 6 | Non Federally-Regulated | 06/29/1987 |  | 01/27/1988
Consolidated Industries Corp. | Friedrich | GHB075NOAI | LPG | No Match | False | True | 1 |  | Horizontal | No Match | No Match | No Match | No Match | No Match |  | No Match |  | 72983 | 57000 | [14 empty] | Non Federally-Regulated | 08/17/1983 |  | 12/08/1986
Rheem Sales Company, Inc. | Ruud | URGF-05E36JK* | Natural Gas | No Match |  | True | 1 |  | Horizontal | No Match | No Match | No Match | No Match | No Match |  | No Match |  | 50000 | 38000 |  |  | 49283 | 420 | 78.3 | [8 empty] | 4 | Non Federally-Regulated | 03/15/1989 |  | 10/10/1989
Heil Quaker | Whirlpool | NRGF48FDB**(C) | Natural Gas | No Match |  | True | 1 |  | Horizontal | No Match | No Match | No Match | No Match | No Match |  | No Match |  | 145000 | 114777 | 1775 | 1550 | 138337 | 1210 | 77.8 | [8 empty] | 6 | Non Federally-Regulated | 12/08/1986 |  | 06/29/1987
Luxaire | Westinghouse Electric | 140HCDMC | LPG | No Match | False | True | 1 |  | Horizontal | No Match | No Match | No Match | No Match | No Match |  | No Match |  | 140000 | 110460 | 1490 | 1270 | 133068 | 707 | 69.1 | [8 empty] | 2 | Non Federally-Regulated | 04/02/1981 |  | 10/13/1981
Snyder General Corp. | McQuay | EPGHA048G100 | Natural Gas | No Match |  | True | 1 |  | Horizontal | No Match | No Match | No Match | No Match | No Match |  | No Match |  | 100000 | 74000 |  |  | 80919 | 408 | 77.4 | [8 empty] | 15 | Non Federally-Regulated | 12/08/1986 |  | 06/29/1987
Snyder General Corp. | Arcoaire | *PGHA060G075-IL-** | LPG | No Match |  | True | 1 |  | Horizontal | No Match | No Match | No Match | No Match | No Match |  | No Match |  | 75000 | 56000 |  |  | 60783 | 318 | 77.3 | [8 empty] | 15 | Non Federally-Regulated | 06/29/1987 |  | 01/27/1988
Amana Refrigeration, Inc. | Amana | EPCG6012-3D (A) | LPG | No Match | False | True | 1 |  | Horizontal | No Match | No Match | No Match | No Match | No Match |  | No Match |  | 77803 | 68000 | [14 empty] | Non Federally-Regulated | 08/17/1983 |  | 12/08/1986
Rheem Sales Company, Inc. | Century | TGR150-3F-200K | Natural Gas | No Match |  | True | 1 |  | Down | No Match | No Match | No Match | No Match | No Match |  | No Match |  | 200000 | 162052 |  |  | 187661 | 2840 | 80.2 | [8 empty] | 6 | Non Federally-Regulated | 01/15/1989 |  | 03/15/1989
Heil Quaker | Whirlpool | NRGF30DCB**(B) | Natural Gas | No Match |  | True | 1 |  | Horizontal | No Match | No Match | No Match | No Match | No Match |  | No Match |  | 80000 | 64960 | 870 | 705 | 79926 | 577 | 77.3 | [8 empty] | 6 | Non Federally-Regulated | 12/08/1986 |  | 06/29/1987
Carrier Corp. | Payne | 580AN042100-B | Natural Gas | No Match |  | True | 1 |  | Down | No Match | No Match | No Match | No Match | No Match |  | No Match |  | 100000 | 78000 |  |  | 97418 | 1056 | 78.5 | [8 empty] | 3 | Non Federally-Regulated | 03/15/1989 |  | 10/10/1989
Clare Brothers | Clare Brothers | HEMB120-S | LPG | No Match |  | False | 1 |  | Up | No Match | No Match | No Match | No Match | No Match |  | No Match |  | 120000 | 114000 | 1200 |  | 147600 | 710 | 93.8 | [8 empty] | 0 | Non Federally-Regulated | 01/27/1988 |  | 03/15/1989
Snyder General Corp. | Comfortmaker | *PGDA048F125-L** | LPG | No Match |  | True | 1 |  | Down | No Match | No Match | No Match | No Match | No Match |  | No Match |  | 125000 | 98000 |  |  | 118533 | 639 | 79.2 | [8 empty] | 15 | Non Federally-Regulated | 12/08/1986 |  | 06/29/1987
Heil Quaker | Heil | NRGF60EBH**(A) | Natural Gas | No Match |  | True | 1 |  | Horizontal | No Match | No Match | No Match | No Match | No Match |  | No Match |  | 80000 | 66720 | 2000 | 1675 | 75040 | 1164 | 79.7 | [8 empty] | 6 | Non Federally-Regulated | 12/08/1986 |  | 06/29/1987
Luxaire | Fraser Johnston | GCH114MF | Natural Gas | No Match | False | True | 1 |  | Horizontal | No Match | No Match | No Match | No Match | No Match |  | No Match |  | 114000 | 85728 |  |  | 121764 | 919 | 65.5 | [8 empty] | 2 | Non Federally-Regulated | 04/02/1981 |  | 10/13/1981
Carrier Corp. | Day & Night | 580AN030060 | Natural Gas | No Match |  | True | 1 |  | Down | No Match | No Match | No Match | No Match | No Match |  | No Match |  | 60000 | 46000 |  |  | 58858 | 540 | 78.5 | [8 empty] | 3 | Non Federally-Regulated | 03/15/1989 |  | 10/10/1989
Ducane | Trane | FFHB-149D-A | LPG | No Match | False | True | 1 |  | Horizontal | No Match | No Match | No Match | No Match | No Match |  | No Match |  | 140000 | 97000 | 1950 | 1130 | 160264 | 921 | 58 | [8 empty] | 5 | Non Federally-Regulated | 04/02/1981 |  | 10/13/1981
Borg Warner | Luxaire | PAGC-LD08N055 | Natural Gas | No Match | False | False | 1 |  | Up | No Match | No Match | No Match | No Match | No Match |  | No Match |  | 54594 | 41000 | 700 | [13 empty] | Non Federally-Regulated | 08/17/1983 |  | 12/08/1986
Snyder General Corp. | Arcoaire | *PGHA048H125-IL-** | LPG | No Match |  | True | 1 |  | Horizontal | No Match | No Match | No Match | No Match | No Match |  | No Match |  | 125000 | 93000 |  |  | 80919 | 522 | 76.1 | [8 empty] | 15 | Non Federally-Regulated | 06/29/1987 |  | 01/27/1988
Ducane | Borg Warner | P2CFD16F12501A | Oil | No Match | False | False | 1 |  | Down | No Match | No Match | No Match | No Match | No Match |  | No Match |  | 150376 | 120000 | 1600 | [13 empty] | Non Federally-Regulated | 08/17/1983 |  | 12/08/1986
Coleman Company, Inc. | Coleman | 2633J636 | Natural Gas | No Match | False | False | 1 |  | Up | No Match | No Match | No Match | No Match | No Match |  | No Match |  | 109948 | 84000 | 1200 | [13 empty] | Non Federally-Regulated | 08/17/1983 |  | 12/08/1986
Climate Control / Snyder General | Climate Control | *PGDA060H150-N** | Natural Gas | No Match |  | True | 1 |  | Down | No Match | No Match | No Match | No Match | No Match |  | No Match |  | 150000 | 117000 |  |  | 138818 | 688 | 79.1 | [8 empty] | 15 | Non Federally-Regulated | 12/08/1986 |  | 06/29/1987
Gaffers & Sattler | York | D1SE048N06146B | Natural Gas | No Match |  | True | 1 |  | Horizontal | No Match | No Match | No Match | No Match | No Match |  | No Match |  | 73500 | 59000 | 1720 | 1560 | 55559 | 892 | 81 | [9 empty] | Non Federally-Regulated | 12/08/1986 |  | 06/29/1987
Luxaire | Westinghouse Electric | GCH095FF | Natural Gas | No Match | False | False | 1 |  | Horizontal | No Match | No Match | No Match | No Match | No Match |  | No Match |  | 95000 | 72485 | 1200 | 1000 | 85017 | 714 | 73.3 | [8 empty] | 11 | Non Federally-Regulated | 10/13/1981 |  | 03/11/1982
Snyder General Corp. | McQuay | *PGDA060G075-IN-** | Natural Gas | No Match |  | True | 1 |  | Down | No Match | No Match | No Match | No Match | No Match |  | No Match |  | 75000 | 59000 |  |  | 58465 | 331 | 80.2 | [8 empty] | 15 | Non Federally-Regulated | 01/27/1988 |  | 01/15/1989
Ducane | Borg Warner | P2HSD20N14001A | Natural Gas | No Match | False | False | 1 |  | Horizontal | No Match | No Match | No Match | No Match | No Match |  | No Match |  | 140000 | 105000 | 1950 | 1130 | 142236 | 817 | 65.6 | [8 empty] | 5 | Non Federally-Regulated | 07/26/1982 |  | 08/17/1983
Magic Chef | Williams | EG8D75DC48-2 | Natural Gas | No Match |  | False | 1 |  | Horizontal | No Match | No Match | No Match | No Match | No Match |  | No Match |  | 75000 | 59000 |  |  | 61197 | 530 | 75.2 | [8 empty] | 3 | Non Federally-Regulated | 12/08/1986 |  | 01/27/1988
Lennox Industries Inc. | Lennox | GCS10-261-50-1P | Natural Gas | No Match |  | True | 1 |  | Horizontal | No Match | No Match | No Match | No Match | No Match |  | No Match |  | 50000 | 40000 | 1115 | 805 | 39204 | 426 | 78 | [8 empty] | 3 | Non Federally-Regulated | 03/15/1989 |  | 10/10/1989
BDP Co. | Carrier | 48GL06050, 51 | LPG | No Match | False | True | 1 |  | Horizontal | No Match | No Match | No Match | No Match | No Match |  | No Match |  | 100000 | 75000 | 2285 | 1265 | 88566 | 995 | 68.5 | [8 empty] | 325 | Non Federally-Regulated | 04/02/1981 |  | 10/13/1981
Climate Control / Snyder General | Climate Control | G-U313055-08M-PD | Natural Gas | No Match | False | False | 1 |  | Up | No Match | No Match | No Match | No Match | No Match |  | No Match |  | 55000 | 40109 | 820 | 750 | 48211 | 401 | 63.6 | [9 empty] | Non Federally-Regulated | 07/26/1982 |  | 08/17/1983
BDP Co. | Payne | 397HAW036080 | Natural Gas | No Match | False | False | 1 |  | Up | No Match | No Match | No Match | No Match | No Match |  | No Match |  | 95000 | 79000 | 1240 | 975 | 93350 | 652 | 83.4 | [8 empty] | 5 | Non Federally-Regulated | 04/02/1981 |  | 03/11/1982
Ducane | Carrier | 58EG120331 | Natural Gas | No Match | False | False | 1 |  | Horizontal | No Match | No Match | No Match | No Match | No Match |  | No Match |  | 120000 | 91000 | 1840 | 1140 | 116379 | 753 | 66.6 | [8 empty] | 5 | Non Federally-Regulated | 03/11/1982 |  | 07/26/1982
Borg Warner | Luxaire | FCU080JAPA | LPG | No Match | False | False | 1 |  | Up | No Match | No Match | No Match | No Match | No Match |  | No Match |  | 80052 | 61000 | 2220 | [13 empty] | Non Federally-Regulated | 08/17/1983 |  | 12/08/1986
Borg Warner | Moncrief | FCU100FAPA | LPG | No Match | False | False | 1 |  | Up | No Match | No Match | No Match | No Match | No Match |  | No Match |  | 100000 | 76000 | 1460 | 1260 | 89780 | 519 | 69.5 | [8 empty] | 5 | Non Federally-Regulated | 07/26/1982 |  | 08/17/1983
Rheem Sales Company, Inc. | Arcoaire | *PGDA036G050-IN-** | Natural Gas | No Match |  | True | 1 |  | Down | No Match | No Match | No Match | No Match | No Match |  | No Match |  | 50000 | 40000 |  |  | 37856 | 290 | 82 | [8 empty] | 15 | Non Federally-Regulated | 01/27/1988 |  | 01/15/1989
Borg Warner | York | 18ECW045GA | LPG | No Match | False | True | 1 |  | Horizontal | No Match | No Match | No Match | No Match | No Match |  | No Match |  | 45000 | 35550 | 930 | [13 empty] | Non Federally-Regulated | 08/17/1983 |  | 12/08/1986
Rheem Sales Company, Inc. | Ruud | UGAC-17EA | Natural Gas | No Match | False | False | 1 |  | Up | No Match | No Match | No Match | No Match | No Match |  | No Match |  | 175000 | 135000 |  |  | 178318 | 1050 | 69.7 | [8 empty] | 3 | Non Federally-Regulated | 04/02/1981 |  | 03/11/1982
Rheem Sales Company, Inc. | Arcoaire | GHB100NGCI | Natural Gas | No Match |  | False | 1 |  | Horizontal | No Match | No Match | No Match | No Match | No Match |  | No Match |  | 100000 | 79000 |  |  | 102248 | 858 | 75.1 | [8 empty] | 3 | Non Federally-Regulated | 12/08/1986 |  | 06/29/1987
Ducane | Moncrief | P2CFD16F12501A | Oil | No Match | False | False | 1 |  | Down | No Match | No Match | No Match | No Match | No Match |  | No Match |  | 150376 | 120000 | 1600 | [13 empty] | Non Federally-Regulated | 08/17/1983 |  | 12/08/1986
Heil Quaker | Heil | NRGC42SAK02 | Natural Gas | No Match | False | True | 1 |  | Horizontal | No Match | No Match | No Match | No Match | No Match |  | No Match |  | 60000 | 43000 | 1250 | 995 | 65618 | 664 | 69.2 | [8 empty] | 1 | Non Federally-Regulated | 04/02/1981 |  | 10/13/1981
Consolidated Industries Corp. | Addison Products | GPE3.0T100-4 | Natural Gas | No Match |  | True | 1 |  | Horizontal | No Match | No Match | No Match | No Match | No Match |  | No Match |  | 100000 | 76000 |  |  | 80594 | 610 | 76.9 | [8 empty] | 4 | Non Federally-Regulated | 12/08/1986 |  | 06/29/1987
Rheem Sales Company, Inc. | Heat Controller | TGR30-1G-70 | Natural Gas | No Match |  | True | 1 |  | Horizontal | No Match | No Match | No Match | No Match | No Match |  | No Match |  | 75000 | 58000 |  |  | 68960 | 555 | 78.5 | [8 empty] | 4 | Non Federally-Regulated | 03/15/1989 |  | 10/10/1989
Snyder General Corp. | McQuay | *PGHA030G075-IM-** | Natural Gas | No Match |  | True | 1 |  | Horizontal | No Match | No Match | No Match | No Match | No Match |  | No Match |  | 75000 | 55000 |  |  | 61990 | 166 | 76.5 | [8 empty] | 15 | Non Federally-Regulated | 06/29/1987 |  | 01/27/1988
Sunbeam Air Conditioning | Sunbeam Air Conditioning | 227*-048-31E-*3 | Natural Gas | No Match |  | True | 1 |  | Down | No Match | No Match | No Match | No Match | No Match |  | No Match |  | 108000 | 89640 | 1800 | 1400 | 97956 | 526 | 79 | [8 empty] | 4 | Non Federally-Regulated | 06/29/1987 |  | 01/27/1988
Ducane | Heil Quaker | NRGF30DDB**(A) | Natural Gas | No Match |  | True | 1 |  | Horizontal | No Match | No Match | No Match | No Match | No Match |  | No Match |  | 60000 | 46600 | 870 | 705 | 59315 | 607 | 76.9 | [8 empty] | 6 | Non Federally-Regulated | 12/08/1986 |  | 06/29/1987
Carrier Corp. | Payne | 580B*V072074 | Natural Gas | No Match |  | True | 1 |  | Down | No Match | No Match | No Match | No Match | No Match |  | No Match |  | 74000 | 58460 | 2450 |  | 72520 | 518 | 75.5 | [8 empty] | 3 | Non Federally-Regulated | 03/15/1989 |  | 10/10/1989
Trane U.S. Inc. | American Standard, Inc. | BYC130G4L(O,A)D | Natural Gas | No Match |  | True | 1 |  | Horizontal | No Match | No Match | No Match | No Match | No Match |  | No Match |  | 160000 | 121600 |  |  | 138705 | 1804 | 76.3 | [8 empty] | 0 | Non Federally-Regulated | 01/15/1989 |  | 03/15/1989
Ducane | Heil Quaker | NRGR90HLO1A | Natural Gas | No Match |  | True | 1 |  | Horizontal | No Match | No Match | No Match | No Match | No Match |  | No Match |  | 150000 | 123000 |  |  | 130116 | 1378 | 82.5 | [8 empty] | 6 | Non Federally-Regulated | 06/29/1987 |  | 01/27/1988
Ducane | BDP Co. | 349EAW000080-B | Natural Gas | No Match | False | False | 1 |  | Horizontal | No Match | No Match | No Match | No Match | No Match |  | No Match |  | 80000 | 59000 | 720 | 465 | 71622 | 522 | 64.6 | [8 empty] | 5 | Non Federally-Regulated | 07/26/1982 |  | 08/17/1983
Rheem Sales Company, Inc. | Ruud | URGF-12E42CL* | Natural Gas | No Match |  | True | 1 |  | Horizontal | No Match | No Match | No Match | No Match | No Match |  | No Match |  | 125000 | 97000 |  |  | 118278 | 835 | 78.8 | [8 empty] | 4 | Non Federally-Regulated | 01/15/1989 |  | 03/15/1989
Rheem Sales Company, Inc. | Arcoaire | *PGHA048F100-IM-** | Natural Gas | No Match |  | True | 1 |  | Horizontal | No Match | No Match | No Match | No Match | No Match |  | No Match |  | 100000 | 74000 |  |  | 80919 | 408 | 77.4 | [8 empty] | 15 | Non Federally-Regulated | 01/27/1988 |  | 01/15/1989
Magic Chef | Williams | 3D60-OH-1 | Natural Gas | No Match | False | True | 1 |  | Horizontal | No Match | No Match | No Match | No Match | No Match |  | No Match |  | 60000 | 45000 | 1340 | 520 | 69097 | 655 | 68.9 | [8 empty] | 19 | Non Federally-Regulated | 10/13/1981 |  | 03/11/1982
Lennox Industries Inc. | Lennox | G14Q5-80 | Natural Gas | No Match |  | False | 1 |  | Up | No Match | No Match | No Match | No Match | No Match |  | No Match |  | 80000 | 72591 | 2070 | 1410 | 67642 | 597 | 91.7 | [8 empty] | 3 | Non Federally-Regulated | 12/08/1986 |  | 10/10/1989
Luxaire | Moncrief | GCH114AF | Natural Gas | No Match | False | True | 1 |  | Horizontal | No Match | No Match | No Match | No Match | No Match |  | No Match |  | 114000 | 89718 |  |  | 114876 | 802 | 65.5 | [8 empty] | 2 | Non Federally-Regulated | 10/13/1981 |  | 03/11/1982
Rheem Sales Company, Inc. | Heat Controller | TGR-180-3E-370-B | Natural Gas | No Match |  | True | 3 |  | Horizontal | No Match | No Match | No Match | No Match | No Match |  | No Match |  | 370000 | 277500 |  |  | 263514 | 2067 | 76.3 | [8 empty] | 10 | Non Federally-Regulated | 01/27/1988 |  | 01/15/1989
Consolidated Industries Corp. | Friedrich | GHB075NDAI | Natural Gas | No Match | False | True | 1 |  | Horizontal | No Match | No Match | No Match | No Match | No Match |  | No Match |  | 72591 | 58000 | [14 empty] | Non Federally-Regulated | 08/17/1983 |  | 12/08/1986
Snyder General Corp. | Arcoaire | *PGDA036G100-IN-** | Natural Gas | No Match |  | True | 1 |  | Down | No Match | No Match | No Match | No Match | No Match |  | No Match |  | 100000 | 79000 |  |  | 97887 | 470 | 80.2 | [8 empty] | 15 | Non Federally-Regulated | 06/29/1987 |  | 01/27/1988
Heil Quaker | Whirlpool | NRGB60MAK03 | Natural Gas | No Match | False | True | 1 |  | Horizontal | No Match | No Match | No Match | No Match | No Match |  | No Match |  | 140957 | 106000 | 1860 | [13 empty] | Non Federally-Regulated | 08/17/1983 |  | 12/08/1986
Consolidated Industries Corp. | Addison Products | GPE3.0T050-1 | Natural Gas | No Match |  | True | 1 |  | Horizontal | No Match | No Match | No Match | No Match | No Match |  | No Match |  | 50000 | 38000 |  |  | 49283 | 420 | 78.3 | [8 empty] | 4 | Non Federally-Regulated | 01/27/1988 |  | 01/15/1989
John Zink | Magic Chef | RBG-1802-43-3502-JC | Natural Gas | No Match | False | True | 3 |  | Horizontal | No Match | No Match | No Match | No Match | No Match |  | No Match |  | 350000 | 280000 | 6000 | [13 empty] | Non Federally-Regulated | 08/17/1983 |  | 12/08/1986
Rheem Sales Company, Inc. | Ruud | URGF-07E42JK* | Natural Gas | No Match |  | True | 1 |  | Horizontal | No Match | No Match | No Match | No Match | No Match |  | No Match |  | 75000 | 58000 |  |  | 67229 | 755 | 79.1 | [8 empty] | 4 | Non Federally-Regulated | 03/15/1989 |  | 10/10/1989
Amana Refrigeration, Inc. | Amana | GSE100DN-4 | LPG | No Match | False | True | 1 |  | Horizontal | No Match | No Match | No Match | No Match | No Match |  | No Match |  | 97345 | 77000 | [14 empty] | Non Federally-Regulated | 08/17/1983 |  | 12/08/1986
Carrier Corp. | Carrier | 48NMT036300 | Natural Gas | No Match |  | True | 1 |  | Down | No Match | No Match | No Match | No Match | No Match |  | No Match |  | 80000 | 62000 |  |  | 79165 | 562 | 78.5 | [8 empty] | 3 | Non Federally-Regulated | 03/15/1989 |  | 10/10/1989
Snyder General Corp. | Arcoaire | *GDE113A020-IM | Natural Gas | No Match |  | False | 1 |  | Down | No Match | No Match | No Match | No Match | No Match |  | No Match |  | 113000 | 91000 | 1935 | 1420 | 103864 | 676 | 74.9 | [8 empty] | 3 | Non Federally-Regulated | 06/29/1987 |  | 01/27/1988
Heil Quaker | Whirlpool | NRGF36DBH**(A) | Natural Gas | No Match |  | True | 1 |  | Horizontal | No Match | No Match | No Match | No Match | No Match |  | No Match |  | 60000 | 49920 | 1490 | 1055 | 56307 | 831 | 79.7 | [8 empty] | 6 | Non Federally-Regulated | 12/08/1986 |  | 06/29/1987
Carrier Corp. | Payne | 395BAW036080 | Natural Gas | No Match |  | False | 1 |  | Up | No Match | No Match | No Match | No Match | No Match |  | No Match |  | 95000 | 77000 |  |  | 95776 | 760 | 80.9 | [8 empty] | 5 | Non Federally-Regulated | 01/27/1988 |  | 10/10/1989
Magic Chef | Armstrong | 3.5D80-O4-1 | Natural Gas | No Match | False | True | 1 |  | Horizontal | No Match | No Match | No Match | No Match | No Match |  | No Match |  | 79893 | 60000 | 1600 | [13 empty] | Non Federally-Regulated | 08/17/1983 |  | 12/08/1986
Carrier Corp. | Payne | 580AP042060 | Natural Gas | No Match |  | True | 1 |  | Down | No Match | No Match | No Match | No Match | No Match |  | No Match |  | 60000 | 46000 |  |  | 58749 | 565 | 78.5 | [8 empty] | 3 | Non Federally-Regulated | 03/15/1989 |  | 10/10/1989
Rheem Sales Company, Inc. | Weatherking | GPG3.0T075-4 | Natural Gas | No Match |  | True | 1 |  | Horizontal | No Match | No Match | No Match | No Match | No Match |  | No Match |  | 75000 | 58000 |  |  | 68444 | 745 | 78.2 | [8 empty] | 4 | Non Federally-Regulated | 03/15/1989 |  | 10/10/1989
Snyder General Corp. | Comfortmaker | *PGDA060F100-IN-** | Natural Gas | No Match |  | True | 1 |  | Down | No Match | No Match | No Match | No Match | No Match |  | No Match |  | 100000 | 79000 |  |  | 97857 | 470 | 80.2 | [8 empty] | 15 | Non Federally-Regulated | 01/27/1988 |  | 01/15/1989
Rheem Sales Company, Inc. | Heat Controller | TGR-42-3E-120 | Natural Gas | No Match |  | True | 1 |  | Horizontal | No Match | No Match | No Match | No Match | No Match |  | No Match |  | 125000 | 97000 |  |  | 118278 | 835 | 78.8 | [8 empty] | 4 | Non Federally-Regulated | 12/08/1986 |  | 06/29/1987
Heil Quaker | Heil | NUGF055AD01* | Natural Gas | No Match | False | False | 1 |  | Up | No Match | No Match | No Match | No Match | No Match |  | No Match |  | 55000 | 41000 | 820 | 610 | 39649 | 442 | 77 | [8 empty] | 6 | Non Federally-Regulated | 04/02/1981 |  | 03/11/1982
Luxaire | Westinghouse Electric | GCH095HF | Natural Gas | No Match | False | False | 1 |  | Horizontal | No Match | No Match | No Match | No Match | No Match |  | No Match |  | 95000 | 72390 | 1500 | 1170 | 83827 | 893 | 73.3 | [8 empty] | 11 | Non Federally-Regulated | 10/13/1981 |  | 03/11/1982
Heil Quaker | Heil | HUGF130AH01 | Natural Gas | No Match | False | False | 1 |  | Up | No Match | No Match | No Match | No Match | No Match |  | No Match |  | 130000 | 98000 | 1550 | 1260 | 136956 | 858 | 68 | [8 empty] | 1 | Non Federally-Regulated | 04/02/1981 |  | 08/17/1983
Luxaire | Luxaire | GCH060RF | Natural Gas | No Match | False | False | 1 |  | Horizontal | No Match | No Match | No Match | No Match | No Match |  | No Match |  | 60000 | 48000 | 1200 |  | 61167 | 495 | 75 | [8 empty] | 11 | Non Federally-Regulated | 04/02/1981 |  | 10/13/1981
Lennox Industries Inc. | Lennox | GCS9-653-120-1G | Natural Gas | No Match | False | True | 1 |  | Down | No Match | No Match | No Match | No Match | No Match |  | No Match |  | 120000 | 93000 | 2000 | 1320 | 100161 | 749 | 77.4 | [8 empty] | 3 | Non Federally-Regulated | 07/26/1982 |  | 08/17/1983
Ducane | Lennox | GS11D2E-100-3NLT | Natural Gas | No Match | False | True | 1 |  | Horizontal | No Match | No Match | No Match | No Match | No Match |  | No Match |  | 100000 | 69000 | 1000 | 800 | 105135 | 904 | 58 | [8 empty] | 5 | Non Federally-Regulated | 10/13/1981 |  | 03/11/1982
BDP Co. | Carrier | 58GS060-D* | LPG | No Match | False | False | 1 |  | Up | No Match | No Match | No Match | No Match | No Match |  | No Match |  | 60000 | 43000 | 1600 | 1235 | 66778 | 519 | 69.3 | [8 empty] | 5 | Non Federally-Regulated | 07/26/1982 |  | 08/17/1983
Ducane | Carrier | 58HU085101CA | Oil | No Match | False | False | 1 |  | Up | No Match | No Match | No Match | No Match | No Match |  | No Match |  | 105888 | 80000 | 1670 | 890 | 102487 | 604 | 75.4 | [8 empty] | 5 | Non Federally-Regulated | 07/26/1982 |  | 08/17/1983
Luxaire | Luxaire | 60CE36BNL | Natural Gas | No Match | False | False | 1 |  | Up | No Match | No Match | No Match | No Match | No Match |  | No Match |  | 60000 | 45720 | 1130 | 805 | 62855 | 596 | 71.9 | [8 empty] | 11 | Non Federally-Regulated | 10/13/1981 |  | 03/11/1982
Magic Chef | Williams | EMG-60035-4 | Natural Gas | No Match | False | False | 1 |  | Up | No Match | No Match | No Match | No Match | No Match |  | No Match |  | 60000 | 48000 | 1435 | 930 | 64214 | 589 | 70.5 | [8 empty] | 19 | Non Federally-Regulated | 04/02/1981 |  | 08/17/1983
Trane U.S. Inc. | Trane | SFZB170*L | Natural Gas | No Match | False | True | 3 |  | Horizontal | No Match | No Match | No Match | No Match | No Match |  | No Match |  | 235000 | 176000 | 7500 | 6800 | [12 empty] | Non Federally-Regulated | 07/26/1982 |  | 08/17/1983
Heil Quaker | Heil Quaker | NRGF60EKB**(A) | Natural Gas | No Match |  | True | 1 |  | Horizontal | No Match | No Match | No Match | No Match | No Match |  | No Match |  | 80000 | 64472 | 2000 | 1675 | 75013 | 1170 | 79.7 | [8 empty] | 6 | Non Federally-Regulated | 03/15/1989 |  | 10/10/1989
Gaffers & Sattler | York | D1YD030N08006A | Natural Gas | No Match | False | True | 1 |  | Horizontal | No Match | No Match | No Match | No Match | No Match |  | No Match |  | 75899 | 57000 | 975 | [13 empty] | Non Federally-Regulated | 08/17/1983 |  | 12/08/1986
Luxaire | Westinghouse Electric | 60RE24BNL | Natural Gas | No Match | False | False | 1 |  | Down | No Match | No Match | No Match | No Match | No Match |  | No Match |  | 60000 | 47700 |  | 735 | 58605 | 1008 | 75 | [8 empty] | 11 | Non Federally-Regulated | 10/13/1981 |  | 03/11/1982
Amana Refrigeration, Inc. | Amana | EPCG4812-3D (C) | LPG | No Match |  | True | 1 |  | Horizontal | No Match | No Match | No Match | No Match | No Match |  | No Match |  | 120000 | 99000 |  |  | 112800 | 456 | 83.5 | [8 empty] | 22 | Non Federally-Regulated | 01/15/1989 |  | 03/15/1989
BDP Co. | Carrier | 58SE150-7 | LPG | No Match | False | False | 1 |  | Up | No Match | No Match | No Match | No Match | No Match |  | No Match |  | 150000 | 117000 | 2110 | [13 empty] | Non Federally-Regulated | 08/17/1983 |  | 12/08/1986
Luxaire | Fraser Johnston | 60CEH0BNL | Natural Gas | No Match | False | False | 1 |  | Up | No Match | No Match | No Match | No Match | No Match |  | No Match |  | 60000 | 45660 |  |  | 67030 | 534 | 70.3 | [8 empty] | 2 | Non Federally-Regulated | 03/11/1982 |  | 07/26/1982
Bard Manufacturing Company, Inc. | Bard | IH85D48B | Natural Gas | No Match |  | False | 1 |  | Up | No Match | No Match | No Match | No Match | No Match |  | No Match |  | 86000 | 68000 | 1490 | 1100 | 74181 | 791 | 82.4 | [8 empty] | 3 | Non Federally-Regulated | 12/08/1986 |  | 10/10/1989
Rheem Sales Company, Inc. | Ruud | UGDC-12NC-** | LPG | No Match |  | False | 1 |  | Up | No Match | No Match | No Match | No Match | No Match |  | No Match |  | 120000 | 96000 |  |  | 116409 | 1102 | 79.3 | [8 empty] | 4 | Non Federally-Regulated | 12/08/1986 |  | 06/29/1987
Rheem Sales Company, Inc. | Weatherking | GPF10T200-3L* | Natural Gas | No Match |  | True | 1 |  | Down | No Match | No Match | No Match | No Match | No Match |  | No Match |  | 200000 | 159227 |  |  | 171438 | 2152 | 79.8 | [8 empty] | 6 | Non Federally-Regulated | 01/15/1989 |  | 03/15/1989
Carrier Corp. | Payne | 580AP042080 | Natural Gas | No Match |  | True | 1 |  | Horizontal | No Match | No Match | No Match | No Match | No Match |  | No Match |  | 80000 | 61000 |  |  | 80004 | 585 | 77.5 | [8 empty] | 3 | Non Federally-Regulated | 01/15/1989 |  | 03/15/1989
Carrier Corp. | Day & Night | 395BAW048095 | Natural Gas | No Match |  | False | 1 |  | Up | No Match | No Match | No Match | No Match | No Match |  | No Match |  | 114000 | 93000 |  |  | 95123 | 776 | 81.4 | [8 empty] | 5 | Non Federally-Regulated | 01/27/1988 |  | 10/10/1989
Snyder General Corp. | Comfortmaker | *PGDA060G075-L** | LPG | No Match |  | True | 1 |  | Down | No Match | No Match | No Match | No Match | No Match |  | No Match |  | 75000 | 59000 |  |  | 58465 | 331 | 80.2 | [8 empty] | 15 | Non Federally-Regulated | 12/08/1986 |  | 06/29/1987
Ducane | Heil Quaker | NDOC125BH01 | Oil | No Match | False | False | 1 |  | Down | No Match | No Match | No Match | No Match | No Match |  | No Match |  | 156045 | 120000 | 1600 | 820 | 141712 | 756 | 76.8 | [8 empty] | 5 | Non Federally-Regulated | 07/26/1982 |  | 08/17/1983
Magic Chef | Armstrong | 3A100-OH-1-6 | Natural Gas | No Match | False | True | 1 |  | Horizontal | No Match | No Match | No Match | No Match | No Match |  | No Match |  | 97911 | 75000 | 1340 | [13 empty] | Non Federally-Regulated | 08/17/1983 |  | 12/08/1986
Carrier Corp. | Payne | 579DP180270 | Natural Gas | No Match |  | True | 3 |  | Down | No Match | No Match | No Match | No Match | No Match |  | No Match |  | 270000 | 216000 | 7500 | 4500 | 267700 | 1936 | 75.3 | [8 empty] | 5 | Non Federally-Regulated | 03/15/1989 |  | 10/10/1989
Westinghouse Electric | Westinghouse Electric | FGHY140AAN | Natural Gas | No Match | False | True | 1 |  | Horizontal | No Match | No Match | No Match | No Match | No Match |  | No Match |  | 140000 | 106680 | 1580 | 1505 | 135710 | 1394 | 69.1 | [8 empty] | 2 | Non Federally-Regulated | 07/26/1982 |  | 08/17/1983
Consolidated Industries Corp. | Consolidated Industries Corp. | HAC075P(D,E,F)4R | LPG | No Match |  | False | 1 |  | Horizontal | No Match | No Match | No Match | No Match | No Match |  | No Match |  | 75000 | 59000 |  |  | 61147 | 605 | 75.2 | [8 empty] | 3 | Non Federally-Regulated | 12/08/1986 |  | 06/29/1987
York International | York | D4SM120G23546 | Natural Gas | No Match |  | True | 3 |  | Down | No Match | No Match | No Match | No Match | No Match |  | No Match |  | 235000 | 181185 | 4800 | 3200 | 221605 | 1679 | 75.3 | [8 empty] | 100 | Non Federally-Regulated | 01/15/1989 |  | 03/15/1989
Trane U.S. Inc. | American Standard, Inc. | BYC130G3L(O,A)D | Natural Gas | No Match |  | True | 1 |  | Horizontal | No Match | No Match | No Match | No Match | No Match |  | No Match |  | 160000 | 121600 |  |  | 138705 | 1804 | 76.3 | [8 empty] | 0 | Non Federally-Regulated | 03/15/1989 |  | 10/10/1989
Gaffers & Sattler | York | D1CG048N06206A | Natural Gas | No Match |  | True | 1 |  | Horizontal | No Match | No Match | No Match | No Match | No Match |  | No Match |  | 75000 | 62000 | 1905 | 1905 | 57772 | 824 | 78.1 | [9 empty] | Non Federally-Regulated | 01/27/1988 |  | 01/15/1989
Rheem Sales Company, Inc. | Rheem | RGMC-08EC | Natural Gas | No Match | False | False | 1 |  | Down | No Match | No Match | No Match | No Match | No Match |  | No Match |  | 80000 | 61000 |  |  | 90184 | 666 | 68.5 | [8 empty] | 4 | Non Federally-Regulated | 04/02/1981 |  | 08/17/1983
Carrier Corp. | Carrier | 48KLA148300BE | Natural Gas | No Match |  | True | 1 |  | Horizontal | No Match | No Match | No Match | No Match | No Match |  | No Match |  | 80000 | 63000 | 1550 | 1190 | 81986 | 658 | 75.4 | [8 empty] | 3 | Non Federally-Regulated | 06/29/1987 |  | 01/27/1988
Snyder General Corp. | Comfortmaker | *PGHA036G100-IL-** | LPG | No Match |  | True | 1 |  | Horizontal | No Match | No Match | No Match | No Match | No Match |  | No Match |  | 100000 | 74000 |  |  | 81521 | 327 | 77.2 | [8 empty] | 15 | Non Federally-Regulated | 06/29/1987 |  | 01/27/1988
Carrier Corp. | Carrier | 58SC090-CA | Natural Gas | No Match |  | False | 1 |  | Up | No Match | No Match | No Match | No Match | No Match |  | No Match |  | 107000 | 88000 |  |  | 95078 | 647 | 81.9 | [8 empty] | 5 | Non Federally-Regulated | 12/08/1986 |  | 06/29/1987
Ducane | Carrier | 58HS125101DA | Oil | No Match | False | False | 1 |  | Horizontal | No Match | No Match | No Match | No Match | No Match |  | No Match |  | 150943 | 120000 | 2138 | [13 empty] | Non Federally-Regulated | 08/17/1983 |  | 12/08/1986
Carrier Corp. | Payne | 580AP036120 | Natural Gas | No Match |  | True | 1 |  | Down | No Match | No Match | No Match | No Match | No Match |  | No Match |  | 120000 | 94000 |  |  | 118351 | 934 | 78.5 | [8 empty] | 3 | Non Federally-Regulated | 03/15/1989 |  | 10/10/1989
Rheem Sales Company, Inc. | Rheem | RGUJ-08NA-JR | Natural Gas | No Match |  | False | 1 |  | Horizontal | No Match | No Match | No Match | No Match | No Match |  | No Match |  | 85000 | 68000 |  |  | 80007 | 855 | 76.4 | [8 empty] | 4 | Non Federally-Regulated | 01/15/1989 |  | 10/10/1989
Magic Chef | Airease | 5A120-OH-3-5 | Natural Gas | No Match | False | True | 1 |  | Horizontal | No Match | No Match | No Match | No Match | No Match |  | No Match |  | 117801 | 90000 | 1950 | [13 empty] | Non Federally-Regulated | 08/17/1983 |  | 12/08/1986
York International | Luxaire | PANU-LD20P160A | LPG | No Match |  | False | 1 |  | Up | No Match | No Match | No Match | No Match | No Match |  | No Match |  | 160000 | 150000 | 1990 | 1680 | 150786 | 928 | 93.3 | [8 empty] | 5 | Non Federally-Regulated | 03/15/1989 |  | 10/10/1989
York International | Fraser Johnston | DACC-F036N059A | Natural Gas | No Match |  | True | 1 |  | Horizontal | No Match | No Match | No Match | No Match | No Match |  | No Match |  | 59000 | 47000 | 1360 | 1285 | 55584 | 886 | 81 | [9 empty] | Non Federally-Regulated | 06/29/1987 |  | 01/27/1988
Luxaire | Fraser Johnston | FCU100TANA | Natural Gas | No Match | False | False | 1 |  | Up | No Match | No Match | No Match | No Match | No Match |  | No Match |  | 100000 | 73500 | 1630 | 1630 | 90780 | 479 | 68.6 | [8 empty] | 5 | Non Federally-Regulated | 03/11/1982 |  | 07/26/1982
Luxaire | Luxaire | 80HCDAC | LPG | No Match | False | True | 1 |  | Horizontal | No Match | No Match | No Match | No Match | No Match |  | No Match |  | 80000 | 63440 | 946 | 752 | 86336 | 940 | 69.1 | [8 empty] | 2 | Non Federally-Regulated | 10/13/1981 |  | 03/11/1982
Rheem Sales Company, Inc. | Weatherking | GPG4.0T125-1 | Natural Gas | No Match |  | True | 1 |  | Horizontal | No Match | No Match | No Match | No Match | No Match |  | No Match |  | 125000 | 97000 |  |  | 118760 | 910 | 78.3 | [8 empty] | 4 | Non Federally-Regulated | 03/15/1989 |  | 10/10/1989
Climate Control / Snyder General | Climate Control | G-U313100-14M-PD | Natural Gas | No Match | False | False | 1 |  | Up | No Match | No Match | No Match | No Match | No Match |  | No Match |  | 98118 | 73981 | 1470 | [13 empty] | Non Federally-Regulated | 08/17/1983 |  | 12/08/1986
Carrier Corp. | Carrier | 48LDT006 | Natural Gas | No Match |  | True | 1 |  | Down | No Match | No Match | No Match | No Match | No Match |  | No Match |  | 80000 | 61600 | 1900 |  | 71610 | 413 | 75 | [8 empty] | 0 | Non Federally-Regulated | 06/29/1987 |  | 01/27/1988
Snyder General Corp. | Arcoaire | *GUA100A020*I* | Natural Gas | No Match |  | False | 1 |  | Up | No Match | No Match | No Match | No Match | No Match |  | No Match |  | 100000 | 79000 | 2025 | 1530 | 96204 | 809 | 80.4 | [8 empty] | 3 | Non Federally-Regulated | 01/15/1989 |  | 10/10/1989
Luxaire | Moncrief | 18ECW060GA | LPG | No Match | False | True | 1 |  | Horizontal | No Match | No Match | No Match | No Match | No Match |  | No Match |  | 60000 | 46980 | 930 | 665 | 65798 | 443 | 70 | [8 empty] | 5 | Non Federally-Regulated | 10/13/1981 |  | 03/11/1982
Ducane | Payne | 349EAW060080 | LPG | No Match | False | False | 1 |  | Horizontal | No Match | No Match | No Match | No Match | No Match |  | No Match |  | 80000 | 57000 | 1970 | 800 | 77846 | 621 | 59 | [8 empty] | 5 | Non Federally-Regulated | 07/26/1982 |  | 08/17/1983
Snyder General Corp. | McQuay | *PGHA048F075-IM-** | Natural Gas | No Match |  | True | 1 |  | Horizontal | No Match | No Match | No Match | No Match | No Match |  | No Match |  | 75000 | 56000 |  |  | 60783 | 318 | 77.3 | [8 empty] | 15 | Non Federally-Regulated | 06/29/1987 |  | 01/27/1988
Magic Chef | Johnson | 5A120-OH-3-5 | Natural Gas | No Match | False | True | 1 |  | Horizontal | No Match | No Match | No Match | No Match | No Match |  | No Match |  | 120000 | 90000 | 1950 | 1950 | 113043 | 618 | 68.3 | [8 empty] | 19 | Non Federally-Regulated | 10/13/1981 |  | 03/11/1982
Luxaire | Westinghouse Electric | GCH060AF | Natural Gas | No Match | False | False | 1 |  | Horizontal | No Match | No Match | No Match | No Match | No Match |  | No Match |  | 60000 | 47400 |  |  | 61264 | 524 | 75 | [8 empty] | 8 | Non Federally-Regulated | 04/02/1981 |  | 10/13/1981
Carrier Corp. | Carrier | 58DHC095-JC | Natural Gas | No Match |  | False | 1 |  | Horizontal | No Match | No Match | No Match | No Match | No Match |  | No Match |  | 115000 | 93000 |  |  | 97929 | 766 | 79.1 | [8 empty] | 5 | Non Federally-Regulated | 03/15/1989 |  | 10/10/1989
Luxaire | Westinghouse Electric | IE036DCVON | LPG | No Match | False | True | 1 |  | Horizontal | No Match | No Match | No Match | No Match | No Match |  | No Match |  | 120000 | 93720 | 1275 | 995 | 112346 | 573 | 70 | [8 empty] | 5 | Non Federally-Regulated | 10/13/1981 |  | 03/11/1982
Amana Refrigeration, Inc. | Amana | EPCG6017-1D (C) | Natural Gas | No Match |  | True | 1 |  | Horizontal | No Match | No Match | No Match | No Match | No Match |  | No Match |  | 170000 | 141000 |  |  | 151810 | 707 | 82.6 | [8 empty] | 22 | Non Federally-Regulated | 12/08/1986 |  | 06/29/1987
Amana Refrigeration, Inc. | Amana | EPCG6017-3E (C) | LPG | No Match |  | True | 1 |  | Horizontal | No Match | No Match | No Match | No Match | No Match |  | No Match |  | 170000 | 141000 |  |  | 149490 | 645 | 83.8 | [8 empty] | 22 | Non Federally-Regulated | 03/15/1989 |  | 10/10/1989
Gaffers & Sattler | York | D1CS120G23546 | Natural Gas | No Match |  | True | 3 |  | Down | No Match | No Match | No Match | No Match | No Match |  | No Match |  | 235000 | 181185 | 4800 | 3200 | 221605 | 1679 | 75.3 | [8 empty] | 100 | Non Federally-Regulated | 01/27/1988 |  | 01/15/1989
Carrier Corp. | Payne | 580AN048120 | Natural Gas | No Match |  | True | 1 |  | Down | No Match | No Match | No Match | No Match | No Match |  | No Match |  | 120000 | 94000 |  |  | 118351 | 934 | 78.5 | [8 empty] | 3 | Non Federally-Regulated | 03/15/1989 |  | 10/10/1989
Rheem Sales Company, Inc. | Rheem | RRGE-05N30JKR | Natural Gas | No Match |  | True | 1 |  | Horizontal | No Match | No Match | No Match | No Match | No Match |  | No Match |  | 50000 | 39000 |  |  | 51134 | 390 | 78.8 | [8 empty] | 4 | Non Federally-Regulated | 01/15/1989 |  | 03/15/1989
Coleman Company, Inc. | Heil Quaker | 6348H421(A) | Natural Gas | No Match |  | True | 1 |  | Horizontal | No Match | No Match | No Match | No Match | No Match |  | No Match |  | 80000 | 64344 | 2000 | 1675 | 75040 | 1164 | 79.7 | [8 empty] | 6 | Non Federally-Regulated | 12/08/1986 |  | 06/29/1987
Carrier Corp. | Carrier | 48KHA048300BF | LPG | No Match |  | True | 1 |  | Horizontal | No Match | No Match | No Match | No Match | No Match |  | No Match |  | 125000 | 97000 | 1590 | 1450 | 124949 | 625 | 75.2 | [8 empty] | 3 | Non Federally-Regulated | 01/27/1988 |  | 01/15/1989
Heil Quaker | Sears | 867.76264* | Natural Gas | No Match | False | False | 1 |  | Up | No Match | No Match | No Match | No Match | No Match |  | No Match |  | 125480 | 98000 | 1370 | [13 empty] | Non Federally-Regulated | 08/17/1983 |  | 12/08/1986
Luxaire | Luxaire | FCU060HANA | Natural Gas | No Match | False | False | 1 |  | Up | No Match | No Match | No Match | No Match | No Match |  | No Match |  | 60000 | 43800 | 1730 | 1530 | 65946 | 860 | 68.2 | [8 empty] | 5 | Non Federally-Regulated | 03/11/1982 |  | 07/26/1982
York International | Fraser Johnston | DACC-W060N102B | Natural Gas | No Match |  | True | 1 |  | Horizontal | No Match | No Match | No Match | No Match | No Match |  | No Match |  | 102400 | 83000 | 2210 | 2095 | 94482 | 1040 | 81 | [9 empty] | Non Federally-Regulated | 06/29/1987 |  | 01/27/1988
BDP Co. | Carrier | 397HAW036100 | LPG | No Match | False | False | 1 |  | Up | No Match | No Match | No Match | No Match | No Match |  | No Match |  | 111913 | 93000 | 1255 | [13 empty] | Non Federally-Regulated | 08/17/1983 |  | 12/08/1986
Ducane | Climate Control | 0H125114B | Oil | No Match | False | False | 1 |  | Horizontal | No Match | No Match | No Match | No Match | No Match |  | No Match |  | 150943 | 120000 | 1700 | [13 empty] | Non Federally-Regulated | 08/17/1983 |  | 12/08/1986
Heil Quaker | Sears | 867.81550*(A) | Natural Gas | No Match |  | True | 1 |  | Horizontal | No Match | No Match | No Match | No Match | No Match |  | No Match |  | 80000 | 64472 | 2000 | 1675 | 75013 | 1170 | 79.7 | [8 empty] | 6 | Non Federally-Regulated | 06/29/1987 |  | 01/27/1988
Trane U.S. Inc. | Trane | SFDB-C174-LD | Natural Gas | No Match |  | True | 3 |  | Down | No Match | No Match | No Match | No Match | No Match |  | No Match |  | 240000 | 182160 | 4900 | 7200 | 215311 | 3125 | 76.8 | [8 empty] | 0 | Non Federally-Regulated | 03/15/1989 |  | 10/10/1989
Consolidated Industries Corp. | Amana | GSE60DM-4 | Natural Gas | No Match | False | True | 1 |  | Horizontal | No Match | No Match | No Match | No Match | No Match |  | No Match |  | 60000 | 42000 |  |  | 48698 | 450 | 62.6 | [8 empty] | 2 | Non Federally-Regulated | 07/26/1982 |  | 08/17/1983
Climate Control / Snyder General | Climate Control | *PGDA060H150-L* | LPG | No Match |  | True | 1 |  | Down | No Match | No Match | No Match | No Match | No Match |  | No Match |  | 150000 | 117000 |  |  | 138818 | 688 | 79.1 | [8 empty] | 15 | Non Federally-Regulated | 12/08/1986 |  | 06/29/1987
Sunbeam Air Conditioning | Sunbeam Air Conditioning | RBG-1802-43-3502-HT | LPG | No Match |  | True | 3 |  | Down | No Match | No Match | No Match | No Match | No Match |  | No Match |  | 350000 | 280000 | 6000 | 5250 | 320950 | 3214 | 77.8 | [8 empty] | 4 | Non Federally-Regulated | 12/08/1986 |  | 06/29/1987
Snyder General Corp. | Comfortmaker | *PGDA060F125-L* | LPG | No Match |  | True | 1 |  | Down | No Match | No Match | No Match | No Match | No Match |  | No Match |  | 125000 | 98000 |  |  | 118533 | 639 | 79.2 | [8 empty] | 15 | Non Federally-Regulated | 12/08/1986 |  | 06/29/1987
Carrier Corp. | Carrier | 58DHB095-DC | Natural Gas | No Match |  | False | 1 |  | Down | No Match | No Match | No Match | No Match | No Match |  | No Match |  | 114000 | 94000 |  |  | 112705 | 978 | 82.3 | [8 empty] | 5 | Non Federally-Regulated | 01/27/1988 |  | 10/10/1989
Rheem Sales Company, Inc. | Montgomery Ward | SRM-54693 | Natural Gas | No Match | False | False | 1 |  | Up | No Match | No Match | No Match | No Match | No Match |  | No Match |  | 125000 | 95000 |  |  | 136521 | 632 | 68.8 | [8 empty] | 3 | Non Federally-Regulated | 04/02/1981 |  | 08/17/1983
Consolidated Industries Corp. | Addison Products | GPF3.0T050-1X | Natural Gas | No Match |  | True | 1 |  | Horizontal | No Match | No Match | No Match | No Match | No Match |  | No Match |  | 50000 | 38000 |  |  | 49283 | 420 | 78.3 | [8 empty] | 4 | Non Federally-Regulated | 01/27/1988 |  | 01/15/1989
Ducane | Carrier | 58EG060321 | LPG | No Match | False | False | 1 |  | Horizontal | No Match | No Match | No Match | No Match | No Match |  | No Match |  | 60000 | 41000 | 1160 | 520 | 52718 | 427 | 58 | [8 empty] | 5 | Non Federally-Regulated | 04/02/1981 |  | 03/11/1982
Magic Chef | Johnson | 3D60-OH-1 | Natural Gas | No Match | False | True | 1 |  | Horizontal | No Match | No Match | No Match | No Match | No Match |  | No Match |  | 60000 | 45000 | 1340 | 520 | 69097 | 655 | 68.9 | [8 empty] | 19 | Non Federally-Regulated | 04/02/1981 |  | 10/13/1981
Snyder General Corp. | Comfortmaker | *PGHA060G125-IL-** | LPG | No Match |  | True | 1 |  | Horizontal | No Match | No Match | No Match | No Match | No Match |  | No Match |  | 125000 | 93000 |  |  | 80919 | 522 | 76.1 | [8 empty] | 15 | Non Federally-Regulated | 01/27/1988 |  | 01/15/1989
BDP Co. | Day & Night | 397GAW060175 | Natural Gas | No Match | False | False | 1 |  | Up | No Match | No Match | No Match | No Match | No Match |  | No Match |  | 175000 | 128000 | 2000 | 1728 | 173503 | 990 | 71.9 | [8 empty] | 5 | Non Federally-Regulated | 07/26/1982 |  | 08/17/1983
Lennox Industries Inc. | Lennox | LF3E-330V-1 | Natural Gas | No Match | False | False | 3 |  | Horizontal | No Match | No Match | No Match | No Match | No Match |  | No Match |  | 330000 | 260700 | [14 empty] | Non Federally-Regulated | 08/17/1983 |  | 12/08/1986
Ducane | York | P-UED14N09301B | Natural Gas | No Match |  | False | 1 |  | Up | No Match | No Match | No Match | No Match | No Match |  | No Match |  | 100000 | 92000 |  |  | 86889 | 771 | 89.1 | [8 empty] | 4 | Non Federally-Regulated | 06/29/1987 |  | 01/15/1989
Rheem Sales Company, Inc. | Century | TGR-60-1X-100 | Natural Gas | No Match |  | True | 1 |  | Horizontal | No Match | No Match | No Match | No Match | No Match |  | No Match |  | 100000 | 76000 |  |  | 79634 | 750 | 77.2 | [8 empty] | 4 | Non Federally-Regulated | 06/29/1987 |  | 01/27/1988
Heil Quaker | Heil | NRGC30MAK02 | Natural Gas | No Match | False | True | 1 |  | Horizontal | No Match | No Match | No Match | No Match | No Match |  | No Match |  | 100000 | 71000 | 1200 | 940 | 89361 | 740 | 68.5 | [8 empty] | 1 | Non Federally-Regulated | 04/02/1981 |  | 10/13/1981
Rheem Sales Company, Inc. | Heat Controller | TGR-90-4E-225-L | Natural Gas | No Match |  | True | 3 |  | Horizontal | No Match | No Match | No Match | No Match | No Match |  | No Match |  | 225000 | 174740 |  |  | 196785 | 1720 | 77.6 | [8 empty] | 6 | Non Federally-Regulated | 03/15/1989 |  | 10/10/1989
Gaffers & Sattler | York | D4SM120G23546 | Natural Gas | No Match |  | True | 3 |  | Down | No Match | No Match | No Match | No Match | No Match |  | No Match |  | 235000 | 181185 | 4800 | 3200 | 221605 | 1679 | 75.3 | [8 empty] | 100 | Non Federally-Regulated | 06/29/1987 |  | 01/27/1988
Heil Quaker | Bard | PGA48A120(B) | Natural Gas | No Match |  | True | 1 |  | Horizontal | No Match | No Match | No Match | No Match | No Match |  | No Match |  | 100000 | 78886 | 2000 | 1675 | 97374 | 1274 | 77.4 | [8 empty] | 6 | Non Federally-Regulated | 12/08/1986 |  | 06/29/1987
Amana Refrigeration, Inc. | Amana | EPCG6012-1B (C) | LPG | No Match | False | True | 1 |  | Horizontal | No Match | No Match | No Match | No Match | No Match |  | No Match |  | 120000 | 99000 |  |  | 112800 | 456 | 83.5 | [8 empty] | 22 | Non Federally-Regulated | 07/26/1982 |  | 08/17/1983
Climate Control / Snyder General | Climate Control | *PGDA048G125-L** | LPG | No Match |  | True | 1 |  | Down | No Match | No Match | No Match | No Match | No Match |  | No Match |  | 125000 | 98000 |  |  | 118533 | 639 | 79.2 | [8 empty] | 15 | Non Federally-Regulated | 12/08/1986 |  | 06/29/1987
Carrier Corp. | Payne | 395BAW036060 | Natural Gas | No Match |  | False | 1 |  | Up | No Match | No Match | No Match | No Match | No Match |  | No Match |  | 71000 | 58000 |  |  | 66394 | 686 | 80.9 | [8 empty] | 5 | Non Federally-Regulated | 01/27/1988 |  | 10/10/1989
Luxaire | Westinghouse Electric | FGUF120FAN | Natural Gas | No Match | False | False | 1 |  | Up | No Match | No Match | No Match | No Match | No Match |  | No Match |  | 120000 | 94440 | 1530 | 1225 | 130069 | 770 | 70.3 | [8 empty] | 5 | Non Federally-Regulated | 04/02/1981 |  | 10/13/1981
Magic Chef | Johnson | 4D140-OH-3 | Natural Gas | No Match | False | True | 1 |  | Horizontal | No Match | No Match | No Match | No Match | No Match |  | No Match |  | 137435 | 105000 | 1850 | [13 empty] | Non Federally-Regulated | 08/17/1983 |  | 12/08/1986
Rheem Sales Company, Inc. | Ruud | URAB-06E30JR | Natural Gas | No Match | False | True | 1 |  | Horizontal | No Match | No Match | No Match | No Match | No Match |  | No Match |  | 59761 | 45000 | [14 empty] | Non Federally-Regulated | 08/17/1983 |  | 12/08/1986
SJC Corp. | Frigiking Tappan | UI080D16 | Natural Gas | No Match | False | False | 1 |  | Up | No Match | No Match | No Match | No Match | No Match |  | No Match |  | 80000 | 60000 | 1650 | 1420 | 68704 | 561 | 67.1 | [8 empty] | 0 | Non Federally-Regulated | 10/13/1981 |  | 07/26/1982
Rheem Sales Company, Inc. | Weatherking | GUWHE100B-D5HC | Natural Gas | No Match |  | False | 1 |  | Up | No Match | No Match | No Match | No Match | No Match |  | No Match |  | 100000 | 80000 |  |  | 97252 | 879 | 79.3 | [8 empty] | 4 | Non Federally-Regulated | 01/15/1989 |  | 10/10/1989
Rheem Sales Company, Inc. | Ruud | URGF-15E47DL* | Natural Gas | No Match |  | True | 1 |  | Horizontal | No Match | No Match | No Match | No Match | No Match |  | No Match |  | 150000 | 115000 |  |  | 140100 | 875 | 77.8 | [8 empty] | 4 | Non Federally-Regulated | 01/15/1989 |  | 03/15/1989
Consolidated Industries Corp. | Consolidated Industries Corp. | HAC100P(D,E,F,K)4R | LPG | No Match | False | True | 1 |  | Horizontal | No Match | No Match | No Match | No Match | No Match |  | No Match |  | 97345 | 77000 | [14 empty] | Non Federally-Regulated | 08/17/1983 |  | 12/08/1986
Snyder General Corp. | McQuay | *PGHA060H150-IM-** | Natural Gas | No Match |  | True | 1 |  | Horizontal | No Match | No Match | No Match | No Match | No Match |  | No Match |  | 150000 | 111000 |  |  | 142868 | 767 | 76.1 | [8 empty] | 15 | Non Federally-Regulated | 01/27/1988 |  | 01/15/1989
Amana Refrigeration, Inc. | Amana | EPCG3612-1D (A) | LPG | No Match |  | True | 1 |  | Horizontal | No Match | No Match | No Match | No Match | No Match |  | No Match |  | 80000 | 67000 |  |  | 74400 | 256 | 84.5 | [8 empty] | 22 | Non Federally-Regulated | 01/15/1989 |  | 03/15/1989
Rheem Sales Company, Inc. | Century | TGR30-1XB-50 | Natural Gas | No Match |  | True | 1 |  | Horizontal | No Match | No Match | No Match | No Match | No Match |  | No Match |  | 50000 | 39000 |  |  | 51134 | 390 | 78.8 | [8 empty] | 4 | Non Federally-Regulated | 03/15/1989 |  | 10/10/1989
BDP Co. | Payne | 394GAW024050 | Natural Gas | No Match | False | False | 1 |  | Up | No Match | No Match | No Match | No Match | No Match |  | No Match |  | 49738 | 38000 | 815 | [13 empty] | Non Federally-Regulated | 08/17/1983 |  | 12/08/1986
Borg Warner | York | 42ECW100GA | LPG | No Match | False | True | 1 |  | Horizontal | No Match | No Match | No Match | No Match | No Match |  | No Match |  | 100000 | 76900 | 1275 | 995 | 92105 | 518 | 70 | [8 empty] | 5 | Non Federally-Regulated | 07/26/1982 |  | 08/17/1983
Luxaire | Moncrief | 42ECW080UA | Natural Gas | No Match | False | True | 1 |  | Horizontal | No Match | No Match | No Match | No Match | No Match |  | No Match |  | 80000 | 64000 | 1275 | 995 | 88335 | 592 | 70 | [8 empty] | 5 | Non Federally-Regulated | 04/02/1981 |  | 10/13/1981
Rheem Sales Company, Inc. | Weatherking | GPE5.0T125-4 | Natural Gas | No Match |  | True | 1 |  | Horizontal | No Match | No Match | No Match | No Match | No Match |  | No Match |  | 125000 | 97000 |  |  | 116216 | 1445 | 78.4 | [8 empty] | 4 | Non Federally-Regulated | 01/15/1989 |  | 03/15/1989
Heil Quaker | Whirlpool | NRGF48FDB**(C) | Natural Gas | No Match |  | True | 1 |  | Horizontal | No Match | No Match | No Match | No Match | No Match |  | No Match |  | 145000 | 114777 | 1775 | 1550 | 138337 | 1210 | 77.8 | [8 empty] | 6 | Non Federally-Regulated | 01/15/1989 |  | 03/15/1989
Luxaire | Westinghouse Electric | IE036BDAON | LPG | No Match | False | True | 1 |  | Horizontal | No Match | No Match | No Match | No Match | No Match |  | No Match |  | 80000 | 62640 | 1275 | 920 | 87857 | 581 | 70 | [8 empty] | 5 | Non Federally-Regulated | 10/13/1981 |  | 03/11/1982
Borg Warner | Luxaire | PAFC-LD10N080 | Natural Gas | No Match | False | False | 1 |  | Up | No Match | No Match | No Match | No Match | No Match |  | No Match |  | 80263 | 61000 | 1020 | [13 empty] | Non Federally-Regulated | 08/17/1983 |  | 12/08/1986
Luxaire | Westinghouse Electric | 60ECW140WA | LPG | No Match | False | True | 1 |  | Horizontal | No Match | No Match | No Match | No Match | No Match |  | No Match |  | 140000 | 108220 | 2140 | 1790 | 131719 | 739 | 70 | [8 empty] | 5 | Non Federally-Regulated | 10/13/1981 |  | 03/11/1982
Climate Control / Snyder General | Climate Control | BPGHA036G075 | Natural Gas | No Match |  | True | 1 |  | Horizontal | No Match | No Match | No Match | No Match | No Match |  | No Match |  | 75000 | 55000 |  |  | 61990 | 327 | 76.5 | [8 empty] | 15 | Non Federally-Regulated | 12/08/1986 |  | 06/29/1987
Carrier Corp. | Day & Night | 579DP,DE090203 | Natural Gas | No Match |  | True | 1 |  | Down | No Match | No Match | No Match | No Match | No Match |  | No Match |  | 203000 | 160370 | 3700 | 3000 | 182370 | 1503 | 76 | [8 empty] | 0 | Non Federally-Regulated | 06/29/1987 |  | 01/27/1988
BDP Co. | Day & Night | 394GAW048100 | Natural Gas | No Match | False | False | 1 |  | Up | No Match | No Match | No Match | No Match | No Match |  | No Match |  | 100000 | 76000 | 1610 | 1234 | 79124 | 409 | 79.2 | [8 empty] | 11 | Non Federally-Regulated | 04/02/1981 |  | 10/13/1981
Magic Chef | Williams | 4D140-OH-1 | Natural Gas | No Match | False | True | 1 |  | Horizontal | No Match | No Match | No Match | No Match | No Match |  | No Match |  | 137435 | 105000 | 1850 | [13 empty] | Non Federally-Regulated | 08/17/1983 |  | 12/08/1986
Heil Quaker | Sears | 867.81551*(A) | Natural Gas | No Match |  | True | 1 |  | Horizontal | No Match | No Match | No Match | No Match | No Match |  | No Match |  | 80000 | 64472 | 2000 | 1675 | 75013 | 1170 | 79.7 | [8 empty] | 6 | Non Federally-Regulated | 06/29/1987 |  | 01/27/1988
Rheem Sales Company, Inc. | Rheem | RGYA-06EE-FR | Natural Gas | No Match |  | False | 1 |  | Horizontal | No Match | No Match | No Match | No Match | No Match |  | No Match |  | 60000 | 48000 |  |  | 58812 | 363 | 78.4 | [8 empty] | 4 | Non Federally-Regulated | 12/08/1986 |  | 10/10/1989
Heil Quaker | Bard | XH125D60AL | LPG | No Match |  | False | 1 |  | Up | No Match | No Match | No Match | No Match | No Match |  | No Match |  | 125000 | 109628 | 2010 | 1810 | 113265 | 1303 | 87.4 | [8 empty] | 2 | Non Federally-Regulated | 01/15/1989 |  | 10/10/1989
Heil Quaker | Sears | 867.8163 | LPG | No Match | False | True | 1 |  | Up | No Match | No Match | No Match | No Match | No Match |  | No Match |  | 94415 | 71000 | 200 | [13 empty] | Non Federally-Regulated | 08/17/1983 |  | 12/08/1986
Borg Warner | Moncrief | FCU120MAPA | LPG | No Match | False | False | 1 |  | Up | No Match | No Match | No Match | No Match | No Match |  | No Match |  | 120000 | 91000 |  |  | 114168 | 378 | 69.5 | [8 empty] | 2 | Non Federally-Regulated | 07/26/1982 |  | 08/17/1983
Borg Warner | Luxaire | 60ECW096WA | LPG | No Match | False | True | 1 |  | Horizontal | No Match | No Match | No Match | No Match | No Match |  | No Match |  | 96000 | 74016 | 2030 | 1890 | 87764 | 603 | 70 | [8 empty] | 5 | Non Federally-Regulated | 07/26/1982 |  | 08/17/1983
Amana Refrigeration, Inc. | Amana | EPCG6012-3C (C) | Natural Gas | No Match | False | True | 1 |  | Horizontal | No Match | No Match | No Match | No Match | No Match |  | No Match |  | 118421 | 99000 | [14 empty] | Non Federally-Regulated | 08/17/1983 |  | 12/08/1986
BDP Co. | Payne | 396GAY036075 | LPG | No Match | False | False | 1 |  | Down | No Match | No Match | No Match | No Match | No Match |  | No Match |  | 75521 | 58000 | 1255 | [13 empty] | Non Federally-Regulated | 08/17/1983 |  | 12/08/1986
Carrier Corp. | Day & Night | 579J(P,E)060125 | Natural Gas | No Match |  | True | 1 |  | Down | No Match | No Match | No Match | No Match | No Match |  | No Match |  | 125000 | 94000 |  |  | 123921 | 870 | 75.7 | [8 empty] | 3 | Non Federally-Regulated | 12/08/1986 |  | 06/29/1987
Heil Quaker | Heil | NRGC30HAK02 | Natural Gas | No Match | False | True | 1 |  | Horizontal | No Match | No Match | No Match | No Match | No Match |  | No Match |  | 125000 | 88000 | 1420 | 980 | 110076 | 826 | 69.9 | [8 empty] | 1 | Non Federally-Regulated | 10/13/1981 |  | 03/11/1982
Sunbeam Air Conditioning | Sunbeam Air Conditioning | 226*-060-3*E-*3 | Natural Gas | No Match |  | True | 1 |  | Down | No Match | No Match | No Match | No Match | No Match |  | No Match |  | 140000 | 110600 | 2200 | 1800 | 119840 | 775 | 77.4 | [8 empty] | 4 | Non Federally-Regulated | 01/27/1988 |  | 01/15/1989
Lennox Industries Inc. | Lennox | G12Q4E-50 | Natural Gas | No Match | False | False | 1 |  | Up | No Match | No Match | No Match | No Match | No Match |  | No Match |  | 50000 | 40000 | 1510 | 1030 | 40626 | 553 | 74.2 | [8 empty] | 3 | Non Federally-Regulated | 04/02/1981 |  | 08/17/1983
Heil Quaker | Dayton | 3E286* | Natural Gas | No Match | False | False | 1 |  | Horizontal | No Match | No Match | No Match | No Match | No Match |  | No Match |  | 79739 | 61000 | 1160 | [13 empty] | Non Federally-Regulated | 08/17/1983 |  | 12/08/1986
Magic Chef | Gaffers & Sattler | EG8D60DC48-1 | Natural Gas | No Match |  | False | 1 |  | Horizontal | No Match | No Match | No Match | No Match | No Match |  | No Match |  | 60000 | 47000 |  |  | 60574 | 630 | 75 | [8 empty] | 3 | Non Federally-Regulated | 12/08/1986 |  | 06/29/1987
Borg Warner | Luxaire | 36ECW060GA | Natural Gas | No Match | False | True | 1 |  | Horizontal | No Match | No Match | No Match | No Match | No Match |  | No Match |  | 60000 | 46200 | 1275 | 920 | 66991 | 591 | 68.3 | [8 empty] | 5 | Non Federally-Regulated | 07/26/1982 |  | 08/17/1983
Consolidated Industries Corp. | Addison Products | GPE3.5T075-3 | Natural Gas | No Match |  | True | 1 |  | Horizontal | No Match | No Match | No Match | No Match | No Match |  | No Match |  | 75000 | 58000 |  |  | 67229 | 755 | 79.1 | [8 empty] | 4 | Non Federally-Regulated | 01/27/1988 |  | 01/15/1989
Consolidated Industries Corp. | Friedrich | GHB075NOAI | Natural Gas | No Match | False | True | 1 |  | Horizontal | No Match | No Match | No Match | No Match | No Match |  | No Match |  | 72983 | 57000 | [14 empty] | Non Federally-Regulated | 08/17/1983 |  | 12/08/1986
BDP Co. | Day & Night | 397GAW048100 | Natural Gas | No Match | False | False | 1 |  | Up | No Match | No Match | No Match | No Match | No Match |  | No Match |  | 100000 | 78000 | 1610 | [13 empty] | Non Federally-Regulated | 08/17/1983 |  | 12/08/1986
Heil Quaker | Sears | 867.7637 | Natural Gas | No Match | False | False | 1 |  | Up | No Match | No Match | No Match | No Match | No Match |  | No Match |  | 105000 | 80000 | 1155 | 700 | 111511 | 692 | 69.6 | [8 empty] | 1 | Non Federally-Regulated | 10/13/1981 |  | 08/17/1983
York International | York | P1NUD08N06301B | Natural Gas | No Match |  | False | 1 |  | Up | No Match | No Match | No Match | No Match | No Match |  | No Match |  | 73500 | 60600 | 830 | 625 | 74300 | 516 | 81.8 | [9 empty] | Non Federally-Regulated | 01/15/1989 |  | 10/10/1989
Luxaire | Moncrief | 100CE42BNL | Natural Gas | No Match | False | False | 1 |  | Up | No Match | No Match | No Match | No Match | No Match |  | No Match |  | 100000 | 76100 | 1320 | 965 | 84845 | 748 | 74.1 | [8 empty] | 11 | Non Federally-Regulated | 10/13/1981 |  | 03/11/1982
Magic Chef | Williams | 2.5C60-5 | Natural Gas | No Match | False | True | 1 |  | Horizontal | No Match | No Match | No Match | No Match | No Match |  | No Match |  | 59055 | 45000 | 975 | [13 empty] | Non Federally-Regulated | 08/17/1983 |  | 12/08/1986
Magic Chef | Airease | 4A140-OH-1-5 | Natural Gas | No Match | False | True | 1 |  | Horizontal | No Match | No Match | No Match | No Match | No Match |  | No Match |  | 137435 | 105000 | 1850 | [13 empty] | Non Federally-Regulated | 08/17/1983 |  | 12/08/1986
Heil Quaker | Bard | PGA60B145(A) | Natural Gas | No Match |  | True | 1 |  | Horizontal | No Match | No Match | No Match | No Match | No Match |  | No Match |  | 80000 | 65700 | 1775 | 1550 | 74336 | 1034 | 82.4 | [8 empty] | 6 | Non Federally-Regulated | 06/29/1987 |  | 01/27/1988
Snyder General Corp. | McQuay | EPGHA060G100-L | LPG | No Match |  | True | 1 |  | Horizontal | No Match | No Match | No Match | No Match | No Match |  | No Match |  | 100000 | 74000 |  |  | 80919 | 408 | 77.4 | [8 empty] | 15 | Non Federally-Regulated | 12/08/1986 |  | 06/29/1987
Rheem Sales Company, Inc. | Ruud | UGMA-08EA | Natural Gas | No Match | False | False | 1 |  | Down | No Match | No Match | No Match | No Match | No Match |  | No Match |  | 80000 | 61000 |  |  | 91648 | 542 | 67.9 | [8 empty] | 3 | Non Federally-Regulated | 04/02/1981 |  | 08/17/1983
Borg Warner | Borg Warner | 80HCDAC | LPG | No Match | False | True | 1 |  | Horizontal | No Match | No Match | No Match | No Match | No Match |  | No Match |  | 80000 | 63440 | 946 | 752 | 86336 | 940 | 69.1 | [8 empty] | 2 | Non Federally-Regulated | 07/26/1982 |  | 08/17/1983
Luxaire | Luxaire | 42ECW080UA | Natural Gas | No Match | False | True | 1 |  | Horizontal | No Match | No Match | No Match | No Match | No Match |  | No Match |  | 80000 | 64000 | 1275 | 995 | 88335 | 592 | 70 | [8 empty] | 5 | Non Federally-Regulated | 10/13/1981 |  | 03/11/1982
Heil Quaker | Whirlpool | NUGK100AH** | Natural Gas | No Match |  | False | 1 |  | Up | No Match | No Match | No Match | No Match | No Match |  | No Match |  | 100000 | 88770 | 1490 | 1335 | 86785 | 696 | 89.2 | [8 empty] | 2 | Non Federally-Regulated | 12/08/1986 |  | 10/10/1989
BDP Co. | Payne | 394GAW024075 | Natural Gas | No Match | False | False | 1 |  | Up | No Match | No Match | No Match | No Match | No Match |  | No Match |  | 75000 | 54000 | 800 | 793 | 77944 | 415 | 70.1 | [8 empty] | 5 | Non Federally-Regulated | 07/26/1982 |  | 08/17/1983
Magic Chef | Airease | U100-2 | Natural Gas | No Match | False | False | 1 |  | Up | No Match | No Match | No Match | No Match | No Match |  | No Match |  | 106525 | 80000 | [14 empty] | Non Federally-Regulated | 08/17/1983 |  | 12/08/1986
Magic Chef | Gaffers & Sattler | EMG-60C5-4 | Natural Gas | No Match | False | False | 1 |  | Up | No Match | No Match | No Match | No Match | No Match |  | No Match |  | 60000 | 48000 | 1990 | 1400 | 64214 | 589 | 70.5 | [8 empty] | 19 | Non Federally-Regulated | 04/02/1981 |  | 08/17/1983
Heil Quaker | Whirlpool | NHGA060AF01 | Natural Gas | No Match | False | False | 1 |  | Horizontal | No Match | No Match | No Match | No Match | No Match |  | No Match |  | 60000 | 46000 | 1160 | 760 | 65861 | 515 | 70.2 | [8 empty] | 1 | Non Federally-Regulated | 04/02/1981 |  | 08/17/1983
Magic Chef | Airease | EG6A40DC24-5 | Natural Gas | No Match | False | False | 1 |  | Up | No Match | No Match | No Match | No Match | No Match |  | No Match |  | 39950 | 32000 | 840 | [13 empty] | Non Federally-Regulated | 08/17/1983 |  | 12/08/1986
Carrier Corp. | Carrier | 48DP0165,6 | Natural Gas | No Match |  | True | 3 |  | Down | No Match | No Match | No Match | No Match | No Match |  | No Match |  | 231000 | 183000 | 7500 | 4500 | 225000 | 1936 | 75.3 | [8 empty] | 5 | Non Federally-Regulated | 12/08/1986 |  | 06/29/1987
Magic Chef | Armstrong | 3D-60-OH-3 | Natural Gas | No Match | False | True | 1 |  | Horizontal | No Match | No Match | No Match | No Match | No Match |  | No Match |  | 60000 | 45000 | 1340 | 520 | 69097 | 259 | 68.9 | [8 empty] | 19 | Non Federally-Regulated | 07/26/1982 |  | 08/17/1983
Ducane | General Electric | BLH060FK36A1 | Natural Gas | No Match | False | True | 1 |  | Horizontal | No Match | No Match | No Match | No Match | No Match |  | No Match |  | 60000 | 41000 | 1160 | 520 | 52718 | 427 | 58 | [8 empty] | 5 | Non Federally-Regulated | 04/02/1981 |  | 10/13/1981
Heil Quaker | Amana | GSE80DGR3 | Natural Gas | No Match | False | True | 1 |  | Horizontal | No Match | No Match | No Match | No Match | No Match |  | No Match |  | 80000 | 59000 | 1160 | 760 | 70877 | 538 | 65.2 | [8 empty] | 1 | Non Federally-Regulated | 10/13/1981 |  | 03/11/1982
Carrier Corp. | Payne | 397HAW036040 | Natural Gas | No Match |  | False | 1 |  | Up | No Match | No Match | No Match | No Match | No Match |  | No Match |  | 48000 | 37000 |  |  | 49096 | 669 | 76.9 | [8 empty] | 5 | Non Federally-Regulated | 12/08/1986 |  | 06/29/1987
Heil Quaker | Heil Quaker | NRGF48EDH**(B) | Natural Gas | No Match |  | True | 1 |  | Horizontal | No Match | No Match | No Match | No Match | No Match |  | No Match |  | 100000 | 78886 | 2000 | 1675 | 97374 | 1274 | 77.4 | [8 empty] | 6 | Non Federally-Regulated | 03/15/1989 |  | 10/10/1989
Luxaire | Moncrief | GCH076DF | Natural Gas | No Match | False | True | 1 |  | Horizontal | No Match | No Match | No Match | No Match | No Match |  | No Match |  | 76000 | 58976 | 775 | 650 | 81637 | 522 | 65.5 | [8 empty] | 5 | Non Federally-Regulated | 10/13/1981 |  | 03/11/1982
Luxaire | Westinghouse Electric | FGHF060EAN | Natural Gas | No Match | False | True | 1 |  | Horizontal | No Match | No Match | No Match | No Match | No Match |  | No Match |  | 60000 | 47760 | 1190 | 700 | 65522 | 792 | 67.9 | [8 empty] | 5 | Non Federally-Regulated | 04/02/1981 |  | 10/13/1981
Borg Warner | Luxaire | FCU100RAPA | LPG | No Match | False | False | 1 |  | Up | No Match | No Match | No Match | No Match | No Match |  | No Match |  | 99476 | 76000 | 1300 | [13 empty] | Non Federally-Regulated | 08/17/1983 |  | 12/08/1986
Heil Quaker | Whirlpool | NRGF48FDB**(B) | LPG | No Match |  | True | 1 |  | Horizontal | No Match | No Match | No Match | No Match | No Match |  | No Match |  | 130000 | 103046 | 1775 | 1550 | 117468 | 1126 | 78.3 | [8 empty] | 6 | Non Federally-Regulated | 06/29/1987 |  | 01/27/1988
Heil Quaker | Whirlpool | NUGB080AF01 | Natural Gas | No Match | False | False | 1 |  | Up | No Match | No Match | No Match | No Match | No Match |  | No Match |  | 80000 | 60000 | 1360 | 900 | 91303 | 583 | 68 | [8 empty] | 1 | Non Federally-Regulated | 10/13/1981 |  | 08/17/1983
Rheem Sales Company, Inc. | Rheem | RGAA-12KA | Natural Gas | No Match | False | False | 1 |  | Up | No Match | No Match | No Match | No Match | No Match |  | No Match |  | 125000 | 94000 |  |  | 138940 | 843 | 67.1 | [8 empty] | 3 | Non Federally-Regulated | 04/02/1981 |  | 08/17/1983
Rheem Sales Company, Inc. | Century | TGR-36-1F-70 | Natural Gas | No Match |  | True | 1 |  | Horizontal | No Match | No Match | No Match | No Match | No Match |  | No Match |  | 75000 | 58000 |  |  | 68444 | 745 | 78.2 | [8 empty] | 4 | Non Federally-Regulated | 03/15/1989 |  | 10/10/1989
Gaffers & Sattler | York | D1YD030N06006A | Natural Gas | No Match | False | True | 1 |  | Horizontal | No Match | No Match | No Match | No Match | No Match |  | No Match |  | 60000 | 43000 | 975 | 520 | 69096 | 533 | 67.9 | [8 empty] | 19 | Non Federally-Regulated | 10/13/1981 |  | 03/11/1982
Amana Refrigeration, Inc. | Amana | EPCG2408-1E (B) | Natural Gas | No Match |  | True | 1 |  | Horizontal | No Match | No Match | No Match | No Match | No Match |  | No Match |  | 100000 | 83000 |  |  | 95500 | 329 | 82.3 | [8 empty] | 22 | Non Federally-Regulated | 01/27/1988 |  | 01/15/1989
Consolidated Industries Corp. | Pacific / Air | GHB60D-61A | LPG | No Match | False | True | 1 |  | Horizontal | No Match | No Match | No Match | No Match | No Match |  | No Match |  | 55199 | 43000 | [14 empty] | Non Federally-Regulated | 08/17/1983 |  | 12/08/1986
Rheem Sales Company, Inc. | Rheem | RGUG-10EA-JV | LPG | No Match |  | False | 1 |  | Horizontal | No Match | No Match | No Match | No Match | No Match |  | No Match |  | 100000 | 81000 |  |  | 100459 | 1041 | 76.2 | [8 empty] | 4 | Non Federally-Regulated | 01/27/1988 |  | 10/10/1989
Clare Brothers | Clare Brothers | HEHF-80 | LPG | No Match |  | False | 1 |  | Horizontal | No Match | No Match | No Match | No Match | No Match |  | No Match |  | 80000 | 75000 | 1600 |  | 98400 | 688 | 92.8 | [8 empty] | 0 | Non Federally-Regulated | 01/27/1988 |  | 10/10/1989
Rheem Sales Company, Inc. | Heat Controller | TGR-60-1XA-100 | Natural Gas | No Match |  | True | 1 |  | Horizontal | No Match | No Match | No Match | No Match | No Match |  | No Match |  | 100000 | 76000 |  |  | 79634 | 750 | 77.2 | [8 empty] | 4 | Non Federally-Regulated | 01/15/1989 |  | 03/15/1989
BDP Co. | Day & Night | 394GAW000100 | Natural Gas | No Match | False | False | 1 |  | Up | No Match | No Match | No Match | No Match | No Match |  | No Match |  | 100000 | 76000 |  |  | 79310 | 366 | 79.2 | [8 empty] | 11 | Non Federally-Regulated | 04/02/1981 |  | 10/13/1981
Carrier Corp. | Day & Night | 395BAW024060 | LPG | No Match |  | False | 1 |  | Up | No Match | No Match | No Match | No Match | No Match |  | No Match |  | 71000 | 58000 |  |  | 67491 | 426 | 80.9 | [8 empty] | 5 | Non Federally-Regulated | 01/27/1988 |  | 01/15/1989
Lennox Industries Inc. | Lennox | 012Q4-140 | Oil | No Match | False | False | 1 |  | Up | No Match | No Match | No Match | No Match | No Match |  | No Match |  | 140000 | 107000 | 1630 | 1090 | 119081 | 1255 | 77.1 | [8 empty] | 3 | Non Federally-Regulated | 07/26/1982 |  | 08/17/1983
York International | Fraser Johnston | P-UED14N05701A | Natural Gas | No Match |  | False | 1 |  | Up | No Match | No Match | No Match | No Match | No Match |  | No Match |  | 60000 | 56000 |  |  | 50010 | 763 | 90.8 | [8 empty] | 4 | Non Federally-Regulated | 06/29/1987 |  | 01/15/1989
Snyder General Corp. | Comfortmaker | *PGDA048F100-IL-** | LPG | No Match |  | True | 1 |  | Down | No Match | No Match | No Match | No Match | No Match |  | No Match |  | 100000 | 79000 |  |  | 97887 | 470 | 80.2 | [8 empty] | 15 | Non Federally-Regulated | 01/27/1988 |  | 01/15/1989
Consolidated Industries Corp. | Addison Products | GPE2.5T050-1X | Natural Gas | No Match |  | True | 1 |  | Horizontal | No Match | No Match | No Match | No Match | No Match |  | No Match |  | 50000 | 39000 |  |  | 51134 | 390 | 78.8 | [8 empty] | 4 | Non Federally-Regulated | 06/29/1987 |  | 01/27/1988
Amana Refrigeration, Inc. | Amana | EPCG4212-1D (A) | Natural Gas | No Match |  | True | 1 |  | Horizontal | No Match | No Match | No Match | No Match | No Match |  | No Match |  | 80000 | 68000 |  |  | 74646 | 347 | 84 | [8 empty] | 22 | Non Federally-Regulated | 01/15/1989 |  | 03/15/1989
Amana Refrigeration, Inc. | Amana | EPCG6017-3B (C) | Natural Gas | No Match | False | True | 1 |  | Horizontal | No Match | No Match | No Match | No Match | No Match |  | No Match |  | 170000 | 143426 |  |  | 149422 | 1001 | 83.2 | [8 empty] | 22 | Non Federally-Regulated | 04/02/1981 |  | 10/13/1981
Rheem Sales Company, Inc. | Weatherking | GPE4.0T150-4 | Natural Gas | No Match |  | True | 1 |  | Horizontal | No Match | No Match | No Match | No Match | No Match |  | No Match |  | 150000 | 115000 |  |  | 140100 | 875 | 77.8 | [8 empty] | 4 | Non Federally-Regulated | 01/15/1989 |  | 03/15/1989
Rheem Sales Company, Inc. | Rheem | RGUG-03NA-CT | LPG | No Match |  | False | 1 |  | Horizontal | No Match | No Match | No Match | No Match | No Match |  | No Match |  | 34000 | 27000 |  |  | 39318 | 472 | 77.3 | [8 empty] | 4 | Non Federally-Regulated | 01/27/1988 |  | 10/10/1989
Rheem Sales Company, Inc. | Rheem | RGMA-10KC | Natural Gas | No Match | False | False | 1 |  | Down | No Match | No Match | No Match | No Match | No Match |  | No Match |  | 100000 | 75000 |  |  | 91544 | 534 | 68 | [8 empty] | 4 | Non Federally-Regulated | 04/02/1981 |  | 08/17/1983
Rheem Sales Company, Inc. | Rheem | RRGF-12E47CL* | Natural Gas | No Match |  | True | 1 |  | Horizontal | No Match | No Match | No Match | No Match | No Match |  | No Match |  | 125000 | 97000 |  |  | 118760 | 910 | 78.3 | [8 empty] | 4 | Non Federally-Regulated | 01/27/1988 |  | 01/15/1989
Amana Refrigeration, Inc. | Amana | ERGW0012-1A(A)W/EBWC | LPG | No Match |  | True | 1 |  | Horizontal | No Match | No Match | No Match | No Match | No Match |  | No Match |  | 80000 | 67000 | 1375 | 880 | 73920 | 320 | 84.2 | [8 empty] | 0 | Non Federally-Regulated | 06/29/1987 |  | 01/27/1988
Rheem Sales Company, Inc. | Heat Controller | TGR-48-3E-150 | Natural Gas | No Match |  | True | 1 |  | Horizontal | No Match | No Match | No Match | No Match | No Match |  | No Match |  | 150000 | 115000 |  |  | 140100 | 875 | 77.8 | [8 empty] | 4 | Non Federally-Regulated | 06/29/1987 |  | 01/27/1988
Borg Warner | Fraser Johnston | GCU110EF | LPG | No Match | False | False | 1 |  | Up | No Match | No Match | No Match | No Match | No Match |  | No Match |  | 110519 | 83000 | 935 | [13 empty] | Non Federally-Regulated | 08/17/1983 |  | 12/08/1986
Carrier Corp. | Day & Night | 398BAW036060 | Natural Gas | No Match |  | False | 1 |  | Up | No Match | No Match | No Match | No Match | No Match |  | No Match |  | 63000 | 59000 |  |  | 58163 | 103 | 93.6 | [8 empty] | 15 | Non Federally-Regulated | 01/15/1989 |  | 10/10/1989
Consolidated Industries Corp. | Sun Dial | HAC050NF3R | LPG | No Match | False | False | 1 |  | Horizontal | No Match | No Match | No Match | No Match | No Match |  | No Match |  | 50184 | 41000 | [14 empty] | Non Federally-Regulated | 08/17/1983 |  | 12/08/1986
Rheem Sales Company, Inc. | Comfortmaker | DGHE040A012-AIM | Natural Gas | No Match |  | False | 1 |  | Horizontal | No Match | No Match | No Match | No Match | No Match |  | No Match |  | 40000 | 31560 | 1220 | 740 | 40800 | 425 | 76.9 | [8 empty] | 0 | Non Federally-Regulated | 01/27/1988 |  | 01/15/1989
Heil Quaker | Dayton | 3C588(B) | Natural Gas | No Match |  | True | 1 |  | Horizontal | No Match | No Match | No Match | No Match | No Match |  | No Match |  | 100000 | 81500 | 2000 | 1675 | 97388 | 1267 | 77.4 | [8 empty] | 6 | Non Federally-Regulated | 12/08/1986 |  | 06/29/1987
Luxaire | Moncrief | 48ECW120WA | Natural Gas | No Match | False | True | 1 |  | Horizontal | No Match | No Match | No Match | No Match | No Match |  | No Match |  | 120000 | 91800 | 1880 | 1560 | 114916 | 554 | 70 | [8 empty] | 5 | Non Federally-Regulated | 10/13/1981 |  | 03/11/1982
Consolidated Industries Corp. | Bard | HG140D-2E | Natural Gas | No Match | False | True | 1 |  | Horizontal | No Match | No Match | No Match | No Match | No Match |  | No Match |  | 137662 | 106000 | [14 empty] | Non Federally-Regulated | 08/17/1983 |  | 12/08/1986
Heil Quaker | Heil | NDGF060AH01* | Natural Gas | No Match | False | False | 1 |  | Down | No Match | No Match | No Match | No Match | No Match |  | No Match |  | 60000 | 47000 |  | 1600 | 56982 | 708 | 80.1 | [8 empty] | 6 | Non Federally-Regulated | 10/13/1981 |  | 03/11/1982
BDP Co. | Payne | 394GAW048060 | Natural Gas | No Match | False | False | 1 |  | Up | No Match | No Match | No Match | No Match | No Match |  | No Match |  | 75000 | 57000 | 1600 | 1235 | 68931 | 428 | 79.2 | [8 empty] | 11 | Non Federally-Regulated | 10/13/1981 |  | 03/11/1982
Rheem Sales Company, Inc. | Square D | PN3.0-31CM0600H7 | LPG | No Match | False | True | 1 |  | Horizontal | No Match | No Match | No Match | No Match | No Match |  | No Match |  | 60150 | 48000 | [14 empty] | Non Federally-Regulated | 08/17/1983 |  | 12/08/1986
BDP Co. | Day & Night | 585CJ024075 | Natural Gas | No Match | False | True | 1 |  | Horizontal | No Match | No Match | No Match | No Match | No Match |  | No Match |  | 75000 | 57000 | 915 | 765 | 77135 | 514 | 70.4 | [8 empty] | 3 | Non Federally-Regulated | 10/13/1981 |  | 03/11/1982
Consolidated Industries Corp. | Addison Products | GPE3.5T100-3 | Natural Gas | No Match |  | True | 1 |  | Horizontal | No Match | No Match | No Match | No Match | No Match |  | No Match |  | 100000 | 78000 |  |  | 97498 | 810 | 79.3 | [8 empty] | 4 | Non Federally-Regulated | 06/29/1987 |  | 01/27/1988
Snyder General Corp. | Arcoaire | *GDE090A016*I* | Natural Gas | No Match |  | False | 1 |  | Down | No Match | No Match | No Match | No Match | No Match |  | No Match |  | 90000 | 12000 | 1670 | 1190 | 82329 | 558 | 75.5 | [8 empty] | 3 | Non Federally-Regulated | 01/15/1989 |  | 10/10/1989
Rheem Sales Company, Inc. | Heat Controller | TGR-60-4E-150 | Natural Gas | No Match |  | True | 1 |  | Horizontal | No Match | No Match | No Match | No Match | No Match |  | No Match |  | 150000 | 117000 |  |  | 137154 | 1435 | 78.2 | [8 empty] | 4 | Non Federally-Regulated | 12/08/1986 |  | 06/29/1987
Sunbeam Air Conditioning | Sunbeam Air Conditioning | 226*-060-1*C-*3 | Natural Gas | No Match |  | True | 1 |  | Down | No Match | No Match | No Match | No Match | No Match |  | No Match |  | 95000 | 73150 | 2200 | 1800 | 81795 | 607 | 75.4 | [8 empty] | 4 | Non Federally-Regulated | 01/27/1988 |  | 01/15/1989
BDP Co. | Payne | 394GAW000150 | LPG | No Match | False | False | 1 |  | Up | No Match | No Match | No Match | No Match | No Match |  | No Match |  | 150000 | 107000 |  |  | 133455 | 745 | 70.1 | [8 empty] | 5 | Non Federally-Regulated | 07/26/1982 |  | 08/17/1983
Amana Refrigeration, Inc. | Amana | EPCG4212-1D (A) | Natural Gas | No Match |  | True | 1 |  | Horizontal | No Match | No Match | No Match | No Match | No Match |  | No Match |  | 80000 | 68000 |  |  | 74646 | 347 | 84 | [8 empty] | 22 | Non Federally-Regulated | 06/29/1987 |  | 01/27/1988
Heil Quaker | Whirlpool | NRGF48ECH**(A) | Natural Gas | No Match |  | True | 1 |  | Horizontal | No Match | No Match | No Match | No Match | No Match |  | No Match |  | 80000 | 66720 | 2000 | 1675 | 75040 | 1164 | 79.7 | [8 empty] | 6 | Non Federally-Regulated | 03/15/1989 |  | 10/10/1989
BDP Co. | Carrier | 58GS125-4 | Natural Gas | No Match | False | False | 1 |  | Up | No Match | No Match | No Match | No Match | No Match |  | No Match |  | 125000 | 96000 | 2110 | 1543 | 134829 | 898 | 69 | [8 empty] | 5 | Non Federally-Regulated | 04/02/1981 |  | 10/13/1981
Heil Quaker | Heil Quaker | NLOD084AF** | Oil | No Match |  | False | 1 |  | Up | No Match | No Match | No Match | No Match | No Match |  | No Match |  | 105000 | 83454 | 1225 | 850 | 99154 | 600 | 79.8 | [8 empty] | 1 | Non Federally-Regulated | 01/15/1989 |  | 10/10/1989
Rheem Sales Company, Inc. | Arcoaire | *PGHA060F100-IN-** | Natural Gas | No Match |  | True | 1 |  | Horizontal | No Match | No Match | No Match | No Match | No Match |  | No Match |  | 100000 | 74000 |  |  | 80919 | 408 | 77.4 | [8 empty] | 15 | Non Federally-Regulated | 01/27/1988 |  | 01/15/1989
Magic Chef | Gaffers & Sattler | 3A100-OH-1-6 | Natural Gas | No Match | False | True | 1 |  | Horizontal | No Match | No Match | No Match | No Match | No Match |  | No Match |  | 97911 | 75000 | 1340 | [13 empty] | Non Federally-Regulated | 08/17/1983 |  | 12/08/1986
BDP Co. | Day & Night | 396GAW000125 | LPG | No Match | False | False | 1 |  | Down | No Match | No Match | No Match | No Match | No Match |  | No Match |  | 117188 | 90000 | [14 empty] | Non Federally-Regulated | 08/17/1983 |  | 12/08/1986
Sunbeam Air Conditioning | Sunbeam Air Conditioning | RBG-1802-33-2802-HC | Natural Gas | No Match |  | True | 3 |  | Horizontal | No Match | No Match | No Match | No Match | No Match |  | No Match |  | 280000 | 224000 | 6000 | 5250 | 257320 | 2522 | 77.6 | [8 empty] | 4 | Non Federally-Regulated | 12/08/1986 |  | 06/29/1987
Rheem Sales Company, Inc. | Ruud | UGBC-10KC | Natural Gas | No Match | False | False | 1 |  | Up | No Match | No Match | No Match | No Match | No Match |  | No Match |  | 100000 | 78000 |  |  | 109982 | 672 | 70.7 | [8 empty] | 4 | Non Federally-Regulated | 04/02/1981 |  | 08/17/1983
Phoenix Manufacturing, Inc. | Frigiking Tappan | RT 60-125-31T | Natural Gas | No Match | False | True | 1 |  | Horizontal | No Match | No Match | No Match | No Match | No Match |  | No Match |  | 125000 | 96250 | 1950 | [13 empty] | Non Federally-Regulated | 08/17/1983 |  | 12/08/1986
Rheem Sales Company, Inc. | Ruud | UGGC-12EC-** | Natural Gas | No Match | False | False | 1 |  | Up | No Match | No Match | No Match | No Match | No Match |  | No Match |  | 125165 | 95000 | [14 empty] | Non Federally-Regulated | 08/17/1983 |  | 12/08/1986
Lennox Industries Inc. | Lennox | G12Q4E-60 | Natural Gas | No Match | False | False | 1 |  | Up | No Match | No Match | No Match | No Match | No Match |  | No Match |  | 60226 | 48000 | 1510 | [13 empty] | Non Federally-Regulated | 08/17/1983 |  | 12/08/1986
Carrier Corp. | Day & Night | 585JJ036125 | Natural Gas | No Match |  | True | 1 |  | Horizontal | No Match | No Match | No Match | No Match | No Match |  | No Match |  | 125000 | 97000 |  |  | 124629 | 695 | 75.2 | [8 empty] | 3 | Non Federally-Regulated | 12/08/1986 |  | 06/29/1987
BDP Co. | Carrier | 58DR150-F* | LPG | No Match | False | False | 1 |  | Down | No Match | No Match | No Match | No Match | No Match |  | No Match |  | 150000 | 115000 | 2075 | 1850 | 157138 | 988 | 69.2 | [8 empty] | 5 | Non Federally-Regulated | 04/02/1981 |  | 10/13/1981
Consolidated Industries Corp. | Addison Products | GPE2.0T075-1 | Natural Gas | No Match |  | True | 1 |  | Horizontal | No Match | No Match | No Match | No Match | No Match |  | No Match |  | 75000 | 58000 |  |  | 69642 | 475 | 78 | [8 empty] | 4 | Non Federally-Regulated | 12/08/1986 |  | 06/29/1987
Borg Warner | Luxaire | FCU140HAPA | LPG | No Match | False | False | 1 |  | Up | No Match | No Match | No Match | No Match | No Match |  | No Match |  | 140000 | 107000 | 1770 | 1350 | 135492 | 721 | 68.5 | [8 empty] | 5 | Non Federally-Regulated | 07/26/1982 |  | 08/17/1983
Magic Chef | Johnson | 4A140-OH-3-5 | Natural Gas | No Match | False | True | 1 |  | Horizontal | No Match | No Match | No Match | No Match | No Match |  | No Match |  | 140000 | 105000 | 1850 | 1850 | 131871 | 659 | 68.2 | [8 empty] | 19 | Non Federally-Regulated | 04/02/1981 |  | 10/13/1981
Rheem Sales Company, Inc. | Rheem | RRGG-07E42JK* | Natural Gas | No Match |  | True | 1 |  | Horizontal | No Match | No Match | No Match | No Match | No Match |  | No Match |  | 75000 | 58000 |  |  | 67229 | 755 | 79.1 | [8 empty] | 4 | Non Federally-Regulated | 03/15/1989 |  | 10/10/1989
Heil Quaker | Sears | 867.76367* | Natural Gas | No Match | False | False | 1 |  | Horizontal | No Match | No Match | No Match | No Match | No Match |  | No Match |  | 150396 | 114000 | 2025 | [13 empty] | Non Federally-Regulated | 08/17/1983 |  | 12/08/1986
York International | Fraser Johnston | DANG-F024N040A | Natural Gas | No Match |  | True | 1 |  | Horizontal | No Match | No Match | No Match | No Match | No Match |  | No Match |  | 40000 | 31000 | 837 | 731 | 38446 | 311 | 80 | [8 empty] | 3 | Non Federally-Regulated | 03/15/1989 |  | 10/10/1989
Heil Quaker | Whirlpool | WUGE060AG** | Natural Gas | No Match | False | False | 1 |  | Up | No Match | No Match | No Match | No Match | No Match |  | No Match |  | 60000 | 47000 | 1325 | 770 | 58740 | 497 | 78.4 | [8 empty] | 2 | Non Federally-Regulated | 07/26/1982 |  | 08/17/1983
Amana Refrigeration, Inc. | Amana | EPCG6012-3B (A) | Natural Gas | No Match | False | True | 1 |  | Horizontal | No Match | No Match | No Match | No Match | No Match |  | No Match |  | 78886 | 68000 | [14 empty] | Non Federally-Regulated | 08/17/1983 |  | 12/08/1986
Magic Chef | Gaffers & Sattler | 5D120-OH-3 | Natural Gas | No Match | False | True | 1 |  | Horizontal | No Match | No Match | No Match | No Match | No Match |  | No Match |  | 117801 | 90000 | 1950 | [13 empty] | Non Federally-Regulated | 08/17/1983 |  | 12/08/1986
BDP Co. | Carrier | 48GH04250X | LPG | No Match | False | True | 1 |  | Horizontal | No Match | No Match | No Match | No Match | No Match |  | No Match |  | 100000 | 75000 | 1670 | 1310 | 87245 | 774 | 70.4 | [8 empty] | 3 | Non Federally-Regulated | 07/26/1982 |  | 08/17/1983
Rheem Sales Company, Inc. | Arcoaire | APGHA048H125-M | Natural Gas | No Match |  | True | 1 |  | Horizontal | No Match | No Match | No Match | No Match | No Match |  | No Match |  | 125000 | 93000 |  |  | 80919 | 522 | 76.1 | [8 empty] | 15 | Non Federally-Regulated | 12/08/1986 |  | 06/29/1987
Luxaire | Moncrief | 42ECW100GA | LPG | No Match | False | True | 1 |  | Horizontal | No Match | No Match | No Match | No Match | No Match |  | No Match |  | 100000 | 76900 | 1275 | 995 | 92105 | 518 | 70 | [8 empty] | 5 | Non Federally-Regulated | 10/13/1981 |  | 03/11/1982
SJC Corp. | Janitrol | DI160D20 | Natural Gas | No Match | False | False | 1 |  | Down | No Match | No Match | No Match | No Match | No Match |  | No Match |  | 160000 | 120000 | 2000 | 1600 | 160182 | 981 | 67.9 | [8 empty] | 0 | Non Federally-Regulated | 10/13/1981 |  | 07/26/1982
York International | Fraser Johnston | DAUC-T048P125A | LPG | No Match |  | True | 1 |  | Horizontal | No Match | No Match | No Match | No Match | No Match |  | No Match |  | 125000 | 99000 | 1905 | 1905 | 122384 | 1150 | 75.1 | [9 empty] | Non Federally-Regulated | 01/27/1988 |  | 01/15/1989
Heil Quaker | Whirlpool | NRGF36DCH**(A) | Natural Gas | No Match |  | True | 1 |  | Horizontal | No Match | No Match | No Match | No Match | No Match |  | No Match |  | 60000 | 49920 | 1490 | 1055 | 56307 | 831 | 79.7 | [8 empty] | 6 | Non Federally-Regulated | 06/29/1987 |  | 01/27/1988
Borg Warner | Fraser Johnston | FCU140HANA | Natural Gas | No Match | False | False | 1 |  | Up | No Match | No Match | No Match | No Match | No Match |  | No Match |  | 140000 | 107000 | 1770 | 1350 | 135492 | 721 | 68.5 | [8 empty] | 5 | Non Federally-Regulated | 07/26/1982 |  | 08/17/1983
Magic Chef | Armstrong | 3.5A60-OH-3-6 | Natural Gas | No Match | False | True | 1 |  | Horizontal | No Match | No Match | No Match | No Match | No Match |  | No Match |  | 58140 | 45000 | 1600 | [13 empty] | Non Federally-Regulated | 08/17/1983 |  | 12/08/1986
Rheem Sales Company, Inc. | Luxaire | P-UXD20N08001A | Natural Gas | No Match |  | False | 1 |  | Up | No Match | No Match | No Match | No Match | No Match |  | No Match |  | 100000 | 80000 |  |  | 102051 | 861 | 75.6 | [8 empty] | 3 | Non Federally-Regulated | 01/27/1988 |  | 10/10/1989
Snyder General Corp. | Arcoaire | *PGD*048F100*I*** | Natural Gas | No Match |  | True | 1 |  | Down | No Match | No Match | No Match | No Match | No Match |  | No Match |  | 100000 | 79000 |  |  | 97887 | 470 | 80.2 | [8 empty] | 15 | Non Federally-Regulated | 01/15/1989 |  | 03/15/1989
Carrier Corp. | Carrier | 48DP0166 | LPG | No Match | False | True | 3 |  | Horizontal | No Match | No Match | No Match | No Match | No Match |  | No Match |  | 231646 | 183000 | 7500 | [13 empty] | Non Federally-Regulated | 08/17/1983 |  | 12/08/1986
Luxaire | Fraser Johnston | GCH095MF | Natural Gas | No Match | False | False | 1 |  | Horizontal | No Match | No Match | No Match | No Match | No Match |  | No Match |  | 95000 | 71440 |  |  | 93502 | 437 | 67.9 | [8 empty] | 2 | Non Federally-Regulated | 03/11/1982 |  | 07/26/1982
Snyder General Corp. | McQuay | *PGDA060H150-N* | Natural Gas | No Match |  | True | 1 |  | Down | No Match | No Match | No Match | No Match | No Match |  | No Match |  | 150000 | 117000 |  |  | 138818 | 688 | 79.1 | [8 empty] | 15 | Non Federally-Regulated | 12/08/1986 |  | 06/29/1987
Heil Quaker | Sears | 867.81518*(B) | Natural Gas | No Match |  | True | 1 |  | Horizontal | No Match | No Match | No Match | No Match | No Match |  | No Match |  | 80000 | 65360 | 1490 | 1055 | 77903 | 853 | 78.1 | [8 empty] | 6 | Non Federally-Regulated | 06/29/1987 |  | 01/27/1988
Rheem Sales Company, Inc. | Century | TGR-30-1F-100 | Natural Gas | No Match |  | True | 1 |  | Horizontal | No Match | No Match | No Match | No Match | No Match |  | No Match |  | 100000 | 76000 |  |  | 81208 | 465 | 76.9 | [8 empty] | 4 | Non Federally-Regulated | 03/15/1989 |  | 10/10/1989
Ducane | Heil Quaker | NRGF24DKB**(B) | Natural Gas | No Match |  | True | 1 |  | Horizontal | No Match | No Match | No Match | No Match | No Match |  | No Match |  | 80000 | 62678 | 870 | 705 | 79101 | 770 | 77.3 | [8 empty] | 6 | Non Federally-Regulated | 06/29/1987 |  | 01/27/1988
Carrier Corp. | Carrier | 58DHC075-GC | Natural Gas | No Match |  | False | 1 |  | Down | No Match | No Match | No Match | No Match | No Match |  | No Match |  | 92000 | 74000 |  |  | 78320 | 619 | 79.1 | [8 empty] | 5 | Non Federally-Regulated | 03/15/1989 |  | 10/10/1989
Magic Chef | Gaffers & Sattler | ENG8D60DC48-1 | Natural Gas | No Match |  | False | 1 |  | Horizontal | No Match | No Match | No Match | No Match | No Match |  | No Match |  | 60000 | 47000 |  |  | 60574 | 630 | 75 | [8 empty] | 3 | Non Federally-Regulated | 12/08/1986 |  | 06/29/1987
Borg Warner | Moncrief | GCU082DF | Natural Gas | No Match | False | False | 1 |  | Up | No Match | No Match | No Match | No Match | No Match |  | No Match |  | 82557 | 62000 | 775 | [13 empty] | Non Federally-Regulated | 08/17/1983 |  | 12/08/1986
Luxaire | Westinghouse Electric | 80CE36BNL | Natural Gas | No Match | False | False | 1 |  | Up | No Match | No Match | No Match | No Match | No Match |  | No Match |  | 80000 | 61600 | 1130 | 805 | 87556 | 768 | 70.3 | [8 empty] | 5 | Non Federally-Regulated | 04/02/1981 |  | 10/13/1981
Magic Chef | Gaffers & Sattler | EG8D80DC60-12 | Natural Gas | No Match |  | False | 1 |  | Horizontal | No Match | No Match | No Match | No Match | No Match |  | No Match |  | 80000 | 64000 |  |  | 82861 | 996 | 75 | [8 empty] | 3 | Non Federally-Regulated | 12/08/1986 |  | 06/29/1987
BDP Co. | Payne | 396GAY000075 | LPG | No Match | False | False | 1 |  | Down | No Match | No Match | No Match | No Match | No Match |  | No Match |  | 75521 | 58000 | [14 empty] | Non Federally-Regulated | 08/17/1983 |  | 12/08/1986
Trane U.S. Inc. | Trane | BYC130G4L(O,A)D | Natural Gas | No Match |  | True | 1 |  | Horizontal | No Match | No Match | No Match | No Match | No Match |  | No Match |  | 160000 | 121600 |  |  | 138705 | 1804 | 76.3 | [9 empty] | Non Federally-Regulated | 01/15/1989 |  | 03/15/1989
Luxaire | Westinghouse Electric | GCH076MF | Natural Gas | No Match | False | True | 1 |  | Horizontal | No Match | No Match | No Match | No Match | No Match |  | No Match |  | 76000 | 57000 |  |  | 84283 | 533 | 65.5 | [8 empty] | 2 | Non Federally-Regulated | 10/13/1981 |  | 03/11/1982
Carrier Corp. | Day & Night | 398AAW048080 | Natural Gas | No Match |  | False | 1 |  | Up | No Match | No Match | No Match | No Match | No Match |  | No Match |  | 88000 | 81000 |  |  | 85401 | 567 | 91.5 | [8 empty] | 5 | Non Federally-Regulated | 03/15/1989 |  | 10/10/1989
BDP Co. | Carrier | 58DR125-E* | LPG | No Match | False | False | 1 |  | Down | No Match | No Match | No Match | No Match | No Match |  | No Match |  | 125000 | 96000 |  |  | 134773 | 830 | 69.2 | [8 empty] | 5 | Non Federally-Regulated | 04/02/1981 |  | 10/13/1981
Heil Quaker | Heil | HUGF150AK01 | Natural Gas | No Match | False | False | 1 |  | Up | No Match | No Match | No Match | No Match | No Match |  | No Match |  | 148825 | 114000 | 1930 | [13 empty] | Non Federally-Regulated | 08/17/1983 |  | 12/08/1986
Heil Quaker | Dayton | 3E269* | Natural Gas | No Match |  | False | 1 |  | Up | No Match | No Match | No Match | No Match | No Match |  | No Match |  | 105000 | 83454 | 1225 | 850 | 99154 | 600 | 79.8 | [8 empty] | 1 | Non Federally-Regulated | 03/15/1989 |  | 10/10/1989
Carrier Corp. | Carrier | 48DRO125,6 | Natural Gas | No Match |  | True | 3 |  | Down | No Match | No Match | No Match | No Match | No Match |  | No Match |  | 231000 | 183000 | 5000 | 3000 | 225000 | 1313 | 75.3 | [8 empty] | 5 | Non Federally-Regulated | 03/15/1989 |  | 10/10/1989
BDP Co. | Day & Night | 585CB048125 | Natural Gas | No Match | False | True | 1 |  | Horizontal | No Match | No Match | No Match | No Match | No Match |  | No Match |  | 125000 | 96000 | 1590 | 1400 | 132025 | 923 | 70.4 | [8 empty] | 3 | Non Federally-Regulated | 10/13/1981 |  | 03/11/1982
Rheem Sales Company, Inc. | Rheem | RRGF-250125C | Natural Gas | No Match |  | True | 3 |  | Down | No Match | No Match | No Match | No Match | No Match |  | No Match |  | 250000 | 199733 |  |  | 249547 | 3022 | 79.3 | [8 empty] | 6 | Non Federally-Regulated | 03/15/1989 |  | 10/10/1989
Heil Quaker | Sears | 867.81513*(B) | LPG | No Match |  | True | 1 |  | Horizontal | No Match | No Match | No Match | No Match | No Match |  | No Match |  | 80000 | 65360 | 1490 | 1055 | 77903 | 853 | 78.1 | [8 empty] | 6 | Non Federally-Regulated | 01/27/1988 |  | 01/15/1989
Amana Refrigeration, Inc. | Amana | EPCG4812-1B (A) | Natural Gas | No Match | False | True | 1 |  | Horizontal | No Match | No Match | No Match | No Match | No Match |  | No Match |  | 78886 | 68000 | [14 empty] | Non Federally-Regulated | 08/17/1983 |  | 12/08/1986
Rheem Sales Company, Inc. | Addison Products | GU125G-D13 | Natural Gas | No Match | False | False | 1 |  | Up | No Match | No Match | No Match | No Match | No Match |  | No Match |  | 125000 | 96000 |  |  | 133294 | 808 | 70 | [8 empty] | 4 | Non Federally-Regulated | 04/02/1981 |  | 10/13/1981
Rheem Sales Company, Inc. | Heat Controller | GYD-75-E4N3 | Natural Gas | No Match |  | False | 1 |  | Down | No Match | No Match | No Match | No Match | No Match |  | No Match |  | 75000 | 60000 |  |  | 76188 | 1034 | 79.6 | [8 empty] | 4 | Non Federally-Regulated | 01/27/1988 |  | 10/10/1989
Carrier Corp. | Payne | 585JJ024075 | Natural Gas | No Match |  | True | 1 |  | Horizontal | No Match | No Match | No Match | No Match | No Match |  | No Match |  | 75000 | 58000 | 915 | 780 | 72422 | 467 | 75.2 | [8 empty] | 3 | Non Federally-Regulated | 06/29/1987 |  | 01/27/1988
Rheem Sales Company, Inc. | Ruud | UGAC-14KA | Natural Gas | No Match | False | False | 1 |  | Up | No Match | No Match | No Match | No Match | No Match |  | No Match |  | 140000 | 106000 |  |  | 136007 | 999 | 68.1 | [8 empty] | 3 | Non Federally-Regulated | 03/11/1982 |  | 08/17/1983
Carrier Corp. | Day & Night | 585HP042060 | Natural Gas | No Match |  | True | 1 |  | Horizontal | No Match | No Match | No Match | No Match | No Match |  | No Match |  | 60000 | 45000 | 1790 | 910 | 61085 | 529 | 75.7 | [8 empty] | 3 | Non Federally-Regulated | 01/15/1989 |  | 03/15/1989
York International | Luxaire | DAUC-F060N125A | Natural Gas | No Match |  | True | 1 |  | Horizontal | No Match | No Match | No Match | No Match | No Match |  | No Match |  | 125000 | 100000 | 2340 | 2340 | 120533 | 1284 | 75.9 | [9 empty] | Non Federally-Regulated | 06/29/1987 |  | 01/27/1988
Snyder General Corp. | Arcoaire | 100NDAIC | Natural Gas | No Match |  | False | 1 |  | Horizontal | No Match | No Match | No Match | No Match | No Match |  | No Match |  | 100000 | 78000 |  |  | 104896 | 1127 | 75 | [8 empty] | 3 | Non Federally-Regulated | 12/08/1986 |  | 06/29/1987
Heil Quaker | Heil Quaker | NDGK040KF** | Natural Gas | No Match |  | False | 1 |  | Down | No Match | No Match | No Match | No Match | No Match |  | No Match |  | 40000 | 37154 | 1210 | 1140 | 41124 | 626 | 91.3 | [8 empty] | 2 | Non Federally-Regulated | 01/15/1989 |  | 10/10/1989
Luxaire | Westinghouse Electric | 48ECW096GA | Natural Gas | No Match | False | True | 1 |  | Horizontal | No Match | No Match | No Match | No Match | No Match |  | No Match |  | 96000 | 73728 | 1880 | 1560 | 88380 | 569 | 70.3 | [8 empty] | 5 | Non Federally-Regulated | 04/02/1981 |  | 10/13/1981
Magic Chef | Gaffers & Sattler | CF120AC4-3 | Natural Gas | No Match | False | False | 1 |  | Down | No Match | No Match | No Match | No Match | No Match |  | No Match |  | 127321 | 96000 | 1500 | [13 empty] | Non Federally-Regulated | 08/17/1983 |  | 12/08/1986
Consolidated Industries Corp. | Comfort-Aire | GTH40-T3NX | Natural Gas | No Match |  | False | 1 |  | Horizontal | No Match | No Match | No Match | No Match | No Match |  | No Match |  | 40000 | 31000 |  |  | 39771 | 467 | 76.5 | [8 empty] | 3 | Non Federally-Regulated | 06/29/1987 |  | 01/15/1989
Magic Chef | Williams | 3.5D80-O4-1 | Natural Gas | No Match | False | True | 1 |  | Horizontal | No Match | No Match | No Match | No Match | No Match |  | No Match |  | 79893 | 60000 | 1600 | [13 empty] | Non Federally-Regulated | 08/17/1983 |  | 12/08/1986
Amana Refrigeration, Inc. | Amana | EPCG6012-1C (A) | LPG | No Match | False | True | 1 |  | Horizontal | No Match | No Match | No Match | No Match | No Match |  | No Match |  | 77803 | 68000 | [14 empty] | Non Federally-Regulated | 08/17/1983 |  | 12/08/1986
York International | York | D1CG048P10306A | LPG | No Match |  | True | 1 |  | Horizontal | No Match | No Match | No Match | No Match | No Match |  | No Match |  | 125000 | 99000 | 1905 | 1905 | 122384 | 1150 | 75.1 | [9 empty] | Non Federally-Regulated | 03/15/1989 |  | 10/10/1989
Trane U.S. Inc. | Trane | YCH090B(3,4)HOA | Natural Gas | No Match |  | True | 1 |  | Down | No Match | No Match | No Match | No Match | No Match |  | No Match |  | 205000 | 163000 |  |  | 181400 | 1252 | 77 | [8 empty] | 0 | Non Federally-Regulated | 03/15/1989 |  | 10/10/1989
Heil Quaker | Whirlpool | NDGK050DF** | Natural Gas | No Match |  | False | 1 |  | Down | No Match | No Match | No Match | No Match | No Match |  | No Match |  | 50000 | 46034 | 1210 | 1140 | 50048 | 607 | 91.2 | [8 empty] | 2 | Non Federally-Regulated | 12/08/1986 |  | 10/10/1989
Heil Quaker | Whirlpool | NDGE135AH** | Natural Gas | No Match | False | False | 1 |  | Down | No Match | No Match | No Match | No Match | No Match |  | No Match |  | 134639 | 110000 | 1550 | [13 empty] | Non Federally-Regulated | 08/17/1983 |  | 12/08/1986
Snyder General Corp. | Comfortmaker | *PGDA060F075-M* | Natural Gas | No Match |  | True | 1 |  | Down | No Match | No Match | No Match | No Match | No Match |  | No Match |  | 75000 | 59000 |  |  | 58465 | 331 | 80.2 | [8 empty] | 15 | Non Federally-Regulated | 12/08/1986 |  | 06/29/1987
Amana Refrigeration, Inc. | Amana | GCE120DM-3.5 | LPG | No Match | False | False | 1 |  | Down | No Match | No Match | No Match | No Match | No Match |  | No Match |  | 120000 | 91920 | 1455 |  | 115202 | 679 | 67.5 | [8 empty] | 4 | Non Federally-Regulated | 04/02/1981 |  | 03/11/1982
Snyder General Corp. | Comfortmaker | *PGDA048G100-IN-** | Natural Gas | No Match |  | True | 1 |  | Down | No Match | No Match | No Match | No Match | No Match |  | No Match |  | 100000 | 79000 |  |  | 97887 | 470 | 80.2 | [8 empty] | 15 | Non Federally-Regulated | 01/27/1988 |  | 01/15/1989
Trane U.S. Inc. | American Standard, Inc. | YCC024A1LOA | Natural Gas | No Match |  | True | 1 |  | Horizontal | No Match | No Match | No Match | No Match | No Match |  | No Match |  | 60000 | 46000 | 1165 | 895 | 59700 | 271 | 78.7 | [8 empty] | 0 | Non Federally-Regulated | 01/15/1989 |  | 03/15/1989
Lennox Industries Inc. | Lennox | GCS11-953-175-1 | Natural Gas | No Match | False | True | 1 |  | Horizontal | No Match | No Match | No Match | No Match | No Match |  | No Match |  | 175000 | 145250 | 3800 | 2600 | [11 empty] | 23 | Non Federally-Regulated | 10/13/1981 |  | 03/11/1982
Carrier Corp. | Payne | 585JP060150 | Natural Gas | No Match |  | True | 1 |  | Horizontal | No Match | No Match | No Match | No Match | No Match |  | No Match |  | 150000 | 113000 | 2195 | 1265 | 144644 | 978 | 75.2 | [8 empty] | 3 | Non Federally-Regulated | 06/29/1987 |  | 01/27/1988
Magic Chef | Gaffers & Sattler | ENG8D40DC36-2D | Natural Gas | No Match |  | False | 1 |  | Horizontal | No Match | No Match | No Match | No Match | No Match |  | No Match |  | 40000 | 30000 |  |  | 40591 | 351 | 75.6 | [8 empty] | 3 | Non Federally-Regulated | 06/29/1987 |  | 01/27/1988
Rheem Sales Company, Inc. | Ruud | URGE-07N42JKR | Natural Gas | No Match |  | True | 1 |  | Horizontal | No Match | No Match | No Match | No Match | No Match |  | No Match |  | 75000 | 58000 |  |  | 67229 | 755 | 79.1 | [8 empty] | 4 | Non Federally-Regulated | 12/08/1986 |  | 06/29/1987
Rheem Sales Company, Inc. | Comfortmaker | DGHE040A012 | Natural Gas | No Match |  | False | 1 |  | Horizontal | No Match | No Match | No Match | No Match | No Match |  | No Match |  | 40000 | 30920 | 1220 | 740 | 40800 | 425 | 75.8 | [9 empty] | Non Federally-Regulated | 06/29/1987 |  | 01/27/1988
Rheem Sales Company, Inc. | Heat Controller | GZD-A75-D3.5N | Natural Gas | No Match |  | False | 1 |  | Down | No Match | No Match | No Match | No Match | No Match |  | No Match |  | 75000 | 70000 |  |  | 67749 | 684 | 91.1 | [8 empty] | 4 | Non Federally-Regulated | 03/15/1989 |  | 10/10/1989
BDP Co. | Day & Night | 394GAW000125 | Natural Gas | No Match | False | False | 1 |  | Up | No Match | No Match | No Match | No Match | No Match |  | No Match |  | 125000 | 96000 |  |  | 118888 | 567 | 79.2 | [8 empty] | 11 | Non Federally-Regulated | 10/13/1981 |  | 03/11/1982
Rheem Sales Company, Inc. | Ruud | URGF-150075D | Natural Gas | No Match |  | True | 1 |  | Horizontal | No Match | No Match | No Match | No Match | No Match |  | No Match |  | 150000 | 123000 |  |  | 130116 | 1378 | 82.5 | [8 empty] | 6 | Non Federally-Regulated | 01/27/1988 |  | 01/15/1989
Ducane | Carrier | 58EG060101CA | LPG | No Match | False | False | 1 |  | Horizontal | No Match | No Match | No Match | No Match | No Match |  | No Match |  | 60000 | 43000 | 1540 | 980 | 77796 | 629 | 59 | [8 empty] | 5 | Non Federally-Regulated | 07/26/1982 |  | 08/17/1983
Climate Control / Snyder General | Climate Control | G-U313050-08M-P | Natural Gas | No Match | False | False | 1 |  | Up | No Match | No Match | No Match | No Match | No Match |  | No Match |  | 48351 | 36263 | 820 | [13 empty] | Non Federally-Regulated | 08/17/1983 |  | 12/08/1986
Rheem Sales Company, Inc. | Rheem | RGAC-17KC-** | Natural Gas | No Match | False | False | 1 |  | Up | No Match | No Match | No Match | No Match | No Match |  | No Match |  | 176010 | 135000 | [14 empty] | Non Federally-Regulated | 08/17/1983 |  | 12/08/1986
Heil Quaker | Whirlpool | NRGF36DKH**(A) | Natural Gas | No Match |  | True | 1 |  | Horizontal | No Match | No Match | No Match | No Match | No Match |  | No Match |  | 60000 | 48220 | 1490 | 1055 | 56288 | 835 | 79.7 | [8 empty] | 6 | Non Federally-Regulated | 12/08/1986 |  | 06/29/1987
Rheem Sales Company, Inc. | Ruud | URGE-07E48DLR | Natural Gas | No Match |  | True | 1 |  | Horizontal | No Match | No Match | No Match | No Match | No Match |  | No Match |  | 75000 | 56000 |  |  | 70734 | 910 | 76.6 | [8 empty] | 4 | Non Federally-Regulated | 01/27/1988 |  | 01/15/1989
Amana Refrigeration, Inc. | Amana | EPCG6012-3E (C) | Natural Gas | No Match |  | True | 1 |  | Horizontal | No Match | No Match | No Match | No Match | No Match |  | No Match |  | 120000 | 99000 |  |  | 114924 | 430 | 82 | [8 empty] | 22 | Non Federally-Regulated | 03/15/1989 |  | 10/10/1989
Luxaire | Moncrief | 36ECW120GB | Natural Gas | No Match | False | True | 1 |  | Horizontal | No Match | No Match | No Match | No Match | No Match |  | No Match |  | 120000 | 93720 | 1275 | 995 | 112346 | 573 | 70 | [8 empty] | 5 | Non Federally-Regulated | 04/02/1981 |  | 10/13/1981
Amana Refrigeration, Inc. | Amana | ERGW0012-1A(C)W/EBWC | Natural Gas | No Match |  | True | 1 |  | Up | No Match | No Match | No Match | No Match | No Match |  | No Match |  | 120000 | 99000 | 1375 | 880 | 113160 | 602 | 82.4 | [8 empty] | 0 | Non Federally-Regulated | 01/15/1989 |  | 03/15/1989
Lennox Industries Inc. | Lennox | GCS16-1353-270-1G | Natural Gas | No Match |  | True | 3 |  | Horizontal | No Match | No Match | No Match | No Match | No Match |  | No Match |  | 270000 | 216297 | 5200 | 3600 | 256004 | 1950 | 78.5 | [8 empty] | 20 | Non Federally-Regulated | 03/15/1989 |  | 10/10/1989
Rheem Sales Company, Inc. | Ruud | UGUG-10NA-JR | Natural Gas | No Match |  | False | 1 |  | Horizontal | No Match | No Match | No Match | No Match | No Match |  | No Match |  | 100000 | 81000 |  |  | 100459 | 1041 | 76.2 | [8 empty] | 4 | Non Federally-Regulated | 01/27/1988 |  | 10/10/1989
Rheem Sales Company, Inc. | Ruud | UGGC-17KC-** | Natural Gas | No Match | False | False | 1 |  | Up | No Match | No Match | No Match | No Match | No Match |  | No Match |  | 175000 | 133000 | [14 empty] | Non Federally-Regulated | 08/17/1983 |  | 12/08/1986
Rheem Sales Company, Inc. | Arcoaire | *PGDA060F125-IN-** | Natural Gas | No Match |  | True | 1 |  | Down | No Match | No Match | No Match | No Match | No Match |  | No Match |  | 125000 | 98000 |  |  | 118533 | 639 | 79.2 | [8 empty] | 15 | Non Federally-Regulated | 01/27/1988 |  | 01/15/1989
Adams Furnace | Adams Furnace | 60UMR | LPG | No Match | False | False | 1 |  | Up | No Match | No Match | No Match | No Match | No Match |  | No Match |  | 60000 | 45360 | 2000 | [13 empty] | Non Federally-Regulated | 08/17/1983 |  | 12/08/1986
Ducane | Day & Night | 388E-048150 | Oil | No Match | False | False | 1 |  | Horizontal | No Match | No Match | No Match | No Match | No Match |  | No Match |  | 182390 | 145000 | 1530 | [13 empty] | Non Federally-Regulated | 08/17/1983 |  | 12/08/1986
Rheem Sales Company, Inc. | Square D | GUC080EACN | Natural Gas | No Match | False | False | 1 |  | Up | No Match | No Match | No Match | No Match | No Match |  | No Match |  | 80000 | 61000 |  |  | 89179 | 542 | 68.7 | [8 empty] | 3 | Non Federally-Regulated | 03/11/1982 |  | 07/26/1982
Glowcore Corp. | Glowcore | UF060D14R | LPG | No Match |  | False | 1 |  | Up | No Match | No Match | No Match | No Match | No Match |  | No Match |  | 60000 | 54510 | 1400 | 815 | 49633 | 502 | 90.8 | [8 empty] | 0 | Non Federally-Regulated | 01/27/1988 |  | 01/15/1989
Rheem Sales Company, Inc. | Century | TGR120-3F-250K | Natural Gas | No Match |  | True | 3 |  | Down | No Match | No Match | No Match | No Match | No Match |  | No Match |  | 250000 | 199491 |  |  | 250851 | 2519 | 79.6 | [8 empty] | 6 | Non Federally-Regulated | 01/15/1989 |  | 03/15/1989
Heil Quaker | Heil Quaker | NRGF60FBH**(B) | Natural Gas | No Match |  | True | 1 |  | Horizontal | No Match | No Match | No Match | No Match | No Match |  | No Match |  | 130000 | 106080 | 1775 | 1550 | 117495 | 1120 | 78.3 | [8 empty] | 6 | Non Federally-Regulated | 03/15/1989 |  | 10/10/1989
Borg Warner | York | 60ECW120GA | LPG | No Match | False | True | 1 |  | Horizontal | No Match | No Match | No Match | No Match | No Match |  | No Match |  | 120000 | 93240 | 2030 | 1890 | 112137 | 604 | 70 | [8 empty] | 5 | Non Federally-Regulated | 07/26/1982 |  | 08/17/1983
Magic Chef | Williams | 4D140-OH-1 | Natural Gas | No Match | False | True | 1 |  | Horizontal | No Match | No Match | No Match | No Match | No Match |  | No Match |  | 140000 | 105000 | 1850 | 1850 | 131871 | 659 | 68.2 | [8 empty] | 19 | Non Federally-Regulated | 07/26/1982 |  | 08/17/1983
Snyder General Corp. | Arcoaire | *GDA100A016-IM | Natural Gas | No Match |  | False | 1 |  | Down | No Match | No Match | No Match | No Match | No Match |  | No Match |  | 100000 | 80000 | 1695 | 1225 | 96208 | 675 | 80.8 | [8 empty] | 3 | Non Federally-Regulated | 06/29/1987 |  | 01/27/1988
Daikin Comfort Technologies Manufacturing, L.P. | Janitrol | PG036075-3 | Natural Gas | No Match |  | True | 1 |  | Horizontal | No Match | No Match | No Match | No Match | No Match |  | No Match |  | 75000 | 58000 | 1310 | 1220 | 61011 | 492 | 76 | [8 empty] | 5 | Non Federally-Regulated | 01/27/1988 |  | 01/15/1989
Heil Quaker | Whirlpool | WUGE055AD01 | Natural Gas | No Match | False | False | 1 |  | Up | No Match | No Match | No Match | No Match | No Match |  | No Match |  | 55000 | 41000 | 820 | 610 | 44869 | 500 | 67.6 | [8 empty] | 1 | Non Federally-Regulated | 04/02/1981 |  | 10/13/1981
Rheem Sales Company, Inc. | Addison Products | GU80G-D13P | LPG | No Match | False | False | 1 |  | Up | No Match | No Match | No Match | No Match | No Match |  | No Match |  | 80000 | 61000 |  |  | 87500 | 654 | 70.7 | [8 empty] | 4 | Non Federally-Regulated | 04/02/1981 |  | 10/13/1981
Heil Quaker | Whirlpool | NRGF60FDB**(C) | LPG | No Match |  | True | 1 |  | Horizontal | No Match | No Match | No Match | No Match | No Match |  | No Match |  | 145000 | 114777 | 1775 | 1550 | 138337 | 1210 | 77.8 | [8 empty] | 6 | Non Federally-Regulated | 06/29/1987 |  | 01/27/1988
Borg Warner | Fraser Johnston | PAFC-LD09N140 | Natural Gas | No Match | False | False | 1 |  | Up | No Match | No Match | No Match | No Match | No Match |  | No Match |  | 140420 | 107000 | [14 empty] | Non Federally-Regulated | 08/17/1983 |  | 12/08/1986
Rheem Sales Company, Inc. | Rheem | RGGC-12KA | Natural Gas | No Match | False | False | 1 |  | Up | No Match | No Match | No Match | No Match | No Match |  | No Match |  | 125000 | 95000 |  |  | 136521 | 632 | 68.8 | [8 empty] | 3 | Non Federally-Regulated | 04/02/1981 |  | 08/17/1983
Magic Chef | Williams | 4A120-OH-3-5 | Natural Gas | No Match | False | True | 1 |  | Horizontal | No Match | No Match | No Match | No Match | No Match |  | No Match |  | 120000 | 90000 | 1850 | 1850 | 113032 | 659 | 68.3 | [8 empty] | 19 | Non Federally-Regulated | 04/02/1981 |  | 10/13/1981
Luxaire | Moncrief | GCH114FF | Natural Gas | No Match | False | True | 1 |  | Horizontal | No Match | No Match | No Match | No Match | No Match |  | No Match |  | 114000 | 87552 | 1480 | 950 | 115104 | 726 | 65.5 | [8 empty] | 5 | Non Federally-Regulated | 10/13/1981 |  | 03/11/1982
BDP Co. | Carrier | 58SE125-3 | Natural Gas | No Match | False | False | 1 |  | Up | No Match | No Match | No Match | No Match | No Match |  | No Match |  | 125000 | 98000 | 1550 | 1234 | 131889 | 681 | 71.1 | [8 empty] | 5 | Non Federally-Regulated | 04/02/1981 |  | 10/13/1981
Carrier Corp. | Carrier | 48KL160300BE | Natural Gas | No Match |  | True | 1 |  | Horizontal | No Match | No Match | No Match | No Match | No Match |  | No Match |  | 100000 | 79000 | 1905 | 1495 | 103049 | 697 | 75.4 | [8 empty] | 3 | Non Federally-Regulated | 12/08/1986 |  | 06/29/1987
Rheem Sales Company, Inc. | Rheem | RGDD-08NE-GR | Natural Gas | No Match |  | False | 1 |  | Up | No Match | No Match | No Match | No Match | No Match |  | No Match |  | 80000 | 64000 |  |  | 81897 | 723 | 75.3 | [8 empty] | 3 | Non Federally-Regulated | 06/29/1987 |  | 01/27/1988
York International | Fraser Johnston | P-UED14N07101A | Natural Gas | No Match |  | False | 1 |  | Up | No Match | No Match | No Match | No Match | No Match |  | No Match |  | 75000 | 70000 |  |  | 67604 | 872 | 90.3 | [8 empty] | 4 | Non Federally-Regulated | 06/29/1987 |  | 01/15/1989
Ducane | Luxaire | HGC140HANA | Natural Gas | No Match | False | True | 1 |  | Horizontal | No Match | No Match | No Match | No Match | No Match |  | No Match |  | 138522 | 105000 | 1650 | [13 empty] | Non Federally-Regulated | 08/17/1983 |  | 12/08/1986
Rheem Sales Company, Inc. | Weatherking | GPG3.0T125-4 | Natural Gas | No Match |  | True | 1 |  | Horizontal | No Match | No Match | No Match | No Match | No Match |  | No Match |  | 125000 | 96000 |  |  | 122462 | 670 | 76.6 | [8 empty] | 4 | Non Federally-Regulated | 03/15/1989 |  | 10/10/1989
Carrier Corp. | Day & Night | 376BAW060115 | Natural Gas | No Match |  | False | 1 |  | Down | No Match | No Match | No Match | No Match | No Match |  | No Match |  | 137000 | 113000 |  |  | 132409 | 919 | 82.3 | [8 empty] | 5 | Non Federally-Regulated | 01/27/1988 |  | 10/10/1989
Rheem Sales Company, Inc. | Century | GSH80-T5ND | Natural Gas | No Match |  | False | 1 |  | Horizontal | No Match | No Match | No Match | No Match | No Match |  | No Match |  | 80000 | 63000 |  |  | 80981 | 762 | 75.5 | [8 empty] | 3 | Non Federally-Regulated | 06/29/1987 |  | 01/15/1989
Luxaire | Luxaire | 60ECW120GA | Natural Gas | No Match | False | True | 1 |  | Horizontal | No Match | No Match | No Match | No Match | No Match |  | No Match |  | 120000 | 93240 | 2030 | 1890 | 112137 | 604 | 70 | [8 empty] | 5 | Non Federally-Regulated | 10/13/1981 |  | 03/11/1982
Rheem Sales Company, Inc. | Rheem | RGMA-12KC | Natural Gas | No Match | False | False | 1 |  | Down | No Match | No Match | No Match | No Match | No Match |  | No Match |  | 125000 | 96000 |  |  | 134724 | 936 | 69 | [8 empty] | 4 | Non Federally-Regulated | 04/02/1981 |  | 08/17/1983
Luxaire | Luxaire | 24ECW060GA | Natural Gas | No Match | False | True | 1 |  | Horizontal | No Match | No Match | No Match | No Match | No Match |  | No Match |  | 60000 | 47400 | 930 | 675 | 65575 | 600 | 70 | [8 empty] | 5 | Non Federally-Regulated | 04/02/1981 |  | 10/13/1981
Snyder General Corp. | McQuay | *PGHA025G075-IM-** | Natural Gas | No Match |  | True | 1 |  | Horizontal | No Match | No Match | No Match | No Match | No Match |  | No Match |  | 75000 | 55000 |  |  | 61990 | 190 | 76.5 | [8 empty] | 15 | Non Federally-Regulated | 01/27/1988 |  | 01/15/1989
Carrier Corp. | Carrier | 48KHA036500CE | LPG | No Match |  | True | 1 |  | Horizontal | No Match | No Match | No Match | No Match | No Match |  | No Match |  | 100000 | 75000 | 1475 | 1160 | 81399 | 716 | 75.7 | [8 empty] | 3 | Non Federally-Regulated | 01/27/1988 |  | 01/15/1989
Westinghouse Electric | Westinghouse Electric | FGHY140AAN | LPG | No Match | False | True | 1 |  | Horizontal | No Match | No Match | No Match | No Match | No Match |  | No Match |  | 140000 | 106680 | 1580 | 1505 | 135710 | 1394 | 69.1 | [8 empty] | 2 | Non Federally-Regulated | 07/26/1982 |  | 08/17/1983
Consolidated Industries Corp. | Sun Dial | HAC100NF0T | LPG | No Match | False | True | 1 |  | Horizontal | No Match | No Match | No Match | No Match | No Match |  | No Match |  | 96986 | 74000 | [14 empty] | Non Federally-Regulated | 08/17/1983 |  | 12/08/1986
Magic Chef | Johnson | EG83-125D-7 | Natural Gas | No Match | False | False | 1 |  | Horizontal | No Match | No Match | No Match | No Match | No Match |  | No Match |  | 122667 | 92000 | 940 | [13 empty] | Non Federally-Regulated | 08/17/1983 |  | 12/08/1986
Ducane | Heil Quaker | NRGF60FDH**(C) | Natural Gas | No Match |  | True | 1 |  | Horizontal | No Match | No Match | No Match | No Match | No Match |  | No Match |  | 145000 | 115180 | 1775 | 1550 | 137515 | 1212 | 77.8 | [8 empty] | 6 | Non Federally-Regulated | 01/27/1988 |  | 01/15/1989
John Zink | John Zink | RBG-120-23-2801-GT | Natural Gas | No Match | False | True | 3 |  | Horizontal | No Match | No Match | No Match | No Match | No Match |  | No Match |  | 280000 | 224000 | 4400 | [13 empty] | Non Federally-Regulated | 08/17/1983 |  | 12/08/1986
BDP Co. | Day & Night | 396GAY000075 | LPG | No Match | False | False | 1 |  | Down | No Match | No Match | No Match | No Match | No Match |  | No Match |  | 75000 | 58000 |  |  | 69126 | 343 | 79.4 | [8 empty] | 11 | Non Federally-Regulated | 04/02/1981 |  | 10/13/1981
Coleman Company, Inc. | Coleman | 8632B639 | LPG | No Match | False | False | 1 |  | Up | No Match | No Match | No Match | No Match | No Match |  | No Match |  | 100000 | 75000 | 1200 | [13 empty] | Non Federally-Regulated | 08/17/1983 |  | 12/08/1986
Magic Chef | Gaffers & Sattler | 3.5D-80-OH-3 | Natural Gas | No Match | False | True | 1 |  | Horizontal | No Match | No Match | No Match | No Match | No Match |  | No Match |  | 80000 | 60000 | 1600 | 700 | 81967 | 610 | 66.8 | [8 empty] | 19 | Non Federally-Regulated | 07/26/1982 |  | 08/17/1983
Luxaire | Moncrief | 120CE48BNL | Natural Gas | No Match | False | False | 1 |  | Up | No Match | No Match | No Match | No Match | No Match |  | No Match |  | 120000 | 94440 | 1530 | 1225 | 123684 | 732 | 74.1 | [8 empty] | 11 | Non Federally-Regulated | 10/13/1981 |  | 03/11/1982
Amana Refrigeration, Inc. | Amana | EPCG4212-1D (B) | LPG | No Match |  | True | 1 |  | Horizontal | No Match | No Match | No Match | No Match | No Match |  | No Match |  | 100000 | 84000 |  |  | 92900 | 373 | 84.5 | [8 empty] | 22 | Non Federally-Regulated | 01/27/1988 |  | 01/15/1989
Snyder General Corp. | Arcoaire | *PGDA048H125-N** | Natural Gas | No Match |  | True | 1 |  | Down | No Match | No Match | No Match | No Match | No Match |  | No Match |  | 125000 | 98000 |  |  | 118533 | 639 | 79.2 | [8 empty] | 15 | Non Federally-Regulated | 12/08/1986 |  | 06/29/1987
BDP Co. | Carrier | 58SE100-2 | Natural Gas | No Match | False | False | 1 |  | Up | No Match | No Match | No Match | No Match | No Match |  | No Match |  | 100000 | 78000 |  |  | 109424 | 668 | 71.1 | [8 empty] | 5 | Non Federally-Regulated | 04/02/1981 |  | 10/13/1981
Rheem Sales Company, Inc. | Rheem | RGGA-15EC | Natural Gas | No Match | False | False | 1 |  | Up | No Match | No Match | No Match | No Match | No Match |  | No Match |  | 150000 | 114000 |  |  | 158726 | 928 | 68.6 | [8 empty] | 4 | Non Federally-Regulated | 04/02/1981 |  | 08/17/1983
BDP Co. | Carrier | 58GS125-2 | Natural Gas | No Match | False | False | 1 |  | Up | No Match | No Match | No Match | No Match | No Match |  | No Match |  | 125000 | 96000 | 1230 | 1157 | 135564 | 749 | 69 | [8 empty] | 5 | Non Federally-Regulated | 03/11/1982 |  | 07/26/1982
Magic Chef | Airease | 4D120-OH-3 | Natural Gas | No Match | False | True | 1 |  | Horizontal | No Match | No Match | No Match | No Match | No Match |  | No Match |  | 120000 | 90000 | 1850 | 1850 | 113032 | 659 | 68.3 | [8 empty] | 19 | Non Federally-Regulated | 04/02/1981 |  | 10/13/1981
Rheem Sales Company, Inc. | Arcoaire | AGUA040A010-L | LPG | No Match |  | False | 1 |  | Up | No Match | No Match | No Match | No Match | No Match |  | No Match |  | 40000 | 33000 | 1100 | 500 | 36592 | 350 | 83.2 | [9 empty] | Non Federally-Regulated | 12/08/1986 |  | 06/29/1987
Magic Chef | Armstrong | CF120AC4-3 | Natural Gas | No Match | False | False | 1 |  | Down | No Match | No Match | No Match | No Match | No Match |  | No Match |  | 120000 | 96000 | 1500 | 990 | 114776 | 610 | 67.8 | [8 empty] | 19 | Non Federally-Regulated | 04/02/1981 |  | 08/17/1983
Rheem Sales Company, Inc. | Rheem | RGMC-10KAB** | Natural Gas | No Match | False | False | 1 |  | Down | No Match | No Match | No Match | No Match | No Match |  | No Match |  | 99469 | 75000 | [14 empty] | Non Federally-Regulated | 08/17/1983 |  | 12/08/1986
Heil Quaker | Amana | GSE150DGR5 | Natural Gas | No Match | False | False | 1 |  | Horizontal | No Match | No Match | No Match | No Match | No Match |  | No Match |  | 150000 | 114000 | 2025 | 1295 | 159921 | 1206 | 67.5 | [8 empty] | 1 | Non Federally-Regulated | 04/02/1981 |  | 08/17/1983
Heil Quaker | Heil | NUGF060AG01 | Natural Gas | No Match | False | False | 1 |  | Up | No Match | No Match | No Match | No Match | No Match |  | No Match |  | 59508 | 46000 | 1360 | [13 empty] | Non Federally-Regulated | 08/17/1983 |  | 12/08/1986
Snyder General Corp. | Comfortmaker | *PGHA024G050-IM-** | Natural Gas | No Match |  | True | 1 |  | Horizontal | No Match | No Match | No Match | No Match | No Match |  | No Match |  | 50000 | 36000 |  |  | 41081 | 190 | 76.6 | [8 empty] | 15 | Non Federally-Regulated | 06/29/1987 |  | 01/27/1988
Rheem Sales Company, Inc. | Ruud | URGE-05N24JKR | Natural Gas | No Match |  | True | 1 |  | Horizontal | No Match | No Match | No Match | No Match | No Match |  | No Match |  | 50000 | 39000 |  |  | 49568 | 345 | 78.2 | [8 empty] | 4 | Non Federally-Regulated | 01/15/1989 |  | 03/15/1989
York International | York | D2CG060N10325 | Natural Gas | No Match |  | True | 1 |  | Horizontal | No Match | No Match | No Match | No Match | No Match |  | No Match |  | 125000 | 101000 | 2167 | 1965 | 114823 | 1047 | 80.5 | [8 empty] | 58 | Non Federally-Regulated | 01/15/1989 |  | 03/15/1989
Lennox Industries Inc. | Lennox | G16Q4/5X-125 | Natural Gas | No Match |  | False | 1 |  | Up | No Match | No Match | No Match | No Match | No Match |  | No Match |  | 125000 | 100000 | 2235 | 1390 | 116248 | 1184 | 79.2 | [8 empty] | 3 | Non Federally-Regulated | 01/15/1989 |  | 10/10/1989
Lennox Industries Inc. | Lennox | GCS16-1353-270-2G | Natural Gas | No Match |  | True | 3 |  | Horizontal | No Match | No Match | No Match | No Match | No Match |  | No Match |  | 270000 | 216297 | 5200 | 3600 | 256004 | 1950 | 78.5 | [8 empty] | 20 | Non Federally-Regulated | 06/29/1987 |  | 01/27/1988
BDP Co. | Payne | 397HAW036040 | Natural Gas | No Match | False | False | 1 |  | Up | No Match | No Match | No Match | No Match | No Match |  | No Match |  | 40049 | 33000 | 1155 | [13 empty] | Non Federally-Regulated | 08/17/1983 |  | 12/08/1986
Borg Warner | Moncrief | GCU082RF | LPG | No Match | False | False | 1 |  | Up | No Match | No Match | No Match | No Match | No Match |  | No Match |  | 82557 | 62000 | 1240 | [13 empty] | Non Federally-Regulated | 08/17/1983 |  | 12/08/1986
BDP Co. | Day & Night | 585CJ042075X | Natural Gas | No Match | False | True | 1 |  | Horizontal | No Match | No Match | No Match | No Match | No Match |  | No Match |  | 59761 | 45000 | 1385 | [13 empty] | Non Federally-Regulated | 08/17/1983 |  | 12/08/1986
Sunbeam Air Conditioning | Sunbeam Air Conditioning | RBG-1802-43-2802-HC | LPG | No Match |  | True | 3 |  | Down | No Match | No Match | No Match | No Match | No Match |  | No Match |  | 280000 | 224000 | 6000 | 5250 | 257320 | 2522 | 77.6 | [8 empty] | 4 | Non Federally-Regulated | 12/08/1986 |  | 06/29/1987
Amana Refrigeration, Inc. | Amana | GHN45A30 | Natural Gas | No Match |  | False | 1 |  | Up | No Match | No Match | No Match | No Match | No Match |  | No Match |  | 45000 | 43000 |  |  | 51075 | 401 | 90.6 | [9 empty] | Non Federally-Regulated | 01/27/1988 |  | 10/10/1989
Luxaire | Luxaire | 42ECW100GA | LPG | No Match | False | True | 1 |  | Horizontal | No Match | No Match | No Match | No Match | No Match |  | No Match |  | 100000 | 76900 | 1275 | 995 | 92105 | 518 | 70 | [8 empty] | 5 | Non Federally-Regulated | 10/13/1981 |  | 03/11/1982
Carrier Corp. | Day & Night | 580AE060080 | Natural Gas | No Match |  | True | 1 |  | Horizontal | No Match | No Match | No Match | No Match | No Match |  | No Match |  | 80000 | 62000 |  |  | 75884 | 1317 | 78.5 | [8 empty] | 3 | Non Federally-Regulated | 03/15/1989 |  | 10/10/1989
Ducane | Day & Night | 349EAW060080 | Natural Gas | No Match | False | False | 1 |  | Horizontal | No Match | No Match | No Match | No Match | No Match |  | No Match |  | 75000 | 57000 | 1970 | [13 empty] | Non Federally-Regulated | 08/17/1983 |  | 12/08/1986
Borg Warner | York | 48ECW160WA | Natural Gas | No Match | False | True | 1 |  | Horizontal | No Match | No Match | No Match | No Match | No Match |  | No Match |  | 160000 | 122240 | 1860 | [13 empty] | Non Federally-Regulated | 08/17/1983 |  | 12/08/1986
Ducane | Lennox | GS11Q3E-80-5NLT | Natural Gas | No Match | False | False | 1 |  | Horizontal | No Match | No Match | No Match | No Match | No Match |  | No Match |  | 77836 | 59000 | 1250 | [13 empty] | Non Federally-Regulated | 08/17/1983 |  | 12/08/1986
Snyder General Corp. | Arcoaire | *PGD*048F075*I*** | Natural Gas | No Match |  | True | 1 |  | Down | No Match | No Match | No Match | No Match | No Match |  | No Match |  | 75000 | 59000 |  |  | 58465 | 331 | 80.2 | [8 empty] | 15 | Non Federally-Regulated | 03/15/1989 |  | 10/10/1989
Rheem Sales Company, Inc. | Arcoaire | DGHE040A012-AIM | Natural Gas | No Match |  | False | 1 |  | Horizontal | No Match | No Match | No Match | No Match | No Match |  | No Match |  | 40000 | 31560 | 1220 | 740 | 40800 | 425 | 76.9 | [8 empty] | 0 | Non Federally-Regulated | 01/27/1988 |  | 01/15/1989
Snyder General Corp. | Arcoaire | *PGDA048H075-IM-** | Natural Gas | No Match |  | True | 1 |  | Down | No Match | No Match | No Match | No Match | No Match |  | No Match |  | 75000 | 59000 |  |  | 58465 | 331 | 80.2 | [8 empty] | 15 | Non Federally-Regulated | 06/29/1987 |  | 01/27/1988
Sunbeam Air Conditioning | Sunbeam Air Conditioning | RCG-1202-33-2102-GT | LPG | No Match |  | True | 1 |  | Down | No Match | No Match | No Match | No Match | No Match |  | No Match |  | 210000 | 165900 | 4400 | 3600 | 198870 | 2472 | 77.1 | [8 empty] | 4 | Non Federally-Regulated | 12/08/1986 |  | 06/29/1987
Climate Control / Snyder General | Climate Control | *PGDA048H100-M** | Natural Gas | No Match |  | True | 1 |  | Down | No Match | No Match | No Match | No Match | No Match |  | No Match |  | 100000 | 79000 |  |  | 97887 | 470 | 80.2 | [8 empty] | 15 | Non Federally-Regulated | 12/08/1986 |  | 06/29/1987
Rheem Sales Company, Inc. | Ruud | URGG-15E60CK* | Natural Gas | No Match |  | True | 1 |  | Horizontal | No Match | No Match | No Match | No Match | No Match |  | No Match |  | 150000 | 117000 |  |  | 137154 | 1435 | 78.2 | [8 empty] | 4 | Non Federally-Regulated | 03/15/1989 |  | 10/10/1989
Borg Warner | York | 48ECW120WA | LPG | No Match | False | True | 1 |  | Horizontal | No Match | No Match | No Match | No Match | No Match |  | No Match |  | 120000 | 91800 | 1880 | 1560 | 114916 | 554 | 70 | [8 empty] | 5 | Non Federally-Regulated | 07/26/1982 |  | 08/17/1983
Carrier Corp. | Payne | 394JAW060080 | LPG | No Match |  | False | 1 |  | Up | No Match | No Match | No Match | No Match | No Match |  | No Match |  | 100000 | 80000 |  |  | 101541 | 911 | 75.8 | [8 empty] | 5 | Non Federally-Regulated | 12/08/1986 |  | 01/27/1988
Rheem Sales Company, Inc. | Luxaire | P-CMD22N09701A | Natural Gas | No Match |  | False | 1 |  | Down | No Match | No Match | No Match | No Match | No Match |  | No Match |  | 120000 | 96000 |  |  | 117425 | 767 | 79.6 | [8 empty] | 4 | Non Federally-Regulated | 01/27/1988 |  | 01/15/1989
BDP Co. | Carrier | 397HAW060100 | LPG | No Match | False | False | 1 |  | Up | No Match | No Match | No Match | No Match | No Match |  | No Match |  | 119000 | 93000 | 2230 | 1990 | 93696 | 1007 | 81.8 | [8 empty] | 5 | Non Federally-Regulated | 07/26/1982 |  | 08/17/1983
Luxaire | Fraser Johnston | 80HCDAC | Natural Gas | No Match | False | True | 1 |  | Horizontal | No Match | No Match | No Match | No Match | No Match |  | No Match |  | 80000 | 63440 | 946 | 752 | 86336 | 940 | 69.1 | [8 empty] | 2 | Non Federally-Regulated | 04/02/1981 |  | 10/13/1981
Amana Refrigeration, Inc. | Amana | EPCG6012-3E (B) | LPG | No Match |  | True | 1 |  | Horizontal | No Match | No Match | No Match | No Match | No Match |  | No Match |  | 100000 | 84000 |  |  | 92900 | 373 | 84.5 | [8 empty] | 22 | Non Federally-Regulated | 12/08/1986 |  | 06/29/1987
Rheem Sales Company, Inc. | Montgomery Ward | SRM-51889A | Natural Gas | No Match | False | True | 1 |  | Horizontal | No Match | No Match | No Match | No Match | No Match |  | No Match |  | 80000 | 60000 | [14 empty] | Non Federally-Regulated | 08/17/1983 |  | 12/08/1986
Magic Chef | Williams | CF80AC3-3 | Natural Gas | No Match | False | False | 1 |  | Down | No Match | No Match | No Match | No Match | No Match |  | No Match |  | 80000 | 64000 | 1100 | 760 | 82629 | 328 | 65.9 | [8 empty] | 19 | Non Federally-Regulated | 04/02/1981 |  | 08/17/1983
Heil Quaker | Whirlpool | NRGF36DCB**(B) | Natural Gas | No Match |  | True | 1 |  | Horizontal | No Match | No Match | No Match | No Match | No Match |  | No Match |  | 80000 | 65360 | 1490 | 1055 | 77903 | 853 | 78.1 | [8 empty] | 6 | Non Federally-Regulated | 06/29/1987 |  | 01/27/1988
York International | Luxaire | PAMU-LD12N095 | Natural Gas | No Match |  | False | 1 |  | Up | No Match | No Match | No Match | No Match | No Match |  | No Match |  | 95000 | 76000 | 1220 | 750 | 78891 | 489 | 79 | [8 empty] | 3 | Non Federally-Regulated | 03/15/1989 |  | 10/10/1989
BDP Co. | Payne | 397GAW048125 | LPG | No Match | False | False | 1 |  | Up | No Match | No Match | No Match | No Match | No Match |  | No Match |  | 125000 | 91000 | 1550 | 1234 | 108714 | 561 | 71.9 | [8 empty] | 5 | Non Federally-Regulated | 07/26/1982 |  | 08/17/1983
Heil Quaker | Heil Quaker | NDGE075LF** | Natural Gas | No Match |  | False | 1 |  | Down | No Match | No Match | No Match | No Match | No Match |  | No Match |  | 75000 | 67446 | 1360 | 670 | 69203 | 618 | 77.5 | [8 empty] | 1 | Non Federally-Regulated | 01/15/1989 |  | 10/10/1989
Ducane | Borg Warner | P2UFD16F12501A | Oil | No Match | False | False | 1 |  | Up | No Match | No Match | No Match | No Match | No Match |  | No Match |  | 156045 | 119000 | 1630 | 970 | 138731 | 940 | 76 | [8 empty] | 5 | Non Federally-Regulated | 07/26/1982 |  | 08/17/1983
Heil Quaker | Whirlpool | NDGF105AF01 | Natural Gas | No Match | False | False | 1 |  | Down | No Match | No Match | No Match | No Match | No Match |  | No Match |  | 105053 | 79000 | 1175 | [13 empty] | Non Federally-Regulated | 08/17/1983 |  | 12/08/1986
Rheem Sales Company, Inc. | Weatherking | GPG2.5T050-1X | Natural Gas | No Match |  | True | 1 |  | Horizontal | No Match | No Match | No Match | No Match | No Match |  | No Match |  | 50000 | 39000 |  |  | 51134 | 390 | 78.8 | [8 empty] | 4 | Non Federally-Regulated | 03/15/1989 |  | 10/10/1989
Ducane | Day & Night | 391D-060100 | Oil | No Match | False | False | 1 |  | Down | No Match | No Match | No Match | No Match | No Match |  | No Match |  | 120301 | 96000 | 1700 | [13 empty] | Non Federally-Regulated | 08/17/1983 |  | 12/08/1986
Ducane | Moncrief | P2HSD15N06001A | LPG | No Match | False | False | 1 |  | Horizontal | No Match | No Match | No Match | No Match | No Match |  | No Match |  | 58673 | 46000 | 1540 | [13 empty] | Non Federally-Regulated | 08/17/1983 |  | 12/08/1986
Consolidated Industries Corp. | Sun Dial | HAC060NF3R | LPG | No Match | False | False | 1 |  | Horizontal | No Match | No Match | No Match | No Match | No Match |  | No Match |  | 60533 | 50000 | [14 empty] | Non Federally-Regulated | 08/17/1983 |  | 12/08/1986
Rheem Sales Company, Inc. | Heat Controller | TGR-42-1F-100 | Natural Gas | No Match |  | True | 1 |  | Horizontal | No Match | No Match | No Match | No Match | No Match |  | No Match |  | 100000 | 78000 |  |  | 97498 | 810 | 79.3 | [8 empty] | 4 | Non Federally-Regulated | 01/27/1988 |  | 01/15/1989
Rheem Sales Company, Inc. | Arcoaire | *GUA060A012-IL | LPG | No Match |  | False | 1 |  | Up | No Match | No Match | No Match | No Match | No Match |  | No Match |  | 60000 | 49000 | 1195 | 930 | 55876 | 460 | 83.2 | [8 empty] | 3 | Non Federally-Regulated | 01/27/1988 |  | 01/15/1989
Rheem Sales Company, Inc. | Heat Controller | GYD-100-E5N-X | Natural Gas | No Match |  | False | 1 |  | Down | No Match | No Match | No Match | No Match | No Match |  | No Match |  | 100000 | 80000 |  |  | 97823 | 807 | 79 | [8 empty] | 4 | Non Federally-Regulated | 12/08/1986 |  | 06/29/1987
Rheem Sales Company, Inc. | Rheem | RRGE-225075D | Natural Gas | No Match |  | True | 3 |  | Horizontal | No Match | No Match | No Match | No Match | No Match |  | No Match |  | 225000 | 174740 |  |  | 196785 | 1720 | 77.6 | [8 empty] | 6 | Non Federally-Regulated | 01/27/1988 |  | 01/15/1989
Magic Chef | Airease | 5A120-OH-1-5 | Natural Gas | No Match | False | True | 1 |  | Horizontal | No Match | No Match | No Match | No Match | No Match |  | No Match |  | 120000 | 90000 | 1950 | 1950 | 113043 | 618 | 68.3 | [8 empty] | 19 | Non Federally-Regulated | 07/26/1982 |  | 08/17/1983
BDP Co. | Carrier | 58SE075-1 | Natural Gas | No Match | False | False | 1 |  | Up | No Match | No Match | No Match | No Match | No Match |  | No Match |  | 75641 | 59000 | [14 empty] | Non Federally-Regulated | 08/17/1983 |  | 12/08/1986
Amana Refrigeration, Inc. | Amana | SPCG420903A | Natural Gas | No Match |  | True | 1 |  | Horizontal | No Match | No Match | No Match | No Match | No Match |  | No Match |  | 90000 | 74000 |  |  | 75630 | 1071 | 81.3 | [9 empty] | Non Federally-Regulated | 01/15/1989 |  | 03/15/1989
Climate Control / Snyder General | Climate Control | *PGDA060F125-N* | Natural Gas | No Match |  | True | 1 |  | Down | No Match | No Match | No Match | No Match | No Match |  | No Match |  | 125000 | 98000 |  |  | 118533 | 639 | 79.2 | [8 empty] | 15 | Non Federally-Regulated | 12/08/1986 |  | 06/29/1987
Heil Quaker | Sears | 867.81517*(B) | Natural Gas | No Match |  | True | 1 |  | Horizontal | No Match | No Match | No Match | No Match | No Match |  | No Match |  | 80000 | 62678 | 870 | 705 | 79101 | 770 | 77.3 | [8 empty] | 6 | Non Federally-Regulated | 12/08/1986 |  | 06/29/1987
Magic Chef | Gaffers & Sattler | 3A80-OH-3-6 | Natural Gas | No Match | False | True | 1 |  | Horizontal | No Match | No Match | No Match | No Match | No Match |  | No Match |  | 80000 | 60000 | 1340 | 700 | 79576 | 259 | 68.9 | [8 empty] | 19 | Non Federally-Regulated | 10/13/1981 |  | 03/11/1982
Borg Warner | Luxaire | 42ECW080GA | LPG | No Match | False | True | 1 |  | Horizontal | No Match | No Match | No Match | No Match | No Match |  | No Match |  | 80000 | 64000 | 1275 | 995 | 88335 | 592 | 70 | [8 empty] | 5 | Non Federally-Regulated | 07/26/1982 |  | 08/17/1983
Luxaire | Fraser Johnston | GCH114AF | Natural Gas | No Match | False | True | 1 |  | Horizontal | No Match | No Match | No Match | No Match | No Match |  | No Match |  | 114000 | 89718 |  |  | 114876 | 802 | 65.5 | [8 empty] | 2 | Non Federally-Regulated | 10/13/1981 |  | 03/11/1982
Heil Quaker | Whirlpool | NLOB084BF01 | Oil | No Match | False | False | 1 |  | Up | No Match | No Match | No Match | No Match | No Match |  | No Match |  | 105000 | 81000 | 1225 | 850 | 103213 | 458 | 75.3 | [8 empty] | 1 | Non Federally-Regulated | 04/02/1981 |  | 03/11/1982
Heil Quaker | Whirlpool | NUGB100AG** | Natural Gas | No Match | False | False | 1 |  | Up | No Match | No Match | No Match | No Match | No Match |  | No Match |  | 100000 | 79000 | 1350 | 920 | 96897 | 685 | 80.2 | [8 empty] | 6 | Non Federally-Regulated | 07/26/1982 |  | 08/17/1983
Amana Refrigeration, Inc. | Amana | EPCG2408-1E (A) | LPG | No Match |  | True | 1 |  | Horizontal | No Match | No Match | No Match | No Match | No Match |  | No Match |  | 80000 | 67000 |  |  | 74400 | 256 | 84.5 | [8 empty] | 22 | Non Federally-Regulated | 01/27/1988 |  | 01/15/1989
Ducane | Fraser Johnston | HGC140JANA | Natural Gas | No Match | False | True | 1 |  | Horizontal | No Match | No Match | No Match | No Match | No Match |  | No Match |  | 138522 | 105000 | 1950 | [13 empty] | Non Federally-Regulated | 08/17/1983 |  | 12/08/1986
Rheem Sales Company, Inc. | Rheem | RRGE-15E48JKR | Natural Gas | No Match |  | True | 1 |  | Horizontal | No Match | No Match | No Match | No Match | No Match |  | No Match |  | 150000 | 115000 |  |  | 140100 | 875 | 77.8 | [8 empty] | 4 | Non Federally-Regulated | 03/15/1989 |  | 10/10/1989
Heil Quaker | Amana | GHE56DN-3 | Natural Gas | No Match |  | False | 1 |  | Up | No Match | No Match | No Match | No Match | No Match |  | No Match |  | 56000 | 45024 | 1300 | 850 | 62832 | 460 | 74 | [8 empty] | 4 | Non Federally-Regulated | 12/08/1986 |  | 06/29/1987
Gaffers & Sattler | York | D1CG048P06225A | LPG | No Match |  | True | 1 |  | Horizontal | No Match | No Match | No Match | No Match | No Match |  | No Match |  | 75000 | 62000 | 1905 | 1905 | 57772 | 824 | 78.1 | [9 empty] | Non Federally-Regulated | 06/29/1987 |  | 01/27/1988
Rheem Sales Company, Inc. | Rheem | RGUG-07EA-GT | LPG | No Match |  | False | 1 |  | Horizontal | No Match | No Match | No Match | No Match | No Match |  | No Match |  | 70000 | 56000 |  |  | 60610 | 566 | 76.1 | [8 empty] | 4 | Non Federally-Regulated | 01/27/1988 |  | 10/10/1989
York International | Fraser Johnston | DAUC-W060N125A | Natural Gas | No Match |  | True | 1 |  | Horizontal | No Match | No Match | No Match | No Match | No Match |  | No Match |  | 125000 | 100000 | 2340 | 2340 | 120533 | 1284 | 75.9 | [9 empty] | Non Federally-Regulated | 01/27/1988 |  | 01/15/1989
Rheem Sales Company, Inc. | Ruud | URAD-10E59JT | LPG | No Match | False | True | 1 |  | Horizontal | No Match | No Match | No Match | No Match | No Match |  | No Match |  | 100000 | 7600 |  |  | 92610 | 515 | 67.3 | [8 empty] | 4 | Non Federally-Regulated | 07/26/1982 |  | 08/17/1983
Luxaire | Luxaire | GCH060RF | Natural Gas | No Match | False | True | 1 |  | Horizontal | No Match | No Match | No Match | No Match | No Match |  | No Match |  | 60000 | 48000 | 1200 |  | 68405 | 502 | 67.9 | [8 empty] | 5 | Non Federally-Regulated | 10/13/1981 |  | 03/11/1982
Snyder General Corp. | McQuay | *PGH*036G075*I*** | Natural Gas | No Match |  | True | 1 |  | Horizontal | No Match | No Match | No Match | No Match | No Match |  | No Match |  | 75000 | 55000 |  |  | 61990 | 327 | 76.5 | [8 empty] | 15 | Non Federally-Regulated | 03/15/1989 |  | 10/10/1989
Heil Quaker | Sears | 867.748 | Oil | No Match | False | False | 1 |  | Horizontal | No Match | No Match | No Match | No Match | No Match |  | No Match |  | 175000 | 131000 | 1250 | 695 | 174637 | 577 | 71.8 | [8 empty] | 1 | Non Federally-Regulated | 07/26/1982 |  | 08/17/1983
Rheem Sales Company, Inc. | Century | GTH80-T4N | Natural Gas | No Match |  | False | 1 |  | Horizontal | No Match | No Match | No Match | No Match | No Match |  | No Match |  | 80000 | 63000 |  |  | 78738 | 995 | 77 | [8 empty] | 3 | Non Federally-Regulated | 06/29/1987 |  | 01/15/1989
Rheem Sales Company, Inc. | Century | TGR150-4F-200K | Natural Gas | No Match |  | True | 3 |  | Down | No Match | No Match | No Match | No Match | No Match |  | No Match |  | 250000 | 199733 |  |  | 249547 | 3022 | 79.3 | [8 empty] | 6 | Non Federally-Regulated | 03/15/1989 |  | 10/10/1989
Magic Chef | Williams | 3.5D80-OH-1 | Natural Gas | No Match | False | True | 1 |  | Horizontal | No Match | No Match | No Match | No Match | No Match |  | No Match |  | 79893 | 60000 | 1600 | [13 empty] | Non Federally-Regulated | 08/17/1983 |  | 12/08/1986
Rheem Sales Company, Inc. | Arcoaire | AGUA100A016 | Natural Gas | No Match |  | False | 1 |  | Up | No Match | No Match | No Match | No Match | No Match |  | No Match |  | 100000 | 79000 | 1590 | 1065 | 95341 | 766 | 81.2 | [9 empty] | Non Federally-Regulated | 12/08/1986 |  | 06/29/1987
Borg Warner | Fraser Johnston | GCU110AF | LPG | No Match | False | False | 1 |  | Up | No Match | No Match | No Match | No Match | No Match |  | No Match |  | 110519 | 83000 | [14 empty] | Non Federally-Regulated | 08/17/1983 |  | 12/08/1986
Rheem Sales Company, Inc. | Ruud | URGE-10E42CKR | Natural Gas | No Match |  | True | 1 |  | Horizontal | No Match | No Match | No Match | No Match | No Match |  | No Match |  | 100000 | 78000 |  |  | 97498 | 810 | 79.3 | [8 empty] | 4 | Non Federally-Regulated | 03/15/1989 |  | 10/10/1989
Heil Quaker | Whirlpool | WUGB080AF01 | Natural Gas | No Match | False | False | 1 |  | Up | No Match | No Match | No Match | No Match | No Match |  | No Match |  | 79576 | 60000 | 1360 | [13 empty] | Non Federally-Regulated | 08/17/1983 |  | 12/08/1986
Climate Control / Snyder General | Climate Control | BGUA100A016 | Natural Gas | No Match |  | False | 1 |  | Up | No Match | No Match | No Match | No Match | No Match |  | No Match |  | 100000 | 79000 | 1590 | 1065 | 95341 | 766 | 81.2 | [9 empty] | Non Federally-Regulated | 12/08/1986 |  | 06/29/1987
Borg Warner | Fraser Johnston | 36ECW060GA | Natural Gas | No Match | False | True | 1 |  | Horizontal | No Match | No Match | No Match | No Match | No Match |  | No Match |  | 60000 | 46200 | 1275 | [13 empty] | Non Federally-Regulated | 08/17/1983 |  | 12/08/1986
Sunbeam Air Conditioning | Sunbeam Air Conditioning | RBG-1802-23-3501-HC | LPG | No Match |  | True | 3 |  | Down | No Match | No Match | No Match | No Match | No Match |  | No Match |  | 350000 | 280000 | 6000 | 5250 | 322350 | 2528 | 77.8 | [8 empty] | 4 | Non Federally-Regulated | 12/08/1986 |  | 06/29/1987
Lennox Industries Inc. | Lennox | G16RQ4/5-125 | Natural Gas | No Match |  | False | 1 |  | Down | No Match | No Match | No Match | No Match | No Match |  | No Match |  | 125000 | 95000 | 1900 | 1220 | 124702 | 1105 | 75.7 | [8 empty] | 3 | Non Federally-Regulated | 01/27/1988 |  | 01/15/1989
Magic Chef | Johnson | EG83-125D2C4-5 | Natural Gas | No Match | False | False | 1 |  | Horizontal | No Match | No Match | No Match | No Match | No Match |  | No Match |  | 122667 | 92000 | 1287 | [13 empty] | Non Federally-Regulated | 08/17/1983 |  | 12/08/1986
Rheem Sales Company, Inc. | Ruud | URGE-12E42JKR | Natural Gas | No Match |  | True | 1 |  | Horizontal | No Match | No Match | No Match | No Match | No Match |  | No Match |  | 125000 | 97000 |  |  | 118278 | 835 | 78.8 | [8 empty] | 4 | Non Federally-Regulated | 06/29/1987 |  | 01/27/1988
Magic Chef | Armstrong | 5D120-OH-3 | Natural Gas | No Match | False | True | 1 |  | Horizontal | No Match | No Match | No Match | No Match | No Match |  | No Match |  | 120000 | 90000 | 1950 | 1950 | 113043 | 618 | 68.3 | [8 empty] | 19 | Non Federally-Regulated | 10/13/1981 |  | 03/11/1982
Rheem Sales Company, Inc. | Ruud | UGAA-08KCC | Natural Gas | No Match | False | False | 1 |  | Up | No Match | No Match | No Match | No Match | No Match |  | No Match |  | 80000 | 60000 |  |  | 91641 | 685 | 67.4 | [8 empty] | 4 | Non Federally-Regulated | 04/02/1981 |  | 08/17/1983
Luxaire | Westinghouse Electric | FGUF100EAN | Natural Gas | No Match | False | False | 1 |  | Up | No Match | No Match | No Match | No Match | No Match |  | No Match |  | 100000 | 76100 | 1320 | 965 | 89483 | 801 | 70.3 | [8 empty] | 5 | Non Federally-Regulated | 04/02/1981 |  | 10/13/1981
Lennox Industries Inc. | Lennox | GCS16-953-200-4Y | Natural Gas | No Match |  | True | 1 |  | Horizontal | No Match | No Match | No Match | No Match | No Match |  | No Match |  | 200000 | 160000 | 3800 | 2400 | 177835 | 1340 | 78.2 | [8 empty] | 20 | Non Federally-Regulated | 03/15/1989 |  | 10/10/1989
Rheem Sales Company, Inc. | Heat Controller | TGR-120-4E-270-L | Natural Gas | No Match |  | True | 3 |  | Horizontal | No Match | No Match | No Match | No Match | No Match |  | No Match |  | 270000 | 206800 |  |  | 258405 | 3140 | 76.4 | [8 empty] | 6 | Non Federally-Regulated | 12/08/1986 |  | 06/29/1987
Magic Chef | Airease | 4A140-OH-3-5 | Natural Gas | No Match | False | True | 1 |  | Horizontal | No Match | No Match | No Match | No Match | No Match |  | No Match |  | 140000 | 105000 | 1850 | 1850 | 131871 | 659 | 68.2 | [8 empty] | 19 | Non Federally-Regulated | 04/02/1981 |  | 10/13/1981
Consolidated Industries Corp. | Addison Products | GHC080A-5EICC | Natural Gas | No Match |  | False | 1 |  | Horizontal | No Match | No Match | No Match | No Match | No Match |  | No Match |  | 80000 | 64000 |  |  | 79870 | 844 | 76.6 | [8 empty] | 3 | Non Federally-Regulated | 01/27/1988 |  | 01/15/1989
Amana Refrigeration, Inc. | Amana | EPCG3612-1D (B) | LPG | No Match | False | True | 1 |  | Horizontal | No Match | No Match | No Match | No Match | No Match |  | No Match |  | 96849 | 83000 | [14 empty] | Non Federally-Regulated | 08/17/1983 |  | 12/08/1986
Rheem Sales Company, Inc. | Arcoaire | APGHA030G075-M | Natural Gas | No Match |  | True | 1 |  | Horizontal | No Match | No Match | No Match | No Match | No Match |  | No Match |  | 75000 | 55000 |  |  | 61990 | 166 | 76.5 | [8 empty] | 15 | Non Federally-Regulated | 12/08/1986 |  | 06/29/1987
Rheem Sales Company, Inc. | Weatherking | GPE3.0T075-4 | Natural Gas | No Match |  | True | 1 |  | Horizontal | No Match | No Match | No Match | No Match | No Match |  | No Match |  | 75000 | 58000 |  |  | 68444 | 745 | 78.2 | [8 empty] | 4 | Non Federally-Regulated | 03/15/1989 |  | 10/10/1989
Carrier Corp. | Carrier | 58SX060-CC | LPG | No Match |  | False | 1 |  | Up | No Match | No Match | No Match | No Match | No Match |  | No Match |  | 66000 | 61000 |  |  | 67433 | 553 | 92.2 | [8 empty] | 5 | Non Federally-Regulated | 12/08/1986 |  | 01/27/1988
Heil Quaker | Whirlpool | NUGB060AG** | Natural Gas | No Match | False | False | 1 |  | Up | No Match | No Match | No Match | No Match | No Match |  | No Match |  | 59508 | 46000 | 1360 | [13 empty] | Non Federally-Regulated | 08/17/1983 |  | 12/08/1986
Consolidated Industries Corp. | Pacific / Air | GHB75D-10A | Natural Gas | No Match | False | False | 1 |  | Horizontal | No Match | No Match | No Match | No Match | No Match |  | No Match |  | 70573 | 53000 | [14 empty] | Non Federally-Regulated | 08/17/1983 |  | 12/08/1986
Ducane | Carrier | 58HS085101CA | Oil | No Match | False | False | 1 |  | Horizontal | No Match | No Match | No Match | No Match | No Match |  | No Match |  | 105888 | 81000 | 1690 | 880 | 100990 | 701 | 76.2 | [8 empty] | 5 | Non Federally-Regulated | 07/26/1982 |  | 08/17/1983
Rheem Sales Company, Inc. | Rheem | RRGF-10E60DL* | Natural Gas | No Match |  | True | 1 |  | Horizontal | No Match | No Match | No Match | No Match | No Match |  | No Match |  | 100000 | 76000 |  |  | 79634 | 750 | 77.2 | [8 empty] | 4 | Non Federally-Regulated | 01/15/1989 |  | 03/15/1989
Rheem Sales Company, Inc. | Rheem | RGMC-08EAA | Natural Gas | No Match | False | False | 1 |  | Down | No Match | No Match | No Match | No Match | No Match |  | No Match |  | 80000 | 60000 |  |  | 88806 | 561 | 66.9 | [8 empty] | 3 | Non Federally-Regulated | 04/02/1981 |  | 08/17/1983
Arkla Industries, Inc. | Climate Control | G-U601120-18M | Natural Gas | No Match | False | False | 1 |  | Up | No Match | No Match | No Match | No Match | No Match |  | No Match |  | 119628 | 103000 | 1600 | [13 empty] | Non Federally-Regulated | 08/17/1983 |  | 12/08/1986
Consolidated Industries Corp. | Weatherking | GHC120A-5EI | Natural Gas | No Match | False | False | 1 |  | Horizontal | No Match | No Match | No Match | No Match | No Match |  | No Match |  | 120051 | 94000 | [14 empty] | Non Federally-Regulated | 08/17/1983 |  | 12/08/1986
Amana Refrigeration, Inc. | Amana | EPCG4212-1D (C) | Natural Gas | No Match |  | True | 1 |  | Horizontal | No Match | No Match | No Match | No Match | No Match |  | No Match |  | 120000 | 99000 |  |  | 114924 | 430 | 82 | [8 empty] | 22 | Non Federally-Regulated | 03/15/1989 |  | 10/10/1989
Carrier Corp. | Carrier | 48KLA160300BE | Natural Gas | No Match |  | True | 1 |  | Horizontal | No Match | No Match | No Match | No Match | No Match |  | No Match |  | 100000 | 79000 | 1905 | 1495 | 103049 | 697 | 75.4 | [8 empty] | 3 | Non Federally-Regulated | 06/29/1987 |  | 01/27/1988
Heil Quaker | Heil | HUGE080BG01 | Natural Gas | No Match | False | False | 1 |  | Up | No Match | No Match | No Match | No Match | No Match |  | No Match |  | 80000 | 64000 | 1360 | 900 | 76979 | 611 | 80.1 | [8 empty] | 2 | Non Federally-Regulated | 03/11/1982 |  | 07/26/1982
Rheem Sales Company, Inc. | Heat Controller | GZU60-D35 | LPG | No Match |  | False | 1 |  | Up | No Match | No Match | No Match | No Match | No Match |  | No Match |  | 60000 | 56000 |  |  | 50010 | 763 | 90.8 | [8 empty] | 4 | Non Federally-Regulated | 12/08/1986 |  | 01/15/1989
Heil Quaker | Heil | NDGF075CF | Natural Gas | No Match | False | False | 1 |  | Down | No Match | No Match | No Match | No Match | No Match |  | No Match |  | 75497 | 57000 | 910 | [13 empty] | Non Federally-Regulated | 08/17/1983 |  | 12/08/1986
Rheem Sales Company, Inc. | Comfortmaker | CPGHA042F100 | Natural Gas | No Match |  | True | 1 |  | Horizontal | No Match | No Match | No Match | No Match | No Match |  | No Match |  | 100000 | 74000 |  |  | 80919 | 408 | 77.4 | [8 empty] | 15 | Non Federally-Regulated | 12/08/1986 |  | 06/29/1987
Magic Chef | Williams | EMG66R-60D2C4-2 | Natural Gas | No Match | False | False | 1 |  | Up | No Match | No Match | No Match | No Match | No Match |  | No Match |  | 60000 | 48000 | 1580 | 1285 | 64214 | 589 | 70.5 | [8 empty] | 19 | Non Federally-Regulated | 04/02/1981 |  | 08/17/1983
BDP Co. | Payne | 585CJ024050 | Natural Gas | No Match | False | True | 1 |  | Horizontal | No Match | No Match | No Match | No Match | No Match |  | No Match |  | 50000 | 38000 | 750 | 630 | 54493 | 491 | 70.4 | [8 empty] | 3 | Non Federally-Regulated | 10/13/1981 |  | 03/11/1982
Consolidated Industries Corp. | Premier | GHB75D-10A/E | Natural Gas | No Match | False | False | 1 |  | Horizontal | No Match | No Match | No Match | No Match | No Match |  | No Match |  | 70573 | 53000 | [14 empty] | Non Federally-Regulated | 08/17/1983 |  | 12/08/1986
Rheem Sales Company, Inc. | Weatherking | GPF10T200-3L* | Natural Gas | No Match |  | True | 1 |  | Down | No Match | No Match | No Match | No Match | No Match |  | No Match |  | 200000 | 159227 |  |  | 171438 | 2152 | 79.8 | [8 empty] | 6 | Non Federally-Regulated | 03/15/1989 |  | 10/10/1989
Rheem Sales Company, Inc. | Montgomery Ward | SRM-54655C | Natural Gas | No Match | False | False | 1 |  | Up | No Match | No Match | No Match | No Match | No Match |  | No Match |  | 125000 | 96000 | [14 empty] | Non Federally-Regulated | 08/17/1983 |  | 12/08/1986
Rheem Sales Company, Inc. | Arcoaire | AGUC120A020-M | Natural Gas | No Match |  | False | 1 |  | Up | No Match | No Match | No Match | No Match | No Match |  | No Match |  | 125000 | 113000 |  |  | 112919 | 917 | 88.6 | [8 empty] | 4 | Non Federally-Regulated | 06/29/1987 |  | 10/10/1989
Luxaire | Westinghouse Electric | FGUG103TA | Natural Gas | No Match | False | False | 1 |  | Up | No Match | No Match | No Match | No Match | No Match |  | No Match |  | 103125 | 79406 | 2000 |  | 104435 | 1049 | 72.4 | [8 empty] | 11 | Non Federally-Regulated | 10/13/1981 |  | 03/11/1982
Heil Quaker | Dayton | 3C588(B) | Natural Gas | No Match |  | True | 1 |  | Horizontal | No Match | No Match | No Match | No Match | No Match |  | No Match |  | 100000 | 81500 | 2000 | 1675 | 97388 | 1267 | 77.4 | [8 empty] | 6 | Non Federally-Regulated | 06/29/1987 |  | 01/27/1988
Amana Refrigeration, Inc. | Amana | EPCG6017-3B (B) | LPG | No Match | False | True | 1 |  | Horizontal | No Match | No Match | No Match | No Match | No Match |  | No Match |  | 150000 | 127320 |  |  | 129713 | 854 | 83.9 | [8 empty] | 22 | Non Federally-Regulated | 10/13/1981 |  | 03/11/1982
Daikin Comfort Technologies Manufacturing, L.P. | Janitrol / GMC | PG060150-4 | Natural Gas | No Match |  | True | 1 |  | Horizontal | No Match | No Match | No Match | No Match | No Match |  | No Match |  | 150000 | 115000 | 2035 | 1470 | 144403 | 1116 | 75 | [8 empty] | 5 | Non Federally-Regulated | 01/15/1989 |  | 03/15/1989
Luxaire | Westinghouse Electric | GCH060FF | Natural Gas | No Match | False | False | 1 |  | Horizontal | No Match | No Match | No Match | No Match | No Match |  | No Match |  | 60000 | 47760 | 1190 | 700 | 59487 | 770 | 75 | [8 empty] | 11 | Non Federally-Regulated | 10/13/1981 |  | 03/11/1982
Heil Quaker | Dayton | 3C587(A) | Natural Gas | No Match |  | True | 1 |  | Horizontal | No Match | No Match | No Match | No Match | No Match |  | No Match |  | 80000 | 66720 | 2000 | 1675 | 75040 | 1164 | 79.7 | [8 empty] | 6 | Non Federally-Regulated | 01/15/1989 |  | 03/15/1989
Heil Quaker | Heil | NUGA075AF** | Natural Gas | No Match | False | False | 1 |  | Up | No Match | No Match | No Match | No Match | No Match |  | No Match |  | 75000 | 58000 | 1140 | 690 | 69790 | 299 | 78.9 | [8 empty] | 6 | Non Federally-Regulated | 07/26/1982 |  | 08/17/1983
Rheem Sales Company, Inc. | Addison Products | GU80-FDI3 | Natural Gas | No Match | False | False | 1 |  | Up | No Match | No Match | No Match | No Match | No Match |  | No Match |  | 79787 | 60000 | [14 empty] | Non Federally-Regulated | 08/17/1983 |  | 12/08/1986
Luxaire | Fraser Johnston | GCH076OF | Natural Gas | No Match | False | False | 1 |  | Horizontal | No Match | No Match | No Match | No Match | No Match |  | No Match |  | 76000 | 58976 | 775 | 650 | 78412 | 544 | 67.9 | [8 empty] | 5 | Non Federally-Regulated | 04/02/1981 |  | 10/13/1981
Rheem Sales Company, Inc. | Rheem | RGYA-07EC-JR | Natural Gas | No Match |  | False | 1 |  | Horizontal | No Match | No Match | No Match | No Match | No Match |  | No Match |  | 75000 | 60000 |  |  | 76953 | 944 | 79.3 | [8 empty] | 4 | Non Federally-Regulated | 12/08/1986 |  | 10/10/1989
Carrier Corp. | Day & Night | 579EP060100 | Natural Gas | No Match |  | True | 1 |  | Horizontal | No Match | No Match | No Match | No Match | No Match |  | No Match |  | 100000 | 75000 | 2285 | 1260 | 80926 | 821 | 75.7 | [8 empty] | 3 | Non Federally-Regulated | 12/08/1986 |  | 06/29/1987
Luxaire | Westinghouse Electric | 60REH0BNL | Natural Gas | No Match | False | False | 1 |  | Down | No Match | No Match | No Match | No Match | No Match |  | No Match |  | 60000 | 45180 |  |  | 67887 | 609 | 71.4 | [8 empty] | 2 | Non Federally-Regulated | 04/02/1981 |  | 10/13/1981
Magic Chef | Armstrong | 5A120-OH-1-5 | Natural Gas | No Match | False | True | 1 |  | Horizontal | No Match | No Match | No Match | No Match | No Match |  | No Match |  | 120000 | 90000 | 1950 | 1950 | 113043 | 618 | 68.3 | [8 empty] | 19 | Non Federally-Regulated | 07/26/1982 |  | 08/17/1983
BDP Co. | Day & Night | 585CJ030050 | Natural Gas | No Match | False | True | 1 |  | Horizontal | No Match | No Match | No Match | No Match | No Match |  | No Match |  | 50000 | 38000 | 1040 | 580 | 54179 | 556 | 70.4 | [8 empty] | 325 | Non Federally-Regulated | 04/02/1981 |  | 10/13/1981
Rheem Sales Company, Inc. | Addison Products | GU100-FD13 | Natural Gas | No Match | False | False | 1 |  | Up | No Match | No Match | No Match | No Match | No Match |  | No Match |  | 100000 | 75000 |  |  | 91256 | 685 | 67.6 | [8 empty] | 4 | Non Federally-Regulated | 04/02/1981 |  | 10/13/1981
Carrier Corp. | Payne | 580B*V060074 | Natural Gas | No Match |  | True | 1 |  | Down | No Match | No Match | No Match | No Match | No Match |  | No Match |  | 74000 | 58460 | 1590 | 1560 | 72520 | 518 | 75.5 | [8 empty] | 3 | Non Federally-Regulated | 01/15/1989 |  | 03/15/1989
Borg Warner | Moncrief | GCU082DF | LPG | No Match | False | False | 1 |  | Up | No Match | No Match | No Match | No Match | No Match |  | No Match |  | 82557 | 62000 | 775 | [13 empty] | Non Federally-Regulated | 08/17/1983 |  | 12/08/1986
Ducane | Carrier | 58EG140231 | Natural Gas | No Match | False | False | 1 |  | Horizontal | No Match | No Match | No Match | No Match | No Match |  | No Match |  | 140000 | 105000 | 1650 | 940 | 142951 | 680 | 65.6 | [8 empty] | 5 | Non Federally-Regulated | 07/26/1982 |  | 08/17/1983
Snyder General Corp. | Arcoaire | *PGH*048G100*I*** | Natural Gas | No Match |  | True | 1 |  | Horizontal | No Match | No Match | No Match | No Match | No Match |  | No Match |  | 100000 | 74000 |  |  | 80919 | 408 | 77.4 | [8 empty] | 15 | Non Federally-Regulated | 01/15/1989 |  | 03/15/1989
Carrier Corp. | Day & Night | 585HJ036060 | Natural Gas | No Match |  | True | 1 |  | Horizontal | No Match | No Match | No Match | No Match | No Match |  | No Match |  | 60000 | 47000 | 1255 | 900 | 61530 | 484 | 75.4 | [8 empty] | 3 | Non Federally-Regulated | 01/15/1989 |  | 03/15/1989
Carrier Corp. | Payne | 375AAW048100 | LPG | No Match |  | False | 1 |  | Horizontal | No Match | No Match | No Match | No Match | No Match |  | No Match |  | 119000 | 98000 |  |  | 115044 | 818 | 81.1 | [8 empty] | 5 | Non Federally-Regulated | 12/08/1986 |  | 06/29/1987
Carrier Corp. | Payne | 580AN024040 | Natural Gas | No Match |  | True | 1 |  | Horizontal | No Match | No Match | No Match | No Match | No Match |  | No Match |  | 40000 | 31000 |  |  | 39028 | 522 | 77.5 | [8 empty] | 3 | Non Federally-Regulated | 01/27/1988 |  | 01/15/1989
York International | Fraser Johnston | PANU-LD12P100A | LPG | No Match |  | False | 1 |  | Up | No Match | No Match | No Match | No Match | No Match |  | No Match |  | 100000 | 93000 | 1255 | 955 | 84634 | 517 | 92.2 | [8 empty] | 5 | Non Federally-Regulated | 03/15/1989 |  | 10/10/1989
BDP Co. | Payne | 585CB060125X | Natural Gas | No Match | False | True | 1 |  | Horizontal | No Match | No Match | No Match | No Match | No Match |  | No Match |  | 100000 | 75000 | 1905 | 1475 | 89326 | 842 | 68.5 | [8 empty] | 325 | Non Federally-Regulated | 04/02/1981 |  | 10/13/1981
Snyder General Corp. | McQuay | *PGDA036H075-IM-** | Natural Gas | No Match |  | True | 1 |  | Down | No Match | No Match | No Match | No Match | No Match |  | No Match |  | 75000 | 59000 |  |  | 58465 | 331 | 80.2 | [8 empty] | 15 | Non Federally-Regulated | 01/27/1988 |  | 01/15/1989
Lennox Industries Inc. | Lennox | GCS10-653-75-3G | Natural Gas | No Match |  | True | 1 |  | Horizontal | No Match | No Match | No Match | No Match | No Match |  | No Match |  | 75000 | 58000 | 2275 | 1300 | 60493 | 661 | 75.7 | [8 empty] | 3 | Non Federally-Regulated | 01/27/1988 |  | 01/15/1989
Magic Chef | Gaffers & Sattler | 3D100-OH-1 | Natural Gas | No Match | False | True | 1 |  | Horizontal | No Match | No Match | No Match | No Match | No Match |  | No Match |  | 100000 | 75000 | 1340 | 870 | 76585 | 166 | 67.3 | [8 empty] | 19 | Non Federally-Regulated | 04/02/1981 |  | 10/13/1981
BDP Co. | Day & Night | 394GAW036075 | Natural Gas | No Match | False | False | 1 |  | Up | No Match | No Match | No Match | No Match | No Match |  | No Match |  | 75000 | 54000 | 1150 | 925 | 77011 | 607 | 70.1 | [8 empty] | 5 | Non Federally-Regulated | 07/26/1982 |  | 08/17/1983
Heil Quaker | Sears | 867.8163 | Natural Gas | No Match | False | True | 1 |  | Horizontal | No Match | No Match | No Match | No Match | No Match |  | No Match |  | 94164 | 71000 | 1200 | [13 empty] | Non Federally-Regulated | 08/17/1983 |  | 12/08/1986
Amana Refrigeration, Inc. | Amana | EPCG2408-1E (A) | Natural Gas | No Match |  | True | 1 |  | Horizontal | No Match | No Match | No Match | No Match | No Match |  | No Match |  | 80000 | 67000 |  |  | 75520 | 259 | 83.2 | [8 empty] | 22 | Non Federally-Regulated | 03/15/1989 |  | 10/10/1989
Rheem Sales Company, Inc. | Ruud | URGE-05E24JKR | Natural Gas | No Match |  | True | 1 |  | Horizontal | No Match | No Match | No Match | No Match | No Match |  | No Match |  | 50000 | 39000 |  |  | 49568 | 345 | 78.2 | [8 empty] | 4 | Non Federally-Regulated | 12/08/1986 |  | 06/29/1987
Magic Chef | Airease | EG6B60DC36-* | Natural Gas | No Match |  | False | 1 |  | Up | No Match | No Match | No Match | No Match | No Match |  | No Match |  | 60000 | 53000 | 1380 | 1000 | 61020 | 557 | 87.3 | [8 empty] | 2 | Non Federally-Regulated | 12/08/1986 |  | 06/29/1987
Magic Chef | Gaffers & Sattler | 3.5A80-OH-3-6 | Natural Gas | No Match | False | True | 1 |  | Horizontal | No Match | No Match | No Match | No Match | No Match |  | No Match |  | 80000 | 60000 | 1600 | 700 | 81967 | 610 | 66.8 | [8 empty] | 19 | Non Federally-Regulated | 07/26/1982 |  | 08/17/1983
Rheem Sales Company, Inc. | Comfortmaker | CPGHA060F100 | Natural Gas | No Match |  | True | 1 |  | Horizontal | No Match | No Match | No Match | No Match | No Match |  | No Match |  | 100000 | 74000 |  |  | 80919 | 408 | 77.4 | [8 empty] | 15 | Non Federally-Regulated | 12/08/1986 |  | 06/29/1987
Rheem Sales Company, Inc. | Ruud | URGG-10N60JK* | Natural Gas | No Match |  | True | 1 |  | Horizontal | No Match | No Match | No Match | No Match | No Match |  | No Match |  | 100000 | 76000 |  |  | 79634 | 750 | 77.2 | [8 empty] | 4 | Non Federally-Regulated | 03/15/1989 |  | 10/10/1989
Magic Chef | Airease | ACD12-U120-4-2 | Natural Gas | No Match | False | False | 1 |  | Down | No Match | No Match | No Match | No Match | No Match |  | No Match |  | 127321 | 96000 | 1530 | [13 empty] | Non Federally-Regulated | 08/17/1983 |  | 12/08/1986
Luxaire | Moncrief | GCH075TF | Natural Gas | No Match | False | False | 1 |  | Horizontal | No Match | No Match | No Match | No Match | No Match |  | No Match |  | 75000 | 59250 | 1530 |  | 73969 | 711 | 70 | [8 empty] | 5 | Non Federally-Regulated | 03/11/1982 |  | 07/26/1982
Rheem Sales Company, Inc. | Addison Products | GL175G-DI5 | Natural Gas | No Match | False | False | 1 |  | Up | No Match | No Match | No Match | No Match | No Match |  | No Match |  | 175000 | 133000 |  |  | 181987 | 1051 | 68.7 | [8 empty] | 4 | Non Federally-Regulated | 07/26/1982 |  | 08/17/1983
Carrier Corp. | Day & Night | 585HP036100 | Natural Gas | No Match |  | True | 1 |  | Horizontal | No Match | No Match | No Match | No Match | No Match |  | No Match |  | 100000 | 75000 | 1800 | 1195 | 81399 | 716 | 75.7 | [8 empty] | 3 | Non Federally-Regulated | 06/29/1987 |  | 01/27/1988
Heil Quaker | Heil | NRLE36MAK** | LPG | No Match | False | True | 1 |  | Horizontal | No Match | No Match | No Match | No Match | No Match |  | No Match |  | 94415 | 71000 | 1200 | [13 empty] | Non Federally-Regulated | 08/17/1983 |  | 12/08/1986
Rheem Sales Company, Inc. | Heat Controller | TGR-48-1XB-70 | Natural Gas | No Match |  | True | 1 |  | Horizontal | No Match | No Match | No Match | No Match | No Match |  | No Match |  | 75000 | 56000 |  |  | 70734 | 910 | 76.6 | [8 empty] | 4 | Non Federally-Regulated | 03/15/1989 |  | 10/10/1989
Rheem Sales Company, Inc. | Rheem | RRGE-12E48CLR | Natural Gas | No Match |  | True | 1 |  | Horizontal | No Match | No Match | No Match | No Match | No Match |  | No Match |  | 125000 | 97000 |  |  | 118760 | 910 | 78.3 | [8 empty] | 4 | Non Federally-Regulated | 01/27/1988 |  | 01/15/1989
Snyder General Corp. | Arcoaire | *PGDA036G050-L** | LPG | No Match |  | True | 1 |  | Down | No Match | No Match | No Match | No Match | No Match |  | No Match |  | 50000 | 40000 |  |  | 37856 | 290 | 82 | [8 empty] | 15 | Non Federally-Regulated | 12/08/1986 |  | 06/29/1987
Carrier Corp. | Day & Night | 398AAW060100 | LPG | No Match |  | False | 1 |  | Up | No Match | No Match | No Match | No Match | No Match |  | No Match |  | 110000 | 102000 |  |  | 101543 | 724 | 92.2 | [8 empty] | 5 | Non Federally-Regulated | 06/29/1987 |  | 01/27/1988
Rheem Sales Company, Inc. | York | P-UMD16N06101A | Natural Gas | No Match |  | False | 1 |  | Up | No Match | No Match | No Match | No Match | No Match |  | No Match |  | 75000 | 59000 |  |  | 77555 | 870 | 78.7 | [8 empty] | 4 | Non Federally-Regulated | 01/15/1989 |  | 10/10/1989
Climate Control / Snyder General | Climate Control | BPGHA036G100 | Natural Gas | No Match |  | True | 1 |  | Horizontal | No Match | No Match | No Match | No Match | No Match |  | No Match |  | 100000 | 74000 |  |  | 81521 | 327 | 77.2 | [8 empty] | 15 | Non Federally-Regulated | 12/08/1986 |  | 06/29/1987
Carrier Corp. | Payne | 376BAW060115 | Natural Gas | No Match |  | False | 1 |  | Down | No Match | No Match | No Match | No Match | No Match |  | No Match |  | 137000 | 113000 |  |  | 132409 | 919 | 82.3 | [8 empty] | 5 | Non Federally-Regulated | 01/27/1988 |  | 10/10/1989
York International | Luxaire | DAUC-W036P050A | LPG | No Match |  | True | 1 |  | Horizontal | No Match | No Match | No Match | No Match | No Match |  | No Match |  | 50000 | 41000 | 1600 | 1600 | 37060 | 665 | 80 | [9 empty] | Non Federally-Regulated | 01/27/1988 |  | 01/15/1989
Carrier Corp. | Payne | 580AN030060 | Natural Gas | No Match |  | True | 1 |  | Horizontal | No Match | No Match | No Match | No Match | No Match |  | No Match |  | 60000 | 46000 |  |  | 58858 | 540 | 78.5 | [8 empty] | 3 | Non Federally-Regulated | 03/15/1989 |  | 10/10/1989
Rheem Sales Company, Inc. | Rheem | RRGF-12E42CL* | Natural Gas | No Match |  | True | 1 |  | Horizontal | No Match | No Match | No Match | No Match | No Match |  | No Match |  | 125000 | 97000 |  |  | 118278 | 835 | 78.8 | [8 empty] | 4 | Non Federally-Regulated | 01/27/1988 |  | 01/15/1989
Carrier Corp. | Payne | 580AP060100-B | Natural Gas | No Match |  | True | 1 |  | Horizontal | No Match | No Match | No Match | No Match | No Match |  | No Match |  | 100000 | 78000 |  |  | 97418 | 1056 | 78.5 | [8 empty] | 3 | Non Federally-Regulated | 03/15/1989 |  | 10/10/1989
Suburban Manufacturing Co. | Suburban | HF-50C | Natural Gas | No Match |  | False | 1 |  | Horizontal | No Match | No Match | No Match | No Match | No Match |  | No Match |  | 50000 | 40000 | 1100 | 1100 | 39008 | 433 | 78.8 | [9 empty] | Non Federally-Regulated | 01/15/1989 |  | 10/10/1989
Magic Chef | Williams | EG82-100D-12 | Natural Gas | No Match | False | False | 1 |  | Horizontal | No Match | No Match | No Match | No Match | No Match |  | No Match |  | 100000 | 80000 |  | 1014 | 95361 | 375 | 68.3 | [8 empty] | 19 | Non Federally-Regulated | 04/02/1981 |  | 07/26/1982
York International | Luxaire | DACC-F024N052A | Natural Gas | No Match |  | True | 1 |  | Horizontal | No Match | No Match | No Match | No Match | No Match |  | No Match |  | 52500 | 42000 | 840 | 750 | 37550 | 474 | 81 | [9 empty] | Non Federally-Regulated | 06/29/1987 |  | 01/27/1988
Daikin Comfort Technologies Manufacturing, L.P. | Janitrol | PG042100-1 | Natural Gas | No Match |  | True | 1 |  | Horizontal | No Match | No Match | No Match | No Match | No Match |  | No Match |  | 100000 | 78000 | 1320 | 1030 | 81818 | 552 | 76 | [8 empty] | 5 | Non Federally-Regulated | 06/29/1987 |  | 01/27/1988
Trane U.S. Inc. | Trane | BYC042H1LOA | Natural Gas | No Match |  | True | 1 |  | Horizontal | No Match | No Match | No Match | No Match | No Match |  | No Match |  | 100000 | 78000 | 1635 | 1255 | 79300 | 385 | 79 | [8 empty] | 0 | Non Federally-Regulated | 12/08/1986 |  | 06/29/1987
Heil Quaker | Whirlpool | NRGF48EKH**(B) | Natural Gas | No Match |  | True | 1 |  | Horizontal | No Match | No Match | No Match | No Match | No Match |  | No Match |  | 100000 | 78886 | 2000 | 1675 | 97374 | 1274 | 77.4 | [8 empty] | 6 | Non Federally-Regulated | 12/08/1986 |  | 06/29/1987
Rheem Sales Company, Inc. | Rheem | RGAC-09EC | Natural Gas | No Match | False | False | 1 |  | Up | No Match | No Match | No Match | No Match | No Match |  | No Match |  | 95000 | 71000 |  |  | 92487 | 730 | 66.6 | [8 empty] | 4 | Non Federally-Regulated | 04/02/1981 |  | 08/17/1983
Rheem Sales Company, Inc. | Arcoaire | AGUA120A020-L | LPG | No Match |  | False | 1 |  | Up | No Match | No Match | No Match | No Match | No Match |  | No Match |  | 120000 | 97000 | 2180 | 1635 | 112311 | 1064 | 82.3 | [9 empty] | Non Federally-Regulated | 12/08/1986 |  | 06/29/1987
Trane U.S. Inc. | Trane | SFHCC25*L | Natural Gas | No Match | False | True | 3 |  | Horizontal | No Match | No Match | No Match | No Match | No Match |  | No Match |  | 235000 | 176000 | 11000 | 10000 | [12 empty] | Non Federally-Regulated | 07/26/1982 |  | 08/17/1983
Amana Refrigeration, Inc. | Amana | GHN70A30 | Natural Gas | No Match |  | False | 1 |  | Up | No Match | No Match | No Match | No Match | No Match |  | No Match |  | 70000 | 66000 |  |  | 68530 | 563 | 90.1 | [9 empty] | Non Federally-Regulated | 01/27/1988 |  | 10/10/1989
Heil Quaker | Whirlpool | WUGF130AH01 | Natural Gas | No Match | False | False | 1 |  | Up | No Match | No Match | No Match | No Match | No Match |  | No Match |  | 129973 | 98000 | 1550 | [13 empty] | Non Federally-Regulated | 08/17/1983 |  | 12/08/1986
Borg Warner | York | 36ECW120UA | Natural Gas | No Match | False | True | 1 |  | Horizontal | No Match | No Match | No Match | No Match | No Match |  | No Match |  | 120000 | 93720 | 1275 | 995 | 112346 | 573 | 70 | [8 empty] | 5 | Non Federally-Regulated | 07/26/1982 |  | 08/17/1983
Lennox Industries Inc. | Lennox | GCS16-953-200-4Y | Natural Gas | No Match |  | True | 1 |  | Horizontal | No Match | No Match | No Match | No Match | No Match |  | No Match |  | 200000 | 160000 | 3800 | 2400 | 177835 | 1340 | 78.2 | [8 empty] | 20 | Non Federally-Regulated | 01/27/1988 |  | 01/15/1989
Carrier Corp. | Payne | 580AN060080 | Natural Gas | No Match |  | True | 1 |  | Down | No Match | No Match | No Match | No Match | No Match |  | No Match |  | 80000 | 62000 |  |  | 75884 | 1317 | 78.5 | [8 empty] | 3 | Non Federally-Regulated | 03/15/1989 |  | 10/10/1989
Luxaire | Moncrief | GCH095TF | Natural Gas | No Match | False | True | 1 |  | Horizontal | No Match | No Match | No Match | No Match | No Match |  | No Match |  | 95000 | 72865 | 1530 |  | 92967 | 635 | 65.5 | [8 empty] | 5 | Non Federally-Regulated | 10/13/1981 |  | 03/11/1982
Luxaire | Luxaire | 60ECW096WA | Natural Gas | No Match | False | True | 1 |  | Horizontal | No Match | No Match | No Match | No Match | No Match |  | No Match |  | 96000 | 74016 | 2030 | 1890 | 87764 | 603 | 70.3 | [8 empty] | 5 | Non Federally-Regulated | 10/13/1981 |  | 03/11/1982
Rheem Sales Company, Inc. | Ruud | URGF-05E36CL* | Natural Gas | No Match |  | True | 1 |  | Horizontal | No Match | No Match | No Match | No Match | No Match |  | No Match |  | 50000 | 38000 |  |  | 49283 | 420 | 78.3 | [8 empty] | 4 | Non Federally-Regulated | 01/27/1988 |  | 01/15/1989
Rheem Sales Company, Inc. | Heat Controller | GHK45-D2 | Natural Gas | No Match | False | False | 1 |  | Up | No Match | No Match | No Match | No Match | No Match |  | No Match |  | 45333 | 34000 | [14 empty] | Non Federally-Regulated | 08/17/1983 |  | 12/08/1986
York International | Fraser Johnston | DANG-F018N040A | Natural Gas | No Match |  | True | 1 |  | Horizontal | No Match | No Match | No Match | No Match | No Match |  | No Match |  | 40000 | 31000 | 644 | 524 | 38446 | 311 | 80 | [8 empty] | 3 | Non Federally-Regulated | 01/15/1989 |  | 03/15/1989
Heil Quaker | Dayton | 3E280A | Natural Gas | No Match | False | False | 1 |  | Up | No Match | No Match | No Match | No Match | No Match |  | No Match |  | 105000 | 79000 | 1350 | 885 | 116147 | 565 | 67.3 | [8 empty] | 1 | Non Federally-Regulated | 04/02/1981 |  | 08/17/1983
Snyder General Corp. | McQuay | *PGHA030G050-IL-** | LPG | No Match |  | True | 1 |  | Horizontal | No Match | No Match | No Match | No Match | No Match |  | No Match |  | 50000 | 36000 |  |  | 41081 | 166 | 76.6 | [8 empty] | 15 | Non Federally-Regulated | 06/29/1987 |  | 01/27/1988
Coleman Company, Inc. | Coleman | 2630J636 | Natural Gas | No Match | False | False | 1 |  | Up | No Match | No Match | No Match | No Match | No Match |  | No Match |  | 55000 | 44000 | 1130 | [13 empty] | Non Federally-Regulated | 08/17/1983 |  | 12/08/1986
Lennox Industries Inc. | Lennox | GCS9-513-120A-1Y | Natural Gas | No Match |  | True | 1 |  | Horizontal | No Match | No Match | No Match | No Match | No Match |  | No Match |  | 120000 | 93000 | 1915 | 1295 | 100161 | 749 | 77.4 | [8 empty] | 3 | Non Federally-Regulated | 01/15/1989 |  | 03/15/1989
Magic Chef | Williams | 3A60-OH-1-6 | Natural Gas | No Match | False | True | 1 |  | Horizontal | No Match | No Match | No Match | No Match | No Match |  | No Match |  | 60000 | 45000 | 1340 | 520 | 69097 | 655 | 68.9 | [8 empty] | 19 | Non Federally-Regulated | 10/13/1981 |  | 03/11/1982
Arco Comfort Products Co. | Friedrich | GHA120NGCB | Natural Gas | No Match | False | False | 1 |  | Horizontal | No Match | No Match | No Match | No Match | No Match |  | No Match |  | 120000 | 89000 |  |  | 117205 | 867 | 65.8 | [8 empty] | 2 | Non Federally-Regulated | 07/26/1982 |  | 08/17/1983
Rheem Sales Company, Inc. | Rheem | RGDC-14NC-** | Natural Gas | No Match |  | False | 1 |  | Up | No Match | No Match | No Match | No Match | No Match |  | No Match |  | 140000 | 111000 |  |  | 137688 | 1103 | 78.6 | [8 empty] | 4 | Non Federally-Regulated | 12/08/1986 |  | 06/29/1987
Rheem Sales Company, Inc. | Square D | PN3.0-31CM0800H7 | Natural Gas | No Match | False | True | 1 |  | Horizontal | No Match | No Match | No Match | No Match | No Match |  | No Match |  | 79701 | 64000 | [14 empty] | Non Federally-Regulated | 08/17/1983 |  | 12/08/1986
Ducane | Carrier | 58EG060321 | LPG | No Match | False | False | 1 |  | Horizontal | No Match | No Match | No Match | No Match | No Match |  | No Match |  | 60000 | 41000 | 1160 | 520 | 52718 | 427 | 58 | [8 empty] | 5 | Non Federally-Regulated | 07/26/1982 |  | 08/17/1983
Amana Refrigeration, Inc. | Amana | EPCG6017-1E (B) | LPG | No Match |  | True | 1 |  | Horizontal | No Match | No Match | No Match | No Match | No Match |  | No Match |  | 150000 | 125000 |  |  | 129600 | 582 | 84.7 | [8 empty] | 22 | Non Federally-Regulated | 03/15/1989 |  | 10/10/1989
Coleman Company, Inc. | Heil Quaker | 6348H423(B) | Natural Gas | No Match |  | True | 1 |  | Horizontal | No Match | No Match | No Match | No Match | No Match |  | No Match |  | 100000 | 78860 | 2000 | 1675 | 97388 | 1267 | 77.4 | [8 empty] | 6 | Non Federally-Regulated | 12/08/1986 |  | 06/29/1987
Carrier Corp. | Carrier | 48NLT048600-B | Natural Gas | No Match |  | True | 1 |  | Horizontal | No Match | No Match | No Match | No Match | No Match |  | No Match |  | 80000 | 62000 |  |  | 77268 | 998 | 78.5 | [8 empty] | 3 | Non Federally-Regulated | 03/15/1989 |  | 10/10/1989
Heil Quaker | Heil | NRGF48EBH**(B) | Natural Gas | No Match |  | True | 1 |  | Horizontal | No Match | No Match | No Match | No Match | No Match |  | No Match |  | 100000 | 81500 | 2000 | 1675 | 97388 | 1267 | 77.4 | [8 empty] | 6 | Non Federally-Regulated | 06/29/1987 |  | 01/27/1988
York International | Luxaire | DAUC-F048N075A | Natural Gas | No Match |  | True | 1 |  | Horizontal | No Match | No Match | No Match | No Match | No Match |  | No Match |  | 75000 | 62000 | 1905 | 1905 | 57772 | 824 | 78.1 | [9 empty] | Non Federally-Regulated | 03/15/1989 |  | 10/10/1989
Carrier Corp. | Carrier | 48HH0085,6 | Natural Gas | No Match | False | True | 1 |  | Horizontal | No Match | No Match | No Match | No Match | No Match |  | No Match |  | 152025 | 120100 | 3700 | [13 empty] | Non Federally-Regulated | 08/17/1983 |  | 12/08/1986
Heil Quaker | Bard | XC125D60AN | Natural Gas | No Match |  | False | 1 |  | Down | No Match | No Match | No Match | No Match | No Match |  | No Match |  | 125000 | 108937 | 1965 | 1780 | 105270 | 1200 | 87.1 | [8 empty] | 2 | Non Federally-Regulated | 12/08/1986 |  | 01/27/1988
Consolidated Industries Corp. | Trane | THD120A960B0 | Natural Gas | No Match |  | False | 1 |  | Horizontal | No Match | No Match | No Match | No Match | No Match |  | No Match |  | 120000 | 94000 |  |  | 115050 | 1154 | 80.1 | [8 empty] | 3 | Non Federally-Regulated | 03/15/1989 |  | 10/10/1989
Magic Chef | Johnson | 3.5D80-OH-1 | Natural Gas | No Match | False | True | 1 |  | Horizontal | No Match | No Match | No Match | No Match | No Match |  | No Match |  | 79893 | 60000 | 1600 | [13 empty] | Non Federally-Regulated | 08/17/1983 |  | 12/08/1986
Heil Quaker | Heil | HUGE080BG** | Natural Gas | No Match | False | False | 1 |  | Up | No Match | No Match | No Match | No Match | No Match |  | No Match |  | 79701 | 64000 | 1360 | [13 empty] | Non Federally-Regulated | 08/17/1983 |  | 12/08/1986
BDP Co. | Payne | 585EP036125 | Natural Gas | No Match | False | True | 1 |  | Horizontal | No Match | No Match | No Match | No Match | No Match |  | No Match |  | 100000 | 75000 | 1800 | [13 empty] | Non Federally-Regulated | 08/17/1983 |  | 12/08/1986
Magic Chef | Airease | 24C80-5 | Natural Gas | No Match | False | True | 1 |  | Horizontal | No Match | No Match | No Match | No Match | No Match |  | No Match |  | 80000 | 60000 | 805 | 700 | 81975 | 270 | 66.8 | [8 empty] | 19 | Non Federally-Regulated | 07/26/1982 |  | 08/17/1983
Consolidated Industries Corp. | Consolidated Industries Corp. | HAC080N(D,E,F)5RX | Natural Gas | No Match |  | False | 1 |  | Horizontal | No Match | No Match | No Match | No Match | No Match |  | No Match |  | 80000 | 64000 |  |  | 80934 | 926 | 75.2 | [8 empty] | 3 | Non Federally-Regulated | 12/08/1986 |  | 06/29/1987
Lennox Industries Inc. | Lennox | GCS3-1853-275 | Natural Gas | No Match | False | True | 3 |  | Horizontal | No Match | No Match | No Match | No Match | No Match |  | No Match |  | 275000 | 211750 | 7500 | 5000 | [11 empty] | 18 | Non Federally-Regulated | 07/26/1982 |  | 08/17/1983
Lennox Industries Inc. | Lennox | G14Q4-60 | Natural Gas | No Match | True | False | 1 |  | Up | No Match | No Match | No Match | No Match | No Match |  | No Match |  | 59783 | 55000 | 1517 | [13 empty] | Non Federally-Regulated | 08/17/1983 |  | 12/08/1986
Luxaire | Westinghouse Electric | IE024PCAON | Natural Gas | No Match | False | True | 1 |  | Horizontal | No Match | No Match | No Match | No Match | No Match |  | No Match |  | 60000 | 47400 | 930 | 675 | 65575 | 600 | 70 | [8 empty] | 5 | Non Federally-Regulated | 04/02/1981 |  | 10/13/1981
Luxaire | Westinghouse Electric | 60ECW140GA | Natural Gas | No Match | False | True | 1 |  | Horizontal | No Match | No Match | No Match | No Match | No Match |  | No Match |  | 140000 | 108220 | 2140 | 1790 | 131719 | 739 | 70 | [8 empty] | 5 | Non Federally-Regulated | 04/02/1981 |  | 10/13/1981
Trane U.S. Inc. | Trane | BYC100G3L(O,A)D | Natural Gas | No Match |  | True | 1 |  | Horizontal | No Match | No Match | No Match | No Match | No Match |  | No Match |  | 120000 | 97200 |  |  | 94807 | 1677 | 78.3 | [9 empty] | Non Federally-Regulated | 03/15/1989 |  | 10/10/1989
BDP Co. | Payne | 396GAY036075 | LPG | No Match | False | False | 1 |  | Down | No Match | No Match | No Match | No Match | No Match |  | No Match |  | 75000 | 58000 | 1255 | 925 | 77371 | 737 | 69.2 | [8 empty] | 5 | Non Federally-Regulated | 07/26/1982 |  | 08/17/1983
Ducane | Heil Quaker | NRGR10HN01C | Natural Gas | No Match |  | True | 3 |  | Horizontal | No Match | No Match | No Match | No Match | No Match |  | No Match |  | 270000 | 206800 |  |  | 258405 | 3140 | 76.4 | [8 empty] | 6 | Non Federally-Regulated | 12/08/1986 |  | 06/29/1987
Amana Refrigeration, Inc. | Amana | ERGW0012-1A(C)EBWC/A | Natural Gas | No Match | False | True | 1 |  | Horizontal | No Match | No Match | No Match | No Match | No Match |  | No Match |  | 118990 | 99000 | 1375 | [13 empty] | Non Federally-Regulated | 08/17/1983 |  | 12/08/1986
Lennox Industries Inc. | Lennox | G14Q3-80 | Natural Gas | No Match | True | False | 1 |  | Up | No Match | No Match | No Match | No Match | No Match |  | No Match |  | 80000 | 72000 | 1282 | 803 | 68070 | 621 | 91 | [8 empty] | 3 | Non Federally-Regulated | 07/26/1982 |  | 08/17/1983
Snyder General Corp. | Comfortmaker | *PGHA036H100-IL-** | LPG | No Match |  | True | 1 |  | Horizontal | No Match | No Match | No Match | No Match | No Match |  | No Match |  | 100000 | 74000 |  |  | 81521 | 327 | 77.2 | [8 empty] | 15 | Non Federally-Regulated | 06/29/1987 |  | 01/27/1988
Borg Warner | Borg Warner | P.HSD13N06001 | Natural Gas | No Match |  | False | 1 |  | Horizontal | No Match | No Match | No Match | No Match | No Match |  | No Match |  | 60000 | 46380 | 1260 | 740 | 61800 | 500 | 75.8 | [8 empty] | 0 | Non Federally-Regulated | 12/08/1986 |  | 06/29/1987
Ducane | Borg Warner | P2HFD17F10001A | Oil | No Match | False | False | 1 |  | Horizontal | No Match | No Match | No Match | No Match | No Match |  | No Match |  | 125393 | 96000 | 1730 | 950 | 121640 | 673 | 76.5 | [8 empty] | 5 | Non Federally-Regulated | 07/26/1982 |  | 08/17/1983
John Zink | Magic Chef | RCG-0601-43-1402-CC | Natural Gas | No Match | False | True | 1 |  | Horizontal | No Match | No Match | No Match | No Match | No Match |  | No Match |  | 140000 | 110600 | 2200 | [13 empty] | Non Federally-Regulated | 08/17/1983 |  | 12/08/1986
BDP Co. | Carrier | 58GS100-2 | Natural Gas | No Match | False | False | 1 |  | Up | No Match | No Match | No Match | No Match | No Match |  | No Match |  | 100000 | 71000 | 1155 | 987 | 88110 | 673 | 70.1 | [8 empty] | 5 | Non Federally-Regulated | 07/26/1982 |  | 08/17/1983
Luxaire | Moncrief | 60ECW120WA | Natural Gas | No Match | False | True | 1 |  | Horizontal | No Match | No Match | No Match | No Match | No Match |  | No Match |  | 120000 | 93240 | 2030 | 1990 | 112137 | 604 | 70 | [8 empty] | 5 | Non Federally-Regulated | 10/13/1981 |  | 03/11/1982
BDP Co. | Payne | 394GAW000040 | LPG | No Match | False | False | 1 |  | Up | No Match | No Match | No Match | No Match | No Match |  | No Match |  | 40000 | 29000 |  |  | 42419 | 387 | 72.4 | [8 empty] | 5 | Non Federally-Regulated | 07/26/1982 |  | 08/17/1983
Rheem Sales Company, Inc. | Rheem | RRGE-07E42CLR | Natural Gas | No Match |  | True | 1 |  | Horizontal | No Match | No Match | No Match | No Match | No Match |  | No Match |  | 75000 | 58000 |  |  | 67229 | 755 | 79.1 | [8 empty] | 4 | Non Federally-Regulated | 03/15/1989 |  | 10/10/1989
York International | Fraser Johnston | DAUC-F036N100A | Natural Gas | No Match |  | True | 1 |  | Horizontal | No Match | No Match | No Match | No Match | No Match |  | No Match |  | 100000 | 81000 | 1600 | 1600 | 100034 | 1138 | 76 | [9 empty] | Non Federally-Regulated | 01/27/1988 |  | 01/15/1989
Ducane | Luxaire | PBHM-LD20N125A | Natural Gas | No Match |  | False | 1 |  | Horizontal | No Match | No Match | No Match | No Match | No Match |  | No Match |  | 125000 | 100000 | 2010 | 1455 | 106616 | 1008 | 78.8 | [9 empty] | Non Federally-Regulated | 01/15/1989 |  | 10/10/1989
Luxaire | Fraser Johnston | 60ECW160WA | LPG | No Match | False | True | 1 |  | Horizontal | No Match | No Match | No Match | No Match | No Match |  | No Match |  | 160000 | 123680 | 2020 | 1605 | 152846 | 1016 | 70 | [8 empty] | 5 | Non Federally-Regulated | 10/13/1981 |  | 03/11/1982
Lennox Industries Inc. | Lennox | G11E-200-5 | Natural Gas | No Match | False | False | 1 |  | Up | No Match | No Match | No Match | No Match | No Match |  | No Match |  | 200000 | 152000 | 2200 | [13 empty] | Non Federally-Regulated | 08/17/1983 |  | 12/08/1986
Amana Refrigeration, Inc. | Amana | ERGW0012-1A(C)W/EBWC | LPG | No Match |  | True | 1 |  | Down | No Match | No Match | No Match | No Match | No Match |  | No Match |  | 120000 | 100000 | 1375 | 880 | 111960 | 598 | 83.4 | [8 empty] | 0 | Non Federally-Regulated | 03/15/1989 |  | 10/10/1989
Carrier Corp. | Carrier | 58SSB080-BC | Natural Gas | No Match |  | False | 1 |  | Up | No Match | No Match | No Match | No Match | No Match |  | No Match |  | 95000 | 77000 |  |  | 95776 | 760 | 80.9 | [8 empty] | 5 | Non Federally-Regulated | 01/27/1988 |  | 10/10/1989
Rheem Sales Company, Inc. | Fraser Johnston | PCCMD14N06101A | Natural Gas | No Match |  | False | 1 |  | Down | No Match | No Match | No Match | No Match | No Match |  | No Match |  | 75000 | 60000 |  |  | 76188 | 1034 | 79.6 | [8 empty] | 4 | Non Federally-Regulated | 01/15/1989 |  | 10/10/1989
Luxaire | Westinghouse Electric | IE036DVAON | LPG | No Match | False | True | 1 |  | Horizontal | No Match | No Match | No Match | No Match | No Match |  | No Match |  | 120000 | 93720 | 1275 | 995 | 112346 | 573 | 70 | [8 empty] | 5 | Non Federally-Regulated | 04/02/1981 |  | 10/13/1981
Borg Warner | Fraser Johnston | FCU060HANA | Natural Gas | No Match | False | False | 1 |  | Up | No Match | No Match | No Match | No Match | No Match |  | No Match |  | 60000 | 46000 | 1730 | 1530 | 64092 | 835 | 69.5 | [8 empty] | 5 | Non Federally-Regulated | 07/26/1982 |  | 08/17/1983
Carrier Corp. | Carrier | 48NLT048600 | Natural Gas | No Match |  | True | 1 |  | Horizontal | No Match | No Match | No Match | No Match | No Match |  | No Match |  | 80000 | 62000 |  |  | 77802 | 875 | 78.5 | [8 empty] | 3 | Non Federally-Regulated | 03/15/1989 |  | 10/10/1989
Arco Comfort Products Co. | Arcoaire | GDA080NDBI | Natural Gas | No Match | False | False | 1 |  | Down | No Match | No Match | No Match | No Match | No Match |  | No Match |  | 80000 | 60800 | [14 empty] | Non Federally-Regulated | 08/17/1983 |  | 12/08/1986
Amana Refrigeration, Inc. | Amana | EPCG6012-1E (A) | Natural Gas | No Match |  | True | 1 |  | Horizontal | No Match | No Match | No Match | No Match | No Match |  | No Match |  | 80000 | 68000 |  |  | 74646 | 347 | 84 | [8 empty] | 22 | Non Federally-Regulated | 03/15/1989 |  | 10/10/1989
Magic Chef | Johnson | 3A80-OH-3-6 | Natural Gas | No Match | False | True | 1 |  | Horizontal | No Match | No Match | No Match | No Match | No Match |  | No Match |  | 80000 | 60000 | 1340 | 700 | 79576 | 259 | 68.9 | [8 empty] | 19 | Non Federally-Regulated | 07/26/1982 |  | 08/17/1983
Trane U.S. Inc. | Trane Dealer Products Group | BLU085J942A | Natural Gas | No Match |  | False | 1 |  | Up | No Match | No Match | No Match | No Match | No Match |  | No Match |  | 85000 | 69000 | 1400 | 1010 | 77300 | 650 | 79.7 | [8 empty] | 11 | Non Federally-Regulated | 01/15/1989 |  | 03/15/1989
BDP Co. | Carrier | 48GH02430X | Natural Gas | No Match | False | True | 1 |  | Horizontal | No Match | No Match | No Match | No Match | No Match |  | No Match |  | 75000 | 57000 | 915 | 765 | 77135 | 514 | 70.4 | [8 empty] | 3 | Non Federally-Regulated | 07/26/1982 |  | 08/17/1983
Magic Chef | Armstrong | 5D140-OH-3 | Natural Gas | No Match | False | True | 1 |  | Horizontal | No Match | No Match | No Match | No Match | No Match |  | No Match |  | 140000 | 105000 | 1950 | 1950 | 113871 | 659 | 68.2 | [8 empty] | 19 | Non Federally-Regulated | 04/02/1981 |  | 10/13/1981
Luxaire | Westinghouse Electric | 42ECW120GA | LPG | No Match | False | True | 1 |  | Horizontal | No Match | No Match | No Match | No Match | No Match |  | No Match |  | 120000 | 93480 | 1275 | 995 | 112450 | 606 | 70 | [8 empty] | 5 | Non Federally-Regulated | 04/02/1981 |  | 10/13/1981
Luxaire | Westinghouse Electric | FGHF060AAN | Natural Gas | No Match | False | True | 1 |  | Horizontal | No Match | No Match | No Match | No Match | No Match |  | No Match |  | 60000 | 47400 |  |  | 68743 | 569 | 67.9 | [8 empty] | 2 | Non Federally-Regulated | 04/02/1981 |  | 10/13/1981
Heil Quaker | Sears | 867.81560*(A) | Natural Gas | No Match |  | True | 1 |  | Horizontal | No Match | No Match | No Match | No Match | No Match |  | No Match |  | 80000 | 64472 | 2000 | 1675 | 75013 | 1170 | 79.7 | [8 empty] | 6 | Non Federally-Regulated | 03/15/1989 |  | 10/10/1989
Ducane | Heil Quaker | NHGI100KK03 | Natural Gas | No Match |  | False | 1 |  | Horizontal | No Match | No Match | No Match | No Match | No Match |  | No Match |  | 100000 | 78900 | 2010 | 1455 | 97000 | 1077 | 76.7 | [8 empty] | 0 | Non Federally-Regulated | 01/15/1989 |  | 10/10/1989
Carrier Corp. | Carrier | 48KHA042500CF | Natural Gas | No Match |  | True | 1 |  | Horizontal | No Match | No Match | No Match | No Match | No Match |  | No Match |  | 125000 | 94000 |  |  | 123947 | 870 | 75.2 | [8 empty] | 3 | Non Federally-Regulated | 03/15/1989 |  | 10/10/1989
Amana Refrigeration, Inc. | Amana | EPCG3612-1D (B) | Natural Gas | No Match |  | True | 1 |  | Horizontal | No Match | No Match | No Match | No Match | No Match |  | No Match |  | 100000 | 83000 |  |  | 95500 | 329 | 82.3 | [8 empty] | 22 | Non Federally-Regulated | 06/29/1987 |  | 01/27/1988
Consolidated Industries Corp. | Amana | GSE60DN-3 | Natural Gas | No Match | False | False | 1 |  | Horizontal | No Match | No Match | No Match | No Match | No Match |  | No Match |  | 60606 | 50000 | [14 empty] | Non Federally-Regulated | 08/17/1983 |  | 12/08/1986
Carrier Corp. | Payne | 394JAW060080 | Natural Gas | No Match |  | False | 1 |  | Up | No Match | No Match | No Match | No Match | No Match |  | No Match |  | 100000 | 80000 |  |  | 101541 | 911 | 75.8 | [8 empty] | 5 | Non Federally-Regulated | 12/08/1986 |  | 01/27/1988
Heil Quaker | Heil | NRLE30MAK** | LPG | No Match | False | True | 1 |  | Horizontal | No Match | No Match | No Match | No Match | No Match |  | No Match |  | 74901 | 57000 | 950 | [13 empty] | Non Federally-Regulated | 08/17/1983 |  | 12/08/1986
Rheem Sales Company, Inc. | Addison Products | GUWHE140A-D5 | LPG | No Match |  | False | 1 |  | Up | No Match | No Match | No Match | No Match | No Match |  | No Match |  | 140000 | 111000 |  |  | 137688 | 1103 | 78.6 | [8 empty] | 4 | Non Federally-Regulated | 12/08/1986 |  | 06/29/1987
Heil Quaker | Sears | 867.76939* | Natural Gas | No Match |  | False | 1 |  | Down | No Match | No Match | No Match | No Match | No Match |  | No Match |  | 125000 | 108937 | 1965 | 1780 | 105270 | 1200 | 87.1 | [8 empty] | 2 | Non Federally-Regulated | 12/08/1986 |  | 10/10/1989
Heil Quaker | Dayton | 3C588(A) | Natural Gas | No Match |  | True | 1 |  | Horizontal | No Match | No Match | No Match | No Match | No Match |  | No Match |  | 80000 | 66720 | 2000 | 1675 | 75040 | 1164 | 79.7 | [8 empty] | 6 | Non Federally-Regulated | 03/15/1989 |  | 10/10/1989
Lennox Industries Inc. | Lennox | G16Q4X-75 | Natural Gas | No Match |  | False | 1 |  | Up | No Match | No Match | No Match | No Match | No Match |  | No Match |  | 75000 | 58000 | 1500 | 1110 | 60214 | 684 | 76.8 | [8 empty] | 3 | Non Federally-Regulated | 06/29/1987 |  | 01/15/1989
Lennox Industries Inc. | Lennox | GCS10X-513-75-1Y | Natural Gas | No Match |  | True | 1 |  | Horizontal | No Match | No Match | No Match | No Match | No Match |  | No Match |  | 75000 | 58000 | 2175 | 1130 | 60493 | 661 | 75.7 | [8 empty] | 3 | Non Federally-Regulated | 01/27/1988 |  | 01/15/1989
Magic Chef | Johnson | 3.5D100-OH-1 | Natural Gas | No Match | False | True | 1 |  | Horizontal | No Match | No Match | No Match | No Match | No Match |  | No Match |  | 100000 | 75000 | 1600 | 870 | 78711 | 468 | 67.3 | [8 empty] | 19 | Non Federally-Regulated | 10/13/1981 |  | 03/11/1982
Amana Refrigeration, Inc. | Amana | EPCG6017-1E (B) | Natural Gas | No Match |  | True | 1 |  | Horizontal | No Match | No Match | No Match | No Match | No Match |  | No Match |  | 150000 | 125000 |  |  | 131400 | 645 | 83.4 | [8 empty] | 22 | Non Federally-Regulated | 03/15/1989 |  | 10/10/1989
Rheem Sales Company, Inc. | Ruud | URAD-08E48CT | LPG | No Match | False | True | 1 |  | Horizontal | No Match | No Match | No Match | No Match | No Match |  | No Match |  | 80000 | 60000 |  |  | 94450 | 565 | 65.8 | [8 empty] | 4 | Non Federally-Regulated | 07/26/1982 |  | 08/17/1983
Amana Refrigeration, Inc. | Amana | EPCG3612-1D (B) | LPG | No Match | False | True | 1 |  | Horizontal | No Match | No Match | No Match | No Match | No Match |  | No Match |  | 100000 | 83000 |  |  | 94100 | 323 | 83.6 | [8 empty] | 22 | Non Federally-Regulated | 07/26/1982 |  | 08/17/1983
York International | Luxaire | PANU-LD16N120A | Natural Gas | No Match |  | False | 1 |  | Up | No Match | No Match | No Match | No Match | No Match |  | No Match |  | 120000 | 113000 | 1550 | 1420 | 118987 | 780 | 91.8 | [8 empty] | 5 | Non Federally-Regulated | 03/15/1989 |  | 10/10/1989
Rheem Sales Company, Inc. | Ruud | UGMC-14KAB** | Natural Gas | No Match | False | False | 1 |  | Down | No Match | No Match | No Match | No Match | No Match |  | No Match |  | 140625 | 108000 | [14 empty] | Non Federally-Regulated | 08/17/1983 |  | 12/08/1986
Amana Refrigeration, Inc. | Amana | SPCG601151A | Natural Gas | No Match |  | True | 1 |  | Horizontal | No Match | No Match | No Match | No Match | No Match |  | No Match |  | 115000 | 93000 |  |  | 98594 | 1021 | 79.8 | [9 empty] | Non Federally-Regulated | 01/15/1989 |  | 03/15/1989
Magic Chef | Airease | U80-3 | Natural Gas | No Match | False | False | 1 |  | Up | No Match | No Match | No Match | No Match | No Match |  | No Match |  | 84544 | 64000 | [14 empty] | Non Federally-Regulated | 08/17/1983 |  | 12/08/1986
Heil Quaker | Sears | 867.81505*(B) | Natural Gas | No Match |  | True | 1 |  | Horizontal | No Match | No Match | No Match | No Match | No Match |  | No Match |  | 100000 | 78886 | 2000 | 1675 | 97374 | 1274 | 77.4 | [8 empty] | 6 | Non Federally-Regulated | 01/27/1988 |  | 01/15/1989
Amana Refrigeration, Inc. | Amana | SPCG360453A | Natural Gas | No Match |  | True | 1 |  | Down | No Match | No Match | No Match | No Match | No Match |  | No Match |  | 45000 | 36000 |  |  | 37733 | 436 | 80.3 | [9 empty] | Non Federally-Regulated | 01/15/1989 |  | 03/15/1989
Amana Refrigeration, Inc. | Amana | EPCG6017-3E (A) | Natural Gas | No Match |  | True | 1 |  | Horizontal | No Match | No Match | No Match | No Match | No Match |  | No Match |  | 130000 | 110000 |  |  | 111930 | 449 | 84.2 | [8 empty] | 22 | Non Federally-Regulated | 06/29/1987 |  | 01/27/1988
Consolidated Industries Corp. | Heat Controller | GSH80-T5ND | Natural Gas | No Match |  | False | 1 |  | Horizontal | No Match | No Match | No Match | No Match | No Match |  | No Match |  | 80000 | 63000 |  |  | 80981 | 762 | 75.5 | [8 empty] | 3 | Non Federally-Regulated | 06/29/1987 |  | 01/27/1988
Daikin Comfort Technologies Manufacturing, L.P. | Janitrol / GMC | PGX060100-1 | Natural Gas | No Match |  | True | 1 |  | Horizontal | No Match | No Match | No Match | No Match | No Match |  | No Match |  | 100000 | 78000 | 2035 | 1740 | 80122 | 929 | 76 | [8 empty] | 5 | Non Federally-Regulated | 01/15/1989 |  | 03/15/1989
Rheem Sales Company, Inc. | Rheem | RRAB-08E48CT | LPG | No Match | False | True | 1 |  | Horizontal | No Match | No Match | No Match | No Match | No Match |  | No Match |  | 80000 | 60000 | [14 empty] | Non Federally-Regulated | 08/17/1983 |  | 12/08/1986
Snyder General Corp. | McQuay | *PGH*036H050*I*** | Natural Gas | No Match |  | True | 1 |  | Horizontal | No Match | No Match | No Match | No Match | No Match |  | No Match |  | 50000 | 36000 |  |  | 41081 | 327 | 76.6 | [8 empty] | 15 | Non Federally-Regulated | 01/15/1989 |  | 03/15/1989
Climate Control / Snyder General | Climate Control | G-U314075-12M-P | Natural Gas | No Match | False | False | 1 |  | Up | No Match | No Match | No Match | No Match | No Match |  | No Match |  | 72542 | 54769 | 1190 | [13 empty] | Non Federally-Regulated | 08/17/1983 |  | 12/08/1986
Gaffers & Sattler | York | D1YD042N06006A | Natural Gas | No Match |  |  | 1 |  | No Match | No Match | No Match | No Match | No Match | No Match |  | No Match |  | 60000 | 45000 |  |  | 69097 | 655 | 68.9 | [8 empty] | 19 | Non Federally-Regulated | 04/02/1981 |  | 10/13/1981
Carrier Corp. | Payne | 585HJ018040 | Natural Gas | No Match |  | True | 1 |  | Horizontal | No Match | No Match | No Match | No Match | No Match |  | No Match |  | 40000 | 32000 | 630 | 510 | 40782 | 375 | 75.4 | [8 empty] | 3 | Non Federally-Regulated | 01/15/1989 |  | 03/15/1989
Rheem Sales Company, Inc. | Rheem | RGLD-08EE-GT | LPG | No Match |  | False | 1 |  | Down | No Match | No Match | No Match | No Match | No Match |  | No Match |  | 80000 | 64000 |  |  | 80838 | 755 | 76.1 | [8 empty] | 4 | Non Federally-Regulated | 01/27/1988 |  | 10/10/1989
Carrier Corp. | Payne | 585JP042125 | Natural Gas | No Match |  | True | 1 |  | Horizontal | No Match | No Match | No Match | No Match | No Match |  | No Match |  | 125000 | 94000 | 1800 | 1195 | 123831 | 871 | 75.2 | [8 empty] | 3 | Non Federally-Regulated | 01/27/1988 |  | 01/15/1989
Rheem Sales Company, Inc. | Weatherking | GPE1.5T050-1 | Natural Gas | No Match |  | True | 1 |  | Horizontal | No Match | No Match | No Match | No Match | No Match |  | No Match |  | 50000 | 39000 |  |  | 49568 | 345 | 78.2 | [8 empty] | 4 | Non Federally-Regulated | 03/15/1989 |  | 10/10/1989
Rheem Sales Company, Inc. | Rheem | RGDC-07EC-** | Natural Gas | No Match |  | False | 1 |  | Up | No Match | No Match | No Match | No Match | No Match |  | No Match |  | 75000 | 59000 |  |  | 77555 | 870 | 78.7 | [8 empty] | 4 | Non Federally-Regulated | 01/27/1988 |  | 10/10/1989
BDP Co. | Carrier | 58SE175-3 | Natural Gas | No Match | False | False | 1 |  | Up | No Match | No Match | No Match | No Match | No Match |  | No Match |  | 175000 | 137000 | 2000 | 1728 | 175403 | 1001 | 71.1 | [8 empty] | 5 | Non Federally-Regulated | 04/02/1981 |  | 10/13/1981
Rheem Sales Company, Inc. | Arcoaire | APGHA060G075-L | LPG | No Match |  | True | 1 |  | Horizontal | No Match | No Match | No Match | No Match | No Match |  | No Match |  | 75000 | 56000 |  |  | 60783 | 318 | 77.3 | [8 empty] | 15 | Non Federally-Regulated | 12/08/1986 |  | 06/29/1987
Magic Chef | Magic Chef | EG83-75D-5 | Natural Gas | No Match | False | False | 1 |  | Horizontal | No Match | No Match | No Match | No Match | No Match |  | No Match |  | 75497 | 57000 | 649 | [13 empty] | Non Federally-Regulated | 08/17/1983 |  | 12/08/1986
Magic Chef | Williams | EMG66R-110D2C5-2 | Natural Gas | No Match | False | False | 1 |  | Up | No Match | No Match | No Match | No Match | No Match |  | No Match |  | 110000 | 88000 | 1990 | 1400 | 114837 | 763 | 66.6 | [8 empty] | 19 | Non Federally-Regulated | 04/02/1981 |  | 08/17/1983
Rheem Sales Company, Inc. | Weatherking | GPE10T270-3K | Natural Gas | No Match |  | True | 3 |  | Horizontal | No Match | No Match | No Match | No Match | No Match |  | No Match |  | 270000 | 206800 |  |  | 258405 | 3140 | 76.4 | [8 empty] | 6 | Non Federally-Regulated | 03/15/1989 |  | 10/10/1989
Trane U.S. Inc. | Trane | YCG042A3HOA | Natural Gas | No Match |  | True | 1 |  | Horizontal | No Match | No Match | No Match | No Match | No Match |  | No Match |  | 125000 | 96000 | 1320 | 1030 | 104216 | 562 | 75 | [8 empty] | 5 | Non Federally-Regulated | 03/15/1989 |  | 10/10/1989
York International | Luxaire | DBUC-F048N125 | Natural Gas | No Match |  | True | 1 |  | Horizontal | No Match | No Match | No Match | No Match | No Match |  | No Match |  | 125000 | 103000 | 1795 | 1541 | 118517 | 818 | 78.5 | [8 empty] | 58 | Non Federally-Regulated | 01/15/1989 |  | 03/15/1989
Bard Manufacturing Company, Inc. | Bard | PGA36B090(A) | Natural Gas | No Match |  | True | 1 |  | Horizontal | No Match | No Match | No Match | No Match | No Match |  | No Match |  | 60000 | 49920 | 1490 | 1055 | 56307 | 831 | 79.7 | [8 empty] | 6 | Non Federally-Regulated | 01/27/1988 |  | 01/15/1989
Rheem Sales Company, Inc. | Addison Products | GDWHE100B-D5H | LPG | No Match |  | False | 1 |  | Down | No Match | No Match | No Match | No Match | No Match |  | No Match |  | 100000 | 80000 |  |  | 97823 | 807 | 79 | [8 empty] | 4 | Non Federally-Regulated | 06/29/1987 |  | 01/27/1988
Trane U.S. Inc. | Trane | SBZB200*L | LPG | No Match | False | True | 3 |  | Horizontal | No Match | No Match | No Match | No Match | No Match |  | No Match |  | 234667 | 176000 | 9000 | [13 empty] | Non Federally-Regulated | 08/17/1983 |  | 12/08/1986
Heil Quaker | Sears | 867.81626* | Natural Gas | No Match | False | True | 1 |  | Horizontal | No Match | No Match | No Match | No Match | No Match |  | No Match |  | 125000 | 88000 | 1860 | 1625 | 113342 | 801 | 68 | [8 empty] | 1 | Non Federally-Regulated | 07/26/1982 |  | 08/17/1983
Climate Control / Snyder General | Climate Control | *PGDA048H075-L* | LPG | No Match |  | True | 1 |  | Down | No Match | No Match | No Match | No Match | No Match |  | No Match |  | 75000 | 59000 |  |  | 58465 | 331 | 80.2 | [8 empty] | 15 | Non Federally-Regulated | 12/08/1986 |  | 06/29/1987
Luxaire | Westinghouse Electric | 80RE36BNL | Natural Gas | No Match | False | False | 1 |  | Down | No Match | No Match | No Match | No Match | No Match |  | No Match |  | 80000 | 62960 | 1255 | 880 | 86189 | 766 | 70.7 | [8 empty] | 5 | Non Federally-Regulated | 04/02/1981 |  | 10/13/1981
Snyder General Corp. | Comfortmaker | *PGH*042H125*I*** | Natural Gas | No Match |  | True | 1 |  | Horizontal | No Match | No Match | No Match | No Match | No Match |  | No Match |  | 125000 | 93000 |  |  | 80919 | 522 | 76.1 | [8 empty] | 15 | Non Federally-Regulated | 01/15/1989 |  | 03/15/1989
Borg Warner | Moncrief | PAFC-LD10N080 | Natural Gas | No Match | False | False | 1 |  | Up | No Match | No Match | No Match | No Match | No Match |  | No Match |  | 80263 | 61000 | 1020 | [13 empty] | Non Federally-Regulated | 08/17/1983 |  | 12/08/1986
Luxaire | Fraser Johnston | GCH133TF | Natural Gas | No Match | False | True | 1 |  | Horizontal | No Match | No Match | No Match | No Match | No Match |  | No Match |  | 133000 | 102277 | 1600 |  | 142197 | 549 | 65.5 | [8 empty] | 5 | Non Federally-Regulated | 04/02/1981 |  | 10/13/1981
Carrier Corp. | Carrier | 58SXB100-HG | Natural Gas | No Match |  | False | 1 |  | Up | No Match | No Match | No Match | No Match | No Match |  | No Match |  | 105000 | 99000 |  |  | 100025 | 203 | 93.5 | [8 empty] | 15 | Non Federally-Regulated | 01/15/1989 |  | 10/10/1989
Snyder General Corp. | Comfortmaker | *PGHA042F125-IL-** | LPG | No Match |  | True | 1 |  | Horizontal | No Match | No Match | No Match | No Match | No Match |  | No Match |  | 125000 | 93000 |  |  | 80919 | 522 | 76.1 | [8 empty] | 15 | Non Federally-Regulated | 06/29/1987 |  | 01/27/1988
Heil Quaker | Heil | NUGB130AG** | Natural Gas | No Match | False | False | 1 |  | Up | No Match | No Match | No Match | No Match | No Match |  | No Match |  | 130667 | 98000 | 1365 | [13 empty] | Non Federally-Regulated | 08/17/1983 |  | 12/08/1986
Magic Chef | Gaffers & Sattler | 5A120-OH-3-5 | Natural Gas | No Match | False | True | 1 |  | Horizontal | No Match | No Match | No Match | No Match | No Match |  | No Match |  | 117801 | 90000 | 1950 | [13 empty] | Non Federally-Regulated | 08/17/1983 |  | 12/08/1986
Luxaire | Moncrief | 80HCDAC | LPG | No Match | False | True | 1 |  | Horizontal | No Match | No Match | No Match | No Match | No Match |  | No Match |  | 80000 | 63440 | 946 | 752 | 86336 | 940 | 69.1 | [8 empty] | 2 | Non Federally-Regulated | 10/13/1981 |  | 03/11/1982
Snyder General Corp. | Comfortmaker | *PGHA048F075-IN-** | Natural Gas | No Match |  | True | 1 |  | Horizontal | No Match | No Match | No Match | No Match | No Match |  | No Match |  | 75000 | 56000 |  |  | 60783 | 318 | 77.3 | [8 empty] | 15 | Non Federally-Regulated | 06/29/1987 |  | 01/27/1988
AAON, Inc. | Aaon | 227*-090-3*F-*3 | Natural Gas | No Match |  | True | 1 |  | Down | No Match | No Match | No Match | No Match | No Match |  | No Match |  | 200000 | 166000 | 3375 | 2625 | 191800 | 853 | 81 | [8 empty] | 4 | Non Federally-Regulated | 03/15/1989 |  | 10/10/1989
Climate Control / Snyder General | Climate Control | BGUA100A016-L | LPG | No Match |  | False | 1 |  | Up | No Match | No Match | No Match | No Match | No Match |  | No Match |  | 100000 | 79000 | 1590 | 1065 | 95341 | 766 | 81.2 | [9 empty] | Non Federally-Regulated | 12/08/1986 |  | 06/29/1987
Heil Quaker | Heil Quaker | NUGK075KG** | Natural Gas | No Match |  | False | 1 |  | Up | No Match | No Match | No Match | No Match | No Match |  | No Match |  | 75000 | 67494 | 1500 | 1360 | 68836 | 577 | 89.8 | [8 empty] | 2 | Non Federally-Regulated | 01/15/1989 |  | 10/10/1989
Heil Quaker | Sears | 867.76375* | Natural Gas | No Match | False | False | 1 |  | Down | No Match | No Match | No Match | No Match | No Match |  | No Match |  | 100000 | 75000 | 790 | 720 | 93093 | 594 | 66.7 | [8 empty] | 1 | Non Federally-Regulated | 03/11/1982 |  | 08/17/1983
Rheem Sales Company, Inc. | Rheem | RRGE-12E36DLR | Natural Gas | No Match |  | True | 1 |  | Horizontal | No Match | No Match | No Match | No Match | No Match |  | No Match |  | 125000 | 96000 |  |  | 122462 | 670 | 76.6 | [8 empty] | 4 | Non Federally-Regulated | 01/15/1989 |  | 03/15/1989
Luxaire | Westinghouse Electric | IE048DCVON | Natural Gas | No Match | False | True | 1 |  | Horizontal | No Match | No Match | No Match | No Match | No Match |  | No Match |  | 120000 | 91800 | 1880 | 1560 | 114916 | 554 | 70 | [8 empty] | 5 | Non Federally-Regulated | 04/02/1981 |  | 10/13/1981
Rheem Sales Company, Inc. | Rheem | RRGF-05E18JK* | Natural Gas | No Match |  | True | 1 |  | Horizontal | No Match | No Match | No Match | No Match | No Match |  | No Match |  | 50000 | 39000 |  |  | 49568 | 345 | 78.2 | [8 empty] | 4 | Non Federally-Regulated | 03/15/1989 |  | 10/10/1989
Borg Warner | Luxaire | FCU140MANA | Natural Gas | No Match | False | False | 1 |  | Up | No Match | No Match | No Match | No Match | No Match |  | No Match |  | 140000 | 107000 |  |  | 135296 | 774 | 68.5 | [8 empty] | 2 | Non Federally-Regulated | 07/26/1982 |  | 08/17/1983
Rheem Sales Company, Inc. | Heat Controller | TGR-36-1E-100 | Natural Gas | No Match |  | True | 1 |  | Horizontal | No Match | No Match | No Match | No Match | No Match |  | No Match |  | 100000 | 76000 |  |  | 80594 | 610 | 76.9 | [8 empty] | 4 | Non Federally-Regulated | 06/29/1987 |  | 01/27/1988
Magic Chef | Johnson | EG83-125D2C4-7 | Natural Gas | No Match | False | False | 1 |  | Horizontal | No Match | No Match | No Match | No Match | No Match |  | No Match |  | 125000 | 92000 | 1287 | 1731 | 114500 | 513 | 66.7 | [8 empty] | 2 | Non Federally-Regulated | 07/26/1982 |  | 08/17/1983
Rheem Sales Company, Inc. | Heat Controller | GYU-60-E3N1 | Natural Gas | No Match |  | False | 1 |  | Up | No Match | No Match | No Match | No Match | No Match |  | No Match |  | 60000 | 48000 |  |  | 58131 | 620 | 79 | [8 empty] | 4 | Non Federally-Regulated | 01/27/1988 |  | 10/10/1989
Consolidated Industries Corp. | Comfort-Aire | GSH100-T5ND | Natural Gas | No Match |  | False | 1 |  | Horizontal | No Match | No Match | No Match | No Match | No Match |  | No Match |  | 100000 | 79000 |  |  | 102248 | 858 | 75.1 | [8 empty] | 3 | Non Federally-Regulated | 06/29/1987 |  | 01/15/1989
Magic Chef | Williams | 5D120-OH-3 | Natural Gas | No Match | False | True | 1 |  | Horizontal | No Match | No Match | No Match | No Match | No Match |  | No Match |  | 120000 | 90000 | 1950 | 1950 | 113043 | 618 | 68.3 | [8 empty] | 19 | Non Federally-Regulated | 07/26/1982 |  | 08/17/1983
Amana Refrigeration, Inc. | Amana | GSE50DN3C | Natural Gas | No Match |  | False | 1 |  | Horizontal | No Match | No Match | No Match | No Match | No Match |  | No Match |  | 50000 | 40000 |  |  | 40680 | 338 | 75.9 | [8 empty] | 3 | Non Federally-Regulated | 01/27/1988 |  | 01/15/1989
Rheem Sales Company, Inc. | Ruud | UGMC-10KCB | Natural Gas | No Match | False | False | 1 |  | Down | No Match | No Match | No Match | No Match | No Match |  | No Match |  | 100000 | 75000 |  |  | 91772 | 535 | 67.8 | [8 empty] | 4 | Non Federally-Regulated | 04/02/1981 |  | 08/17/1983
Sunbeam Air Conditioning | Sunbeam Air Conditioning | 227*-048-31D-*3 | Natural Gas | No Match |  | True | 1 |  | Down | No Match | No Match | No Match | No Match | No Match |  | No Match |  | 108000 | 89640 | 1800 | 1400 | 97524 | 523 | 79.3 | [8 empty] | 4 | Non Federally-Regulated | 01/27/1988 |  | 01/15/1989
Heil Quaker | Whirlpool | WUGB175AK01 | Natural Gas | No Match | False | False | 1 |  | Up | No Match | No Match | No Match | No Match | No Match |  | No Match |  | 175000 | 133000 | 1900 | 1290 | 178501 | 1196 | 69.4 | [8 empty] | 1 | Non Federally-Regulated | 04/02/1981 |  | 08/17/1983
Snyder General Corp. | McQuay | *PGDA060F075-IN-** | Natural Gas | No Match |  | True | 1 |  | Down | No Match | No Match | No Match | No Match | No Match |  | No Match |  | 75000 | 59000 |  |  | 58465 | 331 | 80.2 | [8 empty] | 15 | Non Federally-Regulated | 06/29/1987 |  | 01/27/1988
Climate Control / Snyder General | Climate Control | G-C 232100-12M-PD | Natural Gas | No Match | False | False | 1 |  | Down | No Match | No Match | No Match | No Match | No Match |  | No Match |  | 100000 | 76080 | 1260 | 940 | 89424 | 744 | 68.8 | [9 empty] | Non Federally-Regulated | 07/26/1982 |  | 08/17/1983
Rheem Sales Company, Inc. | Rheem | RRGF-15E48CL* | Natural Gas | No Match |  | True | 1 |  | Horizontal | No Match | No Match | No Match | No Match | No Match |  | No Match |  | 150000 | 115000 |  |  | 140100 | 875 | 77.8 | [8 empty] | 4 | Non Federally-Regulated | 01/15/1989 |  | 03/15/1989
Rheem Sales Company, Inc. | Fraser Johnston | P-UED14N05701A | Natural Gas | No Match |  | False | 1 |  | Up | No Match | No Match | No Match | No Match | No Match |  | No Match |  | 60000 | 56000 |  |  | 50010 | 763 | 90.8 | [8 empty] | 4 | Non Federally-Regulated | 01/15/1989 |  | 10/10/1989
Magic Chef | Johnson | ENG8D80DC60-1 | Natural Gas | No Match |  | False | 1 |  | Horizontal | No Match | No Match | No Match | No Match | No Match |  | No Match |  | 80000 | 64000 |  |  | 80934 | 926 | 75 | [8 empty] | 3 | Non Federally-Regulated | 12/08/1986 |  | 06/29/1987
Consolidated Industries Corp. | Consolidated Industries Corp. | HAC100P(D,E,F,K)0T | LPG | No Match | False | True | 1 |  | Horizontal | No Match | No Match | No Match | No Match | No Match |  | No Match |  | 96986 | 74000 | [14 empty] | Non Federally-Regulated | 08/17/1983 |  | 12/08/1986
Borg Warner | Luxaire | FCU120AAPA | LPG | No Match | False | False | 1 |  | Up | No Match | No Match | No Match | No Match | No Match |  | No Match |  | 119110 | 91000 | [14 empty] | Non Federally-Regulated | 08/17/1983 |  | 12/08/1986
Carrier Corp. | Payne | 585GJ036060 | Natural Gas | No Match |  | True | 1 |  | Horizontal | No Match | No Match | No Match | No Match | No Match |  | No Match |  | 60000 | 47000 | 1255 | 900 | 61530 | 484 | 75.4 | [8 empty] | 3 | Non Federally-Regulated | 12/08/1986 |  | 06/29/1987
Borg Warner | Luxaire | 60ECW096UA | Natural Gas | No Match | False | True | 1 |  | Horizontal | No Match | No Match | No Match | No Match | No Match |  | No Match |  | 96000 | 74016 | 2030 | 1890 | 87764 | 603 | 70 | [8 empty] | 5 | Non Federally-Regulated | 07/26/1982 |  | 08/17/1983
Taylor | Taylor | THD060A942A0 | Natural Gas | No Match |  | False | 1 |  | Horizontal | No Match | No Match | No Match | No Match | No Match |  | No Match |  | 60000 | 47000 |  |  | 57367 | 914 | 78.3 | [8 empty] | 3 | Non Federally-Regulated | 01/27/1988 |  | 01/15/1989
Ducane | Carrier | 58EG120231 | Natural Gas | No Match | False | False | 1 |  | Horizontal | No Match | No Match | No Match | No Match | No Match |  | No Match |  | 120000 | 89000 | 1600 | 960 | 119741 | 554 | 65.3 | [8 empty] | 5 | Non Federally-Regulated | 07/26/1982 |  | 08/17/1983
Heil Quaker | Whirlpool | NRGR15LN01C | Natural Gas | No Match |  | True | 3 |  | Horizontal | No Match | No Match | No Match | No Match | No Match |  | No Match |  | 370000 | 277500 |  |  | 263514 | 2067 | 76.3 | [8 empty] | 10 | Non Federally-Regulated | 01/27/1988 |  | 01/15/1989
Hussman Food Service | Ares | 175 | Natural Gas | No Match |  | True | 1 |  | Horizontal | No Match | No Match | No Match | No Match | No Match |  | No Match |  | 175000 | 140000 |  |  | 200572 | 962 | 77.4 | [8 empty] | 0 | Non Federally-Regulated | 03/15/1989 |  | 10/10/1989
Rheem Sales Company, Inc. | Ruud | URGG-07E48CL* | Natural Gas | No Match |  | True | 1 |  | Horizontal | No Match | No Match | No Match | No Match | No Match |  | No Match |  | 75000 | 56000 |  |  | 70734 | 910 | 76.6 | [8 empty] | 4 | Non Federally-Regulated | 03/15/1989 |  | 10/10/1989
Ducane | Fraser Johnston | PBHM-LD12N075A | Natural Gas | No Match |  | False | 1 |  | Horizontal | No Match | No Match | No Match | No Match | No Match |  | No Match |  | 75000 | 60000 | 1260 | 740 | 62223 | 518 | 78.8 | [9 empty] | Non Federally-Regulated | 01/15/1989 |  | 10/10/1989
Heil Quaker | Sears | 867.76912* | Natural Gas | No Match |  | False | 1 |  | Up | No Match | No Match | No Match | No Match | No Match |  | No Match |  | 80000 | 71778 | 1370 | 890 | 67037 | 768 | 91.4 | [8 empty] | 2 | Non Federally-Regulated | 12/08/1986 |  | 10/10/1989
Heil Quaker | Whirlpool | NRGF48FDB**(C) | LPG | No Match |  | True | 1 |  | Horizontal | No Match | No Match | No Match | No Match | No Match |  | No Match |  | 145000 | 114777 | 1775 | 1550 | 138337 | 1210 | 77.8 | [8 empty] | 6 | Non Federally-Regulated | 12/08/1986 |  | 06/29/1987
Snyder General Corp. | McQuay | *PGDA036G050-L* | LPG | No Match |  | True | 1 |  | Down | No Match | No Match | No Match | No Match | No Match |  | No Match |  | 50000 | 40000 |  |  | 37856 | 290 | 82 | [8 empty] | 15 | Non Federally-Regulated | 12/08/1986 |  | 06/29/1987
Heil Quaker | Whirlpool | NRGF24DDB**(B) | Natural Gas | No Match |  | True | 1 |  | Horizontal | No Match | No Match | No Match | No Match | No Match |  | No Match |  | 80000 | 62678 | 870 | 705 | 79101 | 770 | 77.3 | [8 empty] | 6 | Non Federally-Regulated | 12/08/1986 |  | 06/29/1987
Rheem Sales Company, Inc. | Heat Controller | TGR-42-1X-70 | Natural Gas | No Match |  | True | 1 |  | Horizontal | No Match | No Match | No Match | No Match | No Match |  | No Match |  | 75000 | 58000 |  |  | 67229 | 755 | 79.1 | [8 empty] | 4 | Non Federally-Regulated | 12/08/1986 |  | 06/29/1987
Trane U.S. Inc. | American Standard, Inc. | YCD075A(3,4)LOA | Natural Gas | No Match |  | True | 1 |  | Down | No Match | No Match | No Match | No Match | No Match |  | No Match |  | 120000 | 97000 |  |  | 98100 | 998 | 78 | [8 empty] | 0 | Non Federally-Regulated | 03/15/1989 |  | 10/10/1989
Snyder General Corp. | McQuay | *PGD*060H125*I*** | Natural Gas | No Match |  | True | 1 |  | Down | No Match | No Match | No Match | No Match | No Match |  | No Match |  | 125000 | 98000 |  |  | 118533 | 639 | 79.2 | [8 empty] | 15 | Non Federally-Regulated | 03/15/1989 |  | 10/10/1989
Heil Quaker | Amana | GCX105 | Natural Gas | No Match |  | False | 1 |  | Down | No Match | No Match | No Match | No Match | No Match |  | No Match |  | 105000 | 81167 | 1200 | 770 | 100649 | 820 | 76.6 | [8 empty] | 1 | Non Federally-Regulated | 12/08/1986 |  | 06/29/1987
Snyder General Corp. | McQuay | *PGDA060F100-L** | LPG | No Match |  | True | 1 |  | Down | No Match | No Match | No Match | No Match | No Match |  | No Match |  | 100000 | 79000 |  |  | 97887 | 470 | 80.2 | [8 empty] | 15 | Non Federally-Regulated | 12/08/1986 |  | 06/29/1987
Trane U.S. Inc. | Trane | HFHAC***L | Natural Gas | No Match | False | True | 3 |  | Horizontal | No Match | No Match | No Match | No Match | No Match |  | No Match |  | 235000 | 179775 | 14000 | [13 empty] | Non Federally-Regulated | 08/17/1983 |  | 12/08/1986
Heil Quaker | Whirlpool | NDGB105AF01 | Natural Gas | No Match | False | False | 1 |  | Down | No Match | No Match | No Match | No Match | No Match |  | No Match |  | 105053 | 79000 | 1175 | [13 empty] | Non Federally-Regulated | 08/17/1983 |  | 12/08/1986
Amana Refrigeration, Inc. | Amana | EPCG3612-1D (A) | Natural Gas | No Match | False | True | 1 |  | Horizontal | No Match | No Match | No Match | No Match | No Match |  | No Match |  | 80000 | 67000 |  |  | 75520 | 259 | 83.2 | [8 empty] | 22 | Non Federally-Regulated | 07/26/1982 |  | 08/17/1983
Ducane | Payne | 391D-048100 | Oil | No Match | False | False | 1 |  | Down | No Match | No Match | No Match | No Match | No Match |  | No Match |  | 120301 | 96000 | 1580 | [13 empty] | Non Federally-Regulated | 08/17/1983 |  | 12/08/1986
Bard Manufacturing Company, Inc. | Bard | ESG060D48BC | Natural Gas | No Match |  | False | 1 |  | Horizontal | No Match | No Match | No Match | No Match | No Match |  | No Match |  | 60000 | 47000 |  |  | 62321 | 615 | 75 | [8 empty] | 3 | Non Federally-Regulated | 12/08/1986 |  | 01/15/1989
BDP Co. | Payne | 394GAW000100 | Natural Gas | No Match | False | False | 1 |  | Up | No Match | No Match | No Match | No Match | No Match |  | No Match |  | 100000 | 76000 |  |  | 79310 | 366 | 79.2 | [8 empty] | 11 | Non Federally-Regulated | 10/13/1981 |  | 03/11/1982
Consolidated Industries Corp. | Consolidated Industries Corp. | HAC100N(D,E,F,K)4R | Natural Gas | No Match | False | True | 1 |  | Horizontal | No Match | No Match | No Match | No Match | No Match |  | No Match |  | 97468 | 77000 | [14 empty] | Non Federally-Regulated | 08/17/1983 |  | 12/08/1986
Rheem Sales Company, Inc. | Ruud | UGGA-10KCB | Natural Gas | No Match | False | False | 1 |  | Up | No Match | No Match | No Match | No Match | No Match |  | No Match |  | 100000 | 76000 |  |  | 90953 | 500 | 68.6 | [8 empty] | 4 | Non Federally-Regulated | 04/02/1981 |  | 08/17/1983
Heil Quaker | Sears | 867.7622 | Natural Gas | No Match | False | False | 1 |  | Up | No Match | No Match | No Match | No Match | No Match |  | No Match |  | 80000 | 64000 | 1360 | 900 | 76979 | 611 | 80.1 | [8 empty] | 2 | Non Federally-Regulated | 04/02/1981 |  | 03/11/1982
Amana Refrigeration, Inc. | Amana | EPCG4812-3D (B) | Natural Gas | No Match |  | True | 1 |  | Horizontal | No Match | No Match | No Match | No Match | No Match |  | No Match |  | 100000 | 84000 |  |  | 94125 | 382 | 83.3 | [8 empty] | 22 | Non Federally-Regulated | 01/27/1988 |  | 01/15/1989
Rheem Sales Company, Inc. | Ruud | UGDC-12EE-** | Natural Gas | No Match |  | False | 1 |  | Up | No Match | No Match | No Match | No Match | No Match |  | No Match |  | 120000 | 96000 |  |  | 115981 | 1079 | 79.6 | [8 empty] | 4 | Non Federally-Regulated | 01/27/1988 |  | 10/10/1989
Ducane | Day & Night | 349EAW048120-B | Natural Gas | No Match | False | False | 1 |  | Horizontal | No Match | No Match | No Match | No Match | No Match |  | No Match |  | 117414 | 89000 | 1600 | [13 empty] | Non Federally-Regulated | 08/17/1983 |  | 12/08/1986
Snyder General Corp. | McQuay | *PGHA048H125-IM-** | Natural Gas | No Match |  | True | 1 |  | Horizontal | No Match | No Match | No Match | No Match | No Match |  | No Match |  | 125000 | 93000 |  |  | 80919 | 522 | 76.1 | [8 empty] | 15 | Non Federally-Regulated | 06/29/1987 |  | 01/27/1988
Consolidated Industries Corp. | Premier | GHB60D-61A/E | LPG | No Match | False | False | 1 |  | Horizontal | No Match | No Match | No Match | No Match | No Match |  | No Match |  | 60000 | 47000 |  |  | 66139 | 596 | 69.5 | [8 empty] | 2 | Non Federally-Regulated | 07/26/1982 |  | 08/17/1983
Heil Quaker | Whirlpool | NRGC24SAK02 | Natural Gas | No Match | False | True | 1 |  | Horizontal | No Match | No Match | No Match | No Match | No Match |  | No Match |  | 60000 | 43000 | 950 | 860 | 65618 | 664 | 69.2 | [8 empty] | 1 | Non Federally-Regulated | 07/26/1982 |  | 08/17/1983
Heil Quaker | Heil Quaker | NRGF36DCH**(A) | Natural Gas | No Match |  | True | 1 |  | Horizontal | No Match | No Match | No Match | No Match | No Match |  | No Match |  | 60000 | 49920 | 1490 | 1055 | 56307 | 831 | 79.7 | [8 empty] | 6 | Non Federally-Regulated | 01/15/1989 |  | 03/15/1989
BDP Co. | Payne | 585CJ024075X | Natural Gas | No Match | False | True | 1 |  | Horizontal | No Match | No Match | No Match | No Match | No Match |  | No Match |  | 59761 | 45000 | 915 | [13 empty] | Non Federally-Regulated | 08/17/1983 |  | 12/08/1986
Rheem Sales Company, Inc. | Rheem | RGMC-08KAA | Natural Gas | No Match | False | False | 1 |  | Down | No Match | No Match | No Match | No Match | No Match |  | No Match |  | 80000 | 60000 |  |  | 88806 | 561 | 66.9 | [8 empty] | 3 | Non Federally-Regulated | 04/02/1981 |  | 03/11/1982
Rheem Sales Company, Inc. | Century | TGR-48-1F-120 | Natural Gas | No Match |  | True | 1 |  | Horizontal | No Match | No Match | No Match | No Match | No Match |  | No Match |  | 125000 | 97000 |  |  | 118760 | 910 | 78.3 | [8 empty] | 4 | Non Federally-Regulated | 01/27/1988 |  | 01/15/1989
Luxaire | Moncrief | 60ECW140GA | Natural Gas | No Match | False | True | 1 |  | Horizontal | No Match | No Match | No Match | No Match | No Match |  | No Match |  | 140000 | 108220 | 2140 | 1790 | 131719 | 739 | 70 | [8 empty] | 5 | Non Federally-Regulated | 10/13/1981 |  | 03/11/1982
Borg Warner | Luxaire | 24ECW060GA | Natural Gas | No Match | False | True | 1 |  | Horizontal | No Match | No Match | No Match | No Match | No Match |  | No Match |  | 60000 | 47400 | 930 | [13 empty] | Non Federally-Regulated | 08/17/1983 |  | 12/08/1986
Rheem Sales Company, Inc. | Arcoaire | APGHA036G100-M | Natural Gas | No Match |  | True | 1 |  | Horizontal | No Match | No Match | No Match | No Match | No Match |  | No Match |  | 100000 | 74000 |  |  | 81521 | 327 | 77.2 | [8 empty] | 15 | Non Federally-Regulated | 12/08/1986 |  | 06/29/1987
Daikin Comfort Technologies Manufacturing, L.P. | Janitrol / GMC | PG018040-1 | Natural Gas | No Match |  | True | 1 |  | Horizontal | No Match | No Match | No Match | No Match | No Match |  | No Match |  | 40000 | 31000 | 545 | 540 | 40359 | 386 | 76.1 | [8 empty] | 5 | Non Federally-Regulated | 03/15/1989 |  | 10/10/1989
Heil Quaker | Whirlpool | NUGF130AK01 | Natural Gas | No Match | False | False | 1 |  | Up | No Match | No Match | No Match | No Match | No Match |  | No Match |  | 130000 | 99000 | 1550 | 1260 | 134386 | 1327 | 68.1 | [8 empty] | 1 | Non Federally-Regulated | 04/02/1981 |  | 08/17/1983
Arco Comfort Products Co. | Friedrich | GHA100NFCB | LPG | No Match | False | True | 1 |  | Horizontal | No Match | No Match | No Match | No Match | No Match |  | No Match |  | 92190 | 72000 | [14 empty] | Non Federally-Regulated | 08/17/1983 |  | 12/08/1986
Rheem Sales Company, Inc. | Rheem | RRGE-07E48JKR | Natural Gas | No Match |  | True | 1 |  | Horizontal | No Match | No Match | No Match | No Match | No Match |  | No Match |  | 75000 | 56000 |  |  | 70734 | 910 | 76.6 | [8 empty] | 4 | Non Federally-Regulated | 12/08/1986 |  | 06/29/1987
BDP Co. | Payne | 396GAW048100 | Natural Gas | No Match | False | False | 1 |  | Down | No Match | No Match | No Match | No Match | No Match |  | No Match |  | 100000 | 72000 | 1630 | 990 | 89238 | 458 | 70 | [8 empty] | 5 | Non Federally-Regulated | 07/26/1982 |  | 08/17/1983
Heil Quaker | Whirlpool | NDGF105AF01 | Natural Gas | No Match | False | False | 1 |  | Down | No Match | No Match | No Match | No Match | No Match |  | No Match |  | 105000 | 79000 | 1175 | 910 | 115759 | 654 | 67.2 | [8 empty] | 1 | Non Federally-Regulated | 04/02/1981 |  | 08/17/1983
Luxaire | Westinghouse Electric | GCH075TF | Natural Gas | No Match | False | False | 1 |  | Horizontal | No Match | No Match | No Match | No Match | No Match |  | No Match |  | 75000 | 59250 | 1530 |  | 73969 | 711 | 70 | [8 empty] | 5 | Non Federally-Regulated | 04/02/1981 |  | 10/13/1981
Climate Control / Snyder General | Climate Control | *PGDA060H125-L** | LPG | No Match |  | True | 1 |  | Down | No Match | No Match | No Match | No Match | No Match |  | No Match |  | 125000 | 98000 |  |  | 118533 | 639 | 79.2 | [8 empty] | 15 | Non Federally-Regulated | 12/08/1986 |  | 06/29/1987
Snyder General Corp. | McQuay | *PGDA048G100-N* | Natural Gas | No Match |  | True | 1 |  | Down | No Match | No Match | No Match | No Match | No Match |  | No Match |  | 100000 | 79000 |  |  | 97887 | 470 | 80.2 | [8 empty] | 15 | Non Federally-Regulated | 12/08/1986 |  | 06/29/1987
Amana Refrigeration, Inc. | Amana | GHN70A30 | LPG | No Match |  | False | 1 |  | Up | No Match | No Match | No Match | No Match | No Match |  | No Match |  | 70000 | 66000 |  |  | 67900 | 543 | 91.1 | [9 empty] | Non Federally-Regulated | 01/27/1988 |  | 10/10/1989
Luxaire | Fraser Johnston | FCU040EANA | Natural Gas | No Match | False | False | 1 |  | Up | No Match | No Match | No Match | No Match | No Match |  | No Match |  | 40000 | 28720 | 1085 | 855 | 45136 | 518 | 66.7 | [8 empty] | 5 | Non Federally-Regulated | 03/11/1982 |  | 07/26/1982
Magic Chef | Williams | AC12U100-3 | Natural Gas | No Match | False | False | 1 |  | Up | No Match | No Match | No Match | No Match | No Match |  | No Match |  | 106525 | 80000 | 1530 | [13 empty] | Non Federally-Regulated | 08/17/1983 |  | 12/08/1986
Ducane | General Electric | BLH080F936B0 | LPG | No Match | False | False | 1 |  | Horizontal | No Match | No Match | No Match | No Match | No Match |  | No Match |  | 80000 | 59000 | 1250 | 750 | 72003 | 449 | 64.6 | [8 empty] | 5 | Non Federally-Regulated | 07/26/1982 |  | 08/17/1983
Trane U.S. Inc. | Trane | YCC024A1LOA | Natural Gas | No Match |  | True | 1 |  | Horizontal | No Match | No Match | No Match | No Match | No Match |  | No Match |  | 60000 | 46000 | 1165 | 895 | 59700 | 271 | 78.7 | [8 empty] | 0 | Non Federally-Regulated | 01/15/1989 |  | 03/15/1989
Heil Quaker | Whirlpool | NRGB48MAH02 | Natural Gas | No Match | False | True | 1 |  | Horizontal | No Match | No Match | No Match | No Match | No Match |  | No Match |  | 150000 | 106000 | 1860 | 1625 | 136594 | 804 | 68.1 | [8 empty] | 1 | Non Federally-Regulated | 10/13/1981 |  | 03/11/1982
Borg Warner | Luxaire | FCU120TAPA | LPG | No Match | False | False | 1 |  | Up | No Match | No Match | No Match | No Match | No Match |  | No Match |  | 119110 | 91000 | 1620 | [13 empty] | Non Federally-Regulated | 08/17/1983 |  | 12/08/1986
Ducane | Carrier | 58EG080221 | Natural Gas | No Match | False | False | 1 |  | Horizontal | No Match | No Match | No Match | No Match | No Match |  | No Match |  | 80000 | 55000 | 1000 | 700 | 77988 | 825 | 58 | [8 empty] | 5 | Non Federally-Regulated | 04/02/1981 |  | 08/17/1983
Consolidated Industries Corp. | Addison Products | GPE15T370-4N | Natural Gas | No Match |  | True | 3 |  | Horizontal | No Match | No Match | No Match | No Match | No Match |  | No Match |  | 370000 | 277500 |  |  | 263514 | 2067 | 76.3 | [8 empty] | 10 | Non Federally-Regulated | 06/29/1987 |  | 01/27/1988
Snyder General Corp. | McQuay | *PGHA060H075-IL-** | LPG | No Match |  | True | 1 |  | Horizontal | No Match | No Match | No Match | No Match | No Match |  | No Match |  | 75000 | 56000 |  |  | 60783 | 318 | 77.3 | [8 empty] | 15 | Non Federally-Regulated | 01/27/1988 |  | 01/15/1989
Rheem Sales Company, Inc. | Ruud | URGF-15E48CK* | Natural Gas | No Match |  | True | 1 |  | Horizontal | No Match | No Match | No Match | No Match | No Match |  | No Match |  | 150000 | 115000 |  |  | 140100 | 875 | 77.8 | [8 empty] | 4 | Non Federally-Regulated | 01/27/1988 |  | 01/15/1989
Carrier Corp. | Carrier | 58SSB130-BC | Natural Gas | No Match |  | False | 1 |  | Up | No Match | No Match | No Match | No Match | No Match |  | No Match |  | 158000 | 129000 |  |  | 154505 | 1008 | 80.7 | [8 empty] | 5 | Non Federally-Regulated | 12/08/1986 |  | 01/27/1988
Magic Chef | Airease | EG83-125D-7 | Natural Gas | No Match | False | False | 1 |  | Horizontal | No Match | No Match | No Match | No Match | No Match |  | No Match |  | 122667 | 92000 | 940 | [13 empty] | Non Federally-Regulated | 08/17/1983 |  | 12/08/1986
Magic Chef | Williams | 3.5A60-OH-3-6 | Natural Gas | No Match | False | True | 1 |  | Horizontal | No Match | No Match | No Match | No Match | No Match |  | No Match |  | 58140 | 45000 | 1600 | [13 empty] | Non Federally-Regulated | 08/17/1983 |  | 12/08/1986
Luxaire | Westinghouse Electric | GCH060MF | Natural Gas | No Match | False | False | 1 |  | Horizontal | No Match | No Match | No Match | No Match | No Match |  | No Match |  | 60000 | 46020 |  |  | 64031 | 429 | 74.8 | [8 empty] | 8 | Non Federally-Regulated | 10/13/1981 |  | 03/11/1982
Rheem Sales Company, Inc. | Ruud | URAB-08E42JT | LPG | No Match | False | True | 1 |  | Horizontal | No Match | No Match | No Match | No Match | No Match |  | No Match |  | 80581 | 61000 | [14 empty] | Non Federally-Regulated | 08/17/1983 |  | 12/08/1986
Consolidated Industries Corp. | Premier | GHB120D-31A/E | LPG | No Match | False | False | 1 |  | Horizontal | No Match | No Match | No Match | No Match | No Match |  | No Match |  | 120000 | 93000 | [14 empty] | Non Federally-Regulated | 08/17/1983 |  | 12/08/1986
Lennox Industries Inc. | Lennox | G11Q3E-137 | Natural Gas | No Match | False | False | 1 |  | Up | No Match | No Match | No Match | No Match | No Match |  | No Match |  | 137000 | 105000 | 1355 | 1190 | 136104 | 799 | 68.6 | [8 empty] | 3 | Non Federally-Regulated | 04/02/1981 |  | 08/17/1983
Ducane | Carrier | 58EG140221 | Natural Gas | No Match | False | False | 1 |  | Horizontal | No Match | No Match | No Match | No Match | No Match |  | No Match |  | 129333 | 97000 | 1650 | [13 empty] | Non Federally-Regulated | 08/17/1983 |  | 12/08/1986
Magic Chef | Armstrong | EMG66R-110D2C4-2 | Natural Gas | No Match | False | False | 1 |  | Up | No Match | No Match | No Match | No Match | No Match |  | No Match |  | 117333 | 88000 | 1580 | [13 empty] | Non Federally-Regulated | 08/17/1983 |  | 12/08/1986
Heil Quaker | Heil Quaker | NRGF60FDH**(A) | Natural Gas | No Match |  | True | 1 |  | Horizontal | No Match | No Match | No Match | No Match | No Match |  | No Match |  | 80000 | 65700 | 1775 | 1550 | 74336 | 1034 | 82.4 | [8 empty] | 6 | Non Federally-Regulated | 01/15/1989 |  | 03/15/1989
Lennox Industries Inc. | Lennox | G16Q4/5X-125 | Natural Gas | No Match |  | False | 1 |  | Up | No Match | No Match | No Match | No Match | No Match |  | No Match |  | 125000 | 95375 | 2235 | 1390 | 121283 | 1327 | 75.5 | [8 empty] | 3 | Non Federally-Regulated | 12/08/1986 |  | 06/29/1987
Rheem Sales Company, Inc. | Ruud | URGG-05E30JK* | Natural Gas | No Match |  | True | 1 |  | Horizontal | No Match | No Match | No Match | No Match | No Match |  | No Match |  | 50000 | 39000 |  |  | 51134 | 390 | 78.8 | [8 empty] | 4 | Non Federally-Regulated | 03/15/1989 |  | 10/10/1989
Magic Chef | Gaffers & Sattler | 3D-80-OH-3 | Natural Gas | No Match | False | True | 1 |  | Horizontal | No Match | No Match | No Match | No Match | No Match |  | No Match |  | 80000 | 60000 | 1340 | 700 | 79576 | 655 | 68.9 | [8 empty] | 19 | Non Federally-Regulated | 07/26/1982 |  | 08/17/1983
Rheem Sales Company, Inc. | Addison Products | GDWHC060A-D3 | Natural Gas | No Match |  | False | 1 |  | Down | No Match | No Match | No Match | No Match | No Match |  | No Match |  | 60000 | 56000 |  |  | 49192 | 623 | 93.3 | [8 empty] | 4 | Non Federally-Regulated | 03/15/1989 |  | 10/10/1989
Magic Chef | Airease | 3.5A60-OH-1-6 | Natural Gas | No Match | False | True | 1 |  | Horizontal | No Match | No Match | No Match | No Match | No Match |  | No Match |  | 60000 | 45000 | 1600 | 520 | 69097 | 655 | 68.9 | [8 empty] | 19 | Non Federally-Regulated | 10/13/1981 |  | 03/11/1982
BDP Co. | Carrier | 58SE150-3 | Natural Gas | No Match | False | False | 1 |  | Up | No Match | No Match | No Match | No Match | No Match |  | No Match |  | 150000 | 117000 | 2110 | 1600 | 135653 | 853 | 80.5 | [8 empty] | 11 | Non Federally-Regulated | 10/13/1981 |  | 03/11/1982
Consolidated Industries Corp. | Premier | GHB75D-18A/E | Natural Gas | No Match | False | False | 1 |  | Horizontal | No Match | No Match | No Match | No Match | No Match |  | No Match |  | 72848 | 55000 | [14 empty] | Non Federally-Regulated | 08/17/1983 |  | 12/08/1986
Rheem Sales Company, Inc. | Rheem | RRGE-05E30JKR | Natural Gas | No Match |  | True | 1 |  | Horizontal | No Match | No Match | No Match | No Match | No Match |  | No Match |  | 50000 | 39000 |  |  | 51134 | 390 | 78.8 | [8 empty] | 4 | Non Federally-Regulated | 12/08/1986 |  | 06/29/1987
Snyder General Corp. | McQuay | *PGD*060G075*I*** | Natural Gas | No Match |  | True | 1 |  | Down | No Match | No Match | No Match | No Match | No Match |  | No Match |  | 75000 | 59000 |  |  | 58465 | 331 | 80.2 | [8 empty] | 15 | Non Federally-Regulated | 03/15/1989 |  | 10/10/1989
Ducane | General Electric | BLH080F936A1 | Natural Gas | No Match | False | True | 1 |  | Horizontal | No Match | No Match | No Match | No Match | No Match |  | No Match |  | 80000 | 55000 | 1250 | 750 | 79907 | 499 | 58 | [8 empty] | 5 | Non Federally-Regulated | 10/13/1981 |  | 03/11/1982
Heil Quaker | Heil Quaker | NUGK040KF** | Natural Gas | No Match |  | False | 1 |  | Up | No Match | No Match | No Match | No Match | No Match |  | No Match |  | 40000 | 36938 | 1300 | 1175 | 41188 | 603 | 91.4 | [8 empty] | 2 | Non Federally-Regulated | 01/15/1989 |  | 10/10/1989
Heil Quaker | Whirlpool | NUGF105AH01 | Natural Gas | No Match | False | False | 1 |  | Up | No Match | No Match | No Match | No Match | No Match |  | No Match |  | 105000 | 81000 | 1515 | 1230 | 108295 | 1167 | 70.2 | [8 empty] | 1 | Non Federally-Regulated | 04/02/1981 |  | 08/17/1983
Carrier Corp. | Carrier | 58SX100-LG | Natural Gas | No Match |  | False | 1 |  | Up | No Match | No Match | No Match | No Match | No Match |  | No Match |  | 110000 | 102000 |  |  | 101655 | 902 | 91.5 | [8 empty] | 5 | Non Federally-Regulated | 03/15/1989 |  | 10/10/1989
Snyder General Corp. | Comfortmaker | *PGDA048F125-M** | Natural Gas | No Match |  | True | 1 |  | Down | No Match | No Match | No Match | No Match | No Match |  | No Match |  | 125000 | 98000 |  |  | 118533 | 639 | 79.2 | [8 empty] | 15 | Non Federally-Regulated | 12/08/1986 |  | 06/29/1987
Rheem Sales Company, Inc. | Rheem | RGLC-12NE-J* | Natural Gas | No Match |  | False | 1 |  | Down | No Match | No Match | No Match | No Match | No Match |  | No Match |  | 120000 | 96000 |  |  | 117724 | 769 | 79.4 | [8 empty] | 4 | Non Federally-Regulated | 06/29/1987 |  | 01/27/1988
Lennox Industries Inc. | Lennox | GCS9-653-150-1Y | Natural Gas | No Match | False | True | 1 |  | Down | No Match | No Match | No Match | No Match | No Match |  | No Match |  | 150000 | 114000 | 2000 | 1320 | 142345 | 1110 | 76.1 | [8 empty] | 43 | Non Federally-Regulated | 10/13/1981 |  | 03/11/1982
York International | Luxaire | DACC-W036N059B | Natural Gas | No Match |  | True | 1 |  | Horizontal | No Match | No Match | No Match | No Match | No Match |  | No Match |  | 59000 | 47000 | 1360 | 1285 | 55584 | 886 | 81 | [9 empty] | Non Federally-Regulated | 01/15/1989 |  | 03/15/1989
Ducane | York | P1HSD12N08001A | Natural Gas | No Match | False | True | 1 |  | Horizontal | No Match | No Match | No Match | No Match | No Match |  | No Match |  | 80000 | 55000 | 1250 | 750 | 79907 | 499 | 58 | [8 empty] | 5 | Non Federally-Regulated | 07/26/1982 |  | 08/17/1983
Rheem Sales Company, Inc. | Rheem | RRGF-15E60JK* | Natural Gas | No Match |  | True | 1 |  | Horizontal | No Match | No Match | No Match | No Match | No Match |  | No Match |  | 150000 | 117000 |  |  | 137154 | 1435 | 78.2 | [8 empty] | 4 | Non Federally-Regulated | 01/15/1989 |  | 03/15/1989
Snyder General Corp. | Comfortmaker | *PGH*048H100*I*** | Natural Gas | No Match |  | True | 1 |  | Horizontal | No Match | No Match | No Match | No Match | No Match |  | No Match |  | 100000 | 74000 |  |  | 80919 | 408 | 77.4 | [8 empty] | 15 | Non Federally-Regulated | 03/15/1989 |  | 10/10/1989
Amana Refrigeration, Inc. | Amana | GCE105DM-3 | LPG | No Match | False | False | 1 |  | Down | No Match | No Match | No Match | No Match | No Match |  | No Match |  | 105000 | 82845 | 1280 | 780 | 112181 | 587 | 69.6 | [8 empty] | 4 | Non Federally-Regulated | 04/02/1981 |  | 03/11/1982
Heil Quaker | Sears | 867.81515*(A) | LPG | No Match |  | True | 1 |  | Horizontal | No Match | No Match | No Match | No Match | No Match |  | No Match |  | 80000 | 66720 | 2000 | 1675 | 75040 | 1164 | 79.7 | [8 empty] | 6 | Non Federally-Regulated | 06/29/1987 |  | 01/27/1988
Luxaire | Westinghouse Electric | FGHF133RAN | Natural Gas | No Match | False | False | 1 |  | Horizontal | No Match | No Match | No Match | No Match | No Match |  | No Match |  | 133000 | 102277 | 1600 |  | 136656 | 570 | 63.5 | [8 empty] | 5 | Non Federally-Regulated | 03/11/1982 |  | 07/26/1982
Rheem Sales Company, Inc. | Addison Products | GL125G-DI3.5 | Natural Gas | No Match | False | False | 1 |  | Up | No Match | No Match | No Match | No Match | No Match |  | No Match |  | 125165 | 95000 | [14 empty] | Non Federally-Regulated | 08/17/1983 |  | 12/08/1986
York International | York | D1CG060N08225A | Natural Gas | No Match |  | True | 1 |  | Horizontal | No Match | No Match | No Match | No Match | No Match |  | No Match |  | 100000 | 81000 | 2340 | 2340 | 98177 | 1239 | 77.1 | [9 empty] | Non Federally-Regulated | 01/15/1989 |  | 03/15/1989
Carrier Corp. | Day & Night | 585EJ0024075-H | Natural Gas | No Match |  | True | 1 |  | Horizontal | No Match | No Match | No Match | No Match | No Match |  | No Match |  | 75000 | 58000 | 915 | 780 | 72422 | 467 | 75.2 | [8 empty] | 3 | Non Federally-Regulated | 01/27/1988 |  | 01/15/1989
Heil Quaker | Amana | 0C112DG | Oil | No Match | False | False | 1 |  | Down | No Match | No Match | No Match | No Match | No Match |  | No Match |  | 140000 | 110000 | 1200 | 930 | 127824 | 683 | 76.4 | [8 empty] | 1 | Non Federally-Regulated | 07/26/1982 |  | 08/17/1983
Rheem Sales Company, Inc. | Heat Controller | GYU-120-E5N-X1 | LPG | No Match |  | False | 1 |  | Up | No Match | No Match | No Match | No Match | No Match |  | No Match |  | 120000 | 96000 |  |  | 115981 | 1079 | 79.6 | [8 empty] | 4 | Non Federally-Regulated | 01/27/1988 |  | 01/15/1989
Daikin Comfort Technologies Manufacturing, L.P. | Janitrol / GMC | HBA040ND4R | Natural Gas | No Match |  | False | 1 |  | Horizontal | No Match | No Match | No Match | No Match | No Match |  | No Match |  | 80000 | 63000 |  |  | 78738 | 995 | 77 | [8 empty] | 3 | Non Federally-Regulated | 06/29/1987 |  | 01/15/1989
Trane U.S. Inc. | Trane Light Commercial Group | BYC024H1LOA | Natural Gas | No Match |  | True | 3 |  | Horizontal | No Match | No Match | No Match | No Match | No Match |  | No Match |  | 60000 | 47000 | 1165 | 895 | 60400 | 251 | 78 | [8 empty] | 0 | Non Federally-Regulated | 01/27/1988 |  | 01/15/1989
Luxaire | Westinghouse Electric | FGCF120AAN | Natural Gas | No Match | False | False | 1 |  | Down | No Match | No Match | No Match | No Match | No Match |  | No Match |  | 120000 | 93240 |  |  | 105706 | 550 | 75 | [8 empty] | 8 | Non Federally-Regulated | 10/13/1981 |  | 03/11/1982
Magic Chef | Airease | 3.5A60-OH-1-6 | Natural Gas | No Match | False | True | 1 |  | Horizontal | No Match | No Match | No Match | No Match | No Match |  | No Match |  | 58140 | 45000 | 1600 | [13 empty] | Non Federally-Regulated | 08/17/1983 |  | 12/08/1986
Snyder General Corp. | Comfortmaker | *PGDA048F075-IL-** | LPG | No Match |  | True | 1 |  | Down | No Match | No Match | No Match | No Match | No Match |  | No Match |  | 75000 | 59000 |  |  | 58465 | 331 | 80.2 | [8 empty] | 15 | Non Federally-Regulated | 01/27/1988 |  | 01/15/1989
Trane U.S. Inc. | Trane | BYC048G1H,G3H,G4H | Natural Gas | No Match |  | True | 1 |  | Horizontal | No Match | No Match | No Match | No Match | No Match |  | No Match |  | 120000 | 91000 |  |  | 99218 | 723 | 78 | [8 empty] | 0 | Non Federally-Regulated | 01/27/1988 |  | 01/15/1989
Rheem Sales Company, Inc. | Rheem | RRGE-10E36DLR | Natural Gas | No Match |  | True | 1 |  | Horizontal | No Match | No Match | No Match | No Match | No Match |  | No Match |  | 100000 | 76000 |  |  | 80594 | 610 | 76.9 | [8 empty] | 4 | Non Federally-Regulated | 01/27/1988 |  | 01/15/1989
Consolidated Industries Corp. | Bard | ESG080D60D | Natural Gas | No Match |  | False | 1 |  | Horizontal | No Match | No Match | No Match | No Match | No Match |  | No Match |  | 80000 | 64000 |  |  | 79870 | 844 | 76.6 | [8 empty] | 3 | Non Federally-Regulated | 01/15/1989 |  | 10/10/1989
Consolidated Industries Corp. | Addison Products | GPE3.0T075-1X | Natural Gas | No Match |  | True | 1 |  | Horizontal | No Match | No Match | No Match | No Match | No Match |  | No Match |  | 75000 | 58000 |  |  | 68444 | 745 | 78.2 | [8 empty] | 4 | Non Federally-Regulated | 01/27/1988 |  | 01/15/1989
Carrier Corp. | Day & Night | 580AE036100-B | Natural Gas | No Match |  | True | 1 |  | Horizontal | No Match | No Match | No Match | No Match | No Match |  | No Match |  | 100000 | 78000 |  |  | 97418 | 1056 | 78.5 | [8 empty] | 3 | Non Federally-Regulated | 03/15/1989 |  | 10/10/1989
Amana Refrigeration, Inc. | Amana | EPCG4812-3C (A) | Natural Gas | No Match | False | True | 1 |  | Horizontal | No Match | No Match | No Match | No Match | No Match |  | No Match |  | 80000 | 68000 |  |  | 74646 | 347 | 84 | [8 empty] | 22 | Non Federally-Regulated | 07/26/1982 |  | 08/17/1983
Consolidated Industries Corp. | Goodman | HBA100ND5RX | Natural Gas | No Match |  | False | 1 |  | Horizontal | No Match | No Match | No Match | No Match | No Match |  | No Match |  | 100000 | 78000 |  |  | 94401 | 1308 | 80.1 | [8 empty] | 3 | Non Federally-Regulated | 01/27/1988 |  | 10/10/1989
Amana Refrigeration, Inc. | Amana | EPCG6017-1E (C) | LPG | No Match |  | True | 1 |  | Horizontal | No Match | No Match | No Match | No Match | No Match |  | No Match |  | 170000 | 141000 |  |  | 149490 | 645 | 83.8 | [8 empty] | 22 | Non Federally-Regulated | 01/27/1988 |  | 01/15/1989
Rheem Sales Company, Inc. | Rheem | RRGF-07E47CL* | Natural Gas | No Match |  | True | 1 |  | Horizontal | No Match | No Match | No Match | No Match | No Match |  | No Match |  | 75000 | 56000 |  |  | 70734 | 910 | 76.6 | [8 empty] | 4 | Non Federally-Regulated | 01/27/1988 |  | 01/15/1989
Ducane | Climate Control | 0L100116M | Oil | No Match | False | False | 1 |  | Up | No Match | No Match | No Match | No Match | No Match |  | No Match |  | 120988 | 98000 | 1630 | [13 empty] | Non Federally-Regulated | 08/17/1983 |  | 12/08/1986
Heil Quaker | Heil | HUGF060AG01 | Natural Gas | No Match | False | False | 1 |  | Up | No Match | No Match | No Match | No Match | No Match |  | No Match |  | 60000 | 46000 | 1360 | 900 | 64587 | 772 | 70.3 | [8 empty] | 1 | Non Federally-Regulated | 04/02/1981 |  | 08/17/1983
Heil Quaker | Whirlpool | NRGC30MAK02 | Natural Gas | No Match | False | True | 1 |  | Horizontal | No Match | No Match | No Match | No Match | No Match |  | No Match |  | 100000 | 71000 | 1200 | 940 | 89361 | 740 | 68.5 | [8 empty] | 1 | Non Federally-Regulated | 07/26/1982 |  | 08/17/1983
Borg Warner | Luxaire | FCU100JAPA | LPG | No Match | False | False | 1 |  | Up | No Match | No Match | No Match | No Match | No Match |  | No Match |  | 99738 | 76000 | 2190 | [13 empty] | Non Federally-Regulated | 08/17/1983 |  | 12/08/1986
Trane U.S. Inc. | Trane | SFHC-B302-HA | Natural Gas | No Match | False | True | 1 |  | Horizontal | No Match | No Match | No Match | No Match | No Match |  | No Match |  | 125000 | 93000 | 1160 | 1050 | 109794 | 653 | 70.6 | [9 empty] | Non Federally-Regulated | 07/26/1982 |  | 08/17/1983
Consolidated Industries Corp. | Addison Products | GHC060A-3EID | Natural Gas | No Match |  | False | 1 |  | Horizontal | No Match | No Match | No Match | No Match | No Match |  | No Match |  | 60000 | 47000 |  |  | 56477 | 823 | 80.1 | [8 empty] | 3 | Non Federally-Regulated | 01/27/1988 |  | 01/15/1989
Rheem Sales Company, Inc. | Heat Controller | GSU-40E2NXC | Natural Gas | No Match |  | False | 1 |  | Up | No Match | No Match | No Match | No Match | No Match |  | No Match |  | 40000 | 32000 |  |  | 40903 | 363 | 75.2 | [8 empty] | 3 | Non Federally-Regulated | 06/29/1987 |  | 01/27/1988
Heil Quaker | Sears | 867.81503*(B) | Natural Gas | No Match |  | True | 1 |  | Horizontal | No Match | No Match | No Match | No Match | No Match |  | No Match |  | 80000 | 65360 | 1490 | 1055 | 77903 | 853 | 78.1 | [8 empty] | 6 | Non Federally-Regulated | 01/15/1989 |  | 03/15/1989
Amana Refrigeration, Inc. | Amana | EPCG6012-3B (C) | LPG | No Match | False | True | 1 |  | Horizontal | No Match | No Match | No Match | No Match | No Match |  | No Match |  | 120000 | 99000 |  |  | 112800 | 456 | 83.5 | [8 empty] | 22 | Non Federally-Regulated | 07/26/1982 |  | 08/17/1983
Rheem Sales Company, Inc. | Heat Controller | GBL140-DH | Natural Gas | No Match | False | False | 1 |  | Up | No Match | No Match | No Match | No Match | No Match |  | No Match |  | 139474 | 106000 | [14 empty] | Non Federally-Regulated | 08/17/1983 |  | 12/08/1986
Carrier Corp. | Day & Night | 398AAW036040 | Natural Gas | No Match |  | False | 1 |  | Up | No Match | No Match | No Match | No Match | No Match |  | No Match |  | 44000 | 41000 |  |  | 41877 | 418 | 92.2 | [8 empty] | 5 | Non Federally-Regulated | 12/08/1986 |  | 01/27/1988
Carrier Corp. | Day & Night | 585JP060150 | Natural Gas | No Match |  | True | 1 |  | Horizontal | No Match | No Match | No Match | No Match | No Match |  | No Match |  | 150000 | 113000 |  |  | 144644 | 978 | 75.2 | [8 empty] | 3 | Non Federally-Regulated | 12/08/1986 |  | 06/29/1987
Climate Control / Snyder General | Climate Control | *PGDA060F125-N** | Natural Gas | No Match |  | True | 1 |  | Down | No Match | No Match | No Match | No Match | No Match |  | No Match |  | 125000 | 98000 |  |  | 118533 | 639 | 79.2 | [8 empty] | 15 | Non Federally-Regulated | 12/08/1986 |  | 06/29/1987
Snyder General Corp. | McQuay | *PGDA060G075-N* | Natural Gas | No Match |  | True | 1 |  | Down | No Match | No Match | No Match | No Match | No Match |  | No Match |  | 75000 | 59000 |  |  | 58465 | 331 | 80.2 | [8 empty] | 15 | Non Federally-Regulated | 12/08/1986 |  | 06/29/1987
BDP Co. | Carrier | 58DR075-B | Natural Gas | No Match | False | False | 1 |  | Down | No Match | No Match | No Match | No Match | No Match |  | No Match |  | 75521 | 58000 | 1255 | [13 empty] | Non Federally-Regulated | 08/17/1983 |  | 12/08/1986
Lennox Industries Inc. | Lennox | RVZ1-360-275,277 | Natural Gas | No Match | False | True | 3 |  | Horizontal | No Match | No Match | No Match | No Match | No Match |  | No Match |  | 275000 | 211750 | 10000 | 6000 | [11 empty] | 20 | Non Federally-Regulated | 10/13/1981 |  | 03/11/1982
Rheem Sales Company, Inc. | Rheem | RGMA-08KA | Natural Gas | No Match | False | False | 1 |  | Down | No Match | No Match | No Match | No Match | No Match |  | No Match |  | 80000 | 61000 |  |  | 91648 | 542 | 67.9 | [8 empty] | 3 | Non Federally-Regulated | 07/26/1982 |  | 08/17/1983
Heil Quaker | Sears | 867.7694 | Natural Gas | No Match |  | False | 1 |  | Down | No Match | No Match | No Match | No Match | No Match |  | No Match |  | 75000 | 67648 | 1230 | 1140 | 68703 | 607 | 89.8 | [8 empty] | 2 | Non Federally-Regulated | 01/15/1989 |  | 03/15/1989
BDP Co. | Carrier | 58SS060-CC | Natural Gas | No Match | False | False | 1 |  | Up | No Match | No Match | No Match | No Match | No Match |  | No Match |  | 71000 | 59000 | 1170 | 928 | 64928 | 596 | 83.2 | [8 empty] | 5 | Non Federally-Regulated | 07/26/1982 |  | 08/17/1983
Lennox Industries Inc. | Lennox | GCS10X-461-75-1P | Natural Gas | No Match |  | True | 1 |  | Horizontal | No Match | No Match | No Match | No Match | No Match |  | No Match |  | 75000 | 58000 | 1225 | 710 | 60493 | 661 | 75.7 | [8 empty] | 3 | Non Federally-Regulated | 01/27/1988 |  | 01/15/1989
Rheem Sales Company, Inc. | Arcoaire | AGUD080A016-IN | Natural Gas | No Match |  | False | 1 |  | Up | No Match | No Match | No Match | No Match | No Match |  | No Match |  | 80000 | 63000 | 1550 | 990 | 82992 | 647 | 74.5 | [8 empty] | 3 | Non Federally-Regulated | 12/08/1986 |  | 06/29/1987
Ducane | Heil Quaker | NRGF24DDB**(A) | LPG | No Match |  | True | 1 |  | Horizontal | No Match | No Match | No Match | No Match | No Match |  | No Match |  | 60000 | 46600 | 870 | 705 | 59315 | 607 | 76.9 | [8 empty] | 6 | Non Federally-Regulated | 01/27/1988 |  | 01/15/1989
BDP Co. | Carrier | 58GS175-3 | Natural Gas | No Match | False | False | 1 |  | Up | No Match | No Match | No Match | No Match | No Match |  | No Match |  | 175000 | 134000 | 2000 | 1850 | 181515 | 844 | 69 | [8 empty] | 5 | Non Federally-Regulated | 04/02/1981 |  | 10/13/1981
Heil Quaker | Heil | NRGC36MAK02 | Natural Gas | No Match | False | True | 1 |  | Horizontal | No Match | No Match | No Match | No Match | No Match |  | No Match |  | 94164 | 71000 | 1200 | [13 empty] | Non Federally-Regulated | 08/17/1983 |  | 12/08/1986
Carrier Corp. | Day & Night | 585HP036060 | LPG | No Match |  | True | 1 |  | Horizontal | No Match | No Match | No Match | No Match | No Match |  | No Match |  | 60000 | 45000 | 1340 | 1090 | 61042 | 538 | 75.7 | [8 empty] | 3 | Non Federally-Regulated | 01/27/1988 |  | 01/15/1989
Ducane | Payne | 349EAW030060-B | LPG | No Match | False | False | 1 |  | Horizontal | No Match | No Match | No Match | No Match | No Match |  | No Match |  | 60000 | 44000 | 1160 | 520 | 72404 | 586 | 63.6 | [8 empty] | 5 | Non Federally-Regulated | 07/26/1982 |  | 08/17/1983
Heil Quaker | Dayton | 3E284A | Natural Gas | No Match | False | False | 1 |  | Down | No Match | No Match | No Match | No Match | No Match |  | No Match |  | 105000 | 79000 | 1175 | 910 | 115759 | 654 | 67.2 | [8 empty] | 1 | Non Federally-Regulated | 04/02/1981 |  | 08/17/1983
Borg Warner | Fraser Johnston | FCU120AANA | Natural Gas | No Match | False | False | 1 |  | Up | No Match | No Match | No Match | No Match | No Match |  | No Match |  | 119110 | 91000 | [14 empty] | Non Federally-Regulated | 08/17/1983 |  | 12/08/1986
Rheem Sales Company, Inc. | Heat Controller | TGR-24-1F-50 | Natural Gas | No Match |  | True | 1 |  | Horizontal | No Match | No Match | No Match | No Match | No Match |  | No Match |  | 50000 | 39000 |  |  | 49568 | 345 | 78.2 | [8 empty] | 4 | Non Federally-Regulated | 01/15/1989 |  | 03/15/1989
Heil Quaker | Whirlpool | NRGF60EBH**(B) | Natural Gas | No Match |  | True | 1 |  | Horizontal | No Match | No Match | No Match | No Match | No Match |  | No Match |  | 100000 | 81500 | 2000 | 1675 | 97388 | 1267 | 77.4 | [8 empty] | 6 | Non Federally-Regulated | 03/15/1989 |  | 10/10/1989
Coleman Company, Inc. | Coleman | 2632J639 | LPG | No Match | False | False | 1 |  | Up | No Match | No Match | No Match | No Match | No Match |  | No Match |  | 95052 | 73000 | 1170 | [13 empty] | Non Federally-Regulated | 08/17/1983 |  | 12/08/1986
Lennox Industries Inc. | Lennox | G16Q5-100 | Natural Gas | No Match |  | False | 1 |  | Up | No Match | No Match | No Match | No Match | No Match |  | No Match |  | 100000 | 80201 | 2535 | 1500 | 96540 | 1330 | 78.2 | [8 empty] | 3 | Non Federally-Regulated | 12/08/1986 |  | 06/29/1987
Clare Brothers | Clare Brothers | OLB-F | Oil | No Match |  | False | 1 |  | Down | No Match | No Match | No Match | No Match | No Match |  | No Match |  | 105000 | 88000 | 800 |  | 145740 | 652 | 83.2 | [8 empty] | 0 | Non Federally-Regulated | 01/15/1989 |  | 10/10/1989
Carrier Corp. | Payne | 395BAW048080 | LPG | No Match |  | False | 1 |  | Up | No Match | No Match | No Match | No Match | No Match |  | No Match |  | 95000 | 77000 |  |  | 94452 | 1074 | 80.9 | [8 empty] | 5 | Non Federally-Regulated | 01/27/1988 |  | 01/15/1989
Magic Chef | Magic Chef | EG83-100D2C4-5 | Natural Gas | No Match | False | False | 1 |  | Horizontal | No Match | No Match | No Match | No Match | No Match |  | No Match |  | 100000 | 77000 | 1170 | 1620 | 114000 | 658 | 65.8 | [8 empty] | 2 | Non Federally-Regulated | 07/26/1982 |  | 08/17/1983
Ducane | Heil Quaker | NUGK100DH** | Natural Gas | No Match |  | False | 1 |  | Up | No Match | No Match | No Match | No Match | No Match |  | No Match |  | 100000 | 88770 |  | 1490 | 86818 | 696 | 89.2 | [8 empty] | 2 | Non Federally-Regulated | 06/29/1987 |  | 01/27/1988
Snyder General Corp. | Arcoaire | *PGH*036H100*I*** | Natural Gas | No Match |  | True | 1 |  | Horizontal | No Match | No Match | No Match | No Match | No Match |  | No Match |  | 100000 | 74000 |  |  | 81521 | 327 | 77.2 | [8 empty] | 15 | Non Federally-Regulated | 01/15/1989 |  | 03/15/1989
Magic Chef | Williams | 3.5A100-OH-3-6 | Natural Gas | No Match | False | True | 1 |  | Horizontal | No Match | No Match | No Match | No Match | No Match |  | No Match |  | 97911 | 75000 | 1600 | [13 empty] | Non Federally-Regulated | 08/17/1983 |  | 12/08/1986
Daikin Comfort Technologies Manufacturing, L.P. | GMC | PGX018040-1 | Natural Gas | No Match |  | True | 1 |  | Horizontal | No Match | No Match | No Match | No Match | No Match |  | No Match |  | 40000 | 31000 | 545 | 540 | 40359 | 386 | 76.1 | [8 empty] | 5 | Non Federally-Regulated | 01/27/1988 |  | 01/15/1989
Heil Quaker | Whirlpool | NULE080BG01 | LPG | No Match | False | False | 1 |  | Up | No Match | No Match | No Match | No Match | No Match |  | No Match |  | 80000 | 65000 | 1360 | 900 | 76604 | 608 | 80.6 | [8 empty] | 2 | Non Federally-Regulated | 04/02/1981 |  | 03/11/1982
Borg Warner | Moncrief | FCU140TAPA | LPG | No Match | False | False | 1 |  | Up | No Match | No Match | No Match | No Match | No Match |  | No Match |  | 140000 | 107000 | 1550 | 1550 | 133952 | 938 | 68.5 | [8 empty] | 5 | Non Federally-Regulated | 07/26/1982 |  | 08/17/1983
Lennox Industries Inc. | Lennox | GCS9-513-150A-1G | Natural Gas | No Match |  | True | 1 |  | Horizontal | No Match | No Match | No Match | No Match | No Match |  | No Match |  | 150000 | 114000 | 1915 | 1295 | 142345 | 1110 | 76.1 | [8 empty] | 3 | Non Federally-Regulated | 01/27/1988 |  | 01/15/1989
Daikin Comfort Technologies Manufacturing, L.P. | Janitrol / GMC | PG030100-1 | Natural Gas | No Match |  | True | 1 |  | Horizontal | No Match | No Match | No Match | No Match | No Match |  | No Match |  | 100000 | 78000 | 935 | 880 | 82566 | 385 | 76 | [8 empty] | 5 | Non Federally-Regulated | 01/15/1989 |  | 03/15/1989
Magic Chef | Williams | EMG-80C5-4 | Natural Gas | No Match | False | False | 1 |  | Up | No Match | No Match | No Match | No Match | No Match |  | No Match |  | 85333 | 64000 | 1990 | [13 empty] | Non Federally-Regulated | 08/17/1983 |  | 12/08/1986
Magic Chef | Williams | EG82-125D2C5-12 | Natural Gas | No Match | False | False | 1 |  | Horizontal | No Match | No Match | No Match | No Match | No Match |  | No Match |  | 125000 | 100000 | 2064 | 1342 | 119242 | 763 | 67.3 | [8 empty] | 19 | Non Federally-Regulated | 04/02/1981 |  | 07/26/1982
SJC Corp. | Janitrol | UI060D08 | Natural Gas | No Match | False | False | 1 |  | Up | No Match | No Match | No Match | No Match | No Match |  | No Match |  | 60000 | 45000 | 800 | 780 | 70553 | 806 | 64.2 | [8 empty] | 0 | Non Federally-Regulated | 10/13/1981 |  | 07/26/1982
Rheem Sales Company, Inc. | Fraser Johnston | PBUMD08N03701A | Natural Gas | No Match |  | False | 1 |  | Up | No Match | No Match | No Match | No Match | No Match |  | No Match |  | 45000 | 37000 |  |  | 37913 | 498 | 80 | [8 empty] | 4 | Non Federally-Regulated | 01/15/1989 |  | 10/10/1989
Magic Chef | Johnson | EMG66R-60D2C5-2 | Natural Gas | No Match | False | False | 1 |  | Up | No Match | No Match | No Match | No Match | No Match |  | No Match |  | 64000 | 48000 | 1990 | [13 empty] | Non Federally-Regulated | 08/17/1983 |  | 12/08/1986
Singer | Singer | G-U 313055-08M-PD | Natural Gas | No Match | False | False | 1 |  | Up | No Match | No Match | No Match | No Match | No Match |  | No Match |  | 54667 | 41000 | 822 | [13 empty] | Non Federally-Regulated | 08/17/1983 |  | 12/08/1986
Carrier Corp. | Carrier | 48NHT042300 | Natural Gas | No Match |  | True | 1 |  | Down | No Match | No Match | No Match | No Match | No Match |  | No Match |  | 100000 | 78000 |  |  | 98012 | 920 | 78.5 | [8 empty] | 3 | Non Federally-Regulated | 03/15/1989 |  | 10/10/1989
Snyder General Corp. | Comfortmaker | *PGDA048G075-IL-** | LPG | No Match |  | True | 1 |  | Down | No Match | No Match | No Match | No Match | No Match |  | No Match |  | 75000 | 59000 |  |  | 58465 | 331 | 80.2 | [8 empty] | 15 | Non Federally-Regulated | 01/27/1988 |  | 01/15/1989
Ducane | Heil Quaker | NRGF48FDB**(C) | Natural Gas | No Match |  | True | 1 |  | Horizontal | No Match | No Match | No Match | No Match | No Match |  | No Match |  | 145000 | 114777 | 1775 | 1550 | 138337 | 1210 | 77.8 | [8 empty] | 6 | Non Federally-Regulated | 01/27/1988 |  | 01/15/1989
Amana Refrigeration, Inc. | Amana | EPCG6012-3E (B) | Natural Gas | No Match |  | True | 1 |  | Horizontal | No Match | No Match | No Match | No Match | No Match |  | No Match |  | 100000 | 84000 |  |  | 94125 | 382 | 83.3 | [8 empty] | 22 | Non Federally-Regulated | 12/08/1986 |  | 06/29/1987
Consolidated Industries Corp. | Comfort-Aire | GSH50-T3NC | Natural Gas | No Match |  | False | 1 |  | Horizontal | No Match | No Match | No Match | No Match | No Match |  | No Match |  | 50000 | 38000 |  |  | 42321 | 480 | 75 | [8 empty] | 3 | Non Federally-Regulated | 12/08/1986 |  | 01/15/1989
Rheem Sales Company, Inc. | Rheem | RGMC-08ECC** | Natural Gas | No Match | False | False | 1 |  | Down | No Match | No Match | No Match | No Match | No Match |  | No Match |  | 80000 | 60000 | [14 empty] | Non Federally-Regulated | 08/17/1983 |  | 12/08/1986
Amana Refrigeration, Inc. | Amana | EPCG3010-1C (A) | Natural Gas | No Match |  | True | 1 |  | Horizontal | No Match | No Match | No Match | No Match | No Match |  | No Match |  | 80000 | 67000 |  |  | 75520 | 259 | 83.2 | [8 empty] | 22 | Non Federally-Regulated | 12/08/1986 |  | 06/29/1987
Rheem Sales Company, Inc. | Montgomery Ward | SRM-51885A | Natural Gas | No Match | False | True | 1 |  | Horizontal | No Match | No Match | No Match | No Match | No Match |  | No Match |  | 60000 | 45000 |  |  | 68008 | 729 | 67 | [8 empty] | 48 | Non Federally-Regulated | 04/02/1981 |  | 10/13/1981
Bard Manufacturing Company, Inc. | Bard | PGA60B145(B) | Natural Gas | No Match |  | True | 1 |  | Horizontal | No Match | No Match | No Match | No Match | No Match |  | No Match |  | 130000 | 106080 | 1775 | 1550 | 117495 | 1120 | 78.3 | [8 empty] | 6 | Non Federally-Regulated | 01/27/1988 |  | 01/15/1989
Borg Warner | Luxaire | GCU082QF | LPG | No Match | False | False | 1 |  | Up | No Match | No Match | No Match | No Match | No Match |  | No Match |  | 82557 | 62000 | 980 | [13 empty] | Non Federally-Regulated | 08/17/1983 |  | 12/08/1986
Heil Quaker | Heil | NUGF105AH01 | Natural Gas | No Match | False | False | 1 |  | Up | No Match | No Match | No Match | No Match | No Match |  | No Match |  | 105000 | 81000 | 1515 | 1230 | 108295 | 1167 | 70.2 | [8 empty] | 1 | Non Federally-Regulated | 04/02/1981 |  | 08/17/1983
Rheem Sales Company, Inc. | Weatherking | GPG3.5T100-1 | Natural Gas | No Match |  | True | 1 |  | Horizontal | No Match | No Match | No Match | No Match | No Match |  | No Match |  | 100000 | 78000 |  |  | 97498 | 810 | 79.3 | [8 empty] | 4 | Non Federally-Regulated | 03/15/1989 |  | 10/10/1989
Heil Quaker | Sears | 867.76295* | Natural Gas | No Match | False | False | 1 |  | Horizontal | No Match | No Match | No Match | No Match | No Match |  | No Match |  | 143799 | 109000 | 2030 | [13 empty] | Non Federally-Regulated | 08/17/1983 |  | 12/08/1986
Carrier Corp. | Day & Night | 585JJ042125 | Natural Gas | No Match |  | True | 1 |  | Horizontal | No Match | No Match | No Match | No Match | No Match |  | No Match |  | 125000 | 97000 | 1475 | 1160 | 124629 | 695 | 75.2 | [8 empty] | 3 | Non Federally-Regulated | 01/15/1989 |  | 03/15/1989
Rheem Sales Company, Inc. | Heat Controller | GBD140-D4 | Natural Gas | No Match | False | False | 1 |  | Up | No Match | No Match | No Match | No Match | No Match |  | No Match |  | 140000 | 106000 |  |  | 135939 | 687 | 69 | [8 empty] | 3 | Non Federally-Regulated | 04/02/1981 |  | 08/17/1983
Climate Control / Snyder General | Climate Control | BPGHA048G075-M | Natural Gas | No Match |  | True | 1 |  | Horizontal | No Match | No Match | No Match | No Match | No Match |  | No Match |  | 75000 | 56000 |  |  | 60783 | 318 | 77.3 | [8 empty] | 15 | Non Federally-Regulated | 12/08/1986 |  | 06/29/1987
Luxaire | Luxaire | GCH114MF | Natural Gas | No Match | False | False | 1 |  | Horizontal | No Match | No Match | No Match | No Match | No Match |  | No Match |  | 114000 | 85728 |  |  | 108845 | 861 | 73.3 | [8 empty] | 8 | Non Federally-Regulated | 10/13/1981 |  | 03/11/1982
Heil Quaker | Amana | GHE60-3.5C | Natural Gas | No Match |  | False | 1 |  | Up | No Match | No Match | No Match | No Match | No Match |  | No Match |  | 60000 | 47580 | 1480 | 700 | 61567 | 399 | 75.1 | [8 empty] | 4 | Non Federally-Regulated | 01/15/1989 |  | 10/10/1989
Magic Chef | Gaffers & Sattler | 3D-60-OH-3 | Natural Gas | No Match | False | True | 1 |  | Horizontal | No Match | No Match | No Match | No Match | No Match |  | No Match |  | 60000 | 45000 | 1340 | 520 | 69097 | 259 | 68.9 | [8 empty] | 19 | Non Federally-Regulated | 07/26/1982 |  | 08/17/1983
Heil Quaker | Heil Quaker | NRGF48ECB**(B) | Natural Gas | No Match |  | True | 1 |  | Horizontal | No Match | No Match | No Match | No Match | No Match |  | No Match |  | 100000 | 81500 | 2000 | 1675 | 97388 | 1267 | 77.4 | [8 empty] | 6 | Non Federally-Regulated | 01/15/1989 |  | 03/15/1989
Arkla Industries, Inc. | Arkla | RT 60-125-31T | Natural Gas | No Match | False | True | 1 |  | Horizontal | No Match | No Match | No Match | No Match | No Match |  | No Match |  | 125000 | 96250 | 1950 | 1170 | 102997 | 1192 | 73.8 | [9 empty] | Non Federally-Regulated | 07/26/1982 |  | 08/17/1983
Rheem Sales Company, Inc. | Heat Controller | TGR-36-1XA-50 | Natural Gas | No Match |  | True | 1 |  | Horizontal | No Match | No Match | No Match | No Match | No Match |  | No Match |  | 50000 | 38000 |  |  | 49283 | 420 | 78.3 | [8 empty] | 4 | Non Federally-Regulated | 01/15/1989 |  | 03/15/1989
Rheem Sales Company, Inc. | Montgomery Ward | SRM-51888A | LPG | No Match | False | True | 1 |  | Horizontal | No Match | No Match | No Match | No Match | No Match |  | No Match |  | 80000 | 61000 |  |  | 91869 | 808 | 66.7 | [8 empty] | 5 | Non Federally-Regulated | 07/26/1982 |  | 08/17/1983
Rheem Sales Company, Inc. | Rheem | RRGF-12E42CK* | Natural Gas | No Match |  | True | 1 |  | Horizontal | No Match | No Match | No Match | No Match | No Match |  | No Match |  | 125000 | 97000 |  |  | 118278 | 835 | 78.8 | [8 empty] | 4 | Non Federally-Regulated | 03/15/1989 |  | 10/10/1989
Amana Refrigeration, Inc. | Amana | EPCG4815-1D (B) | Natural Gas | No Match |  | True | 1 |  | Horizontal | No Match | No Match | No Match | No Match | No Match |  | No Match |  | 150000 | 125000 |  |  | 133275 | 460 | 82.7 | [8 empty] | 22 | Non Federally-Regulated | 06/29/1987 |  | 01/27/1988
Carrier Corp. | Day & Night | 585HJ018040 | Natural Gas | No Match |  | True | 1 |  | Horizontal | No Match | No Match | No Match | No Match | No Match |  | No Match |  | 40000 | 32000 | 630 | 510 | 40782 | 375 | 75.4 | [8 empty] | 3 | Non Federally-Regulated | 12/08/1986 |  | 06/29/1987
Trane U.S. Inc. | Trane | TUD120A960A | Natural Gas | No Match |  | False | 1 |  | Up | No Match | No Match | No Match | No Match | No Match |  | No Match |  | 120000 | 92000 | 2000 | 1625 | 100100 | 833 | 76.9 | [8 empty] | 5 | Non Federally-Regulated | 01/15/1989 |  | 10/10/1989
Trane U.S. Inc. | American Standard, Inc. | YCC030A1LNA | Natural Gas | No Match |  | True | 1 |  | Horizontal | No Match | No Match | No Match | No Match | No Match |  | No Match |  | 60000 | 46000 | 1165 | 895 | 59600 | 234 | 79.1 | [8 empty] | 0 | Non Federally-Regulated | 01/15/1989 |  | 03/15/1989
Daikin Comfort Technologies Manufacturing, L.P. | Janitrol / GMC | HAC060N(D,E,F)4RXC | Natural Gas | No Match |  | False | 1 |  | Horizontal | No Match | No Match | No Match | No Match | No Match |  | No Match |  | 60000 | 47000 |  |  | 62321 | 615 | 75 | [8 empty] | 3 | Non Federally-Regulated | 01/27/1988 |  | 01/15/1989
Snyder General Corp. | Comfortmaker | *PGHA060H075-IM-** | Natural Gas | No Match |  | True | 1 |  | Horizontal | No Match | No Match | No Match | No Match | No Match |  | No Match |  | 75000 | 56000 |  |  | 60783 | 318 | 77.3 | [8 empty] | 15 | Non Federally-Regulated | 01/27/1988 |  | 01/15/1989
Rheem Sales Company, Inc. | Ruud | URGE-05E36CLR | Natural Gas | No Match |  | True | 1 |  | Horizontal | No Match | No Match | No Match | No Match | No Match |  | No Match |  | 50000 | 38000 |  |  | 49283 | 420 | 78.3 | [8 empty] | 4 | Non Federally-Regulated | 03/15/1989 |  | 10/10/1989
Heil Quaker | Whirlpool | NRGC30HAK02 | Natural Gas | No Match | False | True | 1 |  | Horizontal | No Match | No Match | No Match | No Match | No Match |  | No Match |  | 117333 | 88000 | 1420 | [13 empty] | Non Federally-Regulated | 08/17/1983 |  | 12/08/1986
BDP Co. | Carrier | 58DR125-B* | Natural Gas | No Match | False | False | 1 |  | Down | No Match | No Match | No Match | No Match | No Match |  | No Match |  | 125000 | 96000 | 1620 | 1235 | 134809 | 823 | 69.2 | [8 empty] | 5 | Non Federally-Regulated | 03/11/1982 |  | 07/26/1982
Rheem Sales Company, Inc. | Rheem | RGMC-08KCA | Natural Gas | No Match | False | False | 1 |  | Down | No Match | No Match | No Match | No Match | No Match |  | No Match |  | 80000 | 60000 |  |  | 88343 | 652 | 66.9 | [8 empty] | 4 | Non Federally-Regulated | 04/02/1981 |  | 08/17/1983
Rheem Sales Company, Inc. | Weatherking | GUWHE045B-D2C | Natural Gas | No Match |  | False | 1 |  | Up | No Match | No Match | No Match | No Match | No Match |  | No Match |  | 45000 | 37000 |  |  | 37913 | 498 | 80 | [8 empty] | 4 | Non Federally-Regulated | 01/15/1989 |  | 10/10/1989
Magic Chef | Airease | CF-100AC3.5-2 | Natural Gas | No Match | False | False | 1 |  | Down | No Match | No Match | No Match | No Match | No Match |  | No Match |  | 100000 | 80000 | 1350 | 825 | 90017 | 362 | 69.3 | [8 empty] | 19 | Non Federally-Regulated | 04/02/1981 |  | 08/17/1983
Gaffers & Sattler | York | D1YD036N10006B | Natural Gas | No Match | False | True | 1 |  | Horizontal | No Match | No Match | No Match | No Match | No Match |  | No Match |  | 97911 | 75000 | 1340 | [13 empty] | Non Federally-Regulated | 08/17/1983 |  | 12/08/1986
Luxaire | Westinghouse Electric | 48ECW160UA | LPG | No Match | False | True | 1 |  | Horizontal | No Match | No Match | No Match | No Match | No Match |  | No Match |  | 160000 | 122240 | 1860 | 1385 | 156152 | 809 | 70 | [8 empty] | 5 | Non Federally-Regulated | 04/02/1981 |  | 10/13/1981
Ducane | Trane | OLADA-10-D | Oil | No Match | False | False | 1 |  | Up | No Match | No Match | No Match | No Match | No Match |  | No Match |  | 124290 | 96000 | 1530 | 860 | 127305 | 696 | 73 | [9 empty] | Non Federally-Regulated | 07/26/1982 |  | 08/17/1983
Amana Refrigeration, Inc. | Amana | EPCG6012-1C (B) | LPG | No Match |  | True | 1 |  | Horizontal | No Match | No Match | No Match | No Match | No Match |  | No Match |  | 100000 | 84000 |  |  | 92900 | 373 | 84.5 | [8 empty] | 22 | Non Federally-Regulated | 12/08/1986 |  | 06/29/1987
Heil Quaker | Sears | 867.748 | Oil | No Match | False | True | 1 |  | Horizontal | No Match | No Match | No Match | No Match | No Match |  | No Match |  | 105000 | 79000 | 1100 | 760 | 91343 | 371 | 68.2 | [8 empty] | 1 | Non Federally-Regulated | 04/02/1981 |  | 10/13/1981
Rheem Sales Company, Inc. | Rheem | RGGC-08KC | Natural Gas | No Match | False | False | 1 |  | Up | No Match | No Match | No Match | No Match | No Match |  | No Match |  | 80000 | 61000 |  |  | 90666 | 527 | 68.7 | [8 empty] | 4 | Non Federally-Regulated | 04/02/1981 |  | 08/17/1983
Rheem Sales Company, Inc. | Rheem | RGDC-04NA-** | Natural Gas | No Match |  | False | 1 |  | Up | No Match | No Match | No Match | No Match | No Match |  | No Match |  | 45000 | 37000 |  |  | 37913 | 498 | 80 | [8 empty] | 4 | Non Federally-Regulated | 01/27/1988 |  | 10/10/1989
Snyder General Corp. | Comfortmaker | *PGHA048F100-IM-** | Natural Gas | No Match |  | True | 1 |  | Horizontal | No Match | No Match | No Match | No Match | No Match |  | No Match |  | 100000 | 74000 |  |  | 80919 | 408 | 77.4 | [8 empty] | 15 | Non Federally-Regulated | 06/29/1987 |  | 01/27/1988
Ducane | Lennox | GS11Q3E-60-4NLT | Natural Gas | No Match | False | True | 1 |  | Horizontal | No Match | No Match | No Match | No Match | No Match |  | No Match |  | 54667 | 41000 | 1160 | [13 empty] | Non Federally-Regulated | 08/17/1983 |  | 12/08/1986
Carrier Corp. | Day & Night | 395BAW036095 | LPG | No Match |  | False | 1 |  | Up | No Match | No Match | No Match | No Match | No Match |  | No Match |  | 114000 | 93000 |  |  | 96535 | 637 | 80.7 | [8 empty] | 5 | Non Federally-Regulated | 12/08/1986 |  | 01/27/1988
Borg Warner | York | 36ECW080GB | LPG | No Match | False | True | 1 |  | Horizontal | No Match | No Match | No Match | No Match | No Match |  | No Match |  | 80000 | 62640 | 1275 | 920 | 87857 | 587 | 70 | [8 empty] | 5 | Non Federally-Regulated | 07/26/1982 |  | 08/17/1983
Rheem Sales Company, Inc. | Addison Products | GUWHC045A-D3C | Natural Gas | No Match |  | False | 1 |  | Up | No Match | No Match | No Match | No Match | No Match |  | No Match |  | 45000 | 43000 |  |  | 49388 | 862 | 91.6 | [8 empty] | 4 | Non Federally-Regulated | 12/08/1986 |  | 01/27/1988
Magic Chef | Gaffers & Sattler | EG83-100D-5 | Natural Gas | No Match | False | False | 1 |  | Horizontal | No Match | No Match | No Match | No Match | No Match |  | No Match |  | 99741 | 77000 | 780 | [13 empty] | Non Federally-Regulated | 08/17/1983 |  | 12/08/1986
Amana Refrigeration, Inc. | Amana | EPCG4815-3C (B) | Natural Gas | No Match | False | True | 1 |  | Horizontal | No Match | No Match | No Match | No Match | No Match |  | No Match |  | 148810 | 125000 | [14 empty] | Non Federally-Regulated | 08/17/1983 |  | 12/08/1986
Daikin Comfort Technologies Manufacturing, L.P. | Janitrol / GMC | HBA060ND3R | Natural Gas | No Match |  | False | 1 |  | Horizontal | No Match | No Match | No Match | No Match | No Match |  | No Match |  | 60000 | 47000 |  |  | 57367 | 914 | 78.3 | [8 empty] | 3 | Non Federally-Regulated | 06/29/1987 |  | 01/15/1989
Rheem Sales Company, Inc. | Ruud | UGMA-12KA | Natural Gas | No Match | False | False | 1 |  | Down | No Match | No Match | No Match | No Match | No Match |  | No Match |  | 125000 | 96000 |  |  | 135191 | 842 | 69 | [8 empty] | 3 | Non Federally-Regulated | 04/02/1981 |  | 08/17/1983
Rheem Sales Company, Inc. | Ruud | URGG-07E30JK* | Natural Gas | No Match |  | True | 1 |  | Horizontal | No Match | No Match | No Match | No Match | No Match |  | No Match |  | 75000 | 58000 |  |  | 68960 | 555 | 78.5 | [8 empty] | 4 | Non Federally-Regulated | 03/15/1989 |  | 10/10/1989
Snyder General Corp. | Comfortmaker | *PGH*042G100*I*** | Natural Gas | No Match |  | True | 1 |  | Horizontal | No Match | No Match | No Match | No Match | No Match |  | No Match |  | 100000 | 74000 |  |  | 80919 | 408 | 77.4 | [8 empty] | 15 | Non Federally-Regulated | 03/15/1989 |  | 10/10/1989
Borg Warner | Fraser Johnston | 140HCDAC | LPG | No Match | False | True | 1 |  | Horizontal | No Match | No Match | No Match | No Match | No Match |  | No Match |  | 140000 | 106680 | 1580 | 1505 | 135710 | 1394 | 69.1 | [8 empty] | 2 | Non Federally-Regulated | 07/26/1982 |  | 08/17/1983
Luxaire | Westinghouse Electric | GCH095RF | Natural Gas | No Match | False | True | 1 |  | Horizontal | No Match | No Match | No Match | No Match | No Match |  | No Match |  | 95000 | 72580 | 1200 |  | 94725 | 509 | 65.5 | [8 empty] | 5 | Non Federally-Regulated | 04/02/1981 |  | 10/13/1981
Amana Refrigeration, Inc. | Amana | EPCG6012-3B (B) | Natural Gas | No Match | False | True | 1 |  | Horizontal | No Match | No Match | No Match | No Match | No Match |  | No Match |  | 98940 | 84000 | [14 empty] | Non Federally-Regulated | 08/17/1983 |  | 12/08/1986
Amana Refrigeration, Inc. | Amana | GSI70A30 | Natural Gas | No Match |  | False | 1 |  | Horizontal | No Match | No Match | No Match | No Match | No Match |  | No Match |  | 70000 | 56000 |  |  | 60165 | 468 | 76.9 | [9 empty] | Non Federally-Regulated | 06/29/1987 |  | 10/10/1989
Rheem Sales Company, Inc. | Addison Products | GU100-FWDI4 | Natural Gas | No Match | False | False | 1 |  | Up | No Match | No Match | No Match | No Match | No Match |  | No Match |  | 99870 | 77000 | [14 empty] | Non Federally-Regulated | 08/17/1983 |  | 12/08/1986
Heil Quaker | Whirlpool | NRGF36DDH**(A) | Natural Gas | No Match |  | True | 1 |  | Horizontal | No Match | No Match | No Match | No Match | No Match |  | No Match |  | 60000 | 48220 | 1490 | 1055 | 56288 | 835 | 79.7 | [8 empty] | 6 | Non Federally-Regulated | 12/08/1986 |  | 06/29/1987
Consolidated Industries Corp. | Comfort-Aire | GTH60-T3.5N | Natural Gas | No Match |  | False | 1 |  | Horizontal | No Match | No Match | No Match | No Match | No Match |  | No Match |  | 60000 | 47000 |  |  | 57367 | 914 | 78.3 | [8 empty] | 3 | Non Federally-Regulated | 06/29/1987 |  | 01/15/1989
Heil Quaker | Heil | NRGC30HAK02 | Natural Gas | No Match | False | True | 1 |  | Horizontal | No Match | No Match | No Match | No Match | No Match |  | No Match |  | 125000 | 88000 | 1420 | 980 | 110076 | 826 | 69.9 | [8 empty] | 1 | Non Federally-Regulated | 04/02/1981 |  | 10/13/1981
Amana Refrigeration, Inc. | Amana | EPCG4212-1D (C) | Natural Gas | No Match |  | True | 1 |  | Horizontal | No Match | No Match | No Match | No Match | No Match |  | No Match |  | 120000 | 99000 |  |  | 114924 | 430 | 82 | [8 empty] | 22 | Non Federally-Regulated | 12/08/1986 |  | 06/29/1987
BDP Co. | Carrier | 58DR100-E* | LPG | No Match | False | False | 1 |  | Down | No Match | No Match | No Match | No Match | No Match |  | No Match |  | 100000 | 77000 |  |  | 98858 | 465 | 79.4 | [8 empty] | 11 | Non Federally-Regulated | 07/26/1982 |  | 08/17/1983
Amana Refrigeration, Inc. | Amana | GHN45A30 | LPG | No Match |  | False | 1 |  | Up | No Match | No Match | No Match | No Match | No Match |  | No Match |  | 45000 | 43000 |  |  | 42255 | 327 | 91.3 | [9 empty] | Non Federally-Regulated | 01/27/1988 |  | 10/10/1989
Ducane | Carrier | 58EG080121 | LPG | No Match | False | False | 1 |  | Horizontal | No Match | No Match | No Match | No Match | No Match |  | No Match |  | 73333 | 55000 | 720 | [13 empty] | Non Federally-Regulated | 08/17/1983 |  | 12/08/1986
Rheem Sales Company, Inc. | Heat Controller | TGR-48-1E-150 | Natural Gas | No Match |  | True | 1 |  | Horizontal | No Match | No Match | No Match | No Match | No Match |  | No Match |  | 150000 | 115000 |  |  | 140100 | 875 | 77.8 | [8 empty] | 4 | Non Federally-Regulated | 01/27/1988 |  | 01/15/1989
Heil Quaker | Whirlpool | NUGB105AG01* | Natural Gas | No Match | False | False | 1 |  | Up | No Match | No Match | No Match | No Match | No Match |  | No Match |  | 105000 | 79000 | 1350 | 885 | 102149 | 497 | 76.7 | [8 empty] | 6 | Non Federally-Regulated | 04/02/1981 |  | 03/11/1982
John Zink | Magic Chef | RBG-120-23-2802-GT | Natural Gas | No Match | False | True | 3 |  | Horizontal | No Match | No Match | No Match | No Match | No Match |  | No Match |  | 280000 | 224000 | 4400 | [13 empty] | Non Federally-Regulated | 08/17/1983 |  | 12/08/1986
Magic Chef | Airease | 24C60-5 | Natural Gas | No Match | False | True | 1 |  | Horizontal | No Match | No Match | No Match | No Match | No Match |  | No Match |  | 60000 | 45000 | 805 | 520 | 69096 | 232 | 67.2 | [8 empty] | 19 | Non Federally-Regulated | 10/13/1981 |  | 03/11/1982
Rheem Sales Company, Inc. | Ruud | UGVA-07NA-AR | Natural Gas | No Match |  | False | 1 |  | Horizontal | No Match | No Match | No Match | No Match | No Match |  | No Match |  | 75000 | 58000 |  |  | 71258 | 317 | 76.3 | [8 empty] | 4 | Non Federally-Regulated | 12/08/1986 |  | 10/10/1989
Ducane | Heil Quaker | NRGF60EDB**(A) | Natural Gas | No Match |  | True | 1 |  | Horizontal | No Match | No Match | No Match | No Match | No Match |  | No Match |  | 80000 | 64472 | 2000 | 1675 | 75013 | 1170 | 79.7 | [8 empty] | 6 | Non Federally-Regulated | 12/08/1986 |  | 06/29/1987
Carrier Corp. | Carrier | 48KLA124300BE | Natural Gas | No Match |  | True | 1 |  | Horizontal | No Match | No Match | No Match | No Match | No Match |  | No Match |  | 40000 | 32000 | 755 | 645 | 40568 | 422 | 75.4 | [8 empty] | 3 | Non Federally-Regulated | 01/15/1989 |  | 03/15/1989
Consolidated Industries Corp. | Friedrich | GHB080NFAI | Natural Gas | No Match | False | True | 1 |  | Horizontal | No Match | No Match | No Match | No Match | No Match |  | No Match |  | 78382 | 62000 | [14 empty] | Non Federally-Regulated | 08/17/1983 |  | 12/08/1986
Carrier Corp. | Payne | 585EE048080 | LPG | No Match |  | True | 1 |  | Horizontal | No Match | No Match | No Match | No Match | No Match |  | No Match |  | 80000 | 60000 | 2030 | 1150 | 81255 | 748 | 75.7 | [8 empty] | 3 | Non Federally-Regulated | 12/08/1986 |  | 06/29/1987
Amana Refrigeration, Inc. | Amana | EPCG6017-3E (B) | Natural Gas | No Match |  | True | 1 |  | Horizontal | No Match | No Match | No Match | No Match | No Match |  | No Match |  | 150000 | 125000 |  |  | 131400 | 645 | 83.4 | [8 empty] | 22 | Non Federally-Regulated | 12/08/1986 |  | 06/29/1987
Rheem Sales Company, Inc. | Ruud | URAB-08E42CT | LPG | No Match | False | True | 1 |  | Horizontal | No Match | No Match | No Match | No Match | No Match |  | No Match |  | 80000 | 61000 |  |  | 91869 | 808 | 66.7 | [8 empty] | 5 | Non Federally-Regulated | 10/13/1981 |  | 03/11/1982
Snyder General Corp. | Comfortmaker | *GUD100A020-IM | Natural Gas | No Match |  | False | 1 |  | Up | No Match | No Match | No Match | No Match | No Match |  | No Match |  | 100000 | 80000 | 1770 | 1245 | 102566 | 768 | 75.5 | [8 empty] | 3 | Non Federally-Regulated | 01/27/1988 |  | 01/15/1989
Magic Chef | Johnson | U100-3 | Natural Gas | No Match | False | False | 1 |  | Up | No Match | No Match | No Match | No Match | No Match |  | No Match |  | 119840 | 90000 | [14 empty] | Non Federally-Regulated | 08/17/1983 |  | 12/08/1986
Magic Chef | Williams | 3A80-OH-3-6 | Natural Gas | No Match | False | True | 1 |  | Horizontal | No Match | No Match | No Match | No Match | No Match |  | No Match |  | 80000 | 60000 | 1340 | 700 | 79576 | 259 | 68.9 | [8 empty] | 19 | Non Federally-Regulated | 07/26/1982 |  | 08/17/1983
Luxaire | Luxaire | 36ECW120UA | LPG | No Match | False | True | 1 |  | Horizontal | No Match | No Match | No Match | No Match | No Match |  | No Match |  | 120000 | 93720 | 1275 | 995 | 112346 | 573 | 70 | [8 empty] | 5 | Non Federally-Regulated | 04/02/1981 |  | 10/13/1981
Magic Chef | Lennox | GCS81E-261-80 | Natural Gas | No Match | False | True | 1 |  | Horizontal | No Match | No Match | No Match | No Match | No Match |  | No Match |  | 80000 | 60000 | 805 | 700 | 81975 | 270 | 66.8 | [8 empty] | 19 | Non Federally-Regulated | 07/26/1982 |  | 08/17/1983
Luxaire | Westinghouse Electric | GCH095AF | Natural Gas | No Match | False | False | 1 |  | Horizontal | No Match | No Match | No Match | No Match | No Match |  | No Match |  | 95000 | 72295 |  |  | 85814 | 426 | 73.3 | [8 empty] | 8 | Non Federally-Regulated | 10/13/1981 |  | 03/11/1982
Coleman Company, Inc. | Heil Quaker | 6336H411(B) | Natural Gas | No Match |  | True | 1 |  | Horizontal | No Match | No Match | No Match | No Match | No Match |  | No Match |  | 100000 | 77679 | 1555 | 1080 | 100036 | 946 | 76.5 | [9 empty] | Non Federally-Regulated | 12/08/1986 |  | 06/29/1987
Rheem Sales Company, Inc. | Ruud | URGE-12E60CLR | Natural Gas | No Match |  | True | 1 |  | Horizontal | No Match | No Match | No Match | No Match | No Match |  | No Match |  | 125000 | 97000 |  |  | 116216 | 1445 | 78.4 | [8 empty] | 4 | Non Federally-Regulated | 06/29/1987 |  | 01/27/1988
Climate Control / Snyder General | Climate Control | G-C232150-20M-PD | Natural Gas | No Match | False | False | 1 |  | Down | No Match | No Match | No Match | No Match | No Match |  | No Match |  | 147241 | 113670 | 1820 | [13 empty] | Non Federally-Regulated | 08/17/1983 |  | 12/08/1986
Lennox Industries Inc. | Lennox | GCS9-653-120-1Y | Natural Gas | No Match | False | True | 1 |  | Down | No Match | No Match | No Match | No Match | No Match |  | No Match |  | 114251 | 93000 | 2000 | [13 empty] | Non Federally-Regulated | 08/17/1983 |  | 12/08/1986
Carrier Corp. | Payne | 395BAW036095 | Natural Gas | No Match |  | False | 1 |  | Up | No Match | No Match | No Match | No Match | No Match |  | No Match |  | 114000 | 93000 |  |  | 95728 | 632 | 81.4 | [8 empty] | 5 | Non Federally-Regulated | 01/27/1988 |  | 10/10/1989
Rheem Sales Company, Inc. | Heat Controller | GHL45-DH | Natural Gas | No Match | False | False | 1 |  | Up | No Match | No Match | No Match | No Match | No Match |  | No Match |  | 45333 | 34000 | [14 empty] | Non Federally-Regulated | 08/17/1983 |  | 12/08/1986
Rheem Sales Company, Inc. | Comfortmaker | CGUA100A016 | Natural Gas | No Match |  | False | 1 |  | Up | No Match | No Match | No Match | No Match | No Match |  | No Match |  | 100000 | 79000 | 1590 | 1065 | 95341 | 766 | 81.2 | [9 empty] | Non Federally-Regulated | 12/08/1986 |  | 06/29/1987
Gaffers & Sattler | York | D1CG048P10346A | LPG | No Match |  | True | 1 |  | Horizontal | No Match | No Match | No Match | No Match | No Match |  | No Match |  | 125000 | 99000 | 1905 | 1905 | 122384 | 1150 | 75.1 | [9 empty] | Non Federally-Regulated | 01/27/1988 |  | 01/15/1989
Heil Quaker | Whirlpool | NRGF30DCB**(A) | Natural Gas | No Match |  | True | 1 |  | Horizontal | No Match | No Match | No Match | No Match | No Match |  | No Match |  | 60000 | 48360 | 870 | 705 | 59330 | 605 | 76.9 | [8 empty] | 6 | Non Federally-Regulated | 12/08/1986 |  | 06/29/1987
Rheem Sales Company, Inc. | Weatherking | GPF4.0T150-3 | Natural Gas | No Match |  | True | 1 |  | Horizontal | No Match | No Match | No Match | No Match | No Match |  | No Match |  | 150000 | 115000 |  |  | 140100 | 875 | 77.8 | [8 empty] | 4 | Non Federally-Regulated | 01/15/1989 |  | 03/15/1989
York International | York | D2CG048N10306 | Natural Gas | No Match |  | True | 1 |  | Horizontal | No Match | No Match | No Match | No Match | No Match |  | No Match |  | 125000 | 103000 | 1795 | 1541 | 118517 | 818 | 78.5 | [8 empty] | 58 | Non Federally-Regulated | 03/15/1989 |  | 10/10/1989
Snyder General Corp. | McQuay | *PGDA036G075-M* | Natural Gas | No Match |  | True | 1 |  | Down | No Match | No Match | No Match | No Match | No Match |  | No Match |  | 75000 | 59000 |  |  | 58465 | 331 | 80.2 | [8 empty] | 15 | Non Federally-Regulated | 12/08/1986 |  | 06/29/1987
Snyder General Corp. | McQuay | *PGHA042F075-IN-** | Natural Gas | No Match |  | True | 1 |  | Horizontal | No Match | No Match | No Match | No Match | No Match |  | No Match |  | 75000 | 56000 |  |  | 60783 | 318 | 77.3 | [8 empty] | 15 | Non Federally-Regulated | 06/29/1987 |  | 01/27/1988
Amana Refrigeration, Inc. | Amana | EPCG3612-1B (C) | Natural Gas | No Match | False | True | 1 |  | Horizontal | No Match | No Match | No Match | No Match | No Match |  | No Match |  | 120000 | 98000 |  |  | 116160 | 434 | 81.2 | [8 empty] | 22 | Non Federally-Regulated | 07/26/1982 |  | 08/17/1983
Lennox Industries Inc. | Lennox | GCS9-413-90-1Y | Natural Gas | No Match | False | True | 1 |  | Down | No Match | No Match | No Match | No Match | No Match |  | No Match |  | 90000 | 72000 | 1425 | 1200 | 76767 | 574 | 80.9 | [8 empty] | 3 | Non Federally-Regulated | 07/26/1982 |  | 08/17/1983
Magic Chef | Williams | EG6D80DC42-* | Natural Gas | No Match |  | False | 1 |  | Up | No Match | No Match | No Match | No Match | No Match |  | No Match |  | 80000 | 64000 | 1430 |  | 81589 | 554 | 74.2 | [8 empty] | 2 | Non Federally-Regulated | 12/08/1986 |  | 06/29/1987
Rheem Sales Company, Inc. | Arcoaire | APGHA060F150-M | Natural Gas | No Match |  | True | 1 |  | Horizontal | No Match | No Match | No Match | No Match | No Match |  | No Match |  | 150000 | 111000 |  |  | 142868 | 767 | 76.6 | [8 empty] | 15 | Non Federally-Regulated | 12/08/1986 |  | 06/29/1987
Trane U.S. Inc. | Trane | BYC130G3L(O,A)D | Natural Gas | No Match |  | True | 1 |  | Horizontal | No Match | No Match | No Match | No Match | No Match |  | No Match |  | 160000 | 121600 |  |  | 138705 | 1804 | 76.3 | [9 empty] | Non Federally-Regulated | 01/15/1989 |  | 03/15/1989
Heil Quaker | Heil Quaker | NRGF30DCB**(B) | Natural Gas | No Match |  | True | 1 |  | Horizontal | No Match | No Match | No Match | No Match | No Match |  | No Match |  | 80000 | 64960 | 870 | 705 | 79926 | 577 | 77.3 | [8 empty] | 6 | Non Federally-Regulated | 03/15/1989 |  | 10/10/1989
Luxaire | Fraser Johnston | GCH114HF | Natural Gas | No Match | False | True | 1 |  | Horizontal | No Match | No Match | No Match | No Match | No Match |  | No Match |  | 114000 | 87210 | 1660 | 1130 | 114032 | 1078 | 65.5 | [8 empty] | 5 | Non Federally-Regulated | 10/13/1981 |  | 03/11/1982
Amana Refrigeration, Inc. | Amana | EPCG6017-1C (C) | LPG | No Match | False | True | 1 |  | Horizontal | No Match | No Match | No Match | No Match | No Match |  | No Match |  | 170000 | 141000 |  |  | 149490 | 645 | 83.8 | [8 empty] | 22 | Non Federally-Regulated | 07/26/1982 |  | 08/17/1983
Magic Chef | Airease | AC13U60-5 | Natural Gas | No Match | False | False | 1 |  | Up | No Match | No Match | No Match | No Match | No Match |  | No Match |  | 60000 | 48000 | 1180 | 660 | 69188 | 374 | 66.9 | [8 empty] | 19 | Non Federally-Regulated | 04/02/1981 |  | 08/17/1983
Ducane | Ducane | CFHB-80D13RNEX | Natural Gas | No Match |  | False | 1 |  | Horizontal | No Match | No Match | No Match | No Match | No Match |  | No Match |  | 80000 | 63120 | 1655 | 1075 | 85000 | 630 | 75.8 | [8 empty] | 0 | Non Federally-Regulated | 01/27/1988 |  | 10/10/1989
Snyder General Corp. | McQuay | *PGHA060F100-IL-** | LPG | No Match |  | True | 1 |  | Horizontal | No Match | No Match | No Match | No Match | No Match |  | No Match |  | 100000 | 74000 |  |  | 80919 | 408 | 77.4 | [8 empty] | 15 | Non Federally-Regulated | 01/27/1988 |  | 01/15/1989
Gaffers & Sattler | York | D1YD024N06006A | Natural Gas | No Match | False | True | 1 |  | Horizontal | No Match | No Match | No Match | No Match | No Match |  | No Match |  | 60000 | 43000 | 805 | 520 | 69096 | 232 | 67.2 | [8 empty] | 19 | Non Federally-Regulated | 10/13/1981 |  | 03/11/1982
Luxaire | Westinghouse Electric | GCH095MF | Natural Gas | No Match | False | False | 1 |  | Horizontal | No Match | No Match | No Match | No Match | No Match |  | No Match |  | 95000 | 71440 |  |  | 86294 | 403 | 73.3 | [8 empty] | 8 | Non Federally-Regulated | 10/13/1981 |  | 03/11/1982
Rheem Sales Company, Inc. | Rheem | RRGE-370200F | Natural Gas | No Match |  | True | 3 |  | Horizontal | No Match | No Match | No Match | No Match | No Match |  | No Match |  | 370000 | 277500 |  |  | 263514 | 2067 | 76.3 | [8 empty] | 10 | Non Federally-Regulated | 03/15/1989 |  | 10/10/1989
Rheem Sales Company, Inc. | Ruud | URGF-10N60JK* | Natural Gas | No Match |  | True | 1 |  | Horizontal | No Match | No Match | No Match | No Match | No Match |  | No Match |  | 100000 | 76000 |  |  | 79634 | 750 | 77.2 | [8 empty] | 4 | Non Federally-Regulated | 01/27/1988 |  | 01/15/1989
Heil Quaker | Whirlpool | NDLK050DF** | LPG | No Match |  | False | 1 |  | Up | No Match | No Match | No Match | No Match | No Match |  | No Match |  | 50000 | 46618 | 1210 | 1140 | 49344 | 631 | 92.4 | [8 empty] | 2 | Non Federally-Regulated | 12/08/1986 |  | 10/10/1989
Magic Chef | Williams | 5D120-OH-1 | Natural Gas | No Match | False | True | 1 |  | Horizontal | No Match | No Match | No Match | No Match | No Match |  | No Match |  | 120000 | 90000 | 1950 | 1950 | 113043 | 618 | 68.3 | [8 empty] | 19 | Non Federally-Regulated | 04/02/1981 |  | 10/13/1981
Luxaire | Moncrief | 60ECW140UA | LPG | No Match | False | True | 1 |  | Horizontal | No Match | No Match | No Match | No Match | No Match |  | No Match |  | 140000 | 108220 | 2140 | 1790 | 131719 | 739 | 70 | [8 empty] | 5 | Non Federally-Regulated | 10/13/1981 |  | 03/11/1982
Amana Refrigeration, Inc. | Amana | EPCG3612-1C (A) | LPG | No Match |  | True | 1 |  | Horizontal | No Match | No Match | No Match | No Match | No Match |  | No Match |  | 80000 | 67000 |  |  | 74400 | 256 | 84.5 | [8 empty] | 22 | Non Federally-Regulated | 12/08/1986 |  | 06/29/1987
Rheem Sales Company, Inc. | Ruud | URGE-270100C | Natural Gas | No Match |  | True | 3 |  | Horizontal | No Match | No Match | No Match | No Match | No Match |  | No Match |  | 270000 | 206800 |  |  | 258405 | 3140 | 76.4 | [8 empty] | 6 | Non Federally-Regulated | 06/29/1987 |  | 01/27/1988
Consolidated Industries Corp. | Consolidated Industries Corp. | HBA120ND5R | Natural Gas | No Match |  | False | 1 |  | Horizontal | No Match | No Match | No Match | No Match | No Match |  | No Match |  | 120000 | 94000 |  |  | 123181 | 1123 | 74.9 | [8 empty] | 3 | Non Federally-Regulated | 06/29/1987 |  | 01/15/1989
Heil Quaker | Sears | 867.7633 | Natural Gas | No Match | False | False | 1 |  | Up | No Match | No Match | No Match | No Match | No Match |  | No Match |  | 80000 | 60000 | 1395 | 900 | 89233 | 932 | 68.1 | [8 empty] | 1 | Non Federally-Regulated | 04/02/1981 |  | 08/17/1983
Snyder General Corp. | Arcoaire | *PGHA042F075-IM-** | Natural Gas | No Match |  | True | 1 |  | Horizontal | No Match | No Match | No Match | No Match | No Match |  | No Match |  | 75000 | 56000 |  |  | 60783 | 318 | 77.3 | [8 empty] | 15 | Non Federally-Regulated | 06/29/1987 |  | 01/27/1988
Rheem Sales Company, Inc. | Ruud | UGYA-06NA-AR | Natural Gas | No Match |  | False | 1 |  | Horizontal | No Match | No Match | No Match | No Match | No Match |  | No Match |  | 60000 | 47000 |  |  | 60074 | 314 | 77.1 | [8 empty] | 4 | Non Federally-Regulated | 12/08/1986 |  | 10/10/1989
Carrier Corp. | Day & Night | 585JJ030075 | Natural Gas | No Match |  | True | 1 |  | Horizontal | No Match | No Match | No Match | No Match | No Match |  | No Match |  | 75000 | 58000 |  |  | 72707 | 404 | 75.2 | [8 empty] | 3 | Non Federally-Regulated | 12/08/1986 |  | 06/29/1987
Heil Quaker | Sears | 867.7636 | Natural Gas | No Match | False | False | 1 |  | Horizontal | No Match | No Match | No Match | No Match | No Match |  | No Match |  | 79843 | 61000 | 1160 | [13 empty] | Non Federally-Regulated | 08/17/1983 |  | 12/08/1986
Rheem Sales Company, Inc. | Ruud | URGE-10E36CKR | Natural Gas | No Match |  | True | 1 |  | Horizontal | No Match | No Match | No Match | No Match | No Match |  | No Match |  | 100000 | 76000 |  |  | 80594 | 610 | 76.9 | [8 empty] | 4 | Non Federally-Regulated | 06/29/1987 |  | 01/27/1988
Ducane | Heil Quaker | NRGF30DKB**(B) | Natural Gas | No Match |  | True | 1 |  | Horizontal | No Match | No Match | No Match | No Match | No Match |  | No Match |  | 80000 | 62678 | 870 | 705 | 79101 | 770 | 77.3 | [8 empty] | 6 | Non Federally-Regulated | 06/29/1987 |  | 01/27/1988
SJC Corp. | Janitrol | DI100D13 | Natural Gas | No Match | False | False | 1 |  | Down | No Match | No Match | No Match | No Match | No Match |  | No Match |  | 100000 | 75000 | 1280 | 1130 | 92158 | 633 | 67.1 | [8 empty] | 0 | Non Federally-Regulated | 10/13/1981 |  | 07/26/1982
Consolidated Industries Corp. | Friedrich | GHB060NOAI | LPG | No Match | False | True | 1 |  | Horizontal | No Match | No Match | No Match | No Match | No Match |  | No Match |  | 58537 | 48000 | [14 empty] | Non Federally-Regulated | 08/17/1983 |  | 12/08/1986
Climate Control / Snyder General | Climate Control | G-U313125-12B-PD | Natural Gas | No Match | False | False | 1 |  | Up | No Match | No Match | No Match | No Match | No Match |  | No Match |  | 125000 | 92851 | 1430 | 960 | 116274 | 535 | 67.3 | [9 empty] | Non Federally-Regulated | 07/26/1982 |  | 08/17/1983
Amana Refrigeration, Inc. | Amana | ERGW0012-1A(A)W/EBWC | Natural Gas | No Match |  | True | 1 |  | Up | No Match | No Match | No Match | No Match | No Match |  | No Match |  | 80000 | 67000 | 1375 | 880 | 73920 | 320 | 84.2 | [8 empty] | 0 | Non Federally-Regulated | 12/08/1986 |  | 06/29/1987
Borg Warner | Luxaire | 100HCDAC | LPG | No Match | False | True | 1 |  | Horizontal | No Match | No Match | No Match | No Match | No Match |  | No Match |  | 100000 | 76600 | 1565 | 1091 | 90775 | 580 | 69.1 | [8 empty] | 2 | Non Federally-Regulated | 07/26/1982 |  | 08/17/1983
Snyder General Corp. | Arcoaire | *GDA100A016*I* | Natural Gas | No Match |  | False | 1 |  | Down | No Match | No Match | No Match | No Match | No Match |  | No Match |  | 100000 | 80000 | 1695 | 1225 | 96208 | 675 | 80.8 | [8 empty] | 3 | Non Federally-Regulated | 01/15/1989 |  | 10/10/1989
BDP Co. | Day & Night | 394GAW048060 | Natural Gas | No Match | False | False | 1 |  | Up | No Match | No Match | No Match | No Match | No Match |  | No Match |  | 75000 | 54000 | 1600 | 1235 | 77617 | 482 | 70.1 | [8 empty] | 5 | Non Federally-Regulated | 07/26/1982 |  | 08/17/1983
Trane U.S. Inc. | Trane | SFDB-B506LA,B504LA | Natural Gas | No Match |  | True | 1 |  | Down | No Match | No Match | No Match | No Match | No Match |  | No Match |  | 87500 | 70000 |  |  | 77500 | 763 | 78 | [8 empty] | 0 | Non Federally-Regulated | 01/27/1988 |  | 01/15/1989
Arkla Industries, Inc. | Climate Control | G-C611040-10M | Natural Gas | No Match | False | False | 1 |  | Down | No Match | No Match | No Match | No Match | No Match |  | No Match |  | 40230 | 35000 | 990 | [13 empty] | Non Federally-Regulated | 08/17/1983 |  | 12/08/1986
Magic Chef | Gaffers & Sattler | EG6A40DC24-5 | Natural Gas | No Match | False | False | 1 |  | Up | No Match | No Match | No Match | No Match | No Match |  | No Match |  | 39950 | 32000 | 840 | [13 empty] | Non Federally-Regulated | 08/17/1983 |  | 12/08/1986
Rheem Sales Company, Inc. | Weatherking | GPE5.0T150-4 | Natural Gas | No Match |  | True | 1 |  | Horizontal | No Match | No Match | No Match | No Match | No Match |  | No Match |  | 150000 | 117000 |  |  | 137154 | 1435 | 78.2 | [8 empty] | 4 | Non Federally-Regulated | 01/15/1989 |  | 03/15/1989
Rheem Sales Company, Inc. | Heat Controller | GBL125-D3.5 | Natural Gas | No Match | False | False | 1 |  | Up | No Match | No Match | No Match | No Match | No Match |  | No Match |  | 125165 | 95000 | [14 empty] | Non Federally-Regulated | 08/17/1983 |  | 12/08/1986
Rheem Sales Company, Inc. | Ruud | URGE-370150E | Natural Gas | No Match |  | True | 3 |  | Horizontal | No Match | No Match | No Match | No Match | No Match |  | No Match |  | 370000 | 277500 |  |  | 263514 | 2067 | 76.3 | [8 empty] | 10 | Non Federally-Regulated | 01/27/1988 |  | 01/15/1989
Daikin Comfort Technologies Manufacturing, L.P. | Janitrol / GMC | GDP100-4 | Natural Gas | No Match |  | False | 1 |  | Down | No Match | No Match | No Match | No Match | No Match |  | No Match |  | 100000 | 83000 |  |  | 92936 | 1134 | 82 | [9 empty] | Non Federally-Regulated | 01/15/1989 |  | 10/10/1989
Rheem Sales Company, Inc. | Rheem | RRGF-200100D | Natural Gas | No Match |  | True | 1 |  | Down | No Match | No Match | No Match | No Match | No Match |  | No Match |  | 200000 | 159227 |  |  | 171438 | 2152 | 79.8 | [8 empty] | 6 | Non Federally-Regulated | 03/15/1989 |  | 10/10/1989
Magic Chef | Williams | 3D60-OH-1 | Natural Gas | No Match | False | True | 1 |  | Horizontal | No Match | No Match | No Match | No Match | No Match |  | No Match |  | 60000 | 45000 | 1340 | 520 | 69097 | 655 | 68.9 | [8 empty] | 19 | Non Federally-Regulated | 07/26/1982 |  | 08/17/1983
Snyder General Corp. | Arcoaire | *GDA060A012-IL | LPG | No Match |  | False | 1 |  | Down | No Match | No Match | No Match | No Match | No Match |  | No Match |  | 60000 | 49000 | 1235 | 980 | 55971 | 466 | 83 | [8 empty] | 3 | Non Federally-Regulated | 06/29/1987 |  | 01/27/1988
Luxaire | Westinghouse Electric | GCH133UF | Natural Gas | No Match | False | False | 1 |  | Horizontal | No Match | No Match | No Match | No Match | No Match |  | No Match |  | 133000 | 100548 | 2000 |  | 129594 | 743 | 69.4 | [8 empty] | 11 | Non Federally-Regulated | 04/02/1981 |  | 10/13/1981
Carrier Corp. | Payne | 580AP036120 | Natural Gas | No Match |  | True | 1 |  | Horizontal | No Match | No Match | No Match | No Match | No Match |  | No Match |  | 120000 | 94000 |  |  | 118351 | 934 | 78.5 | [8 empty] | 3 | Non Federally-Regulated | 03/15/1989 |  | 10/10/1989
York International | Fraser Johnston | DACC-T120N235 | Natural Gas | No Match |  | True | 3 |  | Down | No Match | No Match | No Match | No Match | No Match |  | No Match |  | 235000 | 181185 | 4800 | 3200 | 221605 | 1679 | 75.3 | [8 empty] | 100 | Non Federally-Regulated | 03/15/1989 |  | 10/10/1989
Borg Warner | Moncrief | 48ECW140UA | LPG | No Match | False | True | 1 |  | Horizontal | No Match | No Match | No Match | No Match | No Match |  | No Match |  | 140000 | 107940 | 2000 | 1485 | 133579 | 644 | 70 | [8 empty] | 5 | Non Federally-Regulated | 07/26/1982 |  | 08/17/1983
Rheem Sales Company, Inc. | Rheem | RRAD-08E42CT | LPG | No Match | False | True | 1 |  | Horizontal | No Match | No Match | No Match | No Match | No Match |  | No Match |  | 80581 | 61000 | [14 empty] | Non Federally-Regulated | 08/17/1983 |  | 12/08/1986
Rheem Sales Company, Inc. | Ruud | UGAC-04ECD | Natural Gas | No Match | False | False | 1 |  | Up | No Match | No Match | No Match | No Match | No Match |  | No Match |  | 45000 | 34000 |  |  | 43972 | 570 | 63.4 | [8 empty] | 4 | Non Federally-Regulated | 10/13/1981 |  | 03/11/1982
Snyder General Corp. | Comfortmaker | *PGHA042G125-IL-** | LPG | No Match |  | True | 1 |  | Horizontal | No Match | No Match | No Match | No Match | No Match |  | No Match |  | 125000 | 93000 |  |  | 80919 | 522 | 76.1 | [8 empty] | 15 | Non Federally-Regulated | 01/27/1988 |  | 01/15/1989
Heil Quaker | Sears | 867.81590*(B) | Natural Gas | No Match |  | True | 1 |  | Horizontal | No Match | No Match | No Match | No Match | No Match |  | No Match |  | 100000 | 78886 | 2000 | 1675 | 97374 | 1274 | 77.4 | [8 empty] | 6 | Non Federally-Regulated | 01/27/1988 |  | 01/15/1989
Snyder General Corp. | Arcoaire | *PGD*060G100*I*** | Natural Gas | No Match |  | True | 1 |  | Down | No Match | No Match | No Match | No Match | No Match |  | No Match |  | 100000 | 79000 |  |  | 97887 | 470 | 80.2 | [8 empty] | 15 | Non Federally-Regulated | 01/15/1989 |  | 03/15/1989
Sunbeam Air Conditioning | Sunbeam Air Conditioning | RCG-0601-43-1401-EC | LPG | No Match |  | True | 1 |  | Down | No Match | No Match | No Match | No Match | No Match |  | No Match |  | 140000 | 110600 | 2200 | 1800 | 119840 | 775 | 77.4 | [8 empty] | 4 | Non Federally-Regulated | 12/08/1986 |  | 06/29/1987
Snyder General Corp. | McQuay | *PGDA048G075-IM-** | Natural Gas | No Match |  | True | 1 |  | Down | No Match | No Match | No Match | No Match | No Match |  | No Match |  | 75000 | 59000 |  |  | 58465 | 331 | 80.2 | [8 empty] | 15 | Non Federally-Regulated | 01/27/1988 |  | 01/15/1989
Rheem Sales Company, Inc. | Weatherking | GPF3.5T125-3 | Natural Gas | No Match |  | True | 1 |  | Horizontal | No Match | No Match | No Match | No Match | No Match |  | No Match |  | 125000 | 97000 |  |  | 118278 | 835 | 78.8 | [8 empty] | 4 | Non Federally-Regulated | 03/15/1989 |  | 10/10/1989
Consolidated Industries Corp. | Amana | GSE60DM-4 | LPG | No Match | False | False | 1 |  | Horizontal | No Match | No Match | No Match | No Match | No Match |  | No Match |  | 60334 | 47000 | [14 empty] | Non Federally-Regulated | 08/17/1983 |  | 12/08/1986
Heil Quaker | Whirlpool | NRGF48EDB**(B) | LPG | No Match |  | True | 1 |  | Horizontal | No Match | No Match | No Match | No Match | No Match |  | No Match |  | 100000 | 78886 | 2000 | 1675 | 97374 | 1274 | 77.4 | [8 empty] | 6 | Non Federally-Regulated | 06/29/1987 |  | 01/27/1988
Heil Quaker | Whirlpool | NHGB100AH01 | Natural Gas | No Match | False | False | 1 |  | Horizontal | No Match | No Match | No Match | No Match | No Match |  | No Match |  | 100000 | 75000 | 1530 | [13 empty] | Non Federally-Regulated | 08/17/1983 |  | 12/08/1986
Rheem Sales Company, Inc. | Ruud | UGNC-08KAA | Natural Gas | No Match | False | False | 1 |  | Down | No Match | No Match | No Match | No Match | No Match |  | No Match |  | 80000 | 62000 |  |  | 86855 | 792 | 70.6 | [8 empty] | 4 | Non Federally-Regulated | 04/02/1981 |  | 08/17/1983
Borg Warner | Fraser Johnston | FCU140MANA | Natural Gas | No Match | False | False | 1 |  | Up | No Match | No Match | No Match | No Match | No Match |  | No Match |  | 140000 | 107000 |  |  | 135296 | 774 | 68.5 | [8 empty] | 2 | Non Federally-Regulated | 07/26/1982 |  | 08/17/1983
Climate Control / Snyder General | Climate Control | *PGDA036H075-N* | Natural Gas | No Match |  | True | 1 |  | Down | No Match | No Match | No Match | No Match | No Match |  | No Match |  | 75000 | 59000 |  |  | 58465 | 331 | 80.2 | [8 empty] | 15 | Non Federally-Regulated | 12/08/1986 |  | 06/29/1987
Rheem Sales Company, Inc. | Rheem | RGVB-09EA-GR | Natural Gas | No Match |  | False | 1 |  | Horizontal | No Match | No Match | No Match | No Match | No Match |  | No Match |  | 90000 | 70000 |  |  | 79108 | 631 | 78 | [8 empty] | 4 | Non Federally-Regulated | 01/15/1989 |  | 10/10/1989
Magic Chef | Johnson | 2.5D60 | Natural Gas | No Match | False | True | 1 |  | Horizontal | No Match | No Match | No Match | No Match | No Match |  | No Match |  | 60000 | 45000 | 975 | 520 | 69096 | 533 | 67.9 | [8 empty] | 19 | Non Federally-Regulated | 04/02/1981 |  | 10/13/1981
Borg Warner | Moncrief | 60ECW140WA | Natural Gas | No Match | False | True | 1 |  | Horizontal | No Match | No Match | No Match | No Match | No Match |  | No Match |  | 140000 | 108220 | 2140 | [13 empty] | Non Federally-Regulated | 08/17/1983 |  | 12/08/1986
Luxaire | Luxaire | GCH095AF | Natural Gas | No Match | False | False | 1 |  | Horizontal | No Match | No Match | No Match | No Match | No Match |  | No Match |  | 95000 | 72295 |  |  | 85814 | 426 | 73.3 | [8 empty] | 8 | Non Federally-Regulated | 04/02/1981 |  | 10/13/1981
Rheem Sales Company, Inc. | Arcoaire | APGHA042H125-L | LPG | No Match |  | True | 1 |  | Horizontal | No Match | No Match | No Match | No Match | No Match |  | No Match |  | 125000 | 93000 |  |  | 80919 | 522 | 76.1 | [8 empty] | 15 | Non Federally-Regulated | 12/08/1986 |  | 06/29/1987
AAON, Inc. | Aaon | 227*-120-3*H-*3 | Natural Gas | No Match |  | True | 1 |  | Down | No Match | No Match | No Match | No Match | No Match |  | No Match |  | 216000 | 181400 | 4400 | 3500 | 190944 | 1529 | 79.8 | [8 empty] | 4 | Non Federally-Regulated | 01/15/1989 |  | 03/15/1989
Rheem Sales Company, Inc. | Ruud | URGE-370150D | Natural Gas | No Match |  | True | 3 |  | Horizontal | No Match | No Match | No Match | No Match | No Match |  | No Match |  | 370000 | 277500 |  |  | 263514 | 2067 | 76.3 | [8 empty] | 10 | Non Federally-Regulated | 06/29/1987 |  | 01/27/1988
Rheem Sales Company, Inc. | Rheem | RRGE-12E60JKR | Natural Gas | No Match |  | True | 1 |  | Horizontal | No Match | No Match | No Match | No Match | No Match |  | No Match |  | 125000 | 97000 |  |  | 116216 | 1445 | 78.4 | [8 empty] | 4 | Non Federally-Regulated | 01/15/1989 |  | 03/15/1989
Borg Warner | Fraser Johnston | 36ECW060GA | LPG | No Match | False | True | 1 |  | Horizontal | No Match | No Match | No Match | No Match | No Match |  | No Match |  | 60000 | 46200 | 1275 | 920 | 66991 | 591 | 68.3 | [8 empty] | 5 | Non Federally-Regulated | 07/26/1982 |  | 08/17/1983
Heil Quaker | Coleman | 6348H511(C) | LPG | No Match |  | True | 1 |  | Horizontal | No Match | No Match | No Match | No Match | No Match |  | No Match |  | 145000 | 114777 | 1775 | 1550 | 138337 | 1210 | 77.8 | [9 empty] | Non Federally-Regulated | 01/15/1989 |  | 03/15/1989
Rheem Sales Company, Inc. | Whirlpool | NRGR090LN01C | Natural Gas | No Match |  | True | 3 |  | Horizontal | No Match | No Match | No Match | No Match | No Match |  | No Match |  | 225000 | 174740 |  |  | 196785 | 1720 | 77.6 | [8 empty] | 6 | Non Federally-Regulated | 01/15/1989 |  | 03/15/1989
Luxaire | Fraser Johnston | 36ECW080GB | Natural Gas | No Match | False | True | 1 |  | Horizontal | No Match | No Match | No Match | No Match | No Match |  | No Match |  | 80000 | 62640 | 1275 | 920 | 87857 | 581 | 70 | [8 empty] | 5 | Non Federally-Regulated | 10/13/1981 |  | 03/11/1982
BDP Co. | Carrier | 58DR075-B* | Natural Gas | No Match | False | False | 1 |  | Down | No Match | No Match | No Match | No Match | No Match |  | No Match |  | 60000 | 47000 | 1255 | 925 | 65173 | 768 | 69.7 | [8 empty] | 5 | Non Federally-Regulated | 03/11/1982 |  | 07/26/1982
Heil Quaker | Whirlpool | NRGF60FBH**(B) | Natural Gas | No Match |  | True | 1 |  | Horizontal | No Match | No Match | No Match | No Match | No Match |  | No Match |  | 130000 | 106080 | 1775 | 1550 | 117495 | 1120 | 78.3 | [8 empty] | 6 | Non Federally-Regulated | 01/27/1988 |  | 01/15/1989
Ducane | York | P-UED14N07101A | Natural Gas | No Match |  | False | 1 |  | Up | No Match | No Match | No Match | No Match | No Match |  | No Match |  | 75000 | 70000 |  |  | 67604 | 872 | 90.3 | [8 empty] | 4 | Non Federally-Regulated | 06/29/1987 |  | 01/15/1989
Magic Chef | Gaffers & Sattler | 3A100-OH-3-6 | Natural Gas | No Match | False | True | 1 |  | Horizontal | No Match | No Match | No Match | No Match | No Match |  | No Match |  | 100000 | 75000 | 1340 | 870 | 76585 | 166 | 67.3 | [8 empty] | 19 | Non Federally-Regulated | 10/13/1981 |  | 03/11/1982
Amana Refrigeration, Inc. | Amana | EPCG4212-1B (B) | LPG | No Match | False | True | 1 |  | Horizontal | No Match | No Match | No Match | No Match | No Match |  | No Match |  | 97448 | 84000 | [14 empty] | Non Federally-Regulated | 08/17/1983 |  | 12/08/1986
Carrier Corp. | Day & Night | 580B *V048115 | Natural Gas | No Match |  | True | 1 |  | Down | No Match | No Match | No Match | No Match | No Match |  | No Match |  | 115000 | 90850 | 1475 | 1230 | 102810 | 372 | 76.1 | [8 empty] | 3 | Non Federally-Regulated | 01/15/1989 |  | 03/15/1989
Snyder General Corp. | Arcoaire | *PGDA060G075-M** | Natural Gas | No Match |  | True | 1 |  | Down | No Match | No Match | No Match | No Match | No Match |  | No Match |  | 75000 | 59000 |  |  | 58465 | 331 | 80.2 | [8 empty] | 15 | Non Federally-Regulated | 12/08/1986 |  | 06/29/1987
Magic Chef | Johnson | CF-120-2 | Natural Gas | No Match | False | False | 1 |  | Down | No Match | No Match | No Match | No Match | No Match |  | No Match |  | 100000 | 64000 |  | 990 | 113535 | 532 | 68.3 | [8 empty] | 19 | Non Federally-Regulated | 04/02/1981 |  | 10/13/1981
Ducane | Heil Quaker | NRGF60FDB**(B) | Natural Gas | No Match |  | True | 1 |  | Horizontal | No Match | No Match | No Match | No Match | No Match |  | No Match |  | 130000 | 103046 | 1775 | 1550 | 117468 | 1126 | 78.3 | [8 empty] | 6 | Non Federally-Regulated | 06/29/1987 |  | 01/27/1988
Luxaire | Westinghouse Electric | GCH095HF | Natural Gas | No Match | False | True | 1 |  | Horizontal | No Match | No Match | No Match | No Match | No Match |  | No Match |  | 95000 | 72390 | 1500 | 1170 | 94466 | 963 | 65.5 | [8 empty] | 5 | Non Federally-Regulated | 04/02/1981 |  | 10/13/1981
Consolidated Industries Corp. | Friedrich | GHB060NOAI | Natural Gas | No Match | False | True | 1 |  | Horizontal | No Match | No Match | No Match | No Match | No Match |  | No Match |  | 58537 | 48000 | [14 empty] | Non Federally-Regulated | 08/17/1983 |  | 12/08/1986
Trane U.S. Inc. | Trane | TUD060A924A | Natural Gas | No Match |  | False | 1 |  | Up | No Match | No Match | No Match | No Match | No Match |  | No Match |  | 60000 | 46000 | 800 | 800 | 57200 | 569 | 80.2 | [8 empty] | 5 | Non Federally-Regulated | 01/15/1989 |  | 10/10/1989
Magic Chef | Airease | AC13U80-5 | Natural Gas | No Match | False | False | 1 |  | Down | No Match | No Match | No Match | No Match | No Match |  | No Match |  | 84656 | 64000 | 1180 | [13 empty] | Non Federally-Regulated | 08/17/1983 |  | 12/08/1986
Magic Chef | Williams | EG6A40DC24-5 | Natural Gas | No Match | False | False | 1 |  | Up | No Match | No Match | No Match | No Match | No Match |  | No Match |  | 39950 | 32000 | 840 | [13 empty] | Non Federally-Regulated | 08/17/1983 |  | 12/08/1986
Luxaire | Westinghouse Electric | 42ECW100GB | LPG | No Match | False | True | 1 |  | Horizontal | No Match | No Match | No Match | No Match | No Match |  | No Match |  | 100000 | 76900 | 1275 | 995 | 92105 | 518 | 70 | [8 empty] | 5 | Non Federally-Regulated | 04/02/1981 |  | 10/13/1981
Borg Warner | Fraser Johnston | 48ECW096UA | LPG | No Match | False | True | 1 |  | Horizontal | No Match | No Match | No Match | No Match | No Match |  | No Match |  | 96000 | 73728 | 1800 | [13 empty] | Non Federally-Regulated | 08/17/1983 |  | 12/08/1986
Magic Chef | Airease | EG82-75D-12 | Natural Gas | No Match | False | False | 1 |  | Horizontal | No Match | No Match | No Match | No Match | No Match |  | No Match |  | 75000 | 60000 |  | 1002 | 76222 | 368 | 68.3 | [8 empty] | 19 | Non Federally-Regulated | 04/02/1981 |  | 07/26/1982
Magic Chef | Armstrong | EMG-60C35-4 | Natural Gas | No Match | False | False | 1 |  | Up | No Match | No Match | No Match | No Match | No Match |  | No Match |  | 60000 | 48000 | 1435 | 930 | 64214 | 589 | 70.5 | [8 empty] | 19 | Non Federally-Regulated | 04/02/1981 |  | 08/17/1983
York International | Fraser Johnston | DACC-F018N052B | Natural Gas | No Match |  | True | 1 |  | Horizontal | No Match | No Match | No Match | No Match | No Match |  | No Match |  | 52500 | 42000 | 860 | 765 | 37550 | 474 | 81 | [9 empty] | Non Federally-Regulated | 01/15/1989 |  | 03/15/1989
Heil Quaker | Sears | 867.763551* | Natural Gas | No Match | False | False | 1 |  | Down | No Match | No Match | No Match | No Match | No Match |  | No Match |  | 150000 | 113000 | 1510 | 1025 | 142013 | 710 | 77.2 | [8 empty] | 6 | Non Federally-Regulated | 04/02/1981 |  | 03/11/1982
Rheem Sales Company, Inc. | Heat Controller | TGR-48-3G-150 | Natural Gas | No Match |  | True | 1 |  | Horizontal | No Match | No Match | No Match | No Match | No Match |  | No Match |  | 150000 | 115000 |  |  | 140100 | 875 | 77.8 | [8 empty] | 4 | Non Federally-Regulated | 01/15/1989 |  | 03/15/1989
Rheem Sales Company, Inc. | Ruud | URGE-12E60DLR | Natural Gas | No Match |  | True | 1 |  | Horizontal | No Match | No Match | No Match | No Match | No Match |  | No Match |  | 125000 | 97000 |  |  | 116216 | 1445 | 78.4 | [8 empty] | 4 | Non Federally-Regulated | 12/08/1986 |  | 06/29/1987
Rheem Sales Company, Inc. | Ruud | URGE-12E48CLR | Natural Gas | No Match |  | True | 1 |  | Horizontal | No Match | No Match | No Match | No Match | No Match |  | No Match |  | 125000 | 97000 |  |  | 118760 | 910 | 78.3 | [8 empty] | 4 | Non Federally-Regulated | 03/15/1989 |  | 10/10/1989
Rheem Sales Company, Inc. | Rheem | RGGC-15EA | Natural Gas | No Match | False | False | 1 |  | Up | No Match | No Match | No Match | No Match | No Match |  | No Match |  | 150000 | 114000 |  |  | 158233 | 810 | 69.1 | [8 empty] | 3 | Non Federally-Regulated | 04/02/1981 |  | 08/17/1983
Luxaire | Westinghouse Electric | GCH095AF | Natural Gas | No Match | False | True | 1 |  | Horizontal | No Match | No Match | No Match | No Match | No Match |  | No Match |  | 95000 | 72295 |  |  | 97224 | 439 | 65.5 | [8 empty] | 2 | Non Federally-Regulated | 04/02/1981 |  | 10/13/1981
Magic Chef | Williams | 4D140-OH-3 | Natural Gas | No Match | False | True | 1 |  | Horizontal | No Match | No Match | No Match | No Match | No Match |  | No Match |  | 140000 | 105000 | 1850 | 1850 | 131871 | 659 | 68.2 | [8 empty] | 19 | Non Federally-Regulated | 04/02/1981 |  | 10/13/1981
Consolidated Industries Corp. | Pacific / Air | GHB100D-25A | LPG | No Match | False | True | 1 |  | Horizontal | No Match | No Match | No Match | No Match | No Match |  | No Match |  | 93176 | 71000 | [14 empty] | Non Federally-Regulated | 08/17/1983 |  | 12/08/1986
Rheem Sales Company, Inc. | Weatherking | GDWHE060B-D3H | Natural Gas | No Match |  | False | 1 |  | Down | No Match | No Match | No Match | No Match | No Match |  | No Match |  | 60000 | 48000 |  |  | 57125 | 643 | 80.3 | [8 empty] | 4 | Non Federally-Regulated | 01/15/1989 |  | 10/10/1989
Snyder General Corp. | Comfortmaker | *PGH*024G050*I*** | Natural Gas | No Match |  | True | 1 |  | Horizontal | No Match | No Match | No Match | No Match | No Match |  | No Match |  | 50000 | 36000 |  |  | 41081 | 190 | 76.6 | [8 empty] | 15 | Non Federally-Regulated | 01/15/1989 |  | 03/15/1989
Amana Refrigeration, Inc. | Amana | EPCG4815-1C (A) | LPG | No Match | False | True | 1 |  | Horizontal | No Match | No Match | No Match | No Match | No Match |  | No Match |  | 126450 | 109000 | [14 empty] | Non Federally-Regulated | 08/17/1983 |  | 12/08/1986
Ducane | Fraser Johnston | P2CFD16F10001A | Oil | No Match | False | False | 1 |  | Down | No Match | No Match | No Match | No Match | No Match |  | No Match |  | 125393 | 96000 | 1580 | 840 | 121640 | 673 | 76.5 | [8 empty] | 5 | Non Federally-Regulated | 07/26/1982 |  | 08/17/1983
AAON, Inc. | Aaon | RE-08-*-2*-*2* | Natural Gas | No Match |  | True | 3 |  | Down | No Match | No Match | No Match | No Match | No Match |  | No Match |  | 225000 | 181530 | 4000 | 3200 | 206574 | 2593 | 81 | [8 empty] | 4 | Non Federally-Regulated | 03/15/1989 |  | 10/10/1989
Amana Refrigeration, Inc. | Amana | EPCG6012-3E (B) | Natural Gas | No Match |  | True | 1 |  | Horizontal | No Match | No Match | No Match | No Match | No Match |  | No Match |  | 100000 | 84000 |  |  | 94125 | 382 | 83.3 | [8 empty] | 22 | Non Federally-Regulated | 01/27/1988 |  | 01/15/1989
BDP Co. | Payne | 394GAW048060 | LPG | No Match | False | False | 1 |  | Up | No Match | No Match | No Match | No Match | No Match |  | No Match |  | 75000 | 54000 | 1600 | 1235 | 77617 | 482 | 70.1 | [8 empty] | 5 | Non Federally-Regulated | 07/26/1982 |  | 08/17/1983
Heil Quaker | Whirlpool | NRGF42DCB**(A) | Natural Gas | No Match |  | True | 1 |  | Horizontal | No Match | No Match | No Match | No Match | No Match |  | No Match |  | 60000 | 49920 | 1490 | 1055 | 56307 | 831 | 79.7 | [8 empty] | 6 | Non Federally-Regulated | 01/15/1989 |  | 03/15/1989
Trane U.S. Inc. | Trane | SFHDC30*L | Natural Gas | No Match | False | True | 3 |  | Horizontal | No Match | No Match | No Match | No Match | No Match |  | No Match |  | 350667 | 263000 | 13500 | [13 empty] | Non Federally-Regulated | 08/17/1983 |  | 12/08/1986
Arkla Industries, Inc. | Climate Control | G-U601080-16M | Natural Gas | No Match | False | False | 1 |  | Up | No Match | No Match | No Match | No Match | No Match |  | No Match |  | 80139 | 69000 | 1460 | [13 empty] | Non Federally-Regulated | 08/17/1983 |  | 12/08/1986
York International | York | D1SE036N04925B | Natural Gas | No Match |  | True | 1 |  | Horizontal | No Match | No Match | No Match | No Match | No Match |  | No Match |  | 59000 | 47000 | 1360 | 1285 | 55584 | 886 | 81 | [9 empty] | Non Federally-Regulated | 01/15/1989 |  | 03/15/1989
Heil Quaker | Heil | NUGF150AK01 | Natural Gas | No Match | False | False | 1 |  | Up | No Match | No Match | No Match | No Match | No Match |  | No Match |  | 148825 | 114000 | 1930 | [13 empty] | Non Federally-Regulated | 08/17/1983 |  | 12/08/1986
Heil Quaker | Whirlpool | NDGF135AH** | Natural Gas | No Match | False | False | 1 |  | Down | No Match | No Match | No Match | No Match | No Match |  | No Match |  | 134565 | 102000 | 1560 | [13 empty] | Non Federally-Regulated | 08/17/1983 |  | 12/08/1986
Rheem Sales Company, Inc. | Ruud | URGE-05E36DLR | Natural Gas | No Match |  | True | 1 |  | Horizontal | No Match | No Match | No Match | No Match | No Match |  | No Match |  | 50000 | 38000 |  |  | 49283 | 420 | 78.3 | [8 empty] | 4 | Non Federally-Regulated | 03/15/1989 |  | 10/10/1989
Borg Warner | Borg Warner | P2USD20N10501 | Natural Gas | No Match | False | False | 1 |  | Up | No Match | No Match | No Match | No Match | No Match |  | No Match |  | 105000 | 80850 | 1905 | 1510 | 97505 | 1102 | 78.2 | [8 empty] | 3 | Non Federally-Regulated | 07/26/1982 |  | 08/17/1983
Ducane | Heil Quaker | NUGK050LF** | Natural Gas | No Match |  | False | 1 |  | Up | No Match | No Match | No Match | No Match | No Match |  | No Match |  | 50000 | 46392 | 1300 | 1175 | 49519 | 580 | 92.4 | [8 empty] | 2 | Non Federally-Regulated | 01/27/1988 |  | 01/15/1989
BDP Co. | Carrier | 48GL04850 | LPG | No Match | False | True | 1 |  | Horizontal | No Match | No Match | No Match | No Match | No Match |  | No Match |  | 80000 | 60000 | 2030 | 1145 | 88624 | 983 | 68.5 | [8 empty] | 3 | Non Federally-Regulated | 07/26/1982 |  | 08/17/1983
Ducane | BDP Co. | 349EAW060160-B | Natural Gas | No Match | False | False | 1 |  | Horizontal | No Match | No Match | No Match | No Match | No Match |  | No Match |  | 158311 | 120000 | 1980 | [13 empty] | Non Federally-Regulated | 08/17/1983 |  | 12/08/1986
Carrier Corp. | Carrier | 48HZO085,6 | Natural Gas | No Match |  | True | 1 |  | Horizontal | No Match | No Match | No Match | No Match | No Match |  | No Match |  | 152000 | 120100 | 3700 | 3000 | 139020 | 1423 | 76.6 | [8 empty] | 0 | Non Federally-Regulated | 03/15/1989 |  | 10/10/1989
Rheem Sales Company, Inc. | Square D | GCC100ECEN | Natural Gas | No Match | False | False | 1 |  | Down | No Match | No Match | No Match | No Match | No Match |  | No Match |  | 100000 | 75000 |  |  | 91772 | 535 | 67.8 | [8 empty] | 4 | Non Federally-Regulated | 03/11/1982 |  | 08/17/1983
Ducane | Lennox | GS11Q4E-60-5NLT | Natural Gas | No Match | False | False | 1 |  | Horizontal | No Match | No Match | No Match | No Match | No Match |  | No Match |  | 60000 | 46000 | 1540 | 980 | 669552 | 542 | 69 | [8 empty] | 5 | Non Federally-Regulated | 07/26/1982 |  | 08/17/1983
York International | York | D1CG060P08225A | LPG | No Match |  | True | 1 |  | Horizontal | No Match | No Match | No Match | No Match | No Match |  | No Match |  | 100000 | 81000 | 2340 | 2340 | 98177 | 1239 | 77.1 | [9 empty] | Non Federally-Regulated | 03/15/1989 |  | 10/10/1989
Gaffers & Sattler | York | D1SE048N06125B | Natural Gas | No Match |  | True | 1 |  | Horizontal | No Match | No Match | No Match | No Match | No Match |  | No Match |  | 73500 | 59000 | 1720 | 1560 | 55559 | 892 | 81 | [9 empty] | Non Federally-Regulated | 06/29/1987 |  | 01/27/1988
Luxaire | Luxaire | GCH060RF | Natural Gas | No Match | False | False | 1 |  | Horizontal | No Match | No Match | No Match | No Match | No Match |  | No Match |  | 60000 | 48000 | 1200 |  | 61167 | 495 | 75 | [8 empty] | 11 | Non Federally-Regulated | 10/13/1981 |  | 03/11/1982
Consolidated Industries Corp. | Weatherking | GHC100A-5EICC | Natural Gas | No Match |  | False | 1 |  | Horizontal | No Match | No Match | No Match | No Match | No Match |  | No Match |  | 100000 | 80000 |  |  | 101086 | 953 | 76 | [8 empty] | 3 | Non Federally-Regulated | 01/15/1989 |  | 10/10/1989
Singer | Singer | G-H 163120-20M-P | Natural Gas | No Match | False | False | 1 |  | Horizontal | No Match | No Match | No Match | No Match | No Match |  | No Match |  | 120000 | 90000 | 2008 | 1507 | 249600 | 640 | 59.1 | [8 empty] | 20 | Non Federally-Regulated | 03/11/1982 |  | 07/26/1982
Carrier Corp. | Carrier | 58DH120-CC | LPG | No Match |  | False | 1 |  | Horizontal | No Match | No Match | No Match | No Match | No Match |  | No Match |  | 143000 | 117000 |  |  | 133398 | 994 | 81.5 | [8 empty] | 5 | Non Federally-Regulated | 12/08/1986 |  | 06/29/1987
Carrier Corp. | Carrier | 48NHT036500-B | Natural Gas | No Match |  | True | 1 |  | Horizontal | No Match | No Match | No Match | No Match | No Match |  | No Match |  | 100000 | 78000 |  |  | 97418 | 1056 | 78.5 | [8 empty] | 3 | Non Federally-Regulated | 03/15/1989 |  | 10/10/1989
John Zink | John Zink | RCG-0601-43-0951-CT | Natural Gas | No Match | False | True | 1 |  | Horizontal | No Match | No Match | No Match | No Match | No Match |  | No Match |  | 95000 | 73150 | 2200 | [13 empty] | Non Federally-Regulated | 08/17/1983 |  | 12/08/1986
Rheem Sales Company, Inc. | Ruud | UGAA-08KA | Natural Gas | No Match | False | False | 1 |  | Up | No Match | No Match | No Match | No Match | No Match |  | No Match |  | 80000 | 60000 |  |  | 93534 | 488 | 66.7 | [8 empty] | 3 | Non Federally-Regulated | 04/02/1981 |  | 08/17/1983
Bard Manufacturing Company, Inc. | Bard | PGA60A120(A) | Natural Gas | No Match |  | True | 1 |  | Horizontal | No Match | No Match | No Match | No Match | No Match |  | No Match |  | 80000 | 66720 | 2000 | 1675 | 75040 | 1164 | 79.7 | [8 empty] | 6 | Non Federally-Regulated | 01/27/1988 |  | 01/15/1989
Heil Quaker | Whirlpool | NUGE060AG** | Natural Gas | No Match | False | False | 1 |  | Up | No Match | No Match | No Match | No Match | No Match |  | No Match |  | 60000 | 47000 | 1325 | 770 | 58740 | 497 | 78.4 | [8 empty] | 2 | Non Federally-Regulated | 07/26/1982 |  | 08/17/1983
Magic Chef | Gaffers & Sattler | 3.5D80-04-1 | Natural Gas | No Match | False | True | 1 |  | Horizontal | No Match | No Match | No Match | No Match | No Match |  | No Match |  | 79893 | 60000 | 1600 | [13 empty] | Non Federally-Regulated | 08/17/1983 |  | 12/08/1986
Luxaire | Luxaire | 48ECW140WA | Natural Gas | No Match | False | True | 1 |  | Horizontal | No Match | No Match | No Match | No Match | No Match |  | No Match |  | 140000 | 107940 | 2000 | 1485 | 133579 | 644 | 70 | [8 empty] | 5 | Non Federally-Regulated | 04/02/1981 |  | 10/13/1981
Amana Refrigeration, Inc. | Amana | EPCG4812-3D (A) | Natural Gas | No Match |  | True | 1 |  | Horizontal | No Match | No Match | No Match | No Match | No Match |  | No Match |  | 80000 | 68000 |  |  | 74646 | 347 | 84 | [8 empty] | 22 | Non Federally-Regulated | 03/15/1989 |  | 10/10/1989
Trane U.S. Inc. | American Standard, Inc. | YCC030A1LOA | Natural Gas | No Match |  | True | 1 |  | Horizontal | No Match | No Match | No Match | No Match | No Match |  | No Match |  | 60000 | 46000 | 1165 | 895 | 59600 | 234 | 79.1 | [8 empty] | 0 | Non Federally-Regulated | 03/15/1989 |  | 10/10/1989
Consolidated Industries Corp. | Premier | HAC080PF4R | LPG | No Match | False | True | 1 |  | Horizontal | No Match | No Match | No Match | No Match | No Match |  | No Match |  | 78382 | 62000 | [14 empty] | Non Federally-Regulated | 08/17/1983 |  | 12/08/1986
Lennox Industries Inc. | Lennox | GCS9-653-150-1Y | Natural Gas | No Match | False | True | 1 |  | Down | No Match | No Match | No Match | No Match | No Match |  | No Match |  | 150000 | 114000 | 2000 | 1320 | 142345 | 1110 | 76.1 | [8 empty] | 43 | Non Federally-Regulated | 04/02/1981 |  | 10/13/1981
BDP Co. | Carrier | 58SE100-7 | LPG | No Match | False | False | 1 |  | Up | No Match | No Match | No Match | No Match | No Match |  | No Match |  | 100000 | 78000 | 1610 | 1234 | 97343 | 504 | 80.5 | [8 empty] | 11 | Non Federally-Regulated | 07/26/1982 |  | 08/17/1983
Carrier Corp. | Carrier | 48NMT03650 | Natural Gas | No Match |  | True | 1 |  | Horizontal | No Match | No Match | No Match | No Match | No Match |  | No Match |  | 80000 | 61000 |  |  | 80004 | 585 | 77.5 | [8 empty] | 3 | Non Federally-Regulated | 03/15/1989 |  | 10/10/1989
Lennox Industries Inc. | Lennox | GSR14Q3-50 | Natural Gas | No Match |  | False | 1 |  | Down | No Match | No Match | No Match | No Match | No Match |  | No Match |  | 50000 | 47000 | 1365 | 775 | 49175 | 418 | 94.8 | [8 empty] | 3 | Non Federally-Regulated | 12/08/1986 |  | 10/10/1989
Heil Quaker | Dayton | 3E507 | Natural Gas | No Match |  | False | 1 |  | Up | No Match | No Match | No Match | No Match | No Match |  | No Match |  | 60000 | 47580 | 1480 | 700 | 62907 | 408 | 73.5 | [8 empty] | 4 | Non Federally-Regulated | 12/08/1986 |  | 01/27/1988
Rheem Sales Company, Inc. | Ruud | UGGC-08EAC | Natural Gas | No Match | False | False | 1 |  | Up | No Match | No Match | No Match | No Match | No Match |  | No Match |  | 80000 | 61000 |  |  | 90612 | 462 | 69 | [8 empty] | 3 | Non Federally-Regulated | 04/02/1981 |  | 08/17/1983
BDP Co. | Payne | 585CP036125 | Natural Gas | No Match | False | True | 1 |  | Horizontal | No Match | No Match | No Match | No Match | No Match |  | No Match |  | 125000 | 93750 | 1800 | 1180 | 130531 | 1231 | 70.4 | [8 empty] | 3 | Non Federally-Regulated | 10/13/1981 |  | 03/11/1982
York International | York | D2CG048N06206 | Natural Gas | No Match |  | True | 1 |  | Horizontal | No Match | No Match | No Match | No Match | No Match |  | No Match |  | 75000 | 62000 | 1924 | 1533 | 68893 | 818 | 78 | [8 empty] | 58 | Non Federally-Regulated | 01/15/1989 |  | 03/15/1989
Carrier Corp. | Payne | 396JAW048080 | LPG | No Match |  | False | 1 |  | Down | No Match | No Match | No Match | No Match | No Match |  | No Match |  | 100000 | 81000 |  |  | 100936 | 839 | 76.5 | [8 empty] | 5 | Non Federally-Regulated | 01/27/1988 |  | 01/15/1989
Carrier Corp. | Payne | 398AAW030040 | Natural Gas | No Match |  | False | 1 |  | Up | No Match | No Match | No Match | No Match | No Match |  | No Match |  | 41000 | 40000 |  |  | 39570 | 450 | 97.3 | [8 empty] | 5 | Non Federally-Regulated | 12/08/1986 |  | 03/15/1989
BDP Co. | Carrier | 48GH04250 | Natural Gas | No Match | False | True | 1 |  | Horizontal | No Match | No Match | No Match | No Match | No Match |  | No Match |  | 80000 | 60000 | 1670 | 1310 | 88624 | 983 | 68.5 | [8 empty] | 325 | Non Federally-Regulated | 04/02/1981 |  | 10/13/1981
Magic Chef | Gaffers & Sattler | 3D100-OH-1 | Natural Gas | No Match | False | True | 1 |  | Horizontal | No Match | No Match | No Match | No Match | No Match |  | No Match |  | 100000 | 75000 | 1340 | 870 | 76585 | 166 | 67.3 | [8 empty] | 19 | Non Federally-Regulated | 07/26/1982 |  | 08/17/1983
BDP Co. | Day & Night | 394GAW000125 | LPG | No Match | False | False | 1 |  | Up | No Match | No Match | No Match | No Match | No Match |  | No Match |  | 125000 | 89000 |  |  | 111643 | 533 | 70.1 | [8 empty] | 5 | Non Federally-Regulated | 07/26/1982 |  | 08/17/1983
Carrier Corp. | Carrier | 48BL002-BC | Natural Gas | No Match | False | True | 1 |  | Horizontal | No Match | No Match | No Match | No Match | No Match |  | No Match |  | 56000 | 42280 | 745 | 640 | 56800 | 480 | 65.9 | [8 empty] | 3 | Non Federally-Regulated | 04/02/1981 |  | 10/13/1981
Heil Quaker | Heil | NUGF125AG** | Natural Gas | No Match | False | False | 1 |  | Up | No Match | No Match | No Match | No Match | No Match |  | No Match |  | 125480 | 98000 | 1370 | [13 empty] | Non Federally-Regulated | 08/17/1983 |  | 12/08/1986
SJC Corp. | Janitrol | RT 30-75-41C | Natural Gas | No Match | False | True | 1 |  | Horizontal | No Match | No Match | No Match | No Match | No Match |  | No Match |  | 75000 | 57750 | 1150 | 700 | 58736 | 861 | 76.8 | [8 empty] | 0 | Non Federally-Regulated | 10/13/1981 |  | 03/11/1982
Luxaire | Westinghouse Electric | FGHF060MAN | Natural Gas | No Match | False | False | 1 |  | Horizontal | No Match | No Match | No Match | No Match | No Match |  | No Match |  | 60000 | 46020 |  |  | 69707 | 467 | 69.1 | [8 empty] | 2 | Non Federally-Regulated | 03/11/1982 |  | 07/26/1982
Heil Quaker | Sears | 867.81560*(B) | Natural Gas | No Match |  | True | 1 |  | Horizontal | No Match | No Match | No Match | No Match | No Match |  | No Match |  | 100000 | 78886 | 2000 | 1675 | 97374 | 1274 | 77.4 | [8 empty] | 6 | Non Federally-Regulated | 06/29/1987 |  | 01/27/1988
York International | Luxaire | PAMU-LD12N057 | Natural Gas | No Match |  | False | 1 |  | Up | No Match | No Match | No Match | No Match | No Match |  | No Match |  | 57000 | 45700 | 1150 | 1000 | 58630 | 610 | 78.3 | [8 empty] | 3 | Non Federally-Regulated | 03/15/1989 |  | 10/10/1989
Carrier Corp. | Day & Night | 376BAW036075 | Natural Gas | No Match |  | False | 1 |  | Horizontal | No Match | No Match | No Match | No Match | No Match |  | No Match |  | 90000 | 73000 |  |  | 76041 | 656 | 81.3 | [8 empty] | 5 | Non Federally-Regulated | 12/08/1986 |  | 01/27/1988
Carrier Corp. | Day & Night | 585HJ048080 | Natural Gas | No Match |  | True | 1 |  | Horizontal | No Match | No Match | No Match | No Match | No Match |  | No Match |  | 80000 | 63000 |  |  | 81986 | 658 | 75.4 | [8 empty] | 3 | Non Federally-Regulated | 12/08/1986 |  | 06/29/1987
Heil Quaker | Whirlpool | NRGF36DBH**(A) | Natural Gas | No Match |  | True | 1 |  | Horizontal | No Match | No Match | No Match | No Match | No Match |  | No Match |  | 60000 | 49920 | 1490 | 1055 | 56307 | 831 | 79.7 | [8 empty] | 6 | Non Federally-Regulated | 01/27/1988 |  | 01/15/1989
BDP Co. | Day & Night | 394GAW036125 | LPG | No Match | False | False | 1 |  | Up | No Match | No Match | No Match | No Match | No Match |  | No Match |  | 116492 | 89000 | 1230 | [13 empty] | Non Federally-Regulated | 08/17/1983 |  | 12/08/1986
Luxaire | Luxaire | 36ECW080GA | Natural Gas | No Match | False | True | 1 |  | Horizontal | No Match | No Match | No Match | No Match | No Match |  | No Match |  | 80000 | 62640 | 1275 | 920 | 87857 | 581 | 70 | [8 empty] | 5 | Non Federally-Regulated | 10/13/1981 |  | 03/11/1982
Rheem Sales Company, Inc. | Heat Controller | TGR-24-1E-50 | Natural Gas | No Match |  | True | 1 |  | Horizontal | No Match | No Match | No Match | No Match | No Match |  | No Match |  | 50000 | 39000 |  |  | 49568 | 345 | 78.2 | [8 empty] | 4 | Non Federally-Regulated | 06/29/1987 |  | 01/27/1988
Lennox Industries Inc. | Lennox | G12D2E-55 | Natural Gas | No Match | False | False | 1 |  | Up | No Match | No Match | No Match | No Match | No Match |  | No Match |  | 55000 | 42000 | 730 | 455 | 44926 | 355 | 68.6 | [8 empty] | 3 | Non Federally-Regulated | 04/02/1981 |  | 08/17/1983
BDP Co. | Carrier | 48GH06050, 51 | LPG | No Match | False | True | 1 |  | Horizontal | No Match | No Match | No Match | No Match | No Match |  | No Match |  | 125000 | 93750 | 2195 | 1275 | 110298 | 1326 | 68.5 | [8 empty] | 325 | Non Federally-Regulated | 04/02/1981 |  | 10/13/1981
Rheem Sales Company, Inc. | Rheem | RRBD-10E42JT | LPG | No Match | False | True | 1 |  | Horizontal | No Match | No Match | No Match | No Match | No Match |  | No Match |  | 99509 | 81000 | [14 empty] | Non Federally-Regulated | 08/17/1983 |  | 12/08/1986
Luxaire | Luxaire | GCH095MF | Natural Gas | No Match | False | True | 1 |  | Horizontal | No Match | No Match | No Match | No Match | No Match |  | No Match |  | 95000 | 72440 |  |  | 97232 | 410 | 65.5 | [8 empty] | 2 | Non Federally-Regulated | 04/02/1981 |  | 10/13/1981
Snyder General Corp. | Comfortmaker | *PGHA048F075-IM-** | Natural Gas | No Match |  | True | 1 |  | Horizontal | No Match | No Match | No Match | No Match | No Match |  | No Match |  | 75000 | 56000 |  |  | 60783 | 318 | 77.3 | [8 empty] | 15 | Non Federally-Regulated | 01/27/1988 |  | 01/15/1989
Lennox Industries Inc. | Lennox | RVZ1-275-351,353 | Natural Gas | No Match | False | True | 3 |  | Horizontal | No Match | No Match | No Match | No Match | No Match |  | No Match |  | 350000 | 262500 | 10000 | 6000 | [11 empty] | 20 | Non Federally-Regulated | 10/13/1981 |  | 03/11/1982
Heil Quaker | Heil Quaker | NDLK100DG** | LPG | No Match |  | False | 1 |  | Down | No Match | No Match | No Match | No Match | No Match |  | No Match |  | 100000 | 88411 | 1370 | 1240 | 86698 | 605 | 89.6 | [8 empty] | 2 | Non Federally-Regulated | 01/15/1989 |  | 10/10/1989
Luxaire | Fraser Johnston | GCH095AF | Natural Gas | No Match | False | False | 1 |  | Horizontal | No Match | No Match | No Match | No Match | No Match |  | No Match |  | 95000 | 72295 |  |  | 93275 | 463 | 67.9 | [8 empty] | 2 | Non Federally-Regulated | 04/02/1981 |  | 10/13/1981
Lennox Industries Inc. | Lennox | GCS10X-463-75-1G | Natural Gas | No Match |  | True | 1 |  | Horizontal | No Match | No Match | No Match | No Match | No Match |  | No Match |  | 75000 | 58000 | 1225 | 710 | 60493 | 661 | 75.7 | [8 empty] | 3 | Non Federally-Regulated | 06/29/1987 |  | 01/27/1988
Singer | Singer | G-U 313150-16M-PD | Natural Gas | No Match | False | False | 1 |  | Up | No Match | No Match | No Match | No Match | No Match |  | No Match |  | 150000 | 113000 | 1610 | 1362 | 312000 | 675 | 65.9 | [8 empty] | 20 | Non Federally-Regulated | 04/02/1981 |  | 10/13/1981
Heil Quaker | Whirlpool | NDLK125DK** | LPG | No Match |  | False | 1 |  | Down | No Match | No Match | No Match | No Match | No Match |  | No Match |  | 125000 | 110009 | 1965 | 1780 | 104139 | 1262 | 87.8 | [8 empty] | 2 | Non Federally-Regulated | 12/08/1986 |  | 10/10/1989
Rheem Sales Company, Inc. | Luxaire | P-UMD18N08101A | Natural Gas | No Match |  | False | 1 |  | Up | No Match | No Match | No Match | No Match | No Match |  | No Match |  | 100000 | 80000 |  |  | 97252 | 879 | 79.3 | [8 empty] | 4 | Non Federally-Regulated | 01/27/1988 |  | 10/10/1989
Amana Refrigeration, Inc. | Amana | EPCG6012-3C (C) | LPG | No Match | False | True | 1 |  | Horizontal | No Match | No Match | No Match | No Match | No Match |  | No Match |  | 120000 | 101822 |  |  | 111120 | 792 | 83.7 | [8 empty] | 22 | Non Federally-Regulated | 04/02/1981 |  | 10/13/1981
Heil Quaker | Whirlpool | NRGF36DBH**(B) | Natural Gas | No Match |  | True | 1 |  | Horizontal | No Match | No Match | No Match | No Match | No Match |  | No Match |  | 80000 | 65360 | 1490 | 1055 | 77903 | 853 | 78.1 | [8 empty] | 6 | Non Federally-Regulated | 03/15/1989 |  | 10/10/1989
Rheem Sales Company, Inc. | Ruud | URGG-15E60JK* | Natural Gas | No Match |  | True | 1 |  | Horizontal | No Match | No Match | No Match | No Match | No Match |  | No Match |  | 150000 | 117000 |  |  | 137154 | 1435 | 78.2 | [8 empty] | 4 | Non Federally-Regulated | 03/15/1989 |  | 10/10/1989
Heil Quaker | Sears | 867.76950* | Natural Gas | No Match |  | False | 1 |  | Down | No Match | No Match | No Match | No Match | No Match |  | No Match |  | 40000 | 37154 | 1210 | 1140 | 41124 | 626 | 91.3 | [8 empty] | 2 | Non Federally-Regulated | 12/08/1986 |  | 10/10/1989
Heil Quaker | Whirlpool | NUGE105KG** | Natural Gas | No Match |  | False | 1 |  | Up | No Match | No Match | No Match | No Match | No Match |  | No Match |  | 105000 | 82322 | 1350 | 1000 | 98615 | 810 | 78.1 | [8 empty] | 2 | Non Federally-Regulated | 12/08/1986 |  | 10/10/1989
Magic Chef | Armstrong | HT24G55-* | Natural Gas | No Match |  | True | 1 |  | Horizontal | No Match | No Match | No Match | No Match | No Match |  | No Match |  | 55000 | 44500 | 960 | 730 | 60653 | 441 | 75.3 | [8 empty] | 2 | Non Federally-Regulated | 12/08/1986 |  | 06/29/1987
Rheem Sales Company, Inc. | Ruud | URAB-06E36CT | LPG | No Match | False | True | 1 |  | Horizontal | No Match | No Match | No Match | No Match | No Match |  | No Match |  | 60000 | 45000 |  |  | 68008 | 729 | 67 | [8 empty] | 48 | Non Federally-Regulated | 04/02/1981 |  | 10/13/1981
Rheem Sales Company, Inc. | Century | TGR-48-1G-150 | Natural Gas | No Match |  | True | 1 |  | Horizontal | No Match | No Match | No Match | No Match | No Match |  | No Match |  | 150000 | 115000 |  |  | 140100 | 875 | 77.8 | [8 empty] | 4 | Non Federally-Regulated | 01/27/1988 |  | 01/15/1989
Rheem Sales Company, Inc. | Rheem | RGBC-12KCB** | Natural Gas | No Match | False | False | 1 |  | Up | No Match | No Match | No Match | No Match | No Match |  | No Match |  | 125819 | 96000 | [14 empty] | Non Federally-Regulated | 08/17/1983 |  | 12/08/1986
Sunbeam Air Conditioning | Sunbeam Air Conditioning | RCG-0601-33-0951-CC | LPG | No Match |  | True | 1 |  | Down | No Match | No Match | No Match | No Match | No Match |  | No Match |  | 95000 | 73150 | 2200 | 1800 | 81795 | 607 | 75.4 | [8 empty] | 4 | Non Federally-Regulated | 12/08/1986 |  | 06/29/1987
Borg Warner | Luxaire | FCU140MANA | Natural Gas | No Match | False | False | 1 |  | Up | No Match | No Match | No Match | No Match | No Match |  | No Match |  | 140420 | 107000 | [14 empty] | Non Federally-Regulated | 08/17/1983 |  | 12/08/1986
Carrier Corp. | Day & Night | 580AE036060 | Natural Gas | No Match |  | True | 1 |  | Down | No Match | No Match | No Match | No Match | No Match |  | No Match |  | 60000 | 46000 |  |  | 58749 | 565 | 78.5 | [8 empty] | 3 | Non Federally-Regulated | 03/15/1989 |  | 10/10/1989
Rheem Sales Company, Inc. | Addison Products | GU80G-D12P | LPG | No Match | False | False | 1 |  | Up | No Match | No Match | No Match | No Match | No Match |  | No Match |  | 80000 | 61000 |  |  | 91535 | 541 | 67.8 | [8 empty] | 4 | Non Federally-Regulated | 04/02/1981 |  | 10/13/1981
Heil Quaker | Bard | PGA60A120(B) | Natural Gas | No Match |  | True | 1 |  | Horizontal | No Match | No Match | No Match | No Match | No Match |  | No Match |  | 100000 | 78886 | 2000 | 1675 | 97374 | 1274 | 77.4 | [8 empty] | 6 | Non Federally-Regulated | 12/08/1986 |  | 06/29/1987
Magic Chef | Armstrong | 5A120-OH-3-5 | Natural Gas | No Match | False | True | 1 |  | Horizontal | No Match | No Match | No Match | No Match | No Match |  | No Match |  | 120000 | 90000 | 1950 | 1950 | 113043 | 618 | 68.3 | [8 empty] | 19 | Non Federally-Regulated | 07/26/1982 |  | 08/17/1983
Heil Quaker | Bard | PGA60A080(B) | Natural Gas | No Match |  | True | 1 |  | Horizontal | No Match | No Match | No Match | No Match | No Match |  | No Match |  | 100000 | 78886 | 2000 | 1675 | 97374 | 1274 | 77.4 | [8 empty] | 6 | Non Federally-Regulated | 12/08/1986 |  | 06/29/1987
Magic Chef | Johnson | CF100AC3-3 | Natural Gas | No Match | False | False | 1 |  | Down | No Match | No Match | No Match | No Match | No Match |  | No Match |  | 106525 | 80000 | 1225 | [13 empty] | Non Federally-Regulated | 08/17/1983 |  | 12/08/1986
Amana Refrigeration, Inc. | Amana | EPCG6012-1E (B) | LPG | No Match |  | True | 1 |  | Horizontal | No Match | No Match | No Match | No Match | No Match |  | No Match |  | 100000 | 84000 |  |  | 92900 | 373 | 84.5 | [8 empty] | 22 | Non Federally-Regulated | 06/29/1987 |  | 01/27/1988
Rheem Sales Company, Inc. | Ruud | UGBC-12ECB** | Natural Gas | No Match | False | False | 1 |  | Up | No Match | No Match | No Match | No Match | No Match |  | No Match |  | 125819 | 96000 | [14 empty] | Non Federally-Regulated | 08/17/1983 |  | 12/08/1986
Ducane | Trane | QUADA-10-B | Oil | No Match | False | False | 1 |  | Up | No Match | No Match | No Match | No Match | No Match |  | No Match |  | 124675 | 96000 | 1270 | [13 empty] | Non Federally-Regulated | 08/17/1983 |  | 12/08/1986
Borg Warner | Luxaire | FCU140UAPA | LPG | No Match | False | False | 1 |  | Up | No Match | No Match | No Match | No Match | No Match |  | No Match |  | 140420 | 107000 | 2010 | [13 empty] | Non Federally-Regulated | 08/17/1983 |  | 12/08/1986
Snyder General Corp. | McQuay | *PGHA036H100-IL-** | LPG | No Match |  | True | 1 |  | Horizontal | No Match | No Match | No Match | No Match | No Match |  | No Match |  | 100000 | 74000 |  |  | 81521 | 327 | 77.2 | [8 empty] | 15 | Non Federally-Regulated | 01/27/1988 |  | 01/15/1989
Consolidated Industries Corp. | Comfort-Aire | GSH75-T4NC | Natural Gas | No Match |  | False | 1 |  | Horizontal | No Match | No Match | No Match | No Match | No Match |  | No Match |  | 75000 | 58000 |  |  | 63994 | 676 | 75 | [8 empty] | 3 | Non Federally-Regulated | 12/08/1986 |  | 01/15/1989
Magic Chef | Williams | CF-120-2 | Natural Gas | No Match | False | False | 1 |  | Down | No Match | No Match | No Match | No Match | No Match |  | No Match |  | 84321 | 64000 | [14 empty] | Non Federally-Regulated | 08/17/1983 |  | 12/08/1986
Trane U.S. Inc. | American Standard, Inc. | YCC036A1LNA | Natural Gas | No Match |  | True | 1 |  | Horizontal | No Match | No Match | No Match | No Match | No Match |  | No Match |  | 80000 | 59000 | 1635 | 1255 | 79400 | 475 | 77 | [8 empty] | 0 | Non Federally-Regulated | 01/15/1989 |  | 03/15/1989
Magic Chef | Armstrong | EG7B90DC42-* | Natural Gas | No Match |  | False | 1 |  | Down | No Match | No Match | No Match | No Match | No Match |  | No Match |  | 87500 | 75000 | 1430 | 1085 | 72494 | 695 | 84.4 | [8 empty] | 2 | Non Federally-Regulated | 12/08/1986 |  | 06/29/1987
John Zink | John Zink | RBG-120-33-2102-HT | Natural Gas | No Match | False | True | 1 |  | Horizontal | No Match | No Match | No Match | No Match | No Match |  | No Match |  | 210000 | 165900 | 4400 | [13 empty] | Non Federally-Regulated | 08/17/1983 |  | 12/08/1986
Rheem Sales Company, Inc. | Rheem | RGGC-08KCB | Natural Gas | No Match | False | False | 1 |  | Up | No Match | No Match | No Match | No Match | No Match |  | No Match |  | 80000 | 61000 |  |  | 90666 | 527 | 68.7 | [8 empty] | 4 | Non Federally-Regulated | 04/02/1981 |  | 08/17/1983
John Zink | John Zink | RBG-120-33-2801-GT | Natural Gas | No Match | False | True | 3 |  | Horizontal | No Match | No Match | No Match | No Match | No Match |  | No Match |  | 280000 | 224000 | 4400 | [13 empty] | Non Federally-Regulated | 08/17/1983 |  | 12/08/1986
Amana Refrigeration, Inc. | Amana | SPCG481151A | Natural Gas | No Match |  | True | 1 |  | Down | No Match | No Match | No Match | No Match | No Match |  | No Match |  | 115000 | 93000 |  |  | 98594 | 1021 | 79.8 | [9 empty] | Non Federally-Regulated | 03/15/1989 |  | 10/10/1989
Amana Refrigeration, Inc. | Amana | EPCG4212-1D (C) | LPG | No Match |  | True | 1 |  | Horizontal | No Match | No Match | No Match | No Match | No Match |  | No Match |  | 120000 | 99000 |  |  | 112800 | 456 | 83.5 | [8 empty] | 22 | Non Federally-Regulated | 01/15/1989 |  | 03/15/1989
Heil Quaker | Heil Quaker | NRGF60EKB**(A) | Natural Gas | No Match |  | True | 1 |  | Horizontal | No Match | No Match | No Match | No Match | No Match |  | No Match |  | 80000 | 64472 | 2000 | 1675 | 75013 | 1170 | 79.7 | [8 empty] | 6 | Non Federally-Regulated | 01/15/1989 |  | 03/15/1989
Heil Quaker | Whirlpool | WUGB055AD01* | Natural Gas | No Match | False | False | 1 |  | Up | No Match | No Match | No Match | No Match | No Match |  | No Match |  | 55000 | 41000 | 820 | 610 | 39649 | 442 | 77 | [8 empty] | 6 | Non Federally-Regulated | 04/02/1981 |  | 03/11/1982
York International | Fraser Johnston | DAUC-T090N165 | Natural Gas | No Match |  | True | 1 |  | Horizontal | No Match | No Match | No Match | No Match | No Match |  | No Match |  | 163000 | 129000 | 3300 | 2600 | 154473 | 2200 | 79 | [8 empty] | 58 | Non Federally-Regulated | 01/15/1989 |  | 03/15/1989
Magic Chef | Williams | CF120AC3.5-3 | Natural Gas | No Match | False | False | 1 |  | Down | No Match | No Match | No Match | No Match | No Match |  | No Match |  | 120000 | 96000 | 1350 | 990 | 114776 | 610 | 67.3 | [8 empty] | 19 | Non Federally-Regulated | 04/02/1981 |  | 08/17/1983
Rheem Sales Company, Inc. | York | P3CMD22N09701A | Natural Gas | No Match |  | False | 1 |  | Down | No Match | No Match | No Match | No Match | No Match |  | No Match |  | 120000 | 96000 |  |  | 117425 | 767 | 79.6 | [8 empty] | 4 | Non Federally-Regulated | 01/15/1989 |  | 10/10/1989
Amana Refrigeration, Inc. | Amana | ERGW0015-1A(B)W/EBWC | LPG | No Match |  | True | 1 |  | Up | No Match | No Match | No Match | No Match | No Match |  | No Match |  | 150000 | 128000 |  |  | 130500 | 980 | 82.8 | [9 empty] | Non Federally-Regulated | 01/27/1988 |  | 01/15/1989
Consolidated Industries Corp. | Amana | GSE100DN5C | Natural Gas | No Match |  | False | 1 |  | Horizontal | No Match | No Match | No Match | No Match | No Match |  | No Match |  | 100000 | 80000 |  |  | 101086 | 953 | 76 | [8 empty] | 3 | Non Federally-Regulated | 01/15/1989 |  | 10/10/1989
BDP Co. | Day & Night | 396GAY048125 | LPG | No Match | False | False | 1 |  | Down | No Match | No Match | No Match | No Match | No Match |  | No Match |  | 125000 | 96000 | 1620 | 1235 | 117933 | 720 | 79.4 | [8 empty] | 11 | Non Federally-Regulated | 10/13/1981 |  | 03/11/1982
BDP Co. | Day & Night | 585CJ042100X | Natural Gas | No Match | False | True | 1 |  | Horizontal | No Match | No Match | No Match | No Match | No Match |  | No Match |  | 80000 | 60000 | 1415 | 1120 | 89061 | 896 | 68.5 | [8 empty] | 3 | Non Federally-Regulated | 07/26/1982 |  | 08/17/1983
Ducane | Moncrief | HGC060HANA | Natural Gas | No Match | False | True | 1 |  | Horizontal | No Match | No Match | No Match | No Match | No Match |  | No Match |  | 60000 | 46000 | 154 | 980 | 669552 | 542 | 69 | [8 empty] | 5 | Non Federally-Regulated | 07/26/1982 |  | 08/17/1983
Luxaire | Moncrief | 60ECW120WA | Natural Gas | No Match | False | True | 1 |  | Horizontal | No Match | No Match | No Match | No Match | No Match |  | No Match |  | 120000 | 93240 | 2030 | 1690 | 112137 | 604 | 70 | [8 empty] | 5 | Non Federally-Regulated | 04/02/1981 |  | 10/13/1981
Magic Chef | Airease | CF-120-2 | Natural Gas | No Match | False | False | 1 |  | Down | No Match | No Match | No Match | No Match | No Match |  | No Match |  | 84321 | 64000 | [14 empty] | Non Federally-Regulated | 08/17/1983 |  | 12/08/1986
Lennox Industries Inc. | Lennox | GCS16-953-200-3G | Natural Gas | No Match |  | True | 1 |  | Horizontal | No Match | No Match | No Match | No Match | No Match |  | No Match |  | 200000 | 160000 | 3800 | 2400 | 177835 | 1340 | 78.2 | [8 empty] | 20 | Non Federally-Regulated | 12/08/1986 |  | 06/29/1987
Climate Control / Snyder General | Climate Control | *PGDA048F075-M* | Natural Gas | No Match |  | True | 1 |  | Down | No Match | No Match | No Match | No Match | No Match |  | No Match |  | 75000 | 59000 |  |  | 58465 | 331 | 80.2 | [8 empty] | 15 | Non Federally-Regulated | 12/08/1986 |  | 06/29/1987
Coleman Company, Inc. | Heil Quaker | 6342H411(B) | Natural Gas | No Match |  | True | 1 |  | Horizontal | No Match | No Match | No Match | No Match | No Match |  | No Match |  | 100000 | 77679 | 1555 | 1080 | 100036 | 950 | 76.5 | [9 empty] | Non Federally-Regulated | 12/08/1986 |  | 06/29/1987
Carrier Corp. | Day & Night | 396JAW060095 | LPG | No Match |  | False | 1 |  | Down | No Match | No Match | No Match | No Match | No Match |  | No Match |  | 120000 | 97000 |  |  | 121947 | 822 | 76.5 | [8 empty] | 5 | Non Federally-Regulated | 01/27/1988 |  | 01/15/1989
Carrier Corp. | Carrier | 48EG008A6 | Natural Gas | No Match | False | True | 3 |  | Down | No Match | No Match | No Match | No Match | No Match |  | No Match |  | 225000 | 168750 | 3500 | [13 empty] | Non Federally-Regulated | 08/17/1983 |  | 12/08/1986
Borg Warner | Moncrief | GCU110MF | LPG | No Match | False | False | 1 |  | Up | No Match | No Match | No Match | No Match | No Match |  | No Match |  | 110519 | 83000 | [14 empty] | Non Federally-Regulated | 08/17/1983 |  | 12/08/1986
Magic Chef | Gaffers & Sattler | 5D140-OH-1 | Natural Gas | No Match | False | True | 1 |  | Horizontal | No Match | No Match | No Match | No Match | No Match |  | No Match |  | 137435 | 105000 | 1950 | [13 empty] | Non Federally-Regulated | 08/17/1983 |  | 12/08/1986
Magic Chef | Williams | HT36G55-* | Natural Gas | No Match |  | True | 1 |  | Horizontal | No Match | No Match | No Match | No Match | No Match |  | No Match |  | 55000 | 44500 | 1120 | 920 | 60969 | 443 | 75 | [8 empty] | 2 | Non Federally-Regulated | 12/08/1986 |  | 06/29/1987
Heil Quaker | Whirlpool | NUGE060AG** | Natural Gas | No Match |  | False | 1 |  | Up | No Match | No Match | No Match | No Match | No Match |  | No Match |  | 60000 | 45613 | 1325 | 770 | 60331 | 559 | 76.1 | [8 empty] | 2 | Non Federally-Regulated | 12/08/1986 |  | 01/27/1988
Lennox Industries Inc. | Lennox | GCS16-953-200-3Y | Natural Gas | No Match |  | True | 1 |  | Horizontal | No Match | No Match | No Match | No Match | No Match |  | No Match |  | 200000 | 160000 | 3800 | 2400 | 177835 | 1340 | 78.2 | [8 empty] | 20 | Non Federally-Regulated | 01/15/1989 |  | 03/15/1989
Ducane | General Electric | BLH140F960A1 | Natural Gas | No Match | False | True | 1 |  | Horizontal | No Match | No Match | No Match | No Match | No Match |  | No Match |  | 129333 | 97000 | 1950 | [13 empty] | Non Federally-Regulated | 08/17/1983 |  | 12/08/1986
Magic Chef | Gaffers & Sattler | EG6D80DC60 | Natural Gas | No Match |  | False | 1 |  | Up | No Match | No Match | No Match | No Match | No Match |  | No Match |  | 80000 | 64000 | 1780 |  | 82499 | 650 | 74.2 | [8 empty] | 2 | Non Federally-Regulated | 12/08/1986 |  | 06/29/1987
Heil Quaker | Heil | NRGF42EBB**(B) | Natural Gas | No Match |  | True | 1 |  | Horizontal | No Match | No Match | No Match | No Match | No Match |  | No Match |  | 100000 | 80200 | 1555 | 1080 | 100060 | 946 | 76.5 | [8 empty] | 6 | Non Federally-Regulated | 12/08/1986 |  | 06/29/1987
Heil Quaker | Bard | PGA30A060(A) | Natural Gas | No Match |  | True | 1 |  | Horizontal | No Match | No Match | No Match | No Match | No Match |  | No Match |  | 60000 | 46578 | 870 | 705 | 59330 | 605 | 76.9 | [8 empty] | 6 | Non Federally-Regulated | 01/15/1989 |  | 03/15/1989
BDP Co. | Day & Night | 397GAW048150 | Natural Gas | No Match | False | False | 1 |  | Up | No Match | No Match | No Match | No Match | No Match |  | No Match |  | 150000 | 110000 | 1851 | 1388 | 130512 | 661 | 71.9 | [8 empty] | 5 | Non Federally-Regulated | 07/26/1982 |  | 08/17/1983
Magic Chef | Magic Chef | ENG8D40DC36-2D | Natural Gas | No Match |  | False | 1 |  | Horizontal | No Match | No Match | No Match | No Match | No Match |  | No Match |  | 40000 | 30000 |  |  | 40591 | 351 | 75.6 | [8 empty] | 3 | Non Federally-Regulated | 06/29/1987 |  | 01/27/1988
Rheem Sales Company, Inc. | Weatherking | GPF3.0T125-3 | Natural Gas | No Match |  | True | 1 |  | Horizontal | No Match | No Match | No Match | No Match | No Match |  | No Match |  | 125000 | 96000 |  |  | 122462 | 670 | 76.6 | [8 empty] | 4 | Non Federally-Regulated | 03/15/1989 |  | 10/10/1989
Rheem Sales Company, Inc. | Ruud | URGE-07E48JKR | Natural Gas | No Match |  | True | 1 |  | Horizontal | No Match | No Match | No Match | No Match | No Match |  | No Match |  | 75000 | 56000 |  |  | 70734 | 910 | 76.6 | [8 empty] | 4 | Non Federally-Regulated | 03/15/1989 |  | 10/10/1989
Trane U.S. Inc. | Trane | SFHCC20*L | Natural Gas | No Match |  | True | 3 |  | Down | No Match | No Match | No Match | No Match | No Match |  | No Match |  | 235000 | 176000 | 9000 | 8000 | 212000 | 2820 | 78.5 | [9 empty] | Non Federally-Regulated | 12/08/1986 |  | 06/29/1987
Rheem Sales Company, Inc. | Heat Controller | GYU-75-E4N-X3 | LPG | No Match |  | False | 1 |  | Up | No Match | No Match | No Match | No Match | No Match |  | No Match |  | 75000 | 59000 |  |  | 70889 | 792 | 78 | [8 empty] | 4 | Non Federally-Regulated | 06/29/1987 |  | 01/27/1988
Magic Chef | Johnson | 4A140-OH-3-5 | Natural Gas | No Match | False | True | 1 |  | Horizontal | No Match | No Match | No Match | No Match | No Match |  | No Match |  | 137435 | 105000 | 1850 | [13 empty] | Non Federally-Regulated | 08/17/1983 |  | 12/08/1986
Sunbeam Air Conditioning | Sunbeam Air Conditioning | 2273-060-13E-53 | Natural Gas | No Match |  | True | 1 |  | Down | No Match | No Match | No Match | No Match | No Match |  | No Match |  | 108000 | 89640 | 2200 | 1800 | 97956 | 526 | 79 | [8 empty] | 4 | Non Federally-Regulated | 12/08/1986 |  | 06/29/1987
Heil Quaker | Whirlpool | NRGC42MAK02 | Natural Gas | No Match | False | True | 1 |  | Horizontal | No Match | No Match | No Match | No Match | No Match |  | No Match |  | 125000 | 88000 | 1420 | 980 | 110076 | 826 | 69.9 | [8 empty] | 1 | Non Federally-Regulated | 07/26/1982 |  | 08/17/1983
York International | Fraser Johnston | P-UXD08N03201A | Natural Gas | No Match |  | False | 1 |  | Up | No Match | No Match | No Match | No Match | No Match |  | No Match |  | 40000 | 32000 |  |  | 40140 | 356 | 76.8 | [8 empty] | 3 | Non Federally-Regulated | 01/27/1988 |  | 01/15/1989
Carrier Corp. | Payne | 398AAW036060 | Natural Gas | No Match |  | False | 1 |  | Up | No Match | No Match | No Match | No Match | No Match |  | No Match |  | 66000 | 61000 |  |  | 68166 | 495 | 91.5 | [8 empty] | 5 | Non Federally-Regulated | 03/15/1989 |  | 10/10/1989
Rheem Sales Company, Inc. | Heat Controller | GHL80-D2 | Natural Gas | No Match | False | False | 1 |  | Up | No Match | No Match | No Match | No Match | No Match |  | No Match |  | 80000 | 61000 |  |  | 91535 | 541 | 67.8 | [8 empty] | 4 | Non Federally-Regulated | 04/02/1981 |  | 08/17/1983
Amana Refrigeration, Inc. | Amana | EPCG4815-1C (A) | LPG | No Match | False | True | 1 |  | Horizontal | No Match | No Match | No Match | No Match | No Match |  | No Match |  | 130000 | 109000 |  |  | 130130 | 452 | 84.7 | [8 empty] | 22 | Non Federally-Regulated | 07/26/1982 |  | 08/17/1983
Rheem Sales Company, Inc. | Comfortmaker | CGUC075A014-N | LPG | No Match |  | False | 1 |  | Up | No Match | No Match | No Match | No Match | No Match |  | No Match |  | 75000 | 70000 |  |  | 67604 | 872 | 90.3 | [8 empty] | 4 | Non Federally-Regulated | 06/29/1987 |  | 01/15/1989
Magic Chef | Johnson | U120-3 | Natural Gas | No Match | False | False | 1 |  | Up | No Match | No Match | No Match | No Match | No Match |  | No Match |  | 126482 | 96000 | [14 empty] | Non Federally-Regulated | 08/17/1983 |  | 12/08/1986
York International | Fraser Johnston | PDHSD12N04001 | Natural Gas | No Match |  | False | 1 |  | Horizontal | No Match | No Match | No Match | No Match | No Match |  | No Match |  | 40000 | 31560 | 1220 | 740 | 40800 | 425 | 76.9 | [9 empty] | Non Federally-Regulated | 01/27/1988 |  | 01/15/1989
Phoenix Manufacturing, Inc. | Frigiking Tappan | RT 42-100-41C | Natural Gas | No Match | False | True | 1 |  | Horizontal | No Match | No Match | No Match | No Match | No Match |  | No Match |  | 100000 | 77000 | 1500 | [13 empty] | Non Federally-Regulated | 08/17/1983 |  | 12/08/1986
Magic Chef | Magic Chef | ENG8D60DC48-1 | Natural Gas | No Match |  | False | 1 |  | Horizontal | No Match | No Match | No Match | No Match | No Match |  | No Match |  | 60000 | 47000 |  |  | 60574 | 630 | 75 | [8 empty] | 3 | Non Federally-Regulated | 12/08/1986 |  | 06/29/1987
Amana Refrigeration, Inc. | Amana | EPCG4815-1B (B) | Natural Gas | No Match | False | True | 1 |  | Horizontal | No Match | No Match | No Match | No Match | No Match |  | No Match |  | 150000 | 125000 |  |  | 133275 | 460 | 82.7 | [8 empty] | 22 | Non Federally-Regulated | 07/26/1982 |  | 08/17/1983
Luxaire | Luxaire | FCU100RANA | Natural Gas | No Match | False | False | 1 |  | Up | No Match | No Match | No Match | No Match | No Match |  | No Match |  | 100000 | 73100 | 1300 | 1300 | 91630 | 450 | 68.1 | [8 empty] | 5 | Non Federally-Regulated | 03/11/1982 |  | 07/26/1982
Carrier Corp. | Carrier | 48NHT030300 | Natural Gas | No Match |  | True | 1 |  | Horizontal | No Match | No Match | No Match | No Match | No Match |  | No Match |  | 80000 | 62000 |  |  | 79165 | 562 | 78.5 | [8 empty] | 3 | Non Federally-Regulated | 03/15/1989 |  | 10/10/1989
Borg Warner | Fraser Johnston | FCU080HAPA | LPG | No Match | False | False | 1 |  | Up | No Match | No Match | No Match | No Match | No Match |  | No Match |  | 80000 | 61000 | 1790 | 1575 | 86992 | 804 | 69.5 | [8 empty] | 5 | Non Federally-Regulated | 07/26/1982 |  | 08/17/1983
Magic Chef | Johnson | 5D140-OH-3 | Natural Gas | No Match | False | True | 1 |  | Horizontal | No Match | No Match | No Match | No Match | No Match |  | No Match |  | 140000 | 105000 | 1950 | 1950 | 113871 | 659 | 68.2 | [8 empty] | 19 | Non Federally-Regulated | 07/26/1982 |  | 08/17/1983
Ducane | Comfortmaker | DGHE100A020-AIM | Natural Gas | No Match |  | False | 1 |  | Horizontal | No Match | No Match | No Match | No Match | No Match |  | No Match |  | 100000 | 78900 | 2010 | 1455 | 97000 | 1077 | 76.7 | [8 empty] | 0 | Non Federally-Regulated | 01/15/1989 |  | 10/10/1989
Sunbeam Air Conditioning | Sunbeam Air Conditioning | 222*180-3*H-*3 | LPG | No Match |  | True | 3 |  | Down | No Match | No Match | No Match | No Match | No Match |  | No Match |  | 350000 | 280000 | 6000 | 5250 | 322350 | 2528 | 77.8 | [8 empty] | 4 | Non Federally-Regulated | 01/27/1988 |  | 01/15/1989
Rheem Sales Company, Inc. | Ruud | URGG-05E36JK* | Natural Gas | No Match |  | True | 1 |  | Horizontal | No Match | No Match | No Match | No Match | No Match |  | No Match |  | 50000 | 38000 |  |  | 49283 | 420 | 78.3 | [8 empty] | 4 | Non Federally-Regulated | 03/15/1989 |  | 10/10/1989
Lennox Industries Inc. | Lennox | RVZ1-185-350,352 | Natural Gas | No Match | False | True | 3 |  | Horizontal | No Match | No Match | No Match | No Match | No Match |  | No Match |  | 350000 | 262500 | 10000 | [13 empty] | Non Federally-Regulated | 08/17/1983 |  | 12/08/1986
Rheem Sales Company, Inc. | Ruud | UGGA-08KAC | Natural Gas | No Match | False | False | 1 |  | Up | No Match | No Match | No Match | No Match | No Match |  | No Match |  | 80000 | 60000 |  |  | 92500 | 560 | 67.4 | [8 empty] | 3 | Non Federally-Regulated | 04/02/1981 |  | 08/17/1983
Carrier Corp. | Carrier | 48NMT060600-B | Natural Gas | No Match |  | True | 1 |  | Horizontal | No Match | No Match | No Match | No Match | No Match |  | No Match |  | 100000 | 78000 |  |  | 97418 | 1056 | 78.5 | [8 empty] | 3 | Non Federally-Regulated | 03/15/1989 |  | 10/10/1989
Carrier Corp. | Carrier | 58DHB040-BC | Natural Gas | No Match |  | False | 1 |  | Down | No Match | No Match | No Match | No Match | No Match |  | No Match |  | 48000 | 39000 |  |  | 47753 | 426 | 80.8 | [8 empty] | 5 | Non Federally-Regulated | 01/27/1988 |  | 10/10/1989
Rheem Sales Company, Inc. | Rheem | RRGF-12E47DL* | Natural Gas | No Match |  | True | 1 |  | Horizontal | No Match | No Match | No Match | No Match | No Match |  | No Match |  | 125000 | 97000 |  |  | 118760 | 910 | 78.3 | [8 empty] | 4 | Non Federally-Regulated | 03/15/1989 |  | 10/10/1989
Heil Quaker | Whirlpool | NULE080DG** | LPG | No Match |  | False | 1 |  | Up | No Match | No Match | No Match | No Match | No Match |  | No Match |  | 80000 | 62700 | 1360 | 900 | 79280 | 608 | 77.8 | [8 empty] | 2 | Non Federally-Regulated | 12/08/1986 |  | 10/10/1989
Carrier Corp. | Payne | 398AAW036060 | Natural Gas | No Match |  | False | 1 |  | Up | No Match | No Match | No Match | No Match | No Match |  | No Match |  | 66000 | 61000 |  |  | 68078 | 559 | 91.3 | [8 empty] | 5 | Non Federally-Regulated | 01/27/1988 |  | 03/15/1989
Magic Chef | Gaffers & Sattler | 3.5A100-OH-1-6 | Natural Gas | No Match | False | True | 1 |  | Horizontal | No Match | No Match | No Match | No Match | No Match |  | No Match |  | 100000 | 75000 | 1600 | 870 | 78711 | 468 | 67.3 | [8 empty] | 19 | Non Federally-Regulated | 07/26/1982 |  | 08/17/1983
Luxaire | Fraser Johnston | GCH075HF | Natural Gas | No Match | False | False | 1 |  | Horizontal | No Match | No Match | No Match | No Match | No Match |  | No Match |  | 75000 | 58275 | 1500 | 1170 | 71300 | 989 | 75 | [8 empty] | 11 | Non Federally-Regulated | 10/13/1981 |  | 03/11/1982
Rheem Sales Company, Inc. | Ruud | URGE-270100D | Natural Gas | No Match |  | True | 3 |  | Horizontal | No Match | No Match | No Match | No Match | No Match |  | No Match |  | 270000 | 206800 |  |  | 258405 | 3140 | 76.4 | [8 empty] | 6 | Non Federally-Regulated | 12/08/1986 |  | 06/29/1987
York International | Fraser Johnston | DACC-W048N073B | Natural Gas | No Match |  | True | 1 |  | Horizontal | No Match | No Match | No Match | No Match | No Match |  | No Match |  | 73500 | 59000 | 1720 | 1560 | 55559 | 892 | 81 | [9 empty] | Non Federally-Regulated | 01/15/1989 |  | 03/15/1989
Magic Chef | Airease | 5D140-OH-3 | Natural Gas | No Match | False | True | 1 |  | Horizontal | No Match | No Match | No Match | No Match | No Match |  | No Match |  | 140000 | 105000 | 1950 | 1950 | 113871 | 659 | 68.2 | [8 empty] | 19 | Non Federally-Regulated | 04/02/1981 |  | 10/13/1981
Amana Refrigeration, Inc. | Amana | EPCG6017-1C (B) | LPG | No Match | False | True | 1 |  | Horizontal | No Match | No Match | No Match | No Match | No Match |  | No Match |  | 150000 | 125000 |  |  | 129600 | 582 | 84.7 | [8 empty] | 22 | Non Federally-Regulated | 07/26/1982 |  | 08/17/1983
Rheem Sales Company, Inc. | Rheem | RRGF-05E24JK* | Natural Gas | No Match |  | True | 1 |  | Horizontal | No Match | No Match | No Match | No Match | No Match |  | No Match |  | 50000 | 39000 |  |  | 49568 | 345 | 78.2 | [8 empty] | 4 | Non Federally-Regulated | 01/27/1988 |  | 01/15/1989
BDP Co. | Carrier | 58SE075-3 | Natural Gas | No Match | False | False | 1 |  | Up | No Match | No Match | No Match | No Match | No Match |  | No Match |  | 75000 | 59000 | 1150 | 925 | 76531 | 481 | 71.1 | [8 empty] | 5 | Non Federally-Regulated | 03/11/1982 |  | 07/26/1982
Rheem Sales Company, Inc. | Rheem | RGBC-12ECB** | Natural Gas | No Match | False | False | 1 |  | Up | No Match | No Match | No Match | No Match | No Match |  | No Match |  | 125819 | 96000 | [14 empty] | Non Federally-Regulated | 08/17/1983 |  | 12/08/1986
Magic Chef | Johnson | 3A100-OH-1-6 | Natural Gas | No Match | False | True | 1 |  | Horizontal | No Match | No Match | No Match | No Match | No Match |  | No Match |  | 100000 | 75000 | 1340 | 870 | 76585 | 166 | 67.3 | [8 empty] | 19 | Non Federally-Regulated | 04/02/1981 |  | 10/13/1981
Carrier Corp. | Payne | 580B*V072115 | Natural Gas | No Match |  | True | 1 |  | Down | No Match | No Match | No Match | No Match | No Match |  | No Match |  | 115000 | 90850 | 2450 |  | 102810 | 518 | 76.1 | [8 empty] | 3 | Non Federally-Regulated | 01/15/1989 |  | 03/15/1989
Rheem Sales Company, Inc. | Montgomery Ward | SRM-51891A | Natural Gas | No Match | False | False | 1 |  | Up | No Match | No Match | No Match | No Match | No Match |  | No Match |  | 100000 | 76000 |  |  | 92610 | 515 | 67.3 | [8 empty] | 48 | Non Federally-Regulated | 04/02/1981 |  | 10/13/1981
Heil Quaker | Heil Quaker | NRGF24DBB**(A) | Natural Gas | No Match |  | True | 1 |  | Horizontal | No Match | No Match | No Match | No Match | No Match |  | No Match |  | 60000 | 48360 | 870 | 705 | 59330 | 605 | 76.9 | [8 empty] | 6 | Non Federally-Regulated | 01/15/1989 |  | 03/15/1989
Rheem Sales Company, Inc. | Rheem | RGVA-09EE-FT | LPG | No Match |  | False | 1 |  | Horizontal | No Match | No Match | No Match | No Match | No Match |  | No Match |  | 95000 | 74000 |  |  | 83203 | 326 | 75.1 | [8 empty] | 4 | Non Federally-Regulated | 12/08/1986 |  | 10/10/1989
Luxaire | Moncrief | FCU080AANA | Natural Gas | No Match | False | False | 1 |  | Up | No Match | No Match | No Match | No Match | No Match |  | No Match |  | 80000 | 57600 |  |  | 81856 | 550 | 66.1 | [8 empty] | 2 | Non Federally-Regulated | 03/11/1982 |  | 07/26/1982
Amana Refrigeration, Inc. | Amana | ERGW0012-1A(A)W/EBWC | LPG | No Match |  | True | 1 |  | Up | No Match | No Match | No Match | No Match | No Match |  | No Match |  | 80000 | 68000 | 1375 | 880 | 72960 | 339 | 85.3 | [8 empty] | 0 | Non Federally-Regulated | 01/15/1989 |  | 03/15/1989
Borg Warner | Moncrief | PBCH-LD14N080 | Natural Gas | No Match |  | False | 1 |  | Horizontal | No Match | No Match | No Match | No Match | No Match |  | No Match |  | 80000 | 60696 | 1250 | 750 | 82847 | 611 | 74.6 | [8 empty] | 0 | Non Federally-Regulated | 12/08/1986 |  | 06/29/1987
Snyder General Corp. | Comfortmaker | *PGHA060G075-IM-** | Natural Gas | No Match |  | True | 1 |  | Horizontal | No Match | No Match | No Match | No Match | No Match |  | No Match |  | 75000 | 56000 |  |  | 60783 | 318 | 77.3 | [8 empty] | 15 | Non Federally-Regulated | 01/27/1988 |  | 01/15/1989
Gaffers & Sattler | York | D1CG048N10306A | Natural Gas | No Match |  | True | 1 |  | Horizontal | No Match | No Match | No Match | No Match | No Match |  | No Match |  | 125000 | 99000 | 1905 | 1905 | 122384 | 1150 | 75.1 | [9 empty] | Non Federally-Regulated | 01/27/1988 |  | 01/15/1989
Magic Chef | Gaffers & Sattler | 3A60-OH-1-6 | Natural Gas | No Match | False | True | 1 |  | Horizontal | No Match | No Match | No Match | No Match | No Match |  | No Match |  | 60000 | 45000 | 1340 | 520 | 69097 | 655 | 68.9 | [8 empty] | 19 | Non Federally-Regulated | 10/13/1981 |  | 03/11/1982
York International | Fraser Johnston | DAUC-W060N125A | Natural Gas | No Match |  | True | 1 |  | Horizontal | No Match | No Match | No Match | No Match | No Match |  | No Match |  | 125000 | 100000 | 2340 | 2340 | 120533 | 1284 | 75.9 | [9 empty] | Non Federally-Regulated | 06/29/1987 |  | 01/27/1988
Climate Control / Snyder General | Climate Control | BPGHA060F100-L | LPG | No Match |  | True | 1 |  | Horizontal | No Match | No Match | No Match | No Match | No Match |  | No Match |  | 100000 | 74000 |  |  | 80919 | 408 | 77.4 | [8 empty] | 15 | Non Federally-Regulated | 12/08/1986 |  | 06/29/1987
Heil Quaker | Sears | 867.81622* | Natural Gas | No Match | False | True | 1 |  | Horizontal | No Match | No Match | No Match | No Match | No Match |  | No Match |  | 80000 | 58000 | 950 | 860 | 65000 | 583 | 70.4 | [8 empty] | 1 | Non Federally-Regulated | 07/26/1982 |  | 08/17/1983
Rheem Sales Company, Inc. | Ruud | UGAA-05KCD | Natural Gas | No Match | False | False | 1 |  | Up | No Match | No Match | No Match | No Match | No Match |  | No Match |  | 50000 | 38000 |  |  | 55624 | 649 | 68 | [8 empty] | 4 | Non Federally-Regulated | 04/02/1981 |  | 08/17/1983
Carrier Corp. | Day & Night | 376AAW048070 | Natural Gas | No Match |  | False | 1 |  | Horizontal | No Match | No Match | No Match | No Match | No Match |  | No Match |  | 86006 | 71000 |  |  | 74952 | 718 | 82.2 | [8 empty] | 5 | Non Federally-Regulated | 12/08/1986 |  | 06/29/1987
Rheem Sales Company, Inc. | Rheem | RGVA-09EE-FT | Natural Gas | No Match | False | True | 1 |  | Horizontal | No Match | No Match | No Match | No Match | No Match |  | No Match |  | 94872 | 74000 | [14 empty] | Non Federally-Regulated | 08/17/1983 |  | 12/08/1986
Rheem Sales Company, Inc. | Heat Controller | GYU-60-E3N-X3 | LPG | No Match |  | False | 1 |  | Up | No Match | No Match | No Match | No Match | No Match |  | No Match |  | 60000 | 48000 |  |  | 58131 | 620 | 79 | [8 empty] | 4 | Non Federally-Regulated | 01/27/1988 |  | 01/15/1989
Consolidated Industries Corp. | Premier | HAC100N(D,E,F)5RC | Natural Gas | No Match |  | False | 1 |  | Horizontal | No Match | No Match | No Match | No Match | No Match |  | No Match |  | 100000 | 79000 |  |  | 102248 | 858 | 75.1 | [8 empty] | 3 | Non Federally-Regulated | 06/29/1987 |  | 01/15/1989
Rheem Sales Company, Inc. | Rheem | RRGF-10E42CL* | Natural Gas | No Match |  | True | 1 |  | Horizontal | No Match | No Match | No Match | No Match | No Match |  | No Match |  | 100000 | 78000 |  |  | 97498 | 810 | 79.3 | [8 empty] | 4 | Non Federally-Regulated | 03/15/1989 |  | 10/10/1989
Rheem Sales Company, Inc. | Arcoaire | PGE04808HAB | Natural Gas | No Match | False | True | 1 |  | Horizontal | No Match | No Match | No Match | No Match | No Match |  | No Match |  | 79404 | 64000 | [14 empty] | Non Federally-Regulated | 08/17/1983 |  | 12/08/1986
Rheem Sales Company, Inc. | Ruud | UGDC-06EC-** | LPG | No Match |  | False | 1 |  | Up | No Match | No Match | No Match | No Match | No Match |  | No Match |  | 60000 | 47000 |  |  | 58534 | 733 | 77.8 | [8 empty] | 4 | Non Federally-Regulated | 12/08/1986 |  | 01/27/1988
Heil Quaker | Bard | PGA48A145(A) | Natural Gas | No Match |  | True | 1 |  | Horizontal | No Match | No Match | No Match | No Match | No Match |  | No Match |  | 80000 | 65700 | 1775 | 1550 | 74336 | 1034 | 82.4 | [8 empty] | 6 | Non Federally-Regulated | 01/15/1989 |  | 03/15/1989
AAON, Inc. | Aaon | RE-05-*-2*-*3* | Natural Gas | No Match |  | True | 1 |  | Down | No Match | No Match | No Match | No Match | No Match |  | No Match |  | 166390 | 142500 | 2500 | 2000 | 130736 | 1323 | 82.3 | [8 empty] | 4 | Non Federally-Regulated | 03/15/1989 |  | 10/10/1989
Rheem Sales Company, Inc. | Ruud | UGLD-12EE-JR | Natural Gas | No Match |  | False | 1 |  | Down | No Match | No Match | No Match | No Match | No Match |  | No Match |  | 120000 | 96000 |  |  | 122703 | 937 | 75.7 | [8 empty] | 4 | Non Federally-Regulated | 01/27/1988 |  | 10/10/1989
BDP Co. | Payne | 397GAW060125 | Natural Gas | No Match | False | False | 1 |  | Up | No Match | No Match | No Match | No Match | No Match |  | No Match |  | 125000 | 98000 | 2110 | 1543 | 116096 | 773 | 80.5 | [8 empty] | 11 | Non Federally-Regulated | 10/13/1981 |  | 03/11/1982
Rheem Sales Company, Inc. | Heat Controller | GBK125-DH | Natural Gas | No Match | False | False | 1 |  | Up | No Match | No Match | No Match | No Match | No Match |  | No Match |  | 125165 | 95000 | [14 empty] | Non Federally-Regulated | 08/17/1983 |  | 12/08/1986
Rheem Sales Company, Inc. | Arcoaire | *PGHA025G075-IL-** | LPG | No Match |  | True | 1 |  | Horizontal | No Match | No Match | No Match | No Match | No Match |  | No Match |  | 75000 | 55000 |  |  | 61990 | 190 | 76.5 | [8 empty] | 15 | Non Federally-Regulated | 01/27/1988 |  | 01/15/1989
Rheem Sales Company, Inc. | Addison Products | GDWHE120A-D5 | Natural Gas | No Match |  | False | 1 |  | Down | No Match | No Match | No Match | No Match | No Match |  | No Match |  | 120000 | 96000 |  |  | 117724 | 769 | 79.4 | [8 empty] | 4 | Non Federally-Regulated | 12/08/1986 |  | 06/29/1987
Consolidated Industries Corp. | Premier | HCC080ND5R | Natural Gas | No Match |  | False | 1 |  | Horizontal | No Match | No Match | No Match | No Match | No Match |  | No Match |  | 80000 | 64000 |  |  | 79870 | 844 | 76.6 | [8 empty] | 3 | Non Federally-Regulated | 01/27/1988 |  | 10/10/1989
Snyder General Corp. | Arcoaire | *PGDA048G100-N* | Natural Gas | No Match |  | True | 1 |  | Down | No Match | No Match | No Match | No Match | No Match |  | No Match |  | 100000 | 79000 |  |  | 97887 | 470 | 80.2 | [8 empty] | 15 | Non Federally-Regulated | 12/08/1986 |  | 06/29/1987
Luxaire | Moncrief | 36ECW060GA | Natural Gas | No Match | False | True | 1 |  | Horizontal | No Match | No Match | No Match | No Match | No Match |  | No Match |  | 60000 | 46200 | 1275 | 920 | 66991 | 591 | 68.3 | [8 empty] | 5 | Non Federally-Regulated | 10/13/1981 |  | 03/11/1982
Rheem Sales Company, Inc. | Ruud | URGE-07E36CLR | Natural Gas | No Match |  | True | 1 |  | Horizontal | No Match | No Match | No Match | No Match | No Match |  | No Match |  | 75000 | 58000 |  |  | 68444 | 745 | 78.2 | [8 empty] | 4 | Non Federally-Regulated | 01/15/1989 |  | 03/15/1989
Ducane | Payne | 349EAW060140-B | LPG | No Match | False | False | 1 |  | Horizontal | No Match | No Match | No Match | No Match | No Match |  | No Match |  | 140000 | 105000 | 1950 | 1130 | 142236 | 817 | 65.6 | [8 empty] | 5 | Non Federally-Regulated | 07/26/1982 |  | 08/17/1983
Rheem Sales Company, Inc. | Ruud | UGDC-14NC-** | LPG | No Match |  | False | 1 |  | Up | No Match | No Match | No Match | No Match | No Match |  | No Match |  | 140000 | 111000 |  |  | 137688 | 1103 | 78.6 | [8 empty] | 4 | Non Federally-Regulated | 12/08/1986 |  | 06/29/1987
Borg Warner | Moncrief | PAFC-LD09N120 | Natural Gas | No Match | False | False | 1 |  | Up | No Match | No Match | No Match | No Match | No Match |  | No Match |  | 119110 | 91000 | [14 empty] | Non Federally-Regulated | 08/17/1983 |  | 12/08/1986
Luxaire | Fraser Johnston | 48ECW096WA | Natural Gas | No Match | False | True | 1 |  | Horizontal | No Match | No Match | No Match | No Match | No Match |  | No Match |  | 96000 | 73728 | 1880 | 1560 | 88380 | 569 | 70.3 | [8 empty] | 5 | Non Federally-Regulated | 10/13/1981 |  | 03/11/1982
Arkla Industries, Inc. | Arkla | UI100D10 | Natural Gas | No Match | False | False | 1 |  | Up | No Match | No Match | No Match | No Match | No Match |  | No Match |  | 100000 | 75000 | 950 | [13 empty] | Non Federally-Regulated | 08/17/1983 |  | 12/08/1986
John Zink | Air Distribution Association | RCG-0601-33-0951-CC | Natural Gas | No Match | False | True | 1 |  | Horizontal | No Match | No Match | No Match | No Match | No Match |  | No Match |  | 95000 | 73150 | 2200 | [13 empty] | Non Federally-Regulated | 08/17/1983 |  | 12/08/1986
Sunbeam Air Conditioning | Sunbeam Air Conditioning | RCG-1202-33-2801-GC | Natural Gas | No Match |  | True | 3 |  | Down | No Match | No Match | No Match | No Match | No Match |  | No Match |  | 280000 | 224000 | 4400 | 3600 | 255920 | 2408 | 77.7 | [8 empty] | 4 | Non Federally-Regulated | 12/08/1986 |  | 06/29/1987
Ducane | General Electric | BLH100FK48A1 | LPG | No Match | False | True | 1 |  | Horizontal | No Match | No Match | No Match | No Match | No Match |  | No Match |  | 100000 | 69000 | 1550 | 1020 | 106542 | 665 | 58 | [8 empty] | 5 | Non Federally-Regulated | 07/26/1982 |  | 08/17/1983
Rheem Sales Company, Inc. | Rheem | RRGG-07E48CL* | Natural Gas | No Match |  | True | 1 |  | Horizontal | No Match | No Match | No Match | No Match | No Match |  | No Match |  | 75000 | 56000 |  |  | 70734 | 910 | 76.6 | [8 empty] | 4 | Non Federally-Regulated | 03/15/1989 |  | 10/10/1989
Rheem Sales Company, Inc. | Weatherking | GPG3.0T050-3 | Natural Gas | No Match |  | True | 1 |  | Horizontal | No Match | No Match | No Match | No Match | No Match |  | No Match |  | 50000 | 38000 |  |  | 49283 | 420 | 78.3 | [8 empty] | 4 | Non Federally-Regulated | 03/15/1989 |  | 10/10/1989
Rheem Sales Company, Inc. | Comfortmaker | CPGHA060G100-L | LPG | No Match |  | True | 1 |  | Horizontal | No Match | No Match | No Match | No Match | No Match |  | No Match |  | 100000 | 74000 |  |  | 80919 | 408 | 77.4 | [8 empty] | 15 | Non Federally-Regulated | 12/08/1986 |  | 06/29/1987
Luxaire | Westinghouse Electric | FGHF060QAN | Natural Gas | No Match | False | False | 1 |  | Horizontal | No Match | No Match | No Match | No Match | No Match |  | No Match |  | 60000 | 48000 | 1200 |  | 65421 | 529 | 70 | [8 empty] | 5 | Non Federally-Regulated | 03/11/1982 |  | 07/26/1982
Rheem Sales Company, Inc. | Addison Products | GUWHC060A-D3 | LPG | No Match |  | False | 1 |  | Up | No Match | No Match | No Match | No Match | No Match |  | No Match |  | 60000 | 56000 |  |  | 50010 | 763 | 90.8 | [8 empty] | 4 | Non Federally-Regulated | 12/08/1986 |  | 06/29/1987
Rheem Sales Company, Inc. | Rheem | RRGE-07E42CLR | Natural Gas | No Match |  | True | 1 |  | Horizontal | No Match | No Match | No Match | No Match | No Match |  | No Match |  | 75000 | 58000 |  |  | 67229 | 755 | 79.1 | [8 empty] | 4 | Non Federally-Regulated | 06/29/1987 |  | 01/27/1988
Luxaire | Westinghouse Electric | IE048SCAON | Natural Gas | No Match | False | True | 1 |  | Horizontal | No Match | No Match | No Match | No Match | No Match |  | No Match |  | 96000 | 73728 | 1880 | 1560 | 88380 | 569 | 70.3 | [8 empty] | 5 | Non Federally-Regulated | 04/02/1981 |  | 10/13/1981
Rheem Sales Company, Inc. | Rheem | RRGE-07E36JKR | Natural Gas | No Match |  | True | 1 |  | Horizontal | No Match | No Match | No Match | No Match | No Match |  | No Match |  | 75000 | 58000 |  |  | 68444 | 745 | 78.2 | [8 empty] | 4 | Non Federally-Regulated | 01/27/1988 |  | 01/15/1989
SJC Corp. | Frigiking Tappan | UI080D08 | Natural Gas | No Match | False | False | 1 |  | Up | No Match | No Match | No Match | No Match | No Match |  | No Match |  | 80000 | 60000 | 800 | 780 | 72336 | 651 | 63.3 | [8 empty] | 0 | Non Federally-Regulated | 10/13/1981 |  | 07/26/1982
Carrier Corp. | Payne | 375AAW036040 | LPG | No Match |  | False | 1 |  | Horizontal | No Match | No Match | No Match | No Match | No Match |  | No Match |  | 48000 | 38000 |  |  | 47508 | 804 | 78.5 | [8 empty] | 5 | Non Federally-Regulated | 12/08/1986 |  | 06/29/1987
Rheem Sales Company, Inc. | Addison Products | GU80-FDI2P | LPG | No Match | False | False | 1 |  | Up | No Match | No Match | No Match | No Match | No Match |  | No Match |  | 79893 | 60000 | [14 empty] | Non Federally-Regulated | 08/17/1983 |  | 12/08/1986
Luxaire | Westinghouse Electric | IE042BCVON | LPG | No Match | False | True | 1 |  | Horizontal | No Match | No Match | No Match | No Match | No Match |  | No Match |  | 80000 | 64000 | 1275 | 995 | 88335 | 592 | 70 | [8 empty] | 5 | Non Federally-Regulated | 10/13/1981 |  | 03/11/1982
Carrier Corp. | Carrier | 58DH090-CC | Natural Gas | No Match |  | False | 1 |  | Horizontal | No Match | No Match | No Match | No Match | No Match |  | No Match |  | 107000 | 88000 |  |  | 94622 | 673 | 82.2 | [8 empty] | 5 | Non Federally-Regulated | 12/08/1986 |  | 06/29/1987
Borg Warner | Moncrief | PAFC-LD16N080 | Natural Gas | No Match | False | False | 1 |  | Up | No Match | No Match | No Match | No Match | No Match |  | No Match |  | 79843 | 61000 | 1790 | [13 empty] | Non Federally-Regulated | 08/17/1983 |  | 12/08/1986
Luxaire | Fraser Johnston | GCH114FF | Natural Gas | No Match | False | True | 1 |  | Horizontal | No Match | No Match | No Match | No Match | No Match |  | No Match |  | 114000 | 87552 | 1480 | 950 | 115104 | 726 | 65.5 | [8 empty] | 5 | Non Federally-Regulated | 10/13/1981 |  | 03/11/1982
Rheem Sales Company, Inc. | Rheem | RRGE-12E42CKR | Natural Gas | No Match |  | True | 1 |  | Horizontal | No Match | No Match | No Match | No Match | No Match |  | No Match |  | 125000 | 97000 |  |  | 118278 | 835 | 78.8 | [8 empty] | 4 | Non Federally-Regulated | 01/27/1988 |  | 01/15/1989
Arco Comfort Products Co. | Friedrich | GHA060NDCB | LPG | No Match | False | True | 1 |  | Horizontal | No Match | No Match | No Match | No Match | No Match |  | No Match |  | 60000 | 42000 |  |  | 48051 | 378 | 63.9 | [8 empty] | 2 | Non Federally-Regulated | 07/26/1982 |  | 08/17/1983
Bard Manufacturing Company, Inc. | Bard | ESG080D60D | Natural Gas | No Match |  | False | 1 |  | Horizontal | No Match | No Match | No Match | No Match | No Match |  | No Match |  | 80000 | 64000 |  |  | 79870 | 844 | 76.6 | [8 empty] | 3 | Non Federally-Regulated | 01/27/1988 |  | 01/15/1989
Sunbeam Air Conditioning | Sunbeam Air Conditioning | 2278-060-13E-53 | Natural Gas | No Match |  | True | 1 |  | Down | No Match | No Match | No Match | No Match | No Match |  | No Match |  | 108000 | 89640 | 2200 | 1800 | 97956 | 526 | 79 | [8 empty] | 4 | Non Federally-Regulated | 06/29/1987 |  | 01/27/1988
Rheem Sales Company, Inc. | Heat Controller | GYD-100-E5N-X | LPG | No Match |  | False | 1 |  | Down | No Match | No Match | No Match | No Match | No Match |  | No Match |  | 100000 | 80000 |  |  | 97823 | 807 | 79 | [8 empty] | 4 | Non Federally-Regulated | 12/08/1986 |  | 06/29/1987
Magic Chef | Gaffers & Sattler | EG83-100D2C4-5 | Natural Gas | No Match | False | False | 1 |  | Horizontal | No Match | No Match | No Match | No Match | No Match |  | No Match |  | 100000 | 77000 | 1170 | 1620 | 114000 | 658 | 65.8 | [8 empty] | 2 | Non Federally-Regulated | 07/26/1982 |  | 08/17/1983
Rheem Sales Company, Inc. | Ruud | URGF-15E47JK* | Natural Gas | No Match |  | True | 1 |  | Horizontal | No Match | No Match | No Match | No Match | No Match |  | No Match |  | 150000 | 115000 |  |  | 140100 | 875 | 77.8 | [8 empty] | 4 | Non Federally-Regulated | 03/15/1989 |  | 10/10/1989
John Zink | John Zink | RBG-120-23-2101-GT | Natural Gas | No Match | False | True | 1 |  | Horizontal | No Match | No Match | No Match | No Match | No Match |  | No Match |  | 210000 | 165900 | 4400 | [13 empty] | Non Federally-Regulated | 08/17/1983 |  | 12/08/1986
Lennox Industries Inc. | Lennox | RVZ1-300-275,277 | Natural Gas | No Match | False | True | 3 |  | Horizontal | No Match | No Match | No Match | No Match | No Match |  | No Match |  | 275000 | 211750 | 10000 | 6000 | [11 empty] | 20 | Non Federally-Regulated | 04/02/1981 |  | 10/13/1981
Luxaire | Westinghouse Electric | 60ECW120WA | LPG | No Match | False | True | 1 |  | Horizontal | No Match | No Match | No Match | No Match | No Match |  | No Match |  | 120000 | 93240 | 2030 | 1890 | 112137 | 604 | 70 | [8 empty] | 5 | Non Federally-Regulated | 10/13/1981 |  | 03/11/1982
SJC Corp. | Frigiking Tappan | UI040D08 | Natural Gas | No Match | False | False | 1 |  | Up | No Match | No Match | No Match | No Match | No Match |  | No Match |  | 40000 | 30000 | 800 | 780 | 46926 | 584 | 64 | [9 empty] | Non Federally-Regulated | 04/02/1981 |  | 10/13/1981
Borg Warner | Moncrief | FCU120UANA | Natural Gas | No Match | False | False | 1 |  | Up | No Match | No Match | No Match | No Match | No Match |  | No Match |  | 119423 | 91000 | 2300 | [13 empty] | Non Federally-Regulated | 08/17/1983 |  | 12/08/1986
Lennox Industries Inc. | Lennox | RVZ1-185-275-277 | Natural Gas | No Match | False | True | 3 |  | Horizontal | No Match | No Match | No Match | No Match | No Match |  | No Match |  | 275000 | 211750 | 10000 | 6000 | [11 empty] | 20 | Non Federally-Regulated | 07/26/1982 |  | 08/17/1983
Rheem Sales Company, Inc. | Ruud | URGE-225075D | Natural Gas | No Match |  | True | 3 |  | Horizontal | No Match | No Match | No Match | No Match | No Match |  | No Match |  | 225000 | 174740 |  |  | 196785 | 1720 | 77.6 | [8 empty] | 6 | Non Federally-Regulated | 06/29/1987 |  | 01/27/1988
Magic Chef | Airease | EG6D80DC42-* | Natural Gas | No Match |  | False | 1 |  | Up | No Match | No Match | No Match | No Match | No Match |  | No Match |  | 80000 | 64000 | 1430 |  | 81589 | 554 | 74.2 | [8 empty] | 2 | Non Federally-Regulated | 12/08/1986 |  | 06/29/1987
Consolidated Industries Corp. | Addison Products | GPF3.0T050-1 | Natural Gas | No Match |  | True | 1 |  | Horizontal | No Match | No Match | No Match | No Match | No Match |  | No Match |  | 50000 | 38000 |  |  | 49283 | 420 | 78.3 | [8 empty] | 4 | Non Federally-Regulated | 01/27/1988 |  | 01/15/1989
Snyder General Corp. | Arcoaire | *PGH*048F100*I*** | Natural Gas | No Match |  | True | 1 |  | Horizontal | No Match | No Match | No Match | No Match | No Match |  | No Match |  | 100000 | 74000 |  |  | 80919 | 408 | 77.4 | [8 empty] | 15 | Non Federally-Regulated | 01/15/1989 |  | 03/15/1989
Lennox Industries Inc. | Lennox | GCS10X-513-75-1Y | Natural Gas | No Match |  | True | 1 |  | Horizontal | No Match | No Match | No Match | No Match | No Match |  | No Match |  | 75000 | 58000 | 2175 | 1130 | 60493 | 661 | 75.7 | [8 empty] | 3 | Non Federally-Regulated | 12/08/1986 |  | 06/29/1987
Rheem Sales Company, Inc. | Rheem | RGMC-08EAC | Natural Gas | No Match | False | False | 1 |  | Down | No Match | No Match | No Match | No Match | No Match |  | No Match |  | 80000 | 60000 |  |  | 88806 | 561 | 66.9 | [8 empty] | 3 | Non Federally-Regulated | 04/02/1981 |  | 08/17/1983
Rheem Sales Company, Inc. | Heat Controller | GYU-60-E3N-X | Natural Gas | No Match |  | False | 1 |  | Up | No Match | No Match | No Match | No Match | No Match |  | No Match |  | 60000 | 47000 |  |  | 58534 | 733 | 77.8 | [8 empty] | 4 | Non Federally-Regulated | 12/08/1986 |  | 06/29/1987
Amana Refrigeration, Inc. | Amana | EPCG6012-1B (B) | LPG | No Match | False | True | 1 |  | Horizontal | No Match | No Match | No Match | No Match | No Match |  | No Match |  | 100000 | 85516 |  |  | 79154 | 765 | 84.2 | [8 empty] | 22 | Non Federally-Regulated | 04/02/1981 |  | 10/13/1981
Trane U.S. Inc. | American Standard, Inc. | YCC042A1LNA | Natural Gas | No Match |  | True | 1 |  | Horizontal | No Match | No Match | No Match | No Match | No Match |  | No Match |  | 100000 | 74000 | 1635 | 1255 | 80300 | 441 | 77.8 | [8 empty] | 0 | Non Federally-Regulated | 03/15/1989 |  | 10/10/1989
Heil Quaker | Heil | NLGB175AK01 | Natural Gas | No Match | False | False | 1 |  | Up | No Match | No Match | No Match | No Match | No Match |  | No Match |  | 175000 | 137000 | 2040 | 1440 | 172460 | 1312 | 71.6 | [8 empty] | 1 | Non Federally-Regulated | 04/02/1981 |  | 08/17/1983
Borg Warner | York | 36ECW080UA | LPG | No Match | False | True | 1 |  | Horizontal | No Match | No Match | No Match | No Match | No Match |  | No Match |  | 80000 | 62640 | 1275 | 920 | 87857 | 581 | 70 | [8 empty] | 5 | Non Federally-Regulated | 07/26/1982 |  | 08/17/1983
Rheem Sales Company, Inc. | Heat Controller | TGR-48-1G-120 | Natural Gas | No Match |  | True | 1 |  | Horizontal | No Match | No Match | No Match | No Match | No Match |  | No Match |  | 125000 | 97000 |  |  | 118760 | 910 | 78.3 | [8 empty] | 4 | Non Federally-Regulated | 01/27/1988 |  | 01/15/1989
Rheem Sales Company, Inc. | Century | TGR-42-3F-120 | Natural Gas | No Match |  | True | 1 |  | Horizontal | No Match | No Match | No Match | No Match | No Match |  | No Match |  | 125000 | 97000 |  |  | 118278 | 835 | 78.8 | [8 empty] | 4 | Non Federally-Regulated | 01/27/1988 |  | 01/15/1989
Magic Chef | Williams | 3.5D100-OH-1 | Natural Gas | No Match | False | True | 1 |  | Horizontal | No Match | No Match | No Match | No Match | No Match |  | No Match |  | 97911 | 75000 | 1600 | [13 empty] | Non Federally-Regulated | 08/17/1983 |  | 12/08/1986
York International | York | D1CG048P06246A | LPG | No Match |  | True | 1 |  | Horizontal | No Match | No Match | No Match | No Match | No Match |  | No Match |  | 75000 | 62000 | 1905 | 1905 | 57772 | 824 | 78.1 | [9 empty] | Non Federally-Regulated | 03/15/1989 |  | 10/10/1989
Rheem Sales Company, Inc. | Square D | GUC080EACN | Natural Gas | No Match | False | False | 1 |  | Up | No Match | No Match | No Match | No Match | No Match |  | No Match |  | 80581 | 61000 | [14 empty] | Non Federally-Regulated | 08/17/1983 |  | 12/08/1986
Snyder General Corp. | Comfortmaker | *PGDA060H150-M** | Natural Gas | No Match |  | True | 1 |  | Down | No Match | No Match | No Match | No Match | No Match |  | No Match |  | 150000 | 117000 |  |  | 138818 | 688 | 79.1 | [8 empty] | 15 | Non Federally-Regulated | 12/08/1986 |  | 06/29/1987
Consolidated Industries Corp. | Heat Controller | GSH75-T4NXD | Natural Gas | No Match |  | False | 1 |  | Horizontal | No Match | No Match | No Match | No Match | No Match |  | No Match |  | 75000 | 60000 |  |  | 80367 | 780 | 76.4 | [8 empty] | 3 | Non Federally-Regulated | 01/27/1988 |  | 10/10/1989
Rheem Sales Company, Inc. | Rheem | RRGF-15E48CL* | Natural Gas | No Match |  | True | 1 |  | Horizontal | No Match | No Match | No Match | No Match | No Match |  | No Match |  | 150000 | 115000 |  |  | 140100 | 875 | 77.8 | [8 empty] | 4 | Non Federally-Regulated | 01/27/1988 |  | 01/15/1989
Amana Refrigeration, Inc. | Amana | EPCG4812-3D (B) | LPG | No Match | False | True | 1 |  | Horizontal | No Match | No Match | No Match | No Match | No Match |  | No Match |  | 100000 | 84000 |  |  | 92900 | 373 | 84.5 | [8 empty] | 22 | Non Federally-Regulated | 07/26/1982 |  | 08/17/1983
BDP Co. | Carrier | 58SE075-1 | Natural Gas | No Match | False | False | 1 |  | Up | No Match | No Match | No Match | No Match | No Match |  | No Match |  | 75000 | 55000 |  |  | 76158 | 380 | 71.9 | [8 empty] | 5 | Non Federally-Regulated | 07/26/1982 |  | 08/17/1983
Rheem Sales Company, Inc. | Ruud | URAB-10E52JT | LPG | No Match | False | True | 1 |  | Horizontal | No Match | No Match | No Match | No Match | No Match |  | No Match |  | 100000 | 76000 |  |  | 92610 | 515 | 67.3 | [8 empty] | 5 | Non Federally-Regulated | 07/26/1982 |  | 08/17/1983
Rheem Sales Company, Inc. | Rheem | RRGE-10E42JKR | Natural Gas | No Match |  | True | 1 |  | Horizontal | No Match | No Match | No Match | No Match | No Match |  | No Match |  | 100000 | 78000 |  |  | 97498 | 810 | 79.3 | [8 empty] | 4 | Non Federally-Regulated | 01/27/1988 |  | 01/15/1989
Ducane | Lennox | GS11Q4E-100-3NLT | Natural Gas | No Match | False | True | 1 |  | Horizontal | No Match | No Match | No Match | No Match | No Match |  | No Match |  | 92000 | 69000 | 1550 | [13 empty] | Non Federally-Regulated | 08/17/1983 |  | 12/08/1986
Rheem Sales Company, Inc. | Century | TGR-24-1E-70 | Natural Gas | No Match |  | True | 1 |  | Horizontal | No Match | No Match | No Match | No Match | No Match |  | No Match |  | 75000 | 58000 |  |  | 69642 | 475 | 78 | [8 empty] | 4 | Non Federally-Regulated | 03/15/1989 |  | 10/10/1989
Heil Quaker | Amana | GHE80-4C | Natural Gas | No Match |  | False | 1 |  | Up | No Match | No Match | No Match | No Match | No Match |  | No Match |  | 80000 | 62480 | 1615 | 1250 | 82521 | 662 | 74.2 | [8 empty] | 4 | Non Federally-Regulated | 12/08/1986 |  | 06/29/1987
Rheem Sales Company, Inc. | Ruud | UGGC-08EAC** | Natural Gas | No Match | False | False | 1 |  | Up | No Match | No Match | No Match | No Match | No Match |  | No Match |  | 80158 | 61000 | [14 empty] | Non Federally-Regulated | 08/17/1983 |  | 12/08/1986
Luxaire | Luxaire | 24ECW045GA | Natural Gas | No Match | False | True | 1 |  | Horizontal | No Match | No Match | No Match | No Match | No Match |  | No Match |  | 45000 | 34335 | 930 | 675 | 46770 | 417 | 68.3 | [8 empty] | 5 | Non Federally-Regulated | 10/13/1981 |  | 03/11/1982
Rheem Sales Company, Inc. | Ruud | URAB-10E52CR | Natural Gas | No Match | False | True | 1 |  | Horizontal | No Match | No Match | No Match | No Match | No Match |  | No Match |  | 100000 | 76000 |  |  | 92610 | 515 | 67.3 | [8 empty] | 5 | Non Federally-Regulated | 10/13/1981 |  | 03/11/1982
Heil Quaker | Whirlpool | NRGF42DDB**(A) | Natural Gas | No Match |  | True | 1 |  | Horizontal | No Match | No Match | No Match | No Match | No Match |  | No Match |  | 60000 | 48220 | 1490 | 1055 | 56288 | 835 | 79.7 | [8 empty] | 6 | Non Federally-Regulated | 01/27/1988 |  | 01/15/1989
BDP Co. | Carrier | 48GH04850X | Natural Gas | No Match | False | True | 1 |  | Horizontal | No Match | No Match | No Match | No Match | No Match |  | No Match |  | 125000 | 93750 | 1905 | [13 empty] | Non Federally-Regulated | 08/17/1983 |  | 12/08/1986
Rheem Sales Company, Inc. | Rheem | RGLC-07EC-G* | LPG | No Match |  | False | 1 |  | Down | No Match | No Match | No Match | No Match | No Match |  | No Match |  | 75000 | 60000 |  |  | 76188 | 1034 | 79.6 | [8 empty] | 4 | Non Federally-Regulated | 01/27/1988 |  | 01/15/1989
Luxaire | Fraser Johnston | 36ECW120UA | LPG | No Match | False | True | 1 |  | Horizontal | No Match | No Match | No Match | No Match | No Match |  | No Match |  | 120000 | 93720 | 1275 | 995 | 112346 | 573 | 70 | [8 empty] | 5 | Non Federally-Regulated | 04/02/1981 |  | 10/13/1981
Snyder General Corp. | McQuay | *PGD*048F075*I*** | Natural Gas | No Match |  | True | 1 |  | Down | No Match | No Match | No Match | No Match | No Match |  | No Match |  | 75000 | 59000 |  |  | 58465 | 331 | 80.2 | [8 empty] | 15 | Non Federally-Regulated | 01/15/1989 |  | 03/15/1989
Magic Chef | Armstrong | EG8D80DC60-2 | Natural Gas | No Match |  | False | 1 |  | Horizontal | No Match | No Match | No Match | No Match | No Match |  | No Match |  | 80000 | 63000 |  |  | 80981 | 762 | 75.5 | [8 empty] | 3 | Non Federally-Regulated | 12/08/1986 |  | 01/27/1988
Heil Quaker | Whirlpool | NRGF36DKH**(B) | Natural Gas | No Match |  | True | 1 |  | Horizontal | No Match | No Match | No Match | No Match | No Match |  | No Match |  | 80000 | 63095 | 1490 | 1055 | 77883 | 858 | 78.1 | [8 empty] | 6 | Non Federally-Regulated | 12/08/1986 |  | 06/29/1987
Amana Refrigeration, Inc. | Amana | EPCG6012-1B (A) | LPG | No Match | False | True | 1 |  | Horizontal | No Match | No Match | No Match | No Match | No Match |  | No Match |  | 80000 | 68000 |  |  | 73360 | 336 | 85.3 | [8 empty] | 22 | Non Federally-Regulated | 07/26/1982 |  | 08/17/1983
Carrier Corp. | Carrier | 48NHT036600 | Natural Gas | No Match |  | True | 1 |  | Down | No Match | No Match | No Match | No Match | No Match |  | No Match |  | 100000 | 78000 |  |  | 98012 | 920 | 78.5 | [8 empty] | 3 | Non Federally-Regulated | 03/15/1989 |  | 10/10/1989
Magic Chef | Gaffers & Sattler | CF100AC3.5-3 | Natural Gas | No Match | False | False | 1 |  | Down | No Match | No Match | No Match | No Match | No Match |  | No Match |  | 100000 | 80000 | 1350 | 825 | 90017 | 362 | 69.3 | [8 empty] | 19 | Non Federally-Regulated | 04/02/1981 |  | 08/17/1983
Rheem Sales Company, Inc. | Rheem | RRGF-250125D | Natural Gas | No Match |  | True | 3 |  | Down | No Match | No Match | No Match | No Match | No Match |  | No Match |  | 250000 | 199733 |  |  | 249547 | 3022 | 79.3 | [8 empty] | 6 | Non Federally-Regulated | 03/15/1989 |  | 10/10/1989
Rheem Sales Company, Inc. | Ruud | URGE-05N24JKR | Natural Gas | No Match |  | True | 1 |  | Horizontal | No Match | No Match | No Match | No Match | No Match |  | No Match |  | 50000 | 39000 |  |  | 49568 | 345 | 78.2 | [8 empty] | 4 | Non Federally-Regulated | 03/15/1989 |  | 10/10/1989
Carrier Corp. | Carrier | 58DHB095-CC | LPG | No Match |  | False | 1 |  | Down | No Match | No Match | No Match | No Match | No Match |  | No Match |  | 114000 | 94000 |  |  | 113410 | 808 | 82.3 | [8 empty] | 5 | Non Federally-Regulated | 01/27/1988 |  | 01/15/1989
Rheem Sales Company, Inc. | Century | GSH100-T5ND | Natural Gas | No Match |  | False | 1 |  | Horizontal | No Match | No Match | No Match | No Match | No Match |  | No Match |  | 100000 | 79000 |  |  | 102248 | 858 | 75.1 | [8 empty] | 3 | Non Federally-Regulated | 06/29/1987 |  | 01/15/1989
Heil Quaker | Whirlpool | WUGB130AG01 | Natural Gas | No Match | False | False | 1 |  | Up | No Match | No Match | No Match | No Match | No Match |  | No Match |  | 130667 | 98000 | 1365 | [13 empty] | Non Federally-Regulated | 08/17/1983 |  | 12/08/1986
Borg Warner | Moncrief | FCU080TAPA | LPG | No Match | False | False | 1 |  | Up | No Match | No Match | No Match | No Match | No Match |  | No Match |  | 79843 | 61000 | 1742 | [13 empty] | Non Federally-Regulated | 08/17/1983 |  | 12/08/1986
BDP Co. | Carrier | 48GH03630, 31 | LPG | No Match | False | True | 1 |  | Horizontal | No Match | No Match | No Match | No Match | No Match |  | No Match |  | 100000 | 75000 | 1450 | 1145 | 89208 | 866 | 68.5 | [8 empty] | 325 | Non Federally-Regulated | 04/02/1981 |  | 10/13/1981
Magic Chef | Armstrong | CF100-3 | Natural Gas | No Match | False | False | 1 |  | Down | No Match | No Match | No Match | No Match | No Match |  | No Match |  | 106525 | 80000 | [14 empty] | Non Federally-Regulated | 08/17/1983 |  | 12/08/1986
Heil Quaker | Coleman | 6360H511(C) | Natural Gas | No Match |  | True | 1 |  | Horizontal | No Match | No Match | No Match | No Match | No Match |  | No Match |  | 145000 | 114777 | 1775 | 1550 | 138337 | 1210 | 77.8 | [8 empty] | 6 | Non Federally-Regulated | 03/15/1989 |  | 10/10/1989
Carrier Corp. | Carrier | 48KLA148300BE | LPG | No Match |  | True | 1 |  | Horizontal | No Match | No Match | No Match | No Match | No Match |  | No Match |  | 80000 | 63000 | 1550 | 1190 | 81986 | 658 | 75.4 | [8 empty] | 3 | Non Federally-Regulated | 01/27/1988 |  | 01/15/1989
BDP Co. | Carrier | 58DR100-A* | LPG | No Match | False | False | 1 |  | Down | No Match | No Match | No Match | No Match | No Match |  | No Match |  | 93750 | 72000 | [14 empty] | Non Federally-Regulated | 08/17/1983 |  | 12/08/1986
Amana Refrigeration, Inc. | Amana | EPCG6017-3C (C) | Natural Gas | No Match | False | True | 1 |  | Horizontal | No Match | No Match | No Match | No Match | No Match |  | No Match |  | 168258 | 141000 | [14 empty] | Non Federally-Regulated | 08/17/1983 |  | 12/08/1986
Rheem Sales Company, Inc. | Ruud | URGE-05E18JKR | Natural Gas | No Match |  | True | 1 |  | Horizontal | No Match | No Match | No Match | No Match | No Match |  | No Match |  | 50000 | 39000 |  |  | 49568 | 345 | 78.2 | [8 empty] | 4 | Non Federally-Regulated | 06/29/1987 |  | 01/27/1988
Carrier Corp. | Carrier | 58DHB095-DC | LPG | No Match |  | False | 1 |  | Horizontal | No Match | No Match | No Match | No Match | No Match |  | No Match |  | 114000 | 94000 |  |  | 112705 | 978 | 82.3 | [8 empty] | 5 | Non Federally-Regulated | 01/27/1988 |  | 01/15/1989
Rheem Sales Company, Inc. | Ruud | URGF-12E42JK* | Natural Gas | No Match |  | True | 1 |  | Horizontal | No Match | No Match | No Match | No Match | No Match |  | No Match |  | 125000 | 97000 |  |  | 118278 | 835 | 78.8 | [8 empty] | 4 | Non Federally-Regulated | 03/15/1989 |  | 10/10/1989
Rheem Sales Company, Inc. | Montgomery Ward | SRM-54395C | Natural Gas | No Match | False | False | 1 |  | Up | No Match | No Match | No Match | No Match | No Match |  | No Match |  | 79787 | 60000 | [14 empty] | Non Federally-Regulated | 08/17/1983 |  | 12/08/1986
BDP Co. | Payne | 396GAW024050 | Natural Gas | No Match | False | False | 1 |  | Down | No Match | No Match | No Match | No Match | No Match |  | No Match |  | 50000 | 38000 | 800 | 620 | 55209 | 538 | 69.2 | [8 empty] | 5 | Non Federally-Regulated | 04/02/1981 |  | 10/13/1981
Lennox Industries Inc. | Lennox | G12Q2E-110 | Natural Gas | No Match | False | False | 1 |  | Up | No Match | No Match | No Match | No Match | No Match |  | No Match |  | 109661 | 84000 | [14 empty] | Non Federally-Regulated | 08/17/1983 |  | 12/08/1986
Magic Chef | Magic Chef | EG83-75D2C2.5-7 | Natural Gas | No Match | False | False | 1 |  | Horizontal | No Match | No Match | No Match | No Match | No Match |  | No Match |  | 75497 | 57000 | 688 | [13 empty] | Non Federally-Regulated | 08/17/1983 |  | 12/08/1986
Heil Quaker | Whirlpool | NRGF24DKB**(B) | Natural Gas | No Match |  | True | 1 |  | Horizontal | No Match | No Match | No Match | No Match | No Match |  | No Match |  | 80000 | 62678 | 870 | 705 | 79101 | 770 | 77.3 | [8 empty] | 6 | Non Federally-Regulated | 12/08/1986 |  | 06/29/1987
Carrier Corp. | Carrier | 58DH060-CC | LPG | No Match |  | False | 1 |  | Horizontal | No Match | No Match | No Match | No Match | No Match |  | No Match |  | 71000 | 57000 |  |  | 67667 | 701 | 79.3 | [8 empty] | 5 | Non Federally-Regulated | 12/08/1986 |  | 06/29/1987
BDP Co. | Day & Night | 585CP060125 | Natural Gas | No Match | False | True | 1 |  | Horizontal | No Match | No Match | No Match | No Match | No Match |  | No Match |  | 125000 | 93750 | 2285 | 1265 | 130800 | 1176 | 70.4 | [8 empty] | 3 | Non Federally-Regulated | 07/26/1982 |  | 08/17/1983
Trane U.S. Inc. | Trane | BYC042H1LNA | Natural Gas | No Match |  | True | 1 |  | Horizontal | No Match | No Match | No Match | No Match | No Match |  | No Match |  | 100000 | 74000 | 1635 | 1255 | 80300 | 441 | 77.8 | [8 empty] | 0 | Non Federally-Regulated | 03/15/1989 |  | 10/10/1989
Sunbeam Air Conditioning | Sunbeam Air Conditioning | 2278-060-13E-43 | Natural Gas | No Match |  | True | 1 |  | Down | No Match | No Match | No Match | No Match | No Match |  | No Match |  | 108000 | 89640 | 2200 | 1800 | 97956 | 526 | 79 | [8 empty] | 4 | Non Federally-Regulated | 06/29/1987 |  | 01/27/1988
Borg Warner | Moncrief | PAFC-LD12N060 | Natural Gas | No Match | False | False | 1 |  | Up | No Match | No Match | No Match | No Match | No Match |  | No Match |  | 60209 | 46000 | 1555 | [13 empty] | Non Federally-Regulated | 08/17/1983 |  | 12/08/1986
BDP Co. | Day & Night | 397GAY036125 | LPG | No Match | False | False | 1 |  | Up | No Match | No Match | No Match | No Match | No Match |  | No Match |  | 125641 | 98000 | 1230 | [13 empty] | Non Federally-Regulated | 08/17/1983 |  | 12/08/1986
Magic Chef | Airease | EG83-100D2C3.5-7 | Natural Gas | No Match | False | False | 1 |  | Horizontal | No Match | No Match | No Match | No Match | No Match |  | No Match |  | 100000 | 77000 | 1014 | 1470 | 114000 | 572 | 65.8 | [8 empty] | 2 | Non Federally-Regulated | 07/26/1982 |  | 08/17/1983
Lennox Industries Inc. | Lennox | GCS9-651-150A-2P | Natural Gas | No Match |  | True | 1 |  | Horizontal | No Match | No Match | No Match | No Match | No Match |  | No Match |  | 150000 | 114000 | 2000 | 1320 | 142345 | 1110 | 76.1 | [8 empty] | 3 | Non Federally-Regulated | 01/15/1989 |  | 03/15/1989
Sunbeam Air Conditioning | Sunbeam Air Conditioning | RBG-1802-43-2802-JC | Natural Gas | No Match |  | True | 3 |  | Down | No Match | No Match | No Match | No Match | No Match |  | No Match |  | 280000 | 224000 | 6000 | 5250 | 257320 | 2522 | 77.6 | [8 empty] | 4 | Non Federally-Regulated | 12/08/1986 |  | 06/29/1987
Carrier Corp. | Day & Night | 395AAW024035 | Natural Gas | No Match |  | False | 1 |  | Up | No Match | No Match | No Match | No Match | No Match |  | No Match |  | 43000 | 35000 |  |  | 46908 | 475 | 81.9 | [8 empty] | 5 | Non Federally-Regulated | 12/08/1986 |  | 06/29/1987
Trane U.S. Inc. | Trane | SFHC-B406-HA | Natural Gas | No Match | False | True | 1 |  | Horizontal | No Match | No Match | No Match | No Match | No Match |  | No Match |  | 140000 | 103000 |  | 1300 | 133700 | 831 | 69.5 | [9 empty] | Non Federally-Regulated | 07/26/1982 |  | 08/17/1983
Consolidated Industries Corp. | Addison Products | GPE2.5T100-1 | Natural Gas | No Match |  | True | 1 |  | Horizontal | No Match | No Match | No Match | No Match | No Match |  | No Match |  | 100000 | 76000 |  |  | 81208 | 465 | 76.9 | [8 empty] | 4 | Non Federally-Regulated | 12/08/1986 |  | 06/29/1987
Luxaire | Fraser Johnston | GCH060MF | Natural Gas | No Match | False | False | 1 |  | Horizontal | No Match | No Match | No Match | No Match | No Match |  | No Match |  | 60000 | 46020 |  |  | 69707 | 467 | 69.1 | [8 empty] | 2 | Non Federally-Regulated | 03/11/1982 |  | 07/26/1982
Rheem Sales Company, Inc. | Century | TGR-42-3E-100 | Natural Gas | No Match |  | True | 1 |  | Horizontal | No Match | No Match | No Match | No Match | No Match |  | No Match |  | 100000 | 78000 |  |  | 97498 | 810 | 79.3 | [8 empty] | 4 | Non Federally-Regulated | 03/15/1989 |  | 10/10/1989
Trane U.S. Inc. | American Standard, Inc. | YCC036A1HOA | Natural Gas | No Match |  | True | 1 |  | Horizontal | No Match | No Match | No Match | No Match | No Match |  | No Match |  | 125000 | 90600 | 1635 | 1255 | 101000 | 652 | 76.7 | [8 empty] | 0 | Non Federally-Regulated | 03/15/1989 |  | 10/10/1989
Ducane | Trane | FFHB-149D-A | Natural Gas | No Match | False | False | 1 |  | Horizontal | No Match | No Match | No Match | No Match | No Match |  | No Match |  | 139842 | 106000 | 1950 | [13 empty] | Non Federally-Regulated | 08/17/1983 |  | 12/08/1986
BDP Co. | Carrier | 48GL02430 | LPG | No Match | False | True | 1 |  | Horizontal | No Match | No Match | No Match | No Match | No Match |  | No Match |  | 40000 | 38000 | 750 | 630 | 44275 | 499 | 68.5 | [8 empty] | 3 | Non Federally-Regulated | 10/13/1981 |  | 03/11/1982
Magic Chef | Johnson | 3A60-OH-3-6 | Natural Gas | No Match | False | True | 1 |  | Horizontal | No Match | No Match | No Match | No Match | No Match |  | No Match |  | 60000 | 45000 | 1340 | 52 | 69097 | 655 | 68.9 | [8 empty] | 19 | Non Federally-Regulated | 10/13/1981 |  | 03/11/1982
Trane U.S. Inc. | Trane Dealer Products Group | BLU070J936A | Natural Gas | No Match |  | False | 1 |  | Up | No Match | No Match | No Match | No Match | No Match |  | No Match |  | 70000 | 56000 | 1250 | 900 | 57900 | 586 | 79.2 | [8 empty] | 11 | Non Federally-Regulated | 06/29/1987 |  | 01/27/1988
Arkla Industries, Inc. | Arkla | RT 36-75-31S | Natural Gas | No Match | False | True | 1 |  | Horizontal | No Match | No Match | No Match | No Match | No Match |  | No Match |  | 75000 | 57750 | 1150 | 700 | 58736 | 861 | 76.8 | [9 empty] | Non Federally-Regulated | 07/26/1982 |  | 08/17/1983
BDP Co. | Payne | 585CB060125 | Natural Gas | No Match | False | True | 1 |  | Horizontal | No Match | No Match | No Match | No Match | No Match |  | No Match |  | 125000 | 96000 | 1905 | 1475 | 131683 | 994 | 70.4 | [8 empty] | 325 | Non Federally-Regulated | 04/02/1981 |  | 10/13/1981
Arco Comfort Products Co. | Friedrich | GDA100NDBI | Natural Gas | No Match | False | False | 1 |  | Down | No Match | No Match | No Match | No Match | No Match |  | No Match |  | 100000 | 75000 | 1147 | [13 empty] | Non Federally-Regulated | 08/17/1983 |  | 12/08/1986
Amana Refrigeration, Inc. | Amana | EPCG4812-1B (C) | LPG | No Match | False | True | 1 |  | Horizontal | No Match | No Match | No Match | No Match | No Match |  | No Match |  | 120000 | 101822 |  |  | 111120 | 792 | 83.7 | [8 empty] | 22 | Non Federally-Regulated | 10/13/1981 |  | 03/11/1982
BDP Co. | Payne | 396GAW024050 | LPG | No Match | False | False | 1 |  | Down | No Match | No Match | No Match | No Match | No Match |  | No Match |  | 46875 | 36000 | 800 | [13 empty] | Non Federally-Regulated | 08/17/1983 |  | 12/08/1986
Heil Quaker | Heil | HUGE060AG** | Natural Gas | No Match | False | False | 1 |  | Up | No Match | No Match | No Match | No Match | No Match |  | No Match |  | 60000 | 47000 | 1325 | 770 | 58740 | 497 | 78.4 | [8 empty] | 2 | Non Federally-Regulated | 03/11/1982 |  | 07/26/1982
Carrier Corp. | Carrier | 48KHA036500BF | Natural Gas | No Match |  | True | 1 |  | Horizontal | No Match | No Match | No Match | No Match | No Match |  | No Match |  | 125000 | 94000 | 1800 | 1195 | 123831 | 871 | 75.2 | [8 empty] | 3 | Non Federally-Regulated | 01/27/1988 |  | 01/15/1989
Borg Warner | Moncrief | 60ECW140UA | Natural Gas | No Match | False | True | 1 |  | Horizontal | No Match | No Match | No Match | No Match | No Match |  | No Match |  | 140000 | 108220 | 2140 | 1790 | 131719 | 739 | 70 | [8 empty] | 5 | Non Federally-Regulated | 07/26/1982 |  | 08/17/1983
Daikin Comfort Technologies Manufacturing, L.P. | Janitrol / GMC | HBA120ND5R | Natural Gas | No Match |  | False | 1 |  | Horizontal | No Match | No Match | No Match | No Match | No Match |  | No Match |  | 120000 | 94000 |  |  | 123181 | 1123 | 74.9 | [8 empty] | 3 | Non Federally-Regulated | 06/29/1987 |  | 01/15/1989
AAON, Inc. | Aaon | RE-06-*-8*-*1* | Natural Gas | No Match |  | True | 1 |  | Down | No Match | No Match | No Match | No Match | No Match |  | No Match |  | 142500 | 119240 | 3000 | 2400 | 128169 | 2017 | 82.1 | [8 empty] | 4 | Non Federally-Regulated | 03/15/1989 |  | 10/10/1989
Amana Refrigeration, Inc. | Amana | EPCG6017-1C (B) | LPG | No Match |  | True | 1 |  | Horizontal | No Match | No Match | No Match | No Match | No Match |  | No Match |  | 150000 | 125000 |  |  | 129600 | 582 | 84.7 | [8 empty] | 22 | Non Federally-Regulated | 12/08/1986 |  | 06/29/1987
Rheem Sales Company, Inc. | Heat Controller | GHD100-DH | Natural Gas | No Match | False | False | 1 |  | Up | No Match | No Match | No Match | No Match | No Match |  | No Match |  | 99734 | 75000 | [14 empty] | Non Federally-Regulated | 08/17/1983 |  | 12/08/1986
Rheem Sales Company, Inc. | Weatherking | GPG5.0T100-3 | Natural Gas | No Match |  | True | 1 |  | Horizontal | No Match | No Match | No Match | No Match | No Match |  | No Match |  | 100000 | 76000 |  |  | 79634 | 750 | 77.2 | [8 empty] | 4 | Non Federally-Regulated | 03/15/1989 |  | 10/10/1989
Heil Quaker | Sears | 867.76947* | Natural Gas | No Match |  | False | 1 |  | Up | No Match | No Match | No Match | No Match | No Match |  | No Match |  | 75000 | 67494 | 1500 | 1360 | 68836 | 577 | 89.8 | [8 empty] | 2 | Non Federally-Regulated | 12/08/1986 |  | 10/10/1989
Rheem Sales Company, Inc. | Weatherking | GPE2.5T075-1 | Natural Gas | No Match |  | True | 1 |  | Horizontal | No Match | No Match | No Match | No Match | No Match |  | No Match |  | 75000 | 58000 |  |  | 68960 | 555 | 78.5 | [8 empty] | 4 | Non Federally-Regulated | 01/15/1989 |  | 03/15/1989
Consolidated Industries Corp. | Addison Products | GPFA4.0T075-1 | Natural Gas | No Match |  | True | 1 |  | Horizontal | No Match | No Match | No Match | No Match | No Match |  | No Match |  | 75000 | 56000 |  |  | 70734 | 910 | 76.6 | [8 empty] | 4 | Non Federally-Regulated | 01/27/1988 |  | 01/15/1989
BDP Co. | Payne | 585CE048100X | Natural Gas | No Match | False | True | 1 |  | Horizontal | No Match | No Match | No Match | No Match | No Match |  | No Match |  | 80000 | 60000 | 1775 | 1365 | 88624 | 983 | 68.5 | [8 empty] | 3 | Non Federally-Regulated | 10/13/1981 |  | 03/11/1982
Ducane | Climate Control | G-H601-12M-P | LPG | No Match | False | False | 1 |  | Horizontal | No Match | No Match | No Match | No Match | No Match |  | No Match |  | 60000 | 44000 | 1160 | 520 | 72404 | 586 | 63.6 | [8 empty] | 5 | Non Federally-Regulated | 07/26/1982 |  | 08/17/1983
Carrier Corp. | Payne | 399AAW036040 | LPG | No Match |  | False | 1 |  | Down | No Match | No Match | No Match | No Match | No Match |  | No Match |  | 44000 | 41000 |  |  | 42709 | 394 | 90.6 | [8 empty] | 5 | Non Federally-Regulated | 01/27/1988 |  | 01/15/1989
York International | York | D1RG090N16525 | Natural Gas | No Match |  | True | 1 |  | Horizontal | No Match | No Match | No Match | No Match | No Match |  | No Match |  | 204000 | 161000 | 3300 | 2600 | 193091 | 2200 | 80 | [8 empty] | 58 | Non Federally-Regulated | 03/15/1989 |  | 10/10/1989
Arkla Industries, Inc. | Arkla | DR040D10 | Natural Gas | No Match | False | False | 1 |  | Up | No Match | No Match | No Match | No Match | No Match |  | No Match |  | 40230 | 35000 | 990 | [13 empty] | Non Federally-Regulated | 08/17/1983 |  | 12/08/1986
Amana Refrigeration, Inc. | Amana | GHI45A25 | Natural Gas | No Match |  | False | 1 |  | Up | No Match | No Match | No Match | No Match | No Match |  | No Match |  | 45000 | 36000 |  |  | 40275 | 273 | 76.7 | [9 empty] | Non Federally-Regulated | 12/08/1986 |  | 10/10/1989
York International | Luxaire | PCCU-LD20N090B | Natural Gas | No Match |  | False | 1 |  | Up | No Match | No Match | No Match | No Match | No Match |  | No Match |  | 90000 | 74597 | 1940 | 1500 | 79870 | 760 | 76.9 | [9 empty] | Non Federally-Regulated | 01/27/1988 |  | 10/10/1989
BDP Co. | Carrier | 48GL04250X | Natural Gas | No Match | False | True | 1 |  | Horizontal | No Match | No Match | No Match | No Match | No Match |  | No Match |  | 75000 | 56250 | 1790 | [13 empty] | Non Federally-Regulated | 08/17/1983 |  | 12/08/1986
Rheem Sales Company, Inc. | Rheem | RGLD-08EE-GS | Natural Gas | No Match |  | False | 1 |  | Down | No Match | No Match | No Match | No Match | No Match |  | No Match |  | 80000 | 64000 |  |  | 80838 | 755 | 76.1 | [8 empty] | 4 | Non Federally-Regulated | 01/27/1988 |  | 10/10/1989
Heil Quaker | Whirlpool | NRGF24DBB**(B) | Natural Gas | No Match |  | True | 1 |  | Horizontal | No Match | No Match | No Match | No Match | No Match |  | No Match |  | 80000 | 64960 | 870 | 705 | 79926 | 577 | 77.3 | [8 empty] | 6 | Non Federally-Regulated | 12/08/1986 |  | 06/29/1987
Lennox Industries Inc. | Lennox | GCS10-411-75-1P | Natural Gas | No Match |  | True | 1 |  | Horizontal | No Match | No Match | No Match | No Match | No Match |  | No Match |  | 75000 | 58000 | 1250 | 800 | 60493 | 661 | 75.7 | [8 empty] | 3 | Non Federally-Regulated | 01/15/1989 |  | 03/15/1989
BDP Co. | Carrier | 58GS075-3 | Natural Gas | No Match | False | False | 1 |  | Up | No Match | No Match | No Match | No Match | No Match |  | No Match |  | 74607 | 57000 | 1150 | [13 empty] | Non Federally-Regulated | 08/17/1983 |  | 12/08/1986
Rheem Sales Company, Inc. | Rheem | RGLC-07NC-G* | LPG | No Match |  | False | 1 |  | Down | No Match | No Match | No Match | No Match | No Match |  | No Match |  | 75000 | 60000 |  |  | 76188 | 1034 | 79.6 | [8 empty] | 4 | Non Federally-Regulated | 01/27/1988 |  | 01/15/1989
Carrier Corp. | Day & Night | 585EB060150-H | Natural Gas | No Match |  | True | 1 |  | Horizontal | No Match | No Match | No Match | No Match | No Match |  | No Match |  | 150000 | 116000 | 1930 | 1700 | 144969 | 906 | 75.2 | [8 empty] | 3 | Non Federally-Regulated | 12/08/1986 |  | 06/29/1987
BDP Co. | Carrier | 58SE100-1 | Natural Gas | No Match | False | False | 1 |  | Up | No Match | No Match | No Match | No Match | No Match |  | No Match |  | 100000 | 73000 |  |  | 87319 | 375 | 71.9 | [8 empty] | 5 | Non Federally-Regulated | 07/26/1982 |  | 08/17/1983
Magic Chef | Gaffers & Sattler | CF-120-2 | Natural Gas | No Match | False | False | 1 |  | Down | No Match | No Match | No Match | No Match | No Match |  | No Match |  | 120000 | 64000 |  | 990 | 113535 | 532 | 68.3 | [8 empty] | 19 | Non Federally-Regulated | 04/02/1981 |  | 08/17/1983
Carrier Corp. | Carrier | 48LD0063,5,6 | Natural Gas | No Match |  | True | 1 |  | Down | No Match | No Match | No Match | No Match | No Match |  | No Match |  | 75000 | 58350 | 1840 | 1650 | 66530 | 1167 | 78.3 | [8 empty] | 4 | Non Federally-Regulated | 06/29/1987 |  | 01/27/1988
Magic Chef | Gaffers & Sattler | U100-2 | Natural Gas | No Match | False | False | 1 |  | Up | No Match | No Match | No Match | No Match | No Match |  | No Match |  | 100000 | 80000 |  | 825 | 95361 | 375 | 65.3 | [8 empty] | 19 | Non Federally-Regulated | 04/02/1981 |  | 08/17/1983
Borg Warner | Fraser Johnston | GCU055AF | LPG | No Match | False | False | 1 |  | Up | No Match | No Match | No Match | No Match | No Match |  | No Match |  | 54594 | 41000 | [14 empty] | Non Federally-Regulated | 08/17/1983 |  | 12/08/1986
Borg Warner | Fraser Johnston | FCU120FAPA | LPG | No Match | False | False | 1 |  | Up | No Match | No Match | No Match | No Match | No Match |  | No Match |  | 120000 | 91000 | 1460 | 1260 | 110508 | 561 | 69.5 | [8 empty] | 5 | Non Federally-Regulated | 07/26/1982 |  | 08/17/1983
BDP Co. | Carrier | 48GL03660, 61 | Natural Gas | No Match | False | True | 1 |  | Horizontal | No Match | No Match | No Match | No Match | No Match |  | No Match |  | 60000 | 45000 | 1330 | 1060 | 66107 | 796 | 68.5 | [8 empty] | 325 | Non Federally-Regulated | 04/02/1981 |  | 10/13/1981
Rheem Sales Company, Inc. | Ruud | URGE-07E30JKR | Natural Gas | No Match |  | True | 1 |  | Horizontal | No Match | No Match | No Match | No Match | No Match |  | No Match |  | 75000 | 58000 |  |  | 68960 | 555 | 78.5 | [8 empty] | 4 | Non Federally-Regulated | 03/15/1989 |  | 10/10/1989
Heil Quaker | Whirlpool | NHGB120AK01 | Natural Gas | No Match | False | True | 1 |  | Up | No Match | No Match | No Match | No Match | No Match |  | No Match |  | 120000 | 86000 | 920 | 1380 | 125508 | 1169 | 60.6 | [8 empty] | 1 | Non Federally-Regulated | 04/02/1981 |  | 10/13/1981
Luxaire | Westinghouse Electric | IE036CDAON | Natural Gas | No Match | False | True | 1 |  | Horizontal | No Match | No Match | No Match | No Match | No Match |  | No Match |  | 100000 | 76800 | 1275 | 995 | 91413 | 495 | 70 | [8 empty] | 5 | Non Federally-Regulated | 10/13/1981 |  | 03/11/1982
Ducane | Carrier | 58HM125101CA | Oil | No Match | False | False | 1 |  | Up | No Match | No Match | No Match | No Match | No Match |  | No Match |  | 156045 | 122000 | 1654 | 1458 | 138548 | 985 | 78 | [8 empty] | 5 | Non Federally-Regulated | 07/26/1982 |  | 08/17/1983
Gaffers & Sattler | York | D1SE024N04306B | Natural Gas | No Match |  | True | 1 |  | Horizontal | No Match | No Match | No Match | No Match | No Match |  | No Match |  | 52500 | 42000 | 840 | 750 | 37550 | 474 | 81 | [9 empty] | Non Federally-Regulated | 01/27/1988 |  | 01/15/1989
Heil Quaker | Sears | 867.81513*(A) | LPG | No Match |  | True | 1 |  | Horizontal | No Match | No Match | No Match | No Match | No Match |  | No Match |  | 60000 | 49920 | 1490 | 1055 | 56307 | 831 | 79.7 | [8 empty] | 6 | Non Federally-Regulated | 06/29/1987 |  | 01/27/1988
Consolidated Industries Corp. | Friedrich | GHB120NGAI | Natural Gas | No Match | False | False | 1 |  | Horizontal | No Match | No Match | No Match | No Match | No Match |  | No Match |  | 120051 | 94000 | [14 empty] | Non Federally-Regulated | 08/17/1983 |  | 12/08/1986
Rheem Sales Company, Inc. | Arcoaire | GHB040NDAIC | Natural Gas | No Match |  | False | 1 |  | Horizontal | No Match | No Match | No Match | No Match | No Match |  | No Match |  | 40000 | 32000 |  |  | 42078 | 418 | 75 | [8 empty] | 3 | Non Federally-Regulated | 12/08/1986 |  | 06/29/1987
Magic Chef | Armstrong | EMG-60C5-4 | Natural Gas | No Match | False | False | 1 |  | Up | No Match | No Match | No Match | No Match | No Match |  | No Match |  | 80000 | 64000 | 1990 | 1400 | 90502 | 798 | 66.6 | [8 empty] | 19 | Non Federally-Regulated | 04/02/1981 |  | 10/13/1981
Rheem Sales Company, Inc. | Ruud | UGGA-10KAB | Natural Gas | No Match | False | False | 1 |  | Up | No Match | No Match | No Match | No Match | No Match |  | No Match |  | 100000 | 76000 |  |  | 90892 | 512 | 68.6 | [8 empty] | 3 | Non Federally-Regulated | 04/02/1981 |  | 08/17/1983
Snyder General Corp. | Comfortmaker | *PGDA060G075-N* | Natural Gas | No Match |  | True | 1 |  | Down | No Match | No Match | No Match | No Match | No Match |  | No Match |  | 75000 | 59000 |  |  | 58465 | 331 | 80.2 | [8 empty] | 15 | Non Federally-Regulated | 12/08/1986 |  | 06/29/1987
Magic Chef | Gaffers & Sattler | 4D140-OH-3 | Natural Gas | No Match | False | True | 1 |  | Horizontal | No Match | No Match | No Match | No Match | No Match |  | No Match |  | 137435 | 105000 | 1850 | [13 empty] | Non Federally-Regulated | 08/17/1983 |  | 12/08/1986
Snyder General Corp. | Comfortmaker | *PGH*060F125*I*** | Natural Gas | No Match |  | True | 1 |  | Horizontal | No Match | No Match | No Match | No Match | No Match |  | No Match |  | 125000 | 93000 |  |  | 80919 | 522 | 76.1 | [8 empty] | 15 | Non Federally-Regulated | 03/15/1989 |  | 10/10/1989
BDP Co. | Payne | 585CB060150X | Natural Gas | No Match | False | True | 1 |  | Horizontal | No Match | No Match | No Match | No Match | No Match |  | No Match |  | 120000 | 90000 | 1930 | 1625 | 111633 | 1058 | 68.5 | [8 empty] | 325 | Non Federally-Regulated | 04/02/1981 |  | 10/13/1981
Amana Refrigeration, Inc. | Amana | EPCG4815-1D (B) | Natural Gas | No Match |  | True | 1 |  | Horizontal | No Match | No Match | No Match | No Match | No Match |  | No Match |  | 150000 | 125000 |  |  | 133275 | 460 | 82.7 | [8 empty] | 22 | Non Federally-Regulated | 12/08/1986 |  | 06/29/1987
Magic Chef | Airease | CF-100AC3.5-2 | Natural Gas | No Match | False | False | 1 |  | Down | No Match | No Match | No Match | No Match | No Match |  | No Match |  | 104167 | 80000 | 1350 | [13 empty] | Non Federally-Regulated | 08/17/1983 |  | 12/08/1986
Heil Quaker | Whirlpool | NRGR90HN01C | Natural Gas | No Match |  | True | 3 |  | Horizontal | No Match | No Match | No Match | No Match | No Match |  | No Match |  | 225000 | 174740 |  |  | 196785 | 1720 | 77.6 | [8 empty] | 6 | Non Federally-Regulated | 06/29/1987 |  | 01/27/1988
Ducane | Heil Quaker | NUGE125KH** | Natural Gas | No Match |  | False | 1 |  | Up | No Match | No Match | No Match | No Match | No Match |  | No Match |  | 125000 | 98252 |  | 1590 | 119296 | 850 | 77.9 | [8 empty] | 2 | Non Federally-Regulated | 06/29/1987 |  | 01/27/1988
BDP Co. | Payne | 396GAW048125 | Natural Gas | No Match | False | False | 1 |  | Down | No Match | No Match | No Match | No Match | No Match |  | No Match |  | 125000 | 96000 | 1620 | [13 empty] | Non Federally-Regulated | 08/17/1983 |  | 12/08/1986
Magic Chef | Johnson | EMG-60C35-4 | Natural Gas | No Match | False | False | 1 |  | Up | No Match | No Match | No Match | No Match | No Match |  | No Match |  | 60000 | 48000 | 1435 | 930 | 64214 | 589 | 70.5 | [8 empty] | 19 | Non Federally-Regulated | 04/02/1981 |  | 08/17/1983
Rheem Sales Company, Inc. | Ruud | UGDC-04EA-** | Natural Gas | No Match |  | False | 1 |  | Up | No Match | No Match | No Match | No Match | No Match |  | No Match |  | 45000 | 37000 |  |  | 37913 | 498 | 80 | [8 empty] | 4 | Non Federally-Regulated | 01/27/1988 |  | 10/10/1989
Consolidated Industries Corp. | Premier | HBA120ND5RX | Natural Gas | No Match |  | False | 1 |  | Horizontal | No Match | No Match | No Match | No Match | No Match |  | No Match |  | 120000 | 94000 |  |  | 115050 | 1154 | 80.1 | [8 empty] | 3 | Non Federally-Regulated | 01/27/1988 |  | 10/10/1989
Coleman Company, Inc. | Coleman | 2892C966 | Natural Gas | No Match |  | False | 1 |  | Down | No Match | No Match | No Match | No Match | No Match |  | No Match |  | 110000 | 91000 | 1600 | 1000 | 95348 | 923 | 80.7 | [8 empty] | 3 | Non Federally-Regulated | 01/15/1989 |  | 10/10/1989
Rheem Sales Company, Inc. | Rheem | RGNC-08KA | Natural Gas | No Match | False | False | 1 |  | Down | No Match | No Match | No Match | No Match | No Match |  | No Match |  | 80000 | 63000 |  |  | 87000 | 624 | 71.2 | [8 empty] | 4 | Non Federally-Regulated | 03/11/1982 |  | 08/17/1983
Snyder General Corp. | Comfortmaker | *PGHA048H125-IM-** | Natural Gas | No Match |  | True | 1 |  | Horizontal | No Match | No Match | No Match | No Match | No Match |  | No Match |  | 125000 | 93000 |  |  | 80919 | 522 | 76.1 | [8 empty] | 15 | Non Federally-Regulated | 01/27/1988 |  | 01/15/1989
BDP Co. | Day & Night | 585CJ030050X | Natural Gas | No Match | False | True | 1 |  | Horizontal | No Match | No Match | No Match | No Match | No Match |  | No Match |  | 39841 | 30000 | 1040 | [13 empty] | Non Federally-Regulated | 08/17/1983 |  | 12/08/1986
Heil Quaker | Whirlpool | NRGF60FDB**(B) | LPG | No Match |  | True | 1 |  | Horizontal | No Match | No Match | No Match | No Match | No Match |  | No Match |  | 130000 | 103046 | 1775 | 1550 | 117468 | 1126 | 78.3 | [8 empty] | 6 | Non Federally-Regulated | 12/08/1986 |  | 06/29/1987
Amana Refrigeration, Inc. | Amana | EPCG3612-1D (C) | Natural Gas | No Match |  | True | 1 |  | Horizontal | No Match | No Match | No Match | No Match | No Match |  | No Match |  | 120000 | 98000 |  |  | 116160 | 434 | 81.2 | [8 empty] | 22 | Non Federally-Regulated | 06/29/1987 |  | 01/27/1988
Arkla Industries, Inc. | Arkla | UR040D10 | Natural Gas | No Match |  | False | 1 |  | Up | No Match | No Match | No Match | No Match | No Match |  | No Match |  | 40000 | 35000 | 1000 | 630 | 34723 | 539 | 87 | [9 empty] | Non Federally-Regulated | 12/08/1986 |  | 06/29/1987
York International | Fraser Johnston | PAMU-LD08N076 | Natural Gas | No Match |  | False | 1 |  | Up | No Match | No Match | No Match | No Match | No Match |  | No Match |  | 76000 | 61000 | 780 | 700 | 78777 | 683 | 78.2 | [8 empty] | 3 | Non Federally-Regulated | 03/15/1989 |  | 10/10/1989
Rheem Sales Company, Inc. | Ruud | UGBC-12EC | Natural Gas | No Match | False | False | 1 |  | Up | No Match | No Match | No Match | No Match | No Match |  | No Match |  | 125000 | 96000 |  |  | 136775 | 760 | 68.3 | [8 empty] | 4 | Non Federally-Regulated | 04/02/1981 |  | 08/17/1983
Heil Quaker | Bard | PGA48A080(B) | Natural Gas | No Match |  | True | 1 |  | Horizontal | No Match | No Match | No Match | No Match | No Match |  | No Match |  | 100000 | 78886 | 2000 | 1675 | 97374 | 1274 | 77.4 | [8 empty] | 6 | Non Federally-Regulated | 03/15/1989 |  | 10/10/1989
Heil Quaker | Whirlpool | NDGB075CF | Natural Gas | No Match | False | False | 1 |  | Down | No Match | No Match | No Match | No Match | No Match |  | No Match |  | 75000 | 57000 | 910 | 640 | 70631 | 455 | 76.9 | [8 empty] | 6 | Non Federally-Regulated | 07/26/1982 |  | 08/17/1983
Rheem Sales Company, Inc. | Century | TGR-36-1XA-70 | Natural Gas | No Match |  | True | 1 |  | Horizontal | No Match | No Match | No Match | No Match | No Match |  | No Match |  | 75000 | 58000 |  |  | 68444 | 745 | 78.2 | [8 empty] | 4 | Non Federally-Regulated | 03/15/1989 |  | 10/10/1989
Luxaire | Moncrief | 90CE48BNL | Natural Gas | No Match | False | False | 1 |  | Up | No Match | No Match | No Match | No Match | No Match |  | No Match |  | 90000 | 68040 | 1530 | 1225 | 85420 | 671 | 71.9 | [8 empty] | 11 | Non Federally-Regulated | 10/13/1981 |  | 03/11/1982
Consolidated Industries Corp. | Addison Products | GPE4.0T125-3 | Natural Gas | No Match |  | True | 1 |  | Horizontal | No Match | No Match | No Match | No Match | No Match |  | No Match |  | 125000 | 97000 |  |  | 118760 | 910 | 78.3 | [8 empty] | 4 | Non Federally-Regulated | 01/27/1988 |  | 01/15/1989
Ducane | Luxaire | P2HSD07N08001A | Natural Gas | No Match | False | False | 1 |  | Horizontal | No Match | No Match | No Match | No Match | No Match |  | No Match |  | 80000 | 59000 | 720 | 465 | 71622 | 522 | 64.6 | [8 empty] | 5 | Non Federally-Regulated | 07/26/1982 |  | 08/17/1983
Rheem Sales Company, Inc. | Rheem | RRGF-05N30JK* | Natural Gas | No Match |  | True | 1 |  | Horizontal | No Match | No Match | No Match | No Match | No Match |  | No Match |  | 50000 | 39000 |  |  | 51134 | 390 | 78.8 | [8 empty] | 4 | Non Federally-Regulated | 03/15/1989 |  | 10/10/1989
BDP Co. | Carrier | 48GH04850 | LPG | No Match | False | True | 1 |  | Horizontal | No Match | No Match | No Match | No Match | No Match |  | No Match |  | 100000 | 75000 | 1905 | 1375 | 88769 | 954 | 68.5 | [8 empty] | 3 | Non Federally-Regulated | 07/26/1982 |  | 08/17/1983
Amana Refrigeration, Inc. | Amana | EPCG4812-3C (C) | LPG | No Match | False | True | 1 |  | Horizontal | No Match | No Match | No Match | No Match | No Match |  | No Match |  | 120000 | 101822 |  |  | 111120 | 792 | 83.7 | [8 empty] | 22 | Non Federally-Regulated | 04/02/1981 |  | 10/13/1981
Lennox Industries Inc. | Lennox | GCS10-411-50-1P | Natural Gas | No Match |  | True | 1 |  | Horizontal | No Match | No Match | No Match | No Match | No Match |  | No Match |  | 50000 | 40000 | 1070 | 740 | 39204 | 426 | 78 | [8 empty] | 3 | Non Federally-Regulated | 03/15/1989 |  | 10/10/1989
Snyder General Corp. | Arcoaire | *PGDA024G050-N* | Natural Gas | No Match |  | True | 1 |  | Down | No Match | No Match | No Match | No Match | No Match |  | No Match |  | 50000 | 40000 |  |  | 37856 | 290 | 82 | [8 empty] | 15 | Non Federally-Regulated | 12/08/1986 |  | 06/29/1987
Lennox Industries Inc. | Lennox | RVZ1-275-275,277 | Natural Gas | No Match | False | True | 3 |  | Horizontal | No Match | No Match | No Match | No Match | No Match |  | No Match |  | 275000 | 211750 | 10000 | 6000 | [11 empty] | 20 | Non Federally-Regulated | 07/26/1982 |  | 08/17/1983
BDP Co. | Day & Night | 394GAW060150 | Natural Gas | No Match | False | False | 1 |  | Up | No Match | No Match | No Match | No Match | No Match |  | No Match |  | 150000 | 115000 | 2100 | 1851 | 137821 | 867 | 79.2 | [8 empty] | 11 | Non Federally-Regulated | 10/13/1981 |  | 03/11/1982
Carrier Corp. | Day & Night | 585HJ024040 | Natural Gas | No Match |  | True | 1 |  | Horizontal | No Match | No Match | No Match | No Match | No Match |  | No Match |  | 40000 | 32000 | 755 | 645 | 40568 | 422 | 75.4 | [8 empty] | 3 | Non Federally-Regulated | 12/08/1986 |  | 06/29/1987
Rheem Sales Company, Inc. | Comfortmaker | CGUD060A014-IM | Natural Gas | No Match |  | False | 1 |  | Up | No Match | No Match | No Match | No Match | No Match |  | No Match |  | 60000 | 47000 | 1400 | 805 | 63105 | 408 | 73.9 | [8 empty] | 3 | Non Federally-Regulated | 12/08/1986 |  | 06/29/1987
Borg Warner | Moncrief | FCU080AAPA | LPG | No Match | False | False | 1 |  | Up | No Match | No Match | No Match | No Match | No Match |  | No Match |  | 80000 | 61000 |  |  | 90592 | 584 | 69 | [8 empty] | 2 | Non Federally-Regulated | 07/26/1982 |  | 08/17/1983
York International | Fraser Johnston | DACC-W060N102B | Natural Gas | No Match |  | True | 1 |  | Horizontal | No Match | No Match | No Match | No Match | No Match |  | No Match |  | 102400 | 83000 | 2210 | 2095 | 94482 | 1040 | 81 | [9 empty] | Non Federally-Regulated | 01/27/1988 |  | 01/15/1989
Rheem Sales Company, Inc. | Ruud | UGGA-12EC | Natural Gas | No Match | False | False | 1 |  | Up | No Match | No Match | No Match | No Match | No Match |  | No Match |  | 125000 | 95000 |  |  | 135340 | 902 | 68.7 | [8 empty] | 4 | Non Federally-Regulated | 04/02/1981 |  | 08/17/1983
SJC Corp. | Janitrol | UI160D20 | Natural Gas | No Match | False | False | 1 |  | Up | No Match | No Match | No Match | No Match | No Match |  | No Match |  | 160000 | 120000 | 2000 | 1620 | 174061 | 1155 | 62.3 | [9 empty] | Non Federally-Regulated | 04/02/1981 |  | 10/13/1981
Ducane | Day & Night | 349EAW060080 | LPG | No Match | False | False | 1 |  | Horizontal | No Match | No Match | No Match | No Match | No Match |  | No Match |  | 80000 | 57000 | 1970 | 800 | 77846 | 621 | 59 | [8 empty] | 5 | Non Federally-Regulated | 04/02/1981 |  | 03/11/1982
Magic Chef | Williams | EMG66R-80D2C5-2 | Natural Gas | No Match | False | False | 1 |  | Up | No Match | No Match | No Match | No Match | No Match |  | No Match |  | 80000 | 64000 | 1990 | 1400 | 90502 | 798 | 66.6 | [8 empty] | 19 | Non Federally-Regulated | 04/02/1981 |  | 08/17/1983
Ducane | Trane | FOUA-139D-A | Oil | No Match | False | False | 1 |  | Up | No Match | No Match | No Match | No Match | No Match |  | No Match |  | 156045 | 119000 | 1630 | 970 | 138731 | 940 | 76 | [8 empty] | 5 | Non Federally-Regulated | 07/26/1982 |  | 08/17/1983
Heil Quaker | Heil | NLOB112BF01 | Oil | No Match | False | False | 1 |  | Up | No Match | No Match | No Match | No Match | No Match |  | No Match |  | 140000 | 109000 | 1240 | 930 | 123760 | 497 | 75.7 | [8 empty] | 1 | Non Federally-Regulated | 07/26/1982 |  | 08/17/1983
Adams Furnace | Adams Furnace | 90UMR | Natural Gas | No Match | False | False | 1 |  | Up | No Match | No Match | No Match | No Match | No Match |  | No Match |  | 90000 | 68400 | 2125 | [13 empty] | Non Federally-Regulated | 08/17/1983 |  | 12/08/1986
Lennox Industries Inc. | Lennox | RVZ1-275-350,352 | Natural Gas | No Match | False | True | 3 |  | Horizontal | No Match | No Match | No Match | No Match | No Match |  | No Match |  | 350000 | 262500 | 10000 | 6000 | [11 empty] | 20 | Non Federally-Regulated | 07/26/1982 |  | 08/17/1983
Carrier Corp. | Payne | 580AN048120 | Natural Gas | No Match |  | True | 1 |  | Horizontal | No Match | No Match | No Match | No Match | No Match |  | No Match |  | 120000 | 94000 |  |  | 118351 | 934 | 78.5 | [8 empty] | 3 | Non Federally-Regulated | 03/15/1989 |  | 10/10/1989
Magic Chef | Johnson | 3D80-OH-1 | Natural Gas | No Match | False | True | 1 |  | Horizontal | No Match | No Match | No Match | No Match | No Match |  | No Match |  | 77519 | 60000 | 1340 | [13 empty] | Non Federally-Regulated | 08/17/1983 |  | 12/08/1986
Magic Chef | Williams | EMG66R-110D2C3.5-2 | Natural Gas | No Match | False | False | 1 |  | Up | No Match | No Match | No Match | No Match | No Match |  | No Match |  | 110000 | 88000 | 1435 | 930 | 120917 | 542 | 64.2 | [8 empty] | 19 | Non Federally-Regulated | 04/02/1981 |  | 08/17/1983
Carrier Corp. | Day & Night | 395BAW060130 | LPG | No Match |  | False | 1 |  | Up | No Match | No Match | No Match | No Match | No Match |  | No Match |  | 158000 | 129000 |  |  | 153212 | 1000 | 81.4 | [8 empty] | 5 | Non Federally-Regulated | 01/27/1988 |  | 01/15/1989
Magic Chef | Williams | 5D140-OH-1 | Natural Gas | No Match | False | True | 1 |  | Horizontal | No Match | No Match | No Match | No Match | No Match |  | No Match |  | 137435 | 105000 | 1950 | [13 empty] | Non Federally-Regulated | 08/17/1983 |  | 12/08/1986
Borg Warner | Luxaire | GCU110FF | LPG | No Match | False | False | 1 |  | Up | No Match | No Match | No Match | No Match | No Match |  | No Match |  | 110519 | 83000 | 1250 | [13 empty] | Non Federally-Regulated | 08/17/1983 |  | 12/08/1986
Amana Refrigeration, Inc. | Amana | EPCG3612-1D (A) | LPG | No Match |  | True | 1 |  | Horizontal | No Match | No Match | No Match | No Match | No Match |  | No Match |  | 80000 | 67000 |  |  | 74400 | 256 | 84.5 | [8 empty] | 22 | Non Federally-Regulated | 06/29/1987 |  | 01/27/1988
BDP Co. | Carrier | 58GS025-D* | Natural Gas | No Match | False | False | 1 |  | Up | No Match | No Match | No Match | No Match | No Match |  | No Match |  | 25543 | 20000 | 790 | [13 empty] | Non Federally-Regulated | 08/17/1983 |  | 12/08/1986
Heil Quaker | Heil | NULE080BG01 | LPG | No Match | False | False | 1 |  | Up | No Match | No Match | No Match | No Match | No Match |  | No Match |  | 80446 | 65000 | 1360 | [13 empty] | Non Federally-Regulated | 08/17/1983 |  | 12/08/1986
York International | York | D1MG060N10346 | Natural Gas | No Match |  | True | 1 |  | Horizontal | No Match | No Match | No Match | No Match | No Match |  | No Match |  | 125000 | 101000 | 1860 | 1860 | 114823 | 1047 | 80.5 | [8 empty] | 58 | Non Federally-Regulated | 01/15/1989 |  | 03/15/1989
Magic Chef | Airease | EG6B60DC36-1 | Natural Gas | No Match | False | False | 1 |  | Up | No Match | No Match | No Match | No Match | No Match |  | No Match |  | 60000 | 53000 | 1380 | 1000 | 61020 | 557 | 87.3 | [8 empty] | 2 | Non Federally-Regulated | 07/26/1982 |  | 08/17/1983
Sunbeam Air Conditioning | Sunbeam Air Conditioning | 227*-060-11E-*3 | LPG | No Match |  | True | 1 |  | Down | No Match | No Match | No Match | No Match | No Match |  | No Match |  | 75000 | 62250 | 2250 | 1750 | 76675 | 585 | 80.6 | [8 empty] | 4 | Non Federally-Regulated | 06/29/1987 |  | 01/27/1988
Rheem Sales Company, Inc. | Rheem | RGEA-04NC-** | Natural Gas | No Match |  | False | 1 |  | Up | No Match | No Match | No Match | No Match | No Match |  | No Match |  | 45000 | 43000 |  |  | 49388 | 862 | 91.6 | [8 empty] | 4 | Non Federally-Regulated | 12/08/1986 |  | 10/10/1989
Luxaire | Luxaire | GCH095MF | Natural Gas | No Match | False | False | 1 |  | Horizontal | No Match | No Match | No Match | No Match | No Match |  | No Match |  | 95000 | 72440 |  |  | 93502 | 437 | 67.9 | [8 empty] | 2 | Non Federally-Regulated | 04/02/1981 |  | 10/13/1981
Rheem Sales Company, Inc. | Addison Products | GD80-FDI2.5P | LPG | No Match | False | False | 1 |  | Down | No Match | No Match | No Match | No Match | No Match |  | No Match |  | 80000 | 61000 |  |  | 90992 | 672 | 67.9 | [8 empty] | 4 | Non Federally-Regulated | 10/13/1981 |  | 03/11/1982
Consolidated Industries Corp. | Climate Control / Snyder General | GHB040NDAIC | Natural Gas | No Match |  | False | 1 |  | Horizontal | No Match | No Match | No Match | No Match | No Match |  | No Match |  | 40000 | 32000 |  |  | 42078 | 418 | 75 | [8 empty] | 3 | Non Federally-Regulated | 12/08/1986 |  | 06/29/1987
Rheem Sales Company, Inc. | Ruud | URGF-05N18JK* | Natural Gas | No Match |  | True | 1 |  | Horizontal | No Match | No Match | No Match | No Match | No Match |  | No Match |  | 50000 | 39000 |  |  | 49568 | 345 | 78.2 | [8 empty] | 4 | Non Federally-Regulated | 01/15/1989 |  | 03/15/1989
Carrier Corp. | Carrier | 48KHA042500CF | Natural Gas | No Match |  | True | 1 |  | Horizontal | No Match | No Match | No Match | No Match | No Match |  | No Match |  | 125000 | 94000 |  |  | 123947 | 870 | 75.2 | [8 empty] | 3 | Non Federally-Regulated | 12/08/1986 |  | 06/29/1987
Magic Chef | Williams | 3A60-OH-3-6 | Natural Gas | No Match | False | True | 1 |  | Horizontal | No Match | No Match | No Match | No Match | No Match |  | No Match |  | 60000 | 45000 | 1340 | 52 | 69097 | 655 | 68.9 | [8 empty] | 19 | Non Federally-Regulated | 07/26/1982 |  | 08/17/1983
Trane U.S. Inc. | Trane | SFDB-C146-LD | Natural Gas | No Match |  | True | 1 |  | Down | No Match | No Match | No Match | No Match | No Match |  | No Match |  | 160000 | 123520 | 4000 | 6000 | 133266 | 2311 | 78.1 | [8 empty] | 0 | Non Federally-Regulated | 01/27/1988 |  | 01/15/1989
Borg Warner | Moncrief | FCU060FAPA | LPG | No Match | False | False | 1 |  | Up | No Match | No Match | No Match | No Match | No Match |  | No Match |  | 60209 | 46000 | 1555 | [13 empty] | Non Federally-Regulated | 08/17/1983 |  | 12/08/1986
York International | Fraser Johnston | PANU-LD12P080A | LPG | No Match |  | False | 1 |  | Up | No Match | No Match | No Match | No Match | No Match |  | No Match |  | 80000 | 74600 | 1210 | 1025 | 67117 | 614 | 92 | [8 empty] | 5 | Non Federally-Regulated | 03/15/1989 |  | 10/10/1989
Consolidated Industries Corp. | Addison Products | GPF3.5T075-1X | Natural Gas | No Match |  | True | 1 |  | Horizontal | No Match | No Match | No Match | No Match | No Match |  | No Match |  | 75000 | 58000 |  |  | 67229 | 755 | 79.1 | [8 empty] | 4 | Non Federally-Regulated | 01/27/1988 |  | 01/15/1989
Luxaire | Fraser Johnston | 48ECW140WA | LPG | No Match | False | True | 1 |  | Horizontal | No Match | No Match | No Match | No Match | No Match |  | No Match |  | 140000 | 107940 | 2000 | 1485 | 133579 | 644 | 70 | [8 empty] | 5 | Non Federally-Regulated | 10/13/1981 |  | 03/11/1982
Luxaire | Fraser Johnston | FCU100AANA | Natural Gas | No Match | False | False | 1 |  | Up | No Match | No Match | No Match | No Match | No Match |  | No Match |  | 100000 | 72200 |  |  | 94850 | 425 | 65.9 | [8 empty] | 2 | Non Federally-Regulated | 03/11/1982 |  | 07/26/1982
Heil Quaker | Whirlpool | NDGF080AF01 | Natural Gas | No Match | False | False | 1 |  | Down | No Match | No Match | No Match | No Match | No Match |  | No Match |  | 80000 | 60000 | 910 | 640 | 90148 | 606 | 68.8 | [8 empty] | 1 | Non Federally-Regulated | 10/13/1981 |  | 08/17/1983
Magic Chef | Johnson | 5A140-OH-3-5 | Natural Gas | No Match | False | True | 1 |  | Horizontal | No Match | No Match | No Match | No Match | No Match |  | No Match |  | 140000 | 105000 | 1950 | 1950 | 113871 | 659 | 68.2 | [8 empty] | 19 | Non Federally-Regulated | 10/13/1981 |  | 03/11/1982
Heil Quaker | Dayton | 3C586(A) | Natural Gas | No Match |  | True | 1 |  | Horizontal | No Match | No Match | No Match | No Match | No Match |  | No Match |  | 80000 | 66720 | 2000 | 1675 | 75040 | 1164 | 79.7 | [8 empty] | 6 | Non Federally-Regulated | 01/15/1989 |  | 03/15/1989
Carrier Corp. | Carrier | 48NHT048500-B | Natural Gas | No Match |  | True | 1 |  | Down | No Match | No Match | No Match | No Match | No Match |  | No Match |  | 120000 | 94000 |  |  | 114748 | 1763 | 78.5 | [8 empty] | 3 | Non Federally-Regulated | 03/15/1989 |  | 10/10/1989
Ducane | Climate Control | G-H801-12M-P | LPG | No Match | False | False | 1 |  | Horizontal | No Match | No Match | No Match | No Match | No Match |  | No Match |  | 80000 | 59000 | 1250 | 750 | 72003 | 449 | 64.6 | [8 empty] | 5 | Non Federally-Regulated | 07/26/1982 |  | 08/17/1983
Carrier Corp. | Carrier | 58SS120-CC | LPG | No Match |  | False | 1 |  | Up | No Match | No Match | No Match | No Match | No Match |  | No Match |  | 143000 | 110000 |  |  | 120733 | 952 | 76.9 | [8 empty] | 5 | Non Federally-Regulated | 12/08/1986 |  | 06/29/1987
Carrier Corp. | Carrier | 48LDO063,5,6 | Natural Gas | No Match |  | True | 1 |  | Down | No Match | No Match | No Match | No Match | No Match |  | No Match |  | 75000 | 58350 | 1840 | 1650 | 66530 | 1167 | 78.3 | [8 empty] | 4 | Non Federally-Regulated | 03/15/1989 |  | 10/10/1989
Consolidated Industries Corp. | Addison Products | GPF5.0T100-3 | Natural Gas | No Match |  | True | 1 |  | Horizontal | No Match | No Match | No Match | No Match | No Match |  | No Match |  | 100000 | 76000 |  |  | 79634 | 750 | 77.2 | [8 empty] | 4 | Non Federally-Regulated | 01/27/1988 |  | 01/15/1989
Magic Chef | Airease | EG6B90DC36-1 | Natural Gas | No Match | False | False | 1 |  | Up | No Match | No Match | No Match | No Match | No Match |  | No Match |  | 87007 | 75000 | 1380 | [13 empty] | Non Federally-Regulated | 08/17/1983 |  | 12/08/1986
BDP Co. | Day & Night | 397GAW060125 | Natural Gas | No Match | False | False | 1 |  | Up | No Match | No Match | No Match | No Match | No Match |  | No Match |  | 125000 | 98000 | 2110 | 1543 | 130970 | 872 | 71.1 | [8 empty] | 5 | Non Federally-Regulated | 03/11/1982 |  | 07/26/1982
Carrier Corp. | Payne | 376BAW036055 | LPG | No Match |  | False | 1 |  | Horizontal | No Match | No Match | No Match | No Match | No Match |  | No Match |  | 67000 | 54000 |  |  | 66058 | 688 | 81.3 | [8 empty] | 5 | Non Federally-Regulated | 12/08/1986 |  | 01/27/1988
Consolidated Industries Corp. | Premier | GHB75D-15A/E | Natural Gas | No Match | False | True | 1 |  | Horizontal | No Match | No Match | No Match | No Match | No Match |  | No Match |  | 71523 | 54000 | [14 empty] | Non Federally-Regulated | 08/17/1983 |  | 12/08/1986
Bard Manufacturing Company, Inc. | Bard | PGA24A090(B) | Natural Gas | No Match |  | True | 1 |  | Horizontal | No Match | No Match | No Match | No Match | No Match |  | No Match |  | 80000 | 62678 | 870 | 705 | 79101 | 770 | 77.3 | [8 empty] | 6 | Non Federally-Regulated | 01/27/1988 |  | 01/15/1989
Rheem Sales Company, Inc. | Rheem | RGVB-09NA-AR | Natural Gas | No Match |  | False | 1 |  | Horizontal | No Match | No Match | No Match | No Match | No Match |  | No Match |  | 90000 | 70000 |  |  | 79108 | 631 | 78 | [8 empty] | 4 | Non Federally-Regulated | 01/15/1989 |  | 10/10/1989
Amana Refrigeration, Inc. | Amana | EPCG4812-3B (C) | Natural Gas | No Match | False | True | 1 |  | Horizontal | No Match | No Match | No Match | No Match | No Match |  | No Match |  | 120000 | 101822 |  |  | 111120 | 792 | 83.7 | [8 empty] | 22 | Non Federally-Regulated | 10/13/1981 |  | 03/11/1982
Magic Chef | Johnson | 3A80-OH-1-6 | Natural Gas | No Match | False | True | 1 |  | Horizontal | No Match | No Match | No Match | No Match | No Match |  | No Match |  | 80000 | 60000 | 1340 | 700 | 79576 | 259 | 68.9 | [8 empty] | 19 | Non Federally-Regulated | 10/13/1981 |  | 03/11/1982
Heil Quaker | Heil | NRGF24DCB**(B) | Natural Gas | No Match |  | True | 1 |  | Horizontal | No Match | No Match | No Match | No Match | No Match |  | No Match |  | 80000 | 64960 | 870 | 705 | 79926 | 577 | 77.3 | [8 empty] | 6 | Non Federally-Regulated | 01/27/1988 |  | 01/15/1989
Rheem Sales Company, Inc. | Ruud | URAD-06E30JT | LPG | No Match | False | True | 1 |  | Horizontal | No Match | No Match | No Match | No Match | No Match |  | No Match |  | 59682 | 45000 | [14 empty] | Non Federally-Regulated | 08/17/1983 |  | 12/08/1986
Heil Quaker | Heil Quaker | NRGF48EKH**(A) | Natural Gas | No Match |  | True | 1 |  | Horizontal | No Match | No Match | No Match | No Match | No Match |  | No Match |  | 80000 | 64472 | 2000 | 1675 | 75013 | 1170 | 79.7 | [8 empty] | 6 | Non Federally-Regulated | 03/15/1989 |  | 10/10/1989
Luxaire | Moncrief | GCH133UF | Natural Gas | No Match | False | False | 1 |  | Horizontal | No Match | No Match | No Match | No Match | No Match |  | No Match |  | 133000 | 100548 | 2000 |  | 129594 | 743 | 69.4 | [8 empty] | 11 | Non Federally-Regulated | 10/13/1981 |  | 03/11/1982
Borg Warner | Moncrief | GCU110RF | Natural Gas | No Match | False | False | 1 |  | Up | No Match | No Match | No Match | No Match | No Match |  | No Match |  | 110519 | 83000 | 1260 | [13 empty] | Non Federally-Regulated | 08/17/1983 |  | 12/08/1986
Rheem Sales Company, Inc. | Ruud | URGG-07E36CK* | Natural Gas | No Match |  | True | 1 |  | Horizontal | No Match | No Match | No Match | No Match | No Match |  | No Match |  | 75000 | 58000 |  |  | 68444 | 745 | 78.2 | [8 empty] | 4 | Non Federally-Regulated | 03/15/1989 |  | 10/10/1989
Heil Quaker | Heil | NRGF48FBB**(C) | Natural Gas | No Match |  | False | 1 |  | Horizontal | No Match | No Match | No Match | No Match | No Match |  | No Match |  | 145000 | 117885 | 1775 | 1550 | 138392 | 1204 | 77.8 | [8 empty] | 6 | Non Federally-Regulated | 12/08/1986 |  | 01/15/1989
AAON, Inc. | Aaon | RE-06-*-1*-*1* | Natural Gas | No Match |  | True | 1 |  | Down | No Match | No Match | No Match | No Match | No Match |  | No Match |  | 142500 | 119240 | 3000 | 2400 | 128169 | 2017 | 82.1 | [8 empty] | 4 | Non Federally-Regulated | 03/15/1989 |  | 10/10/1989
Rheem Sales Company, Inc. | Rheem | RRGE-12E60JKR | Natural Gas | No Match |  | True | 1 |  | Horizontal | No Match | No Match | No Match | No Match | No Match |  | No Match |  | 125000 | 97000 |  |  | 116216 | 1445 | 78.4 | [8 empty] | 4 | Non Federally-Regulated | 06/29/1987 |  | 01/27/1988
Amana Refrigeration, Inc. | Amana | EPCG3612-1C (C) | LPG | No Match | False | True | 1 |  | Horizontal | No Match | No Match | No Match | No Match | No Match |  | No Match |  | 115976 | 98000 | [14 empty] | Non Federally-Regulated | 08/17/1983 |  | 12/08/1986
Snyder General Corp. | McQuay | *PGDA060H100-IL-** | LPG | No Match |  | True | 1 |  | Down | No Match | No Match | No Match | No Match | No Match |  | No Match |  | 100000 | 79000 |  |  | 97887 | 470 | 80.2 | [8 empty] | 15 | Non Federally-Regulated | 01/27/1988 |  | 01/15/1989
Magic Chef | Armstrong | 3.5D60-OH-1 | Natural Gas | No Match | False | True | 1 |  | Horizontal | No Match | No Match | No Match | No Match | No Match |  | No Match |  | 60000 | 45000 | 1600 | 520 | 69097 | 655 | 68.9 | [8 empty] | 19 | Non Federally-Regulated | 04/02/1981 |  | 10/13/1981
Carrier Corp. | Day & Night | 580AE048100-B | Natural Gas | No Match |  | True | 1 |  | Horizontal | No Match | No Match | No Match | No Match | No Match |  | No Match |  | 100000 | 78000 |  |  | 97418 | 1056 | 78.5 | [8 empty] | 3 | Non Federally-Regulated | 03/15/1989 |  | 10/10/1989
Carrier Corp. | Day & Night | 376CAV060110 | Natural Gas | No Match |  | False | 1 |  | Horizontal | No Match | No Match | No Match | No Match | No Match |  | No Match |  | 138000 | 112000 |  |  | 134212 | 1350 | 80.1 | [8 empty] | 5 | Non Federally-Regulated | 03/15/1989 |  | 10/10/1989
Carrier Corp. | Day & Night | 375AAW048100 | Natural Gas | No Match |  | False | 1 |  | Down | No Match | No Match | No Match | No Match | No Match |  | No Match |  | 119000 | 98000 |  |  | 115044 | 818 | 81.1 | [8 empty] | 5 | Non Federally-Regulated | 12/08/1986 |  | 06/29/1987
Luxaire | Luxaire | GCH060AF | Natural Gas | No Match | False | True | 1 |  | Horizontal | No Match | No Match | No Match | No Match | No Match |  | No Match |  | 60000 | 47400 |  |  | 68743 | 569 | 67.9 | [8 empty] | 2 | Non Federally-Regulated | 04/02/1981 |  | 10/13/1981
Consolidated Industries Corp. | Friedrich | GHB100NOAI | Natural Gas | No Match | False | True | 1 |  | Horizontal | No Match | No Match | No Match | No Match | No Match |  | No Match |  | 97113 | 74000 | [14 empty] | Non Federally-Regulated | 08/17/1983 |  | 12/08/1986
Ducane | Lennox | GS11D2E-100-4NLT | LPG | No Match | False | True | 1 |  | Horizontal | No Match | No Match | No Match | No Match | No Match |  | No Match |  | 100000 | 69000 | 1000 | 800 | 105135 | 904 | 58 | [8 empty] | 5 | Non Federally-Regulated | 04/02/1981 |  | 10/13/1981
Singer | Singer | G-U 313125-12B-PD | Natural Gas | No Match | False | False | 1 |  | Up | No Match | No Match | No Match | No Match | No Match |  | No Match |  | 125000 | 94000 | 1435 | 960 | 260000 | 531 | 65.9 | [8 empty] | 20 | Non Federally-Regulated | 04/02/1981 |  | 07/26/1982
Magic Chef | Gaffers & Sattler | ENG6D40DC24-* | Natural Gas | No Match |  | False | 1 |  | Up | No Match | No Match | No Match | No Match | No Match |  | No Match |  | 40000 | 32000 | 840 |  | 40345 | 332 | 74.6 | [8 empty] | 2 | Non Federally-Regulated | 06/29/1987 |  | 01/15/1989
Rheem Sales Company, Inc. | Heat Controller | TGR-36-3F-120 | Natural Gas | No Match |  | True | 1 |  | Horizontal | No Match | No Match | No Match | No Match | No Match |  | No Match |  | 125000 | 96000 |  |  | 122462 | 670 | 76.6 | [8 empty] | 4 | Non Federally-Regulated | 01/15/1989 |  | 03/15/1989
Luxaire | Luxaire | 36ECW120GB | Natural Gas | No Match | False | True | 1 |  | Horizontal | No Match | No Match | No Match | No Match | No Match |  | No Match |  | 120000 | 93720 | 1275 | 995 | 112346 | 573 | 70 | [8 empty] | 5 | Non Federally-Regulated | 04/02/1981 |  | 10/13/1981
Rheem Sales Company, Inc. | Heat Controller | TGR-48-3E-120 | Natural Gas | No Match |  | True | 1 |  | Horizontal | No Match | No Match | No Match | No Match | No Match |  | No Match |  | 125000 | 97000 |  |  | 118760 | 910 | 78.3 | [8 empty] | 4 | Non Federally-Regulated | 12/08/1986 |  | 06/29/1987
Rheem Sales Company, Inc. | Heat Controller | TGR-42-3E-120 | Natural Gas | No Match |  | True | 1 |  | Horizontal | No Match | No Match | No Match | No Match | No Match |  | No Match |  | 125000 | 97000 |  |  | 118278 | 835 | 78.8 | [8 empty] | 4 | Non Federally-Regulated | 06/29/1987 |  | 01/27/1988
Arco Comfort Products Co. | Arco Comfort Products Co. | GHC050NDAI | Natural Gas | No Match |  | False | 1 |  | Horizontal | No Match | No Match | No Match | No Match | No Match |  | No Match |  | 50000 | 39000 |  |  | 40821 | 385 | 75.3 | [8 empty] | 3 | Non Federally-Regulated | 12/08/1986 |  | 06/29/1987
Coleman Company, Inc. | Coleman | 6360H423(B) | Natural Gas | No Match |  | True | 1 |  | Horizontal | No Match | No Match | No Match | No Match | No Match |  | No Match |  | 100000 | 78886 | 2000 | 1675 | 97374 | 1274 | 77.4 | [8 empty] | 6 | Non Federally-Regulated | 01/27/1988 |  | 01/15/1989
John Zink | John Zink | RCG-0601-33-0951-CC | Natural Gas | No Match | False | True | 1 |  | Horizontal | No Match | No Match | No Match | No Match | No Match |  | No Match |  | 95000 | 73150 | 2200 | [13 empty] | Non Federally-Regulated | 08/17/1983 |  | 12/08/1986
Magic Chef | Gaffers & Sattler | EMG-110-4 | Natural Gas | No Match | False | False | 1 |  | Up | No Match | No Match | No Match | No Match | No Match |  | No Match |  | 110000 | 88000 |  | 930 | 120917 | 542 | 64.2 | [8 empty] | 19 | Non Federally-Regulated | 04/02/1981 |  | 08/17/1983
Snyder General Corp. | Comfortmaker | *PGHA042F075-IM-** | Natural Gas | No Match |  | True | 1 |  | Horizontal | No Match | No Match | No Match | No Match | No Match |  | No Match |  | 75000 | 56000 |  |  | 60783 | 318 | 77.3 | [8 empty] | 15 | Non Federally-Regulated | 06/29/1987 |  | 01/27/1988
Rheem Sales Company, Inc. | Rheem | RGNC-06EA | Natural Gas | No Match | False | True | 1 |  | Horizontal | No Match | No Match | No Match | No Match | No Match |  | No Match |  | 60000 | 46000 |  |  | 65779 | 601 | 69.9 | [8 empty] | 4 | Non Federally-Regulated | 04/02/1981 |  | 10/13/1981
Rheem Sales Company, Inc. | Century | TGR150-3F-250K | Natural Gas | No Match |  | True | 1 |  | Down | No Match | No Match | No Match | No Match | No Match |  | No Match |  | 200000 | 162052 |  |  | 187661 | 2840 | 80.2 | [8 empty] | 6 | Non Federally-Regulated | 03/15/1989 |  | 10/10/1989
Heil Quaker | Heil Quaker | NDGK075DF** | Natural Gas | No Match |  | False | 1 |  | Down | No Match | No Match | No Match | No Match | No Match |  | No Match |  | 75000 | 67648 | 1230 | 1140 | 68703 | 607 | 89.8 | [8 empty] | 2 | Non Federally-Regulated | 01/15/1989 |  | 10/10/1989
Climate Control / Snyder General | Climate Control | *PGDA048G100-N** | Natural Gas | No Match |  | True | 1 |  | Down | No Match | No Match | No Match | No Match | No Match |  | No Match |  | 100000 | 79000 |  |  | 97887 | 470 | 80.2 | [8 empty] | 15 | Non Federally-Regulated | 12/08/1986 |  | 06/29/1987
Rheem Sales Company, Inc. | Rheem | RRGE-05E30JKR | Natural Gas | No Match |  | True | 1 |  | Horizontal | No Match | No Match | No Match | No Match | No Match |  | No Match |  | 50000 | 39000 |  |  | 51134 | 390 | 78.8 | [8 empty] | 4 | Non Federally-Regulated | 03/15/1989 |  | 10/10/1989
Daikin Comfort Technologies Manufacturing, L.P. | GMC | PG042125-3 | Natural Gas | No Match |  | True | 1 |  | Horizontal | No Match | No Match | No Match | No Match | No Match |  | No Match |  | 125000 | 96000 | 1320 | 1030 | 104216 | 562 | 75 | [8 empty] | 5 | Non Federally-Regulated | 06/29/1987 |  | 01/27/1988
Ducane | Heil Quaker | NUOC125BH01 | Oil | No Match | False | False | 1 |  | Up | No Match | No Match | No Match | No Match | No Match |  | No Match |  | 156045 | 119000 | 1630 | 970 | 138731 | 940 | 76 | [8 empty] | 5 | Non Federally-Regulated | 07/26/1982 |  | 08/17/1983
SJC Corp. | Janitrol | DI100D08 | Natural Gas | No Match | False | False | 1 |  | Down | No Match | No Match | No Match | No Match | No Match |  | No Match |  | 100000 | 75000 | 840 | 800 | 91877 | 609 | 67.4 | [8 empty] | 0 | Non Federally-Regulated | 10/13/1981 |  | 07/26/1982
Lennox Industries Inc. | Lennox | GCS16-1353-270-4Y | Natural Gas | No Match |  | True | 3 |  | Horizontal | No Match | No Match | No Match | No Match | No Match |  | No Match |  | 270000 | 216297 | 5200 | 3600 | 256004 | 1950 | 78.5 | [8 empty] | 20 | Non Federally-Regulated | 12/08/1986 |  | 06/29/1987
Snyder General Corp. | McQuay | *PGDA048G075-N** | Natural Gas | No Match |  | True | 1 |  | Down | No Match | No Match | No Match | No Match | No Match |  | No Match |  | 75000 | 59000 |  |  | 58465 | 331 | 80.2 | [8 empty] | 15 | Non Federally-Regulated | 12/08/1986 |  | 06/29/1987
Rheem Sales Company, Inc. | Heat Controller | GCL140-DH | Natural Gas | No Match | False | False | 1 |  | Up | No Match | No Match | No Match | No Match | No Match |  | No Match |  | 140625 | 108000 | [14 empty] | Non Federally-Regulated | 08/17/1983 |  | 12/08/1986
Carrier Corp. | Day & Night | 397HAW060140 | LPG | No Match |  | False | 1 |  | Up | No Match | No Match | No Match | No Match | No Match |  | No Match |  | 167000 | 130000 |  |  | 159636 | 1104 | 77.9 | [8 empty] | 5 | Non Federally-Regulated | 12/08/1986 |  | 06/29/1987
Amana Refrigeration, Inc. | Amana | GCE80DM | LPG | No Match | False | False | 1 |  | Down | No Match | No Match | No Match | No Match | No Match |  | No Match |  | 80000 | 62000 | 800 | 750 | 88800 | 529 | 70.1 | [8 empty] | 4 | Non Federally-Regulated | 07/26/1982 |  | 08/17/1983
Rheem Sales Company, Inc. | Heat Controller | GCH125-D3 | Natural Gas | No Match | False | False | 1 |  | Down | No Match | No Match | No Match | No Match | No Match |  | No Match |  | 125490 | 96000 | [14 empty] | Non Federally-Regulated | 08/17/1983 |  | 12/08/1986
Ducane | Payne | 349EAW060140 | LPG | No Match | False | False | 1 |  | Horizontal | No Match | No Match | No Match | No Match | No Match |  | No Match |  | 140000 | 97000 | 1950 | 1130 | 160264 | 921 | 58 | [8 empty] | 5 | Non Federally-Regulated | 04/02/1981 |  | 03/11/1982
Heil Quaker | Heil | NRGF60FBH**(B) | Natural Gas | No Match |  | True | 1 |  | Horizontal | No Match | No Match | No Match | No Match | No Match |  | No Match |  | 130000 | 106080 | 1775 | 1550 | 117495 | 1120 | 78.3 | [8 empty] | 6 | Non Federally-Regulated | 12/08/1986 |  | 06/29/1987
BDP Co. | Carrier | 48GH06050, 51 | LPG | No Match | False | True | 1 |  | Horizontal | No Match | No Match | No Match | No Match | No Match |  | No Match |  | 125000 | 93750 | 2195 | [13 empty] | Non Federally-Regulated | 08/17/1983 |  | 12/08/1986
Sunbeam Air Conditioning | Sunbeam Air Conditioning | RCG-1202-33-2101-HC | Natural Gas | No Match |  | True | 1 |  | Down | No Match | No Match | No Match | No Match | No Match |  | No Match |  | 210000 | 165900 | 4400 | 3600 | 196770 | 2830 | 77.3 | [8 empty] | 4 | Non Federally-Regulated | 12/08/1986 |  | 06/29/1987
Luxaire | Westinghouse Electric | 60RE24BNL | Natural Gas | No Match | False | False | 1 |  | Down | No Match | No Match | No Match | No Match | No Match |  | No Match |  | 60000 | 47700 | 735 | 520 | 61783 | 1068 | 70.7 | [8 empty] | 5 | Non Federally-Regulated | 04/02/1981 |  | 10/13/1981
Rheem Sales Company, Inc. | Rheem | RGWC-06EA | Natural Gas | No Match | False | True | 1 |  | Horizontal | No Match | No Match | No Match | No Match | No Match |  | No Match |  | 60000 | 46000 |  |  | 65779 | 601 | 69.9 | [8 empty] | 4 | Non Federally-Regulated | 07/26/1982 |  | 08/17/1983
Borg Warner | York | 42ECW120UA | LPG | No Match | False | True | 1 |  | Horizontal | No Match | No Match | No Match | No Match | No Match |  | No Match |  | 120000 | 93480 | 1275 | 995 | 112450 | 606 | 70 | [8 empty] | 5 | Non Federally-Regulated | 07/26/1982 |  | 08/17/1983
Schneider Electric (Square D Wiring Devices) | Sun Dial | GHB75D-10E | LPG | No Match | False | False | 1 |  | Horizontal | No Match | No Match | No Match | No Match | No Match |  | No Match |  | 75000 | 57000 |  |  | 68518 | 545 | 67.4 | [8 empty] | 2 | Non Federally-Regulated | 07/26/1982 |  | 08/17/1983
Snyder General Corp. | Comfortmaker | *PGHA042F075-IN-** | Natural Gas | No Match |  | True | 1 |  | Horizontal | No Match | No Match | No Match | No Match | No Match |  | No Match |  | 75000 | 56000 |  |  | 60783 | 318 | 77.3 | [8 empty] | 15 | Non Federally-Regulated | 06/29/1987 |  | 01/27/1988
Consolidated Industries Corp. | Premier | HCC075ND4RX | Natural Gas | No Match |  | False | 1 |  | Horizontal | No Match | No Match | No Match | No Match | No Match |  | No Match |  | 75000 | 60000 |  |  | 80367 | 780 | 76.4 | [8 empty] | 3 | Non Federally-Regulated | 01/27/1988 |  | 10/10/1989
Luxaire | Luxaire | 48ECW160UA | LPG | No Match | False | True | 1 |  | Horizontal | No Match | No Match | No Match | No Match | No Match |  | No Match |  | 160000 | 122240 | 1860 | 1385 | 156152 | 809 | 70 | [8 empty] | 5 | Non Federally-Regulated | 04/02/1981 |  | 10/13/1981
Heil Quaker | Whirlpool | NRGF60EKB**(B) | Natural Gas | No Match |  | True | 1 |  | Horizontal | No Match | No Match | No Match | No Match | No Match |  | No Match |  | 100000 | 78886 | 2000 | 1675 | 97374 | 1274 | 77.4 | [8 empty] | 6 | Non Federally-Regulated | 06/29/1987 |  | 01/27/1988
Borg Warner | York | 48ECW120WA | Natural Gas | No Match | False | True | 1 |  | Horizontal | No Match | No Match | No Match | No Match | No Match |  | No Match |  | 120000 | 91800 | 1880 | [13 empty] | Non Federally-Regulated | 08/17/1983 |  | 12/08/1986
Amana Refrigeration, Inc. | Amana | EPCG2408-1D (B) | LPG | No Match | False | True | 1 |  | Horizontal | No Match | No Match | No Match | No Match | No Match |  | No Match |  | 96849 | 83000 | [14 empty] | Non Federally-Regulated | 08/17/1983 |  | 12/08/1986
Rheem Sales Company, Inc. | Ruud | URGF-200125D | Natural Gas | No Match |  | True | 1 |  | Down | No Match | No Match | No Match | No Match | No Match |  | No Match |  | 200000 | 162052 |  |  | 187661 | 2840 | 80.2 | [8 empty] | 6 | Non Federally-Regulated | 01/15/1989 |  | 03/15/1989
Rheem Sales Company, Inc. | Weatherking | GPG3.5T125-3 | Natural Gas | No Match |  | True | 1 |  | Horizontal | No Match | No Match | No Match | No Match | No Match |  | No Match |  | 125000 | 97000 |  |  | 118278 | 835 | 78.8 | [8 empty] | 4 | Non Federally-Regulated | 03/15/1989 |  | 10/10/1989
Magic Chef | Johnson | CF80-3 | Natural Gas | No Match | False | False | 1 |  | Down | No Match | No Match | No Match | No Match | No Match |  | No Match |  | 80000 | 64000 |  | 660 | 79558 | 369 | 68.3 | [8 empty] | 19 | Non Federally-Regulated | 04/02/1981 |  | 08/17/1983
Rheem Sales Company, Inc. | Ruud | UGYB-09EB-JR | Natural Gas | No Match |  | False | 1 |  | Horizontal | No Match | No Match | No Match | No Match | No Match |  | No Match |  | 90000 | 71000 |  |  | 77042 | 1014 | 78 | [8 empty] | 4 | Non Federally-Regulated | 01/15/1989 |  | 10/10/1989
Magic Chef | Gaffers & Sattler | U80-4 | Natural Gas | No Match | False | False | 1 |  | Up | No Match | No Match | No Match | No Match | No Match |  | No Match |  | 80000 | 64000 |  | 660 | 79558 | 369 | 68.3 | [8 empty] | 19 | Non Federally-Regulated | 03/11/1982 |  | 08/17/1983
Phoenix Manufacturing, Inc. | Frigiking Tappan | RT 48-100-51T | Natural Gas | No Match | False | True | 1 |  | Horizontal | No Match | No Match | No Match | No Match | No Match |  | No Match |  | 100000 | 77000 | 1620 | [13 empty] | Non Federally-Regulated | 08/17/1983 |  | 12/08/1986
Ducane | Moncrief | HGC120HANA | Natural Gas | No Match | False | True | 1 |  | Horizontal | No Match | No Match | No Match | No Match | No Match |  | No Match |  | 120000 | 89000 | 1600 | 960 | 119741 | 554 | 65.3 | [8 empty] | 5 | Non Federally-Regulated | 07/26/1982 |  | 08/17/1983
Ducane | BDP Co. | 390C-060125 | Oil | No Match | False | False | 1 |  | Up | No Match | No Match | No Match | No Match | No Match |  | No Match |  | 150253 | 119000 | 2060 | [13 empty] | Non Federally-Regulated | 08/17/1983 |  | 12/08/1986
York International | Luxaire | DACC-W048N073B | Natural Gas | No Match |  | True | 1 |  | Horizontal | No Match | No Match | No Match | No Match | No Match |  | No Match |  | 73500 | 59000 | 1720 | 1560 | 55559 | 892 | 81 | [9 empty] | Non Federally-Regulated | 01/15/1989 |  | 03/15/1989
Consolidated Industries Corp. | Addison Products | GPE7.5T225-3L | Natural Gas | No Match |  | True | 3 |  | Horizontal | No Match | No Match | No Match | No Match | No Match |  | No Match |  | 225000 | 174740 |  |  | 196785 | 1720 | 77.6 | [8 empty] | 6 | Non Federally-Regulated | 01/27/1988 |  | 01/15/1989
Arkla Industries, Inc. | Arkla | DI138D15 | Natural Gas | No Match | False | False | 1 |  | Down | No Match | No Match | No Match | No Match | No Match |  | No Match |  | 138000 | 103500 | 1530 | 1190 | 130242 | 806 | 71.6 | [9 empty] | Non Federally-Regulated | 07/26/1982 |  | 08/17/1983
Gaffers & Sattler | York | D1SE060N08525A | Natural Gas | No Match |  | True | 1 |  | Horizontal | No Match | No Match | No Match | No Match | No Match |  | No Match |  | 102400 | 83000 | 2210 | 2095 | 94482 | 1040 | 81 | [9 empty] | Non Federally-Regulated | 12/08/1986 |  | 06/29/1987
Heil Quaker | Heil | NRGE42SAK** | Natural Gas | No Match | False | True | 1 |  | Horizontal | No Match | No Match | No Match | No Match | No Match |  | No Match |  | 56878 | 43000 | 1250 | [13 empty] | Non Federally-Regulated | 08/17/1983 |  | 12/08/1986
Clare Brothers | Clare Brothers | HEDF-B 60-S | LPG | No Match |  | False | 1 |  | Down | No Match | No Match | No Match | No Match | No Match |  | No Match |  | 60000 | 57000 | 800 |  | 73800 | 435 | 93 | [8 empty] | 0 | Non Federally-Regulated | 01/27/1988 |  | 01/15/1989
Carrier Corp. | Day & Night | 580AP042120-B | Natural Gas | No Match |  | True | 1 |  | Horizontal | No Match | No Match | No Match | No Match | No Match |  | No Match |  | 120000 | 94000 |  |  | 114748 | 1763 | 78.5 | [8 empty] | 3 | Non Federally-Regulated | 03/15/1989 |  | 10/10/1989
Carrier Corp. | Day & Night | 580AN030080 | LPG | No Match |  | True | 1 |  | Horizontal | No Match | No Match | No Match | No Match | No Match |  | No Match |  | 80000 | 61000 |  |  | 80004 | 585 | 77.5 | [8 empty] | 3 | Non Federally-Regulated | 01/27/1988 |  | 01/15/1989
Rheem Sales Company, Inc. | Rheem | RGGA-08KCA | Natural Gas | No Match | False | False | 1 |  | Up | No Match | No Match | No Match | No Match | No Match |  | No Match |  | 80000 | 60000 |  |  | 92368 | 537 | 67.4 | [8 empty] | 4 | Non Federally-Regulated | 04/02/1981 |  | 08/17/1983
Rheem Sales Company, Inc. | Square D | GUC125ECGN | Natural Gas | No Match | False | False | 1 |  | Up | No Match | No Match | No Match | No Match | No Match |  | No Match |  | 125000 | 96000 |  |  | 132700 | 930 | 70 | [8 empty] | 4 | Non Federally-Regulated | 03/11/1982 |  | 08/17/1983
Rheem Sales Company, Inc. | Rheem | RGDC-07EC-** | LPG | No Match |  | False | 1 |  | Up | No Match | No Match | No Match | No Match | No Match |  | No Match |  | 75000 | 59000 |  |  | 70889 | 792 | 78 | [8 empty] | 4 | Non Federally-Regulated | 12/08/1986 |  | 01/27/1988
Magic Chef | Williams | EG6A40D-5 | Natural Gas | No Match | False | False | 1 |  | Up | No Match | No Match | No Match | No Match | No Match |  | No Match |  | 40000 | 32000 | 610 |  | 40400 | 636 | 72.7 | [8 empty] | 2 | Non Federally-Regulated | 07/26/1982 |  | 08/17/1983
Gaffers & Sattler | York | D1YD036N10025A | Natural Gas | No Match |  |  | 1 |  | No Match | No Match | No Match | No Match | No Match | No Match |  | No Match |  | 100000 | 75000 |  |  | 76585 | 166 | 67.3 | [8 empty] | 19 | Non Federally-Regulated | 04/02/1981 |  | 10/13/1981
Carrier Corp. | Payne | 580AE042080 | LPG | No Match |  | True | 1 |  | Horizontal | No Match | No Match | No Match | No Match | No Match |  | No Match |  | 80000 | 61000 |  |  | 80004 | 585 | 77.5 | [8 empty] | 3 | Non Federally-Regulated | 01/27/1988 |  | 01/15/1989
Rheem Sales Company, Inc. | Ruud | URGG-10E36CK* | Natural Gas | No Match |  | True | 1 |  | Horizontal | No Match | No Match | No Match | No Match | No Match |  | No Match |  | 100000 | 76000 |  |  | 80594 | 610 | 76.9 | [8 empty] | 4 | Non Federally-Regulated | 03/15/1989 |  | 10/10/1989
Amana Refrigeration, Inc. | Amana | EPCG6017-3C (A) | Natural Gas | No Match | False | True | 1 |  | Horizontal | No Match | No Match | No Match | No Match | No Match |  | No Match |  | 130000 | 110000 |  |  | 111930 | 449 | 84.2 | [8 empty] | 22 | Non Federally-Regulated | 07/26/1982 |  | 08/17/1983
Borg Warner | Fraser Johnston | FCU140UANA | Natural Gas | No Match | False | False | 1 |  | Up | No Match | No Match | No Match | No Match | No Match |  | No Match |  | 140000 | 107000 | 2010 | 2010 | 130508 | 939 | 68.5 | [8 empty] | 5 | Non Federally-Regulated | 07/26/1982 |  | 08/17/1983
Heil Quaker | Heil | HUGB130AG01* | Natural Gas | No Match | False | False | 1 |  | Up | No Match | No Match | No Match | No Match | No Match |  | No Match |  | 130000 | 98000 | 1365 | 950 | 120034 | 726 | 78 | [8 empty] | 6 | Non Federally-Regulated | 04/02/1981 |  | 03/11/1982
Rheem Sales Company, Inc. | Ruud | UGDD-04NC-CR | Natural Gas | No Match |  | False | 1 |  | Up | No Match | No Match | No Match | No Match | No Match |  | No Match |  | 40000 | 32000 |  |  | 40903 | 363 | 75.2 | [8 empty] | 3 | Non Federally-Regulated | 06/29/1987 |  | 01/27/1988
Snyder General Corp. | Comfortmaker | *PGD*036G075*I*** | Natural Gas | No Match |  | True | 1 |  | Down | No Match | No Match | No Match | No Match | No Match |  | No Match |  | 75000 | 59000 |  |  | 58465 | 331 | 80 | [8 empty] | 15 | Non Federally-Regulated | 01/15/1989 |  | 03/15/1989
Consolidated Industries Corp. | Pacific / Air | GHB100D-21A | Natural Gas | No Match | False | True | 1 |  | Horizontal | No Match | No Match | No Match | No Match | No Match |  | No Match |  | 93085 | 70000 | [14 empty] | Non Federally-Regulated | 08/17/1983 |  | 12/08/1986
John Zink | Magic Chef | RBG-120-33-2802-G | Natural Gas | No Match | False | True | 3 |  | Horizontal | No Match | No Match | No Match | No Match | No Match |  | No Match |  | 280000 | 224000 | 4400 | [13 empty] | Non Federally-Regulated | 08/17/1983 |  | 12/08/1986
Heil Quaker | Bard | XH075D42AN | Natural Gas | No Match |  | False | 1 |  | Up | No Match | No Match | No Match | No Match | No Match |  | No Match |  | 75000 | 67494 | 1500 | 1360 | 68836 | 577 | 89.7 | [8 empty] | 2 | Non Federally-Regulated | 12/08/1986 |  | 01/27/1988
Heil Quaker | Heil | NUOD112AG** | Oil | No Match |  | False | 1 |  | Up | No Match | No Match | No Match | No Match | No Match |  | No Match |  | 140000 | 110670 | 1390 | 1020 | 132765 | 817 | 76.8 | [8 empty] | 1 | Non Federally-Regulated | 12/08/1986 |  | 01/15/1989
Magic Chef | Armstrong | AC13U80-5 | Natural Gas | No Match | False | False | 1 |  | Up | No Match | No Match | No Match | No Match | No Match |  | No Match |  | 84656 | 64000 | 1180 | [13 empty] | Non Federally-Regulated | 08/17/1983 |  | 12/08/1986
BDP Co. | Payne | 396GAY036075 | LPG | No Match | False | False | 1 |  | Down | No Match | No Match | No Match | No Match | No Match |  | No Match |  | 75000 | 58000 | 1255 | 925 | 77371 | 737 | 69.2 | [8 empty] | 5 | Non Federally-Regulated | 04/02/1981 |  | 10/13/1981
Rheem Sales Company, Inc. | Ruud | URAB-08E42JR | Natural Gas | No Match | False | True | 1 |  | Horizontal | No Match | No Match | No Match | No Match | No Match |  | No Match |  | 80000 | 61000 |  |  | 91869 | 808 | 66.7 | [8 empty] | 5 | Non Federally-Regulated | 10/13/1981 |  | 03/11/1982
Heil Quaker | Heil Quaker | NRGF42DDB**(A) | Natural Gas | No Match |  | True | 1 |  | Horizontal | No Match | No Match | No Match | No Match | No Match |  | No Match |  | 60000 | 48220 | 1490 | 1055 | 56288 | 835 | 79.7 | [8 empty] | 6 | Non Federally-Regulated | 01/15/1989 |  | 03/15/1989
Carrier Corp. | Payne | 579DB,P,E060080 | Natural Gas | No Match |  | True | 1 |  | Down | No Match | No Match | No Match | No Match | No Match |  | No Match |  | 80000 | 61600 | 2000 |  | 71610 | 413 | 75 | [8 empty] | 0 | Non Federally-Regulated | 01/15/1989 |  | 03/15/1989
Luxaire | Westinghouse Electric | 60ECW140WA | Natural Gas | No Match | False | True | 1 |  | Horizontal | No Match | No Match | No Match | No Match | No Match |  | No Match |  | 140000 | 108220 | 2140 | 1790 | 131719 | 739 | 70 | [8 empty] | 5 | Non Federally-Regulated | 10/13/1981 |  | 03/11/1982
BDP Co. | Payne | 397HAW060140 | LPG | No Match | False | False | 1 |  | Up | No Match | No Match | No Match | No Match | No Match |  | No Match |  | 167000 | 130000 | 2150 | 1890 | 152424 | 1054 | 81.7 | [8 empty] | 5 | Non Federally-Regulated | 07/26/1982 |  | 08/17/1983
BDP Co. | Carrier | 48GL03660X, 61X | LPG | No Match | False | True | 1 |  | Horizontal | No Match | No Match | No Match | No Match | No Match |  | No Match |  | 75000 | 56250 | 1330 | 1060 | 76078 | 732 | 70.4 | [8 empty] | 3 | Non Federally-Regulated | 07/26/1982 |  | 08/17/1983
Heil Quaker | Whirlpool | NRGC36MAK02 | Natural Gas | No Match | False | True | 1 |  | Horizontal | No Match | No Match | No Match | No Match | No Match |  | No Match |  | 100000 | 71000 | 1200 | 940 | 89361 | 740 | 68.5 | [8 empty] | 1 | Non Federally-Regulated | 04/02/1981 |  | 10/13/1981
Trane U.S. Inc. | Trane Light Commercial Group | BYC036H3LOA | Natural Gas | No Match |  | True | 3 |  | Horizontal | No Match | No Match | No Match | No Match | No Match |  | No Match |  | 80000 | 62700 | 1635 | 1255 | 79600 | 373 | 78.8 | [8 empty] | 0 | Non Federally-Regulated | 01/27/1988 |  | 01/15/1989
Rheem Sales Company, Inc. | Arcoaire | APGHA060G075 | Natural Gas | No Match |  | True | 1 |  | Horizontal | No Match | No Match | No Match | No Match | No Match |  | No Match |  | 75000 | 56000 |  |  | 60783 | 318 | 77.3 | [8 empty] | 15 | Non Federally-Regulated | 12/08/1986 |  | 06/29/1987
BDP Co. | Day & Night | 397HAW048080 | Natural Gas | No Match | False | False | 1 |  | Up | No Match | No Match | No Match | No Match | No Match |  | No Match |  | 89588 | 74000 | 1545 | [13 empty] | Non Federally-Regulated | 08/17/1983 |  | 12/08/1986
Borg Warner | Moncrief | GCU137SF | LPG | No Match | False | False | 1 |  | Up | No Match | No Match | No Match | No Match | No Match |  | No Match |  | 137150 | 103000 | 1525 | [13 empty] | Non Federally-Regulated | 08/17/1983 |  | 12/08/1986
Magic Chef | Armstrong | 2.5C60-5 | Natural Gas | No Match | False | True | 1 |  | Horizontal | No Match | No Match | No Match | No Match | No Match |  | No Match |  | 80000 | 45000 | 975 | 520 | 69096 | 533 | 67.9 | [8 empty] | 19 | Non Federally-Regulated | 04/02/1981 |  | 10/13/1981
Rheem Sales Company, Inc. | Friedrich | PGE02404GAA | Natural Gas | No Match | False | True | 1 |  | Horizontal | No Match | No Match | No Match | No Match | No Match |  | No Match |  | 40000 | 30000 |  |  | 45404 | 319 | 68.1 | [8 empty] | 4 | Non Federally-Regulated | 07/26/1982 |  | 08/17/1983
Luxaire | Luxaire | GCH114SF | Natural Gas | No Match | False | True | 1 |  | Horizontal | No Match | No Match | No Match | No Match | No Match |  | No Match |  | 114000 | 85842 | 1470 |  | 112786 | 491 | 66.4 | [8 empty] | 5 | Non Federally-Regulated | 10/13/1981 |  | 03/11/1982
Borg Warner | Fraser Johnston | 42ECW080GA | LPG | No Match | False | True | 1 |  | Horizontal | No Match | No Match | No Match | No Match | No Match |  | No Match |  | 80000 | 64000 | 1275 | [13 empty] | Non Federally-Regulated | 08/17/1983 |  | 12/08/1986
Rheem Sales Company, Inc. | Arcoaire | *PGHA024G050-IN-** | Natural Gas | No Match |  | True | 1 |  | Horizontal | No Match | No Match | No Match | No Match | No Match |  | No Match |  | 50000 | 36000 |  |  | 41081 | 190 | 76.6 | [8 empty] | 15 | Non Federally-Regulated | 01/27/1988 |  | 01/15/1989
Consolidated Industries Corp. | Sun Dial | HAC100NF0T | LPG | No Match | False | False | 1 |  | Horizontal | No Match | No Match | No Match | No Match | No Match |  | No Match |  | 99738 | 76000 | [14 empty] | Non Federally-Regulated | 08/17/1983 |  | 12/08/1986
Borg Warner | Borg Warner | 120HCDAC | LPG | No Match | False | True | 1 |  | Horizontal | No Match | No Match | No Match | No Match | No Match |  | No Match |  | 120000 | 92280 | 1565 | 1091 | 115120 | 780 | 69.1 | [8 empty] | 2 | Non Federally-Regulated | 07/26/1982 |  | 08/17/1983
Rheem Sales Company, Inc. | Arcoaire | *PGHA048F075-IM-** | Natural Gas | No Match |  | True | 1 |  | Horizontal | No Match | No Match | No Match | No Match | No Match |  | No Match |  | 75000 | 56000 |  |  | 60783 | 318 | 77.3 | [8 empty] | 15 | Non Federally-Regulated | 01/27/1988 |  | 01/15/1989
SJC Corp. | Janitrol | RT 48-150-31T | Natural Gas | No Match | False | True | 1 |  | Horizontal | No Match | No Match | No Match | No Match | No Match |  | No Match |  | 150000 | 115500 | 1620 | 950 | 142312 | 1509 | 75.1 | [8 empty] | 0 | Non Federally-Regulated | 10/13/1981 |  | 03/11/1982
Carrier Corp. | Day & Night | 397HAW060100 | Natural Gas | No Match |  | False | 1 |  | Up | No Match | No Match | No Match | No Match | No Match |  | No Match |  | 119000 | 93000 |  |  | 98529 | 1060 | 77.6 | [8 empty] | 5 | Non Federally-Regulated | 12/08/1986 |  | 06/29/1987
Rheem Sales Company, Inc. | Arcoaire | AGUD060A014-IM | Natural Gas | No Match |  | False | 1 |  | Up | No Match | No Match | No Match | No Match | No Match |  | No Match |  | 60000 | 47000 | 1400 | 805 | 63105 | 408 | 73.9 | [8 empty] | 3 | Non Federally-Regulated | 12/08/1986 |  | 06/29/1987
York International | York | D1SE060N08546B | Natural Gas | No Match |  | True | 1 |  | Horizontal | No Match | No Match | No Match | No Match | No Match |  | No Match |  | 102400 | 83000 | 2210 | 2095 | 94482 | 1040 | 81 | [9 empty] | Non Federally-Regulated | 01/15/1989 |  | 03/15/1989
Snyder General Corp. | Arcoaire | *PGH*048G075*I*** | Natural Gas | No Match |  | True | 1 |  | Horizontal | No Match | No Match | No Match | No Match | No Match |  | No Match |  | 75000 | 56000 |  |  | 60783 | 318 | 77.3 | [8 empty] | 15 | Non Federally-Regulated | 01/15/1989 |  | 03/15/1989
Magic Chef | Williams | 24C60-5 | Natural Gas | No Match | False | True | 1 |  | Horizontal | No Match | No Match | No Match | No Match | No Match |  | No Match |  | 60000 | 45000 | 805 | 520 | 69096 | 232 | 67.2 | [8 empty] | 19 | Non Federally-Regulated | 07/26/1982 |  | 08/17/1983
BDP Co. | Day & Night | 396GAY000100 | LPG | No Match | False | False | 1 |  | Down | No Match | No Match | No Match | No Match | No Match |  | No Match |  | 100000 | 77000 |  |  | 98858 | 465 | 79.4 | [8 empty] | 11 | Non Federally-Regulated | 10/13/1981 |  | 03/11/1982
Arco Comfort Products Co. | Airtron | AGU80830B | Natural Gas | No Match | False | False | 1 |  | Up | No Match | No Match | No Match | No Match | No Match |  | No Match |  | 80000 | 62400 | 1200 | [13 empty] | Non Federally-Regulated | 08/17/1983 |  | 12/08/1986
Ducane | Day & Night | 349EAW036080-B | Natural Gas | No Match | False | False | 1 |  | Horizontal | No Match | No Match | No Match | No Match | No Match |  | No Match |  | 80000 | 59000 | 1250 | 750 | 72003 | 449 | 64.6 | [8 empty] | 5 | Non Federally-Regulated | 07/26/1982 |  | 08/17/1983
Carrier Corp. | Day & Night | 580AN060120 | Natural Gas | No Match |  | True | 1 |  | Horizontal | No Match | No Match | No Match | No Match | No Match |  | No Match |  | 120000 | 94000 |  |  | 116416 | 1379 | 78.5 | [8 empty] | 3 | Non Federally-Regulated | 03/15/1989 |  | 10/10/1989
Rheem Sales Company, Inc. | Montgomery Ward | SRM-54895 | Natural Gas | No Match | False | False | 1 |  | Up | No Match | No Match | No Match | No Match | No Match |  | No Match |  | 80000 | 61000 |  |  | 87500 | 654 | 70.7 | [8 empty] | 4 | Non Federally-Regulated | 04/02/1981 |  | 08/17/1983
Ducane | Heil Quaker | NRGF36EDB**(A) | Natural Gas | No Match |  | True | 1 |  | Horizontal | No Match | No Match | No Match | No Match | No Match |  | No Match |  | 80000 | 63228 | 1555 | 1080 | 78543 | 714 | 78 | [8 empty] | 6 | Non Federally-Regulated | 06/29/1987 |  | 01/27/1988
Rheem Sales Company, Inc. | Rheem | RGUG-03EA-CV | LPG | No Match |  | False | 1 |  | Horizontal | No Match | No Match | No Match | No Match | No Match |  | No Match |  | 34000 | 27000 |  |  | 39318 | 472 | 77.3 | [8 empty] | 4 | Non Federally-Regulated | 01/27/1988 |  | 10/10/1989
Snyder General Corp. | McQuay | *PGHA048F100-IN-** | Natural Gas | No Match |  | True | 1 |  | Horizontal | No Match | No Match | No Match | No Match | No Match |  | No Match |  | 100000 | 74000 |  |  | 80919 | 408 | 77.4 | [8 empty] | 15 | Non Federally-Regulated | 06/29/1987 |  | 01/27/1988
Rheem Sales Company, Inc. | Addison Products | GD100-FDI3 | Natural Gas | No Match | False | False | 1 |  | Down | No Match | No Match | No Match | No Match | No Match |  | No Match |  | 99469 | 75000 | [14 empty] | Non Federally-Regulated | 08/17/1983 |  | 12/08/1986
Snyder General Corp. | Arcoaire | *PGHA048G125-IM-** | Natural Gas | No Match |  | True | 1 |  | Horizontal | No Match | No Match | No Match | No Match | No Match |  | No Match |  | 125000 | 93000 |  |  | 80919 | 522 | 76.1 | [8 empty] | 15 | Non Federally-Regulated | 06/29/1987 |  | 01/27/1988
Snyder General Corp. | McQuay | *PGDA060H150-M* | Natural Gas | No Match |  | True | 1 |  | Down | No Match | No Match | No Match | No Match | No Match |  | No Match |  | 150000 | 117000 |  |  | 138818 | 688 | 79.1 | [8 empty] | 15 | Non Federally-Regulated | 12/08/1986 |  | 06/29/1987
Heil Quaker | Heil Quaker | NUGK105CG** | Natural Gas | No Match |  | False | 1 |  | Up | No Match | No Match | No Match | No Match | No Match |  | No Match |  | 105000 | 90611 | 1400 | 885 | 85960 | 793 | 89.7 | [8 empty] | 2 | Non Federally-Regulated | 01/15/1989 |  | 10/10/1989
Borg Warner | York | 36ECW080GB | LPG | No Match | False | True | 1 |  | Horizontal | No Match | No Match | No Match | No Match | No Match |  | No Match |  | 80000 | 62640 | 1275 | [13 empty] | Non Federally-Regulated | 08/17/1983 |  | 12/08/1986
Heil Quaker | Heil | NRGB36MAH02 | Natural Gas | No Match | False | True | 1 |  | Horizontal | No Match | No Match | No Match | No Match | No Match |  | No Match |  | 100000 | 71000 | 1200 | 940 | 89361 | 740 | 68.5 | [8 empty] | 1 | Non Federally-Regulated | 04/02/1981 |  | 10/13/1981
Magic Chef | Armstrong | 3A100-OH-3-6 | Natural Gas | No Match | False | True | 1 |  | Horizontal | No Match | No Match | No Match | No Match | No Match |  | No Match |  | 100000 | 75000 | 1340 | 870 | 76585 | 166 | 67.3 | [8 empty] | 19 | Non Federally-Regulated | 10/13/1981 |  | 03/11/1982
BDP Co. | Carrier | 58GS050-2 | Natural Gas | No Match | False | False | 1 |  | Up | No Match | No Match | No Match | No Match | No Match |  | No Match |  | 50000 | 36000 | 815 | 673 | 53980 | 644 | 70.1 | [8 empty] | 5 | Non Federally-Regulated | 07/26/1982 |  | 08/17/1983
Luxaire | Luxaire | GCH095HF | Natural Gas | No Match | False | True | 1 |  | Horizontal | No Match | No Match | No Match | No Match | No Match |  | No Match |  | 95000 | 72390 | 1500 | 1170 | 94466 | 963 | 65.5 | [8 empty] | 5 | Non Federally-Regulated | 10/13/1981 |  | 03/11/1982
Climate Control / Snyder General | Climate Control | *PGDA060G100-M* | Natural Gas | No Match |  | True | 1 |  | Down | No Match | No Match | No Match | No Match | No Match |  | No Match |  | 100000 | 79000 |  |  | 97887 | 470 | 80.2 | [8 empty] | 15 | Non Federally-Regulated | 12/08/1986 |  | 06/29/1987
Heil Quaker | Sears | 867.81508*(B) | Natural Gas | No Match |  | True | 1 |  | Horizontal | No Match | No Match | No Match | No Match | No Match |  | No Match |  | 130000 | 103046 | 1775 | 1550 | 117468 | 1126 | 78.3 | [8 empty] | 6 | Non Federally-Regulated | 03/15/1989 |  | 10/10/1989
Heil Quaker | Heil | HUGE060AG** | Natural Gas | No Match | False | False | 1 |  | Up | No Match | No Match | No Match | No Match | No Match |  | No Match |  | 60179 | 47000 | 1325 | [13 empty] | Non Federally-Regulated | 08/17/1983 |  | 12/08/1986
Luxaire | Westinghouse Electric | 80CEH0BNL | Natural Gas | No Match | False | False | 1 |  | Up | No Match | No Match | No Match | No Match | No Match |  | No Match |  | 80000 | 61760 |  |  | 86836 | 673 | 70.3 | [8 empty] | 2 | Non Federally-Regulated | 03/11/1982 |  | 07/26/1982
John Zink | Air Distribution Association | RCG-0601-33-0951-CT | Natural Gas | No Match | False | True | 1 |  | Horizontal | No Match | No Match | No Match | No Match | No Match |  | No Match |  | 95000 | 73150 | 2200 | [13 empty] | Non Federally-Regulated | 08/17/1983 |  | 12/08/1986
Heil Quaker | Whirlpool | NLGB175AK** | Natural Gas | No Match | False | False | 1 |  | Up | No Match | No Match | No Match | No Match | No Match |  | No Match |  | 175641 | 137000 | 2040 | [13 empty] | Non Federally-Regulated | 08/17/1983 |  | 12/08/1986
Lennox Industries Inc. | Lennox | GCS9-461-90-1P | Natural Gas | No Match | False | True | 1 |  | Down | No Match | No Match | No Match | No Match | No Match |  | No Match |  | 86330 | 72000 | 1500 | [13 empty] | Non Federally-Regulated | 08/17/1983 |  | 12/08/1986
Gaffers & Sattler | York | D1SE060N08546B | Natural Gas | No Match |  | True | 1 |  | Horizontal | No Match | No Match | No Match | No Match | No Match |  | No Match |  | 102400 | 83000 | 2210 | 2095 | 94482 | 1040 | 81 | [9 empty] | Non Federally-Regulated | 06/29/1987 |  | 01/27/1988
Trane U.S. Inc. | Trane | SFCB-C15*-LA | Natural Gas | No Match | False | True | 3 |  | Down | No Match | No Match | No Match | No Match | No Match |  | No Match |  | 300000 | 225000 | 7200 | 6000 | [11 empty] | 5 | Non Federally-Regulated | 07/26/1982 |  | 08/17/1983
AAON, Inc. | Aaon | RE-08-*-0*-*2* | Natural Gas | No Match |  | True | 3 |  | Down | No Match | No Match | No Match | No Match | No Match |  | No Match |  | 225000 | 181530 | 4000 | 3200 | 206574 | 2593 | 81 | [8 empty] | 4 | Non Federally-Regulated | 03/15/1989 |  | 10/10/1989
Carrier Corp. | Carrier | 48DR0165,6 | Natural Gas | No Match |  | True | 3 |  | Down | No Match | No Match | No Match | No Match | No Match |  | No Match |  | 270000 | 216000 | 7500 | 4500 | 267700 | 1936 | 75.3 | [8 empty] | 5 | Non Federally-Regulated | 01/15/1989 |  | 03/15/1989
Heil Quaker | Whirlpool | NRGF48EDB**(B) | Natural Gas | No Match |  | True | 1 |  | Horizontal | No Match | No Match | No Match | No Match | No Match |  | No Match |  | 100000 | 78886 | 2000 | 1675 | 97374 | 1274 | 77.4 | [8 empty] | 6 | Non Federally-Regulated | 01/15/1989 |  | 03/15/1989
Snyder General Corp. | Arcoaire | *PGH*060F100*I*** | Natural Gas | No Match |  | True | 1 |  | Horizontal | No Match | No Match | No Match | No Match | No Match |  | No Match |  | 100000 | 74000 |  |  | 80919 | 408 | 77.4 | [8 empty] | 15 | Non Federally-Regulated | 03/15/1989 |  | 10/10/1989
Luxaire | Westinghouse Electric | IE024ACAON | LPG | No Match | False | True | 1 |  | Horizontal | No Match | No Match | No Match | No Match | No Match |  | No Match |  | 60000 | 47400 | 930 | 675 | 65575 | 600 | 70 | [8 empty] | 5 | Non Federally-Regulated | 10/13/1981 |  | 03/11/1982
Ducane | Payne | 349EAW000080 | LPG | No Match | False | False | 1 |  | Horizontal | No Match | No Match | No Match | No Match | No Match |  | No Match |  | 73333 | 55000 | 720 | [13 empty] | Non Federally-Regulated | 08/17/1983 |  | 12/08/1986
Carrier Corp. | Day & Night | 376AAW060110 | Natural Gas | No Match |  | False | 1 |  | Down | No Match | No Match | No Match | No Match | No Match |  | No Match |  | 129000 | 106000 |  |  | 113389 | 846 | 82.2 | [8 empty] | 5 | Non Federally-Regulated | 12/08/1986 |  | 06/29/1987
Snyder General Corp. | McQuay | *PGH*060H075*I*** | Natural Gas | No Match |  | True | 1 |  | Horizontal | No Match | No Match | No Match | No Match | No Match |  | No Match |  | 75000 | 56000 |  |  | 60783 | 318 | 77.3 | [8 empty] | 15 | Non Federally-Regulated | 03/15/1989 |  | 10/10/1989
Rheem Sales Company, Inc. | Arcoaire | AGUC120A020-N | LPG | No Match |  | False | 1 |  | Up | No Match | No Match | No Match | No Match | No Match |  | No Match |  | 125000 | 113000 |  |  | 112919 | 917 | 88.6 | [8 empty] | 4 | Non Federally-Regulated | 06/29/1987 |  | 01/15/1989
BDP Co. | Carrier | 48GL01830X | Natural Gas | No Match | False | True | 1 |  | Horizontal | No Match | No Match | No Match | No Match | No Match |  | No Match |  | 50000 | 38000 | 630 | 510 | 54775 | 433 | 70.4 | [8 empty] | 3 | Non Federally-Regulated | 07/26/1982 |  | 08/17/1983
Carrier Corp. | Payne | 580AN030080 | LPG | No Match |  | True | 1 |  | Horizontal | No Match | No Match | No Match | No Match | No Match |  | No Match |  | 80000 | 61000 |  |  | 80004 | 585 | 77.5 | [8 empty] | 3 | Non Federally-Regulated | 01/27/1988 |  | 01/15/1989
Rheem Sales Company, Inc. | Heat Controller | TGR-36-1E-70 | Natural Gas | No Match |  | True | 1 |  | Horizontal | No Match | No Match | No Match | No Match | No Match |  | No Match |  | 75000 | 58000 |  |  | 68444 | 745 | 78.2 | [8 empty] | 4 | Non Federally-Regulated | 06/29/1987 |  | 01/27/1988
Rheem Sales Company, Inc. | Weatherking | GUWHC100B-D3 | Natural Gas | No Match |  | False | 1 |  | Up | No Match | No Match | No Match | No Match | No Match |  | No Match |  | 100000 | 92000 |  |  | 86889 | 771 | 89.1 | [8 empty] | 4 | Non Federally-Regulated | 01/15/1989 |  | 10/10/1989
Heil Quaker | Dayton | 3E283A | Natural Gas | No Match | False | False | 1 |  | Down | No Match | No Match | No Match | No Match | No Match |  | No Match |  | 79365 | 60000 | 910 | [13 empty] | Non Federally-Regulated | 08/17/1983 |  | 12/08/1986
Magic Chef | Armstrong | EG83-125D2C3.5-7 | Natural Gas | No Match | False | False | 1 |  | Horizontal | No Match | No Match | No Match | No Match | No Match |  | No Match |  | 125000 | 92000 | 1090 | 1575 | 114500 | 481 | 66.7 | [8 empty] | 2 | Non Federally-Regulated | 07/26/1982 |  | 08/17/1983
Heil Quaker | Whirlpool | NRLB60MAK01 | LPG | No Match | False | True | 1 |  | Horizontal | No Match | No Match | No Match | No Match | No Match |  | No Match |  | 150000 | 106000 | 1860 | 1625 | 137533 | 810 | 67.6 | [8 empty] | 1 | Non Federally-Regulated | 04/02/1981 |  | 10/13/1981
Snyder General Corp. | McQuay | *PGDA036H100-IL-** | LPG | No Match |  | True | 1 |  | Down | No Match | No Match | No Match | No Match | No Match |  | No Match |  | 100000 | 79000 |  |  | 97887 | 470 | 80.2 | [8 empty] | 15 | Non Federally-Regulated | 06/29/1987 |  | 01/27/1988
Heil Quaker | Amana | OS112DG | Oil | No Match | False | False | 1 |  | Horizontal | No Match | No Match | No Match | No Match | No Match |  | No Match |  | 139474 | 106000 | 1550 | [13 empty] | Non Federally-Regulated | 08/17/1983 |  | 12/08/1986
Daikin Comfort Technologies Manufacturing, L.P. | Janitrol | PG048125-3 | Natural Gas | No Match |  | True | 1 |  | Horizontal | No Match | No Match | No Match | No Match | No Match |  | No Match |  | 125000 | 96000 | 1630 | 1470 | 103552 | 708 | 75 | [8 empty] | 5 | Non Federally-Regulated | 01/27/1988 |  | 01/15/1989
Heil Quaker | Whirlpool | NRGF24DKB**(A) | Natural Gas | No Match |  | True | 1 |  | Horizontal | No Match | No Match | No Match | No Match | No Match |  | No Match |  | 60000 | 46600 | 870 | 705 | 59315 | 607 | 76.9 | [8 empty] | 6 | Non Federally-Regulated | 03/15/1989 |  | 10/10/1989
Consolidated Industries Corp. | Premier | GHB120D-31A/E | Natural Gas | No Match | False | True | 1 |  | Horizontal | No Match | No Match | No Match | No Match | No Match |  | No Match |  | 111851 | 84000 | [14 empty] | Non Federally-Regulated | 08/17/1983 |  | 12/08/1986
Luxaire | Westinghouse Electric | 24ECW060GA | LPG | No Match | False | True | 1 |  | Horizontal | No Match | No Match | No Match | No Match | No Match |  | No Match |  | 60000 | 47400 | 930 | 675 | 65575 | 600 | 70 | [8 empty] | 5 | Non Federally-Regulated | 10/13/1981 |  | 03/11/1982
Ducane | Moncrief | HGC080FANA | Natural Gas | No Match | False | True | 1 |  | Horizontal | No Match | No Match | No Match | No Match | No Match |  | No Match |  | 77836 | 59000 | 1250 | [13 empty] | Non Federally-Regulated | 08/17/1983 |  | 12/08/1986
Snyder General Corp. | Arcoaire | *PGDA048F100-L* | LPG | No Match |  | True | 1 |  | Down | No Match | No Match | No Match | No Match | No Match |  | No Match |  | 100000 | 79000 |  |  | 97887 | 470 | 80.2 | [8 empty] | 15 | Non Federally-Regulated | 12/08/1986 |  | 06/29/1987
York International | York | D1CG036N08246A | Natural Gas | No Match |  | True | 1 |  | Horizontal | No Match | No Match | No Match | No Match | No Match |  | No Match |  | 100000 | 81000 | 1600 | 1600 | 100034 | 1138 | 76 | [9 empty] | Non Federally-Regulated | 01/15/1989 |  | 03/15/1989
Ducane | Borg Warner | P2HSD20N12001A | Natural Gas | No Match | False | False | 1 |  | Horizontal | No Match | No Match | No Match | No Match | No Match |  | No Match |  | 120000 | 89000 | 1840 | 1140 | 118621 | 768 | 65.3 | [8 empty] | 5 | Non Federally-Regulated | 07/26/1982 |  | 08/17/1983
York International | York | D1CG036P08225A | LPG | No Match |  | True | 1 |  | Horizontal | No Match | No Match | No Match | No Match | No Match |  | No Match |  | 100000 | 81000 | 1600 | 1600 | 100034 | 1138 | 76 | [9 empty] | Non Federally-Regulated | 03/15/1989 |  | 10/10/1989
Trane U.S. Inc. | Trane Dealer Products Group | BLU040K930B | Natural Gas | No Match |  | False | 1 |  | Up | No Match | No Match | No Match | No Match | No Match |  | No Match |  | 40000 | 37000 | 1000 | 550 | 33000 | 370 | 93 | [8 empty] | 11 | Non Federally-Regulated | 06/29/1987 |  | 01/27/1988
Consolidated Industries Corp. | Amana | GSE50DN3C | Natural Gas | No Match |  | False | 1 |  | Horizontal | No Match | No Match | No Match | No Match | No Match |  | No Match |  | 50000 | 40000 |  |  | 40680 | 338 | 75.9 | [8 empty] | 3 | Non Federally-Regulated | 01/15/1989 |  | 10/10/1989
Rheem Sales Company, Inc. | Comfortmaker | CPGHA060H150-L | LPG | No Match |  | True | 1 |  | Horizontal | No Match | No Match | No Match | No Match | No Match |  | No Match |  | 150000 | 111000 |  |  | 142868 | 767 | 76.6 | [8 empty] | 15 | Non Federally-Regulated | 12/08/1986 |  | 06/29/1987
Carrier Corp. | Carrier | 48LZO085,6 | Natural Gas | No Match |  | True | 1 |  | Horizontal | No Match | No Match | No Match | No Match | No Match |  | No Match |  | 114000 | 91200 | 3700 | 3000 | 97280 | 1336 | 77.1 | [8 empty] | 0 | Non Federally-Regulated | 03/15/1989 |  | 10/10/1989
Luxaire | Westinghouse Electric | GCH076RF | Natural Gas | No Match | False | True | 1 |  | Horizontal | No Match | No Match | No Match | No Match | No Match |  | No Match |  | 76000 | 58672 | 1200 |  | 81909 | 412 | 65.5 | [8 empty] | 5 | Non Federally-Regulated | 04/02/1981 |  | 10/13/1981
Borg Warner | Fraser Johnston | FCU120JANA | Natural Gas | No Match | False | False | 1 |  | Up | No Match | No Match | No Match | No Match | No Match |  | No Match |  | 120000 | 91000 | 2100 | 1815 | 109884 | 1095 | 68.5 | [8 empty] | 5 | Non Federally-Regulated | 07/26/1982 |  | 08/17/1983
Magic Chef | Williams | 3.5A80-OH-1-6 | Natural Gas | No Match | False | True | 1 |  | Horizontal | No Match | No Match | No Match | No Match | No Match |  | No Match |  | 80000 | 60000 | 1600 | 700 | 81967 | 610 | 66.8 | [8 empty] | 19 | Non Federally-Regulated | 10/13/1981 |  | 03/11/1982
Borg Warner | Luxaire | 24ECW060GA | LPG | No Match | False | True | 1 |  | Horizontal | No Match | No Match | No Match | No Match | No Match |  | No Match |  | 60000 | 47400 | 930 | 675 | 65575 | 600 | 70 | [8 empty] | 5 | Non Federally-Regulated | 07/26/1982 |  | 08/17/1983
Magic Chef | Magic Chef | EG83-75D2C3.5-5 | Natural Gas | No Match | False | False | 1 |  | Horizontal | No Match | No Match | No Match | No Match | No Match |  | No Match |  | 75000 | 57000 | 1002 | 1418 | 81000 | 540 | 64.6 | [8 empty] | 2 | Non Federally-Regulated | 07/26/1982 |  | 08/17/1983
Rheem Sales Company, Inc. | Ruud | URGE-10E36CKR | Natural Gas | No Match |  | True | 1 |  | Horizontal | No Match | No Match | No Match | No Match | No Match |  | No Match |  | 100000 | 76000 |  |  | 80594 | 610 | 76.9 | [8 empty] | 4 | Non Federally-Regulated | 01/15/1989 |  | 03/15/1989
Rheem Sales Company, Inc. | Ruud | UGLC-12NE-J* | Natural Gas | No Match |  | False | 1 |  | Down | No Match | No Match | No Match | No Match | No Match |  | No Match |  | 120000 | 96000 |  |  | 117423 | 767 | 79.6 | [8 empty] | 4 | Non Federally-Regulated | 01/27/1988 |  | 10/10/1989
Rheem Sales Company, Inc. | Weatherking | GPG5.0T100-1 | Natural Gas | No Match |  | True | 1 |  | Horizontal | No Match | No Match | No Match | No Match | No Match |  | No Match |  | 100000 | 76000 |  |  | 79634 | 750 | 77.2 | [8 empty] | 4 | Non Federally-Regulated | 03/15/1989 |  | 10/10/1989
Rheem Sales Company, Inc. | Rheem | RRGE-12E60DLR | Natural Gas | No Match |  | True | 1 |  | Horizontal | No Match | No Match | No Match | No Match | No Match |  | No Match |  | 125000 | 97000 |  |  | 116216 | 1445 | 78.4 | [8 empty] | 4 | Non Federally-Regulated | 12/08/1986 |  | 06/29/1987
Heil Quaker | Heil | NUGE105BG** | Natural Gas | No Match |  | False | 1 |  | Up | No Match | No Match | No Match | No Match | No Match |  | No Match |  | 105000 | 82322 | 1350 | 1000 | 98615 | 810 | 78.1 | [8 empty] | 2 | Non Federally-Regulated | 12/08/1986 |  | 01/15/1989
Lennox Industries Inc. | Lennox | GCS9-513-120-1G | Natural Gas | No Match | False | True | 1 |  | Down | No Match | No Match | No Match | No Match | No Match |  | No Match |  | 114251 | 93000 | 1915 | [13 empty] | Non Federally-Regulated | 08/17/1983 |  | 12/08/1986
Gaffers & Sattler | York | D1CG060N10325A | Natural Gas | No Match |  | True | 1 |  | Horizontal | No Match | No Match | No Match | No Match | No Match |  | No Match |  | 125000 | 100000 | 2340 | 2340 | 120533 | 1284 | 75.9 | [9 empty] | Non Federally-Regulated | 01/27/1988 |  | 01/15/1989
Luxaire | Westinghouse Electric | FGHF095MAN | Natural Gas | No Match | False | False | 1 |  | Horizontal | No Match | No Match | No Match | No Match | No Match |  | No Match |  | 95000 | 71440 |  |  | 93502 | 437 | 67.9 | [8 empty] | 2 | Non Federally-Regulated | 03/11/1982 |  | 07/26/1982
Magic Chef | Airease | EG8D40DC36-2D | Natural Gas | No Match |  | False | 1 |  | Horizontal | No Match | No Match | No Match | No Match | No Match |  | No Match |  | 40000 | 30000 |  |  | 40591 | 351 | 75.6 | [8 empty] | 3 | Non Federally-Regulated | 06/29/1987 |  | 01/27/1988
Magic Chef | Gaffers & Sattler | EG6B60DC36-2 | Natural Gas | No Match |  | False | 1 |  | Up | No Match | No Match | No Match | No Match | No Match |  | No Match |  | 60000 | 53000 | 1380 | 1000 | 61020 | 557 | 87.3 | [8 empty] | 2 | Non Federally-Regulated | 12/08/1986 |  | 01/27/1988
Ducane | Moncrief | HGC080JANA | Natural Gas | No Match | False | True | 1 |  | Horizontal | No Match | No Match | No Match | No Match | No Match |  | No Match |  | 79284 | 62000 | 1970 | [13 empty] | Non Federally-Regulated | 08/17/1983 |  | 12/08/1986
Carrier Corp. | Payne | 579DP,DE090146 | Natural Gas | No Match |  | True | 1 |  | Down | No Match | No Match | No Match | No Match | No Match |  | No Match |  | 146000 | 116920 | 3700 | 3000 | 136240 | 1654 | 76.5 | [8 empty] | 0 | Non Federally-Regulated | 06/29/1987 |  | 01/27/1988
Rheem Sales Company, Inc. | Rheem | RRGE-12E60DLR | Natural Gas | No Match |  | True | 1 |  | Horizontal | No Match | No Match | No Match | No Match | No Match |  | No Match |  | 125000 | 97000 |  |  | 116216 | 1445 | 78.4 | [8 empty] | 4 | Non Federally-Regulated | 03/15/1989 |  | 10/10/1989
Climate Control / Snyder General | Climate Control | G-U313150-20B-PD | Natural Gas | No Match | False | False | 1 |  | Up | No Match | No Match | No Match | No Match | No Match |  | No Match |  | 147180 | 111121 | 1930 | [13 empty] | Non Federally-Regulated | 08/17/1983 |  | 12/08/1986
Luxaire | Westinghouse Electric | 100CE42BNL | Natural Gas | No Match | False | False | 1 |  | Up | No Match | No Match | No Match | No Match | No Match |  | No Match |  | 100000 | 76100 | 1320 | 965 | 89483 | 801 | 70.3 | [8 empty] | 5 | Non Federally-Regulated | 03/11/1982 |  | 07/26/1982
Ducane | Day & Night | 349EAW048140-B | LPG | No Match | False | False | 1 |  | Horizontal | No Match | No Match | No Match | No Match | No Match |  | No Match |  | 140000 | 105000 | 1650 | 940 | 142951 | 680 | 65.6 | [8 empty] | 5 | Non Federally-Regulated | 07/26/1982 |  | 08/17/1983
Rheem Sales Company, Inc. | Rheem | RRGE-270100D | Natural Gas | No Match |  | True | 3 |  | Horizontal | No Match | No Match | No Match | No Match | No Match |  | No Match |  | 270000 | 206800 |  |  | 258405 | 3140 | 76.4 | [8 empty] | 6 | Non Federally-Regulated | 06/29/1987 |  | 01/27/1988
Snyder General Corp. | McQuay | *PGH*042F125*I*** | Natural Gas | No Match |  | True | 1 |  | Horizontal | No Match | No Match | No Match | No Match | No Match |  | No Match |  | 125000 | 93000 |  |  | 80919 | 522 | 76.1 | [8 empty] | 15 | Non Federally-Regulated | 03/15/1989 |  | 10/10/1989
Rheem Sales Company, Inc. | Century | TGR-30-1F-50 | Natural Gas | No Match |  | True | 1 |  | Horizontal | No Match | No Match | No Match | No Match | No Match |  | No Match |  | 50000 | 39000 |  |  | 51134 | 390 | 78.8 | [8 empty] | 4 | Non Federally-Regulated | 01/27/1988 |  | 01/15/1989
Magic Chef | Gaffers & Sattler | 4A120-OH-1-5 | Natural Gas | No Match | False | True | 1 |  | Horizontal | No Match | No Match | No Match | No Match | No Match |  | No Match |  | 117801 | 90000 | 1850 | [13 empty] | Non Federally-Regulated | 08/17/1983 |  | 12/08/1986
Rheem Sales Company, Inc. | Ruud | URGG-07N48JK* | Natural Gas | No Match |  | True | 1 |  | Horizontal | No Match | No Match | No Match | No Match | No Match |  | No Match |  | 75000 | 56000 |  |  | 70734 | 910 | 76.6 | [8 empty] | 4 | Non Federally-Regulated | 03/15/1989 |  | 10/10/1989
Heil Quaker | Heil | NHGI060KF03 | Natural Gas | No Match |  | False | 1 |  | Horizontal | No Match | No Match | No Match | No Match | No Match |  | No Match |  | 60000 | 47340 | 1260 | 740 | 61800 | 500 | 75.8 | [8 empty] | 0 | Non Federally-Regulated | 01/27/1988 |  | 01/15/1989
Sunbeam Air Conditioning | Sunbeam Air Conditioning | RCG-1202-43-2102-HC | LPG | No Match |  | True | 1 |  | Down | No Match | No Match | No Match | No Match | No Match |  | No Match |  | 210000 | 165900 | 4400 | 3600 | 196770 | 2830 | 77.3 | [8 empty] | 4 | Non Federally-Regulated | 12/08/1986 |  | 06/29/1987
Lennox Industries Inc. | Lennox | GCS11-2753-350A | Natural Gas | No Match |  | True | 3 |  | Horizontal | No Match | No Match | No Match | No Match | No Match |  | No Match |  | 350000 | 288652 | 10000 | 7600 | 244500 | 2620 | 81.5 | [8 empty] | 20 | Non Federally-Regulated | 01/15/1989 |  | 03/15/1989
Carrier Corp. | Payne | 376BAW048095 | Natural Gas | No Match |  | False | 1 |  | Horizontal | No Match | No Match | No Match | No Match | No Match |  | No Match |  | 114000 | 94000 |  |  | 113410 | 808 | 82.3 | [8 empty] | 5 | Non Federally-Regulated | 01/27/1988 |  | 10/10/1989
Heil Quaker | Whirlpool | NRGF36DDB**(B) | LPG | No Match |  | True | 1 |  | Horizontal | No Match | No Match | No Match | No Match | No Match |  | No Match |  | 80000 | 63095 | 1490 | 1055 | 77883 | 858 | 78.1 | [8 empty] | 6 | Non Federally-Regulated | 01/27/1988 |  | 01/15/1989
Rheem Sales Company, Inc. | Rheem | RRGE-07E42JKR | Natural Gas | No Match |  | True | 1 |  | Horizontal | No Match | No Match | No Match | No Match | No Match |  | No Match |  | 75000 | 58000 |  |  | 67229 | 755 | 79.1 | [8 empty] | 4 | Non Federally-Regulated | 12/08/1986 |  | 06/29/1987
Heil Quaker | Whirlpool | NUGF130AH01 | Natural Gas | No Match | False | False | 1 |  | Up | No Match | No Match | No Match | No Match | No Match |  | No Match |  | 129973 | 98000 | 1550 | [13 empty] | Non Federally-Regulated | 08/17/1983 |  | 12/08/1986
Trane U.S. Inc. | Trane | SFDB-C146-LD | Natural Gas | No Match |  | True | 1 |  | Down | No Match | No Match | No Match | No Match | No Match |  | No Match |  | 160000 | 123520 | 4000 | 6000 | 133266 | 2311 | 78.1 | [8 empty] | 0 | Non Federally-Regulated | 01/15/1989 |  | 03/15/1989
Rheem Sales Company, Inc. | Ruud | URGG-05E18JK* | Natural Gas | No Match |  | True | 1 |  | Horizontal | No Match | No Match | No Match | No Match | No Match |  | No Match |  | 50000 | 39000 |  |  | 49568 | 345 | 78.2 | [8 empty] | 4 | Non Federally-Regulated | 03/15/1989 |  | 10/10/1989
AAON, Inc. | Aaon | 227*-060-11D-*3 | Natural Gas | No Match |  | True | 1 |  | Down | No Match | No Match | No Match | No Match | No Match |  | No Match |  | 75000 | 62250 | 2250 | 1750 | 76275 | 590 | 80.2 | [8 empty] | 4 | Non Federally-Regulated | 01/15/1989 |  | 03/15/1989
Carrier Corp. | Payne | 585HP060100 | Natural Gas | No Match |  | True | 1 |  | Horizontal | No Match | No Match | No Match | No Match | No Match |  | No Match |  | 100000 | 75000 | 2160 | 1590 | 81611 | 669 | 75.7 | [8 empty] | 3 | Non Federally-Regulated | 01/15/1989 |  | 03/15/1989
Carrier Corp. | Carrier | 58DH100-DC | Natural Gas | No Match |  | False | 1 |  | Horizontal | No Match | No Match | No Match | No Match | No Match |  | No Match |  | 119000 | 97000 |  |  | 114763 | 952 | 80.9 | [8 empty] | 5 | Non Federally-Regulated | 12/08/1986 |  | 06/29/1987
Heil Quaker | Whirlpool | NRGF60FKH**(B) | Natural Gas | No Match |  | True | 1 |  | Horizontal | No Match | No Match | No Match | No Match | No Match |  | No Match |  | 130000 | 103046 | 1775 | 1550 | 117468 | 1126 | 78.3 | [8 empty] | 6 | Non Federally-Regulated | 06/29/1987 |  | 01/27/1988
Rheem Sales Company, Inc. | Comfortmaker | CPGHA048H100 | Natural Gas | No Match |  | True | 1 |  | Horizontal | No Match | No Match | No Match | No Match | No Match |  | No Match |  | 100000 | 74000 |  |  | 80919 | 408 | 77.4 | [8 empty] | 15 | Non Federally-Regulated | 12/08/1986 |  | 06/29/1987
Rheem Sales Company, Inc. | Ruud | URGF-07N42JK* | Natural Gas | No Match |  | True | 1 |  | Horizontal | No Match | No Match | No Match | No Match | No Match |  | No Match |  | 75000 | 58000 |  |  | 67229 | 755 | 79.1 | [8 empty] | 4 | Non Federally-Regulated | 01/15/1989 |  | 03/15/1989
Snyder General Corp. | Comfortmaker | *PGH*060G125*I*** | Natural Gas | No Match |  | True | 1 |  | Horizontal | No Match | No Match | No Match | No Match | No Match |  | No Match |  | 125000 | 93000 |  |  | 80919 | 522 | 76.1 | [8 empty] | 15 | Non Federally-Regulated | 01/15/1989 |  | 03/15/1989
Amana Refrigeration, Inc. | Amana | GLE105M-R3 | LPG | No Match | False | False | 1 |  | Up | No Match | No Match | No Match | No Match | No Match |  | No Match |  | 105000 | 83000 | 1115 | 850 | 108675 | 613 | 71.8 | [8 empty] | 4 | Non Federally-Regulated | 07/26/1982 |  | 08/17/1983
Rheem Sales Company, Inc. | Century | TGR-42-3E-100 | Natural Gas | No Match |  | True | 1 |  | Horizontal | No Match | No Match | No Match | No Match | No Match |  | No Match |  | 100000 | 78000 |  |  | 97498 | 810 | 79.3 | [8 empty] | 4 | Non Federally-Regulated | 06/29/1987 |  | 01/27/1988
Heil Quaker | Trane | GCBDA-17-C | Natural Gas | No Match | False | False | 1 |  | Down | No Match | No Match | No Match | No Match | No Match |  | No Match |  | 173971 | 131000 | 1900 | [13 empty] | Non Federally-Regulated | 08/17/1983 |  | 12/08/1986
Rheem Sales Company, Inc. | Ruud | URBD-06E36JT | LPG | No Match | False | True | 1 |  | Horizontal | No Match | No Match | No Match | No Match | No Match |  | No Match |  | 60150 | 48000 | [14 empty] | Non Federally-Regulated | 08/17/1983 |  | 12/08/1986
Consolidated Industries Corp. | Climate Control / Snyder General | GHC050NDXI | Natural Gas | No Match |  | False | 1 |  | Horizontal | No Match | No Match | No Match | No Match | No Match |  | No Match |  | 50000 | 38000 |  |  | 40993 | 352 | 75.3 | [8 empty] | 3 | Non Federally-Regulated | 12/08/1986 |  | 06/29/1987
Borg Warner | York | 42ECW120GA | LPG | No Match | False | True | 1 |  | Horizontal | No Match | No Match | No Match | No Match | No Match |  | No Match |  | 120000 | 93480 | 1275 | [13 empty] | Non Federally-Regulated | 08/17/1983 |  | 12/08/1986
Rheem Sales Company, Inc. | Rheem | RRGE-370150F | Natural Gas | No Match |  | True | 3 |  | Horizontal | No Match | No Match | No Match | No Match | No Match |  | No Match |  | 370000 | 277500 |  |  | 263514 | 2067 | 76.3 | [8 empty] | 10 | Non Federally-Regulated | 03/15/1989 |  | 10/10/1989
BDP Co. | Carrier | 48GH06050X, 51X | LPG | No Match | False | True | 1 |  | Horizontal | No Match | No Match | No Match | No Match | No Match |  | No Match |  | 150000 | 112500 | 2195 | [13 empty] | Non Federally-Regulated | 08/17/1983 |  | 12/08/1986
BDP Co. | Carrier | 397HAW060120 | LPG | No Match | False | False | 1 |  | Up | No Match | No Match | No Match | No Match | No Match |  | No Match |  | 143000 | 110000 | 2100 | 1825 | 115101 | 906 | 80.8 | [8 empty] | 5 | Non Federally-Regulated | 07/26/1982 |  | 08/17/1983
Snyder General Corp. | Arcoaire | *GUA100A016-IM | Natural Gas | No Match |  | False | 1 |  | Up | No Match | No Match | No Match | No Match | No Match |  | No Match |  | 100000 | 79000 | 1590 | 1065 | 96204 | 809 | 80.4 | [8 empty] | 3 | Non Federally-Regulated | 06/29/1987 |  | 01/27/1988
Borg Warner | Fraser Johnston | FCU080TAPA | LPG | No Match | False | False | 1 |  | Up | No Match | No Match | No Match | No Match | No Match |  | No Match |  | 79843 | 61000 | 1742 | [13 empty] | Non Federally-Regulated | 08/17/1983 |  | 12/08/1986
Magic Chef | Airease | EMG66R-60D2C3.5-2 | Natural Gas | No Match | False | False | 1 |  | Up | No Match | No Match | No Match | No Match | No Match |  | No Match |  | 61381 | 48000 | 1435 | [13 empty] | Non Federally-Regulated | 08/17/1983 |  | 12/08/1986
Ducane | Carrier | 58EG120221 | LPG | No Match | False | False | 1 |  | Horizontal | No Match | No Match | No Match | No Match | No Match |  | No Match |  | 120000 | 83000 | 1600 | 960 | 134412 | 621 | 58 | [8 empty] | 5 | Non Federally-Regulated | 04/02/1981 |  | 03/11/1982
Amana Refrigeration, Inc. | Amana | EPCG4815-3C (B) | LPG | No Match | False | True | 1 |  | Horizontal | No Match | No Match | No Match | No Match | No Match |  | No Match |  | 150000 | 125000 |  |  | 131400 | 455 | 83.9 | [8 empty] | 22 | Non Federally-Regulated | 07/26/1982 |  | 08/17/1983
Rheem Sales Company, Inc. | Heat Controller | TGR-30-1E-50 | Natural Gas | No Match |  | True | 1 |  | Horizontal | No Match | No Match | No Match | No Match | No Match |  | No Match |  | 50000 | 39000 |  |  | 51134 | 390 | 78.8 | [8 empty] | 4 | Non Federally-Regulated | 03/15/1989 |  | 10/10/1989
Heil Quaker | Heil Quaker | NUGE105BG** | Natural Gas | No Match |  | False | 1 |  | Up | No Match | No Match | No Match | No Match | No Match |  | No Match |  | 105000 | 82322 | 1350 | 1000 | 98615 | 810 | 78.1 | [8 empty] | 2 | Non Federally-Regulated | 01/15/1989 |  | 10/10/1989
Luxaire | Westinghouse Electric | 120CEH0BNL | Natural Gas | No Match | False | False | 1 |  | Up | No Match | No Match | No Match | No Match | No Match |  | No Match |  | 120000 | 94680 |  |  | 122711 | 716 | 74.1 | [8 empty] | 8 | Non Federally-Regulated | 10/13/1981 |  | 03/11/1982
Borg Warner | Fraser Johnston | FCU080HANA | Natural Gas | No Match | False | False | 1 |  | Up | No Match | No Match | No Match | No Match | No Match |  | No Match |  | 80000 | 61000 | 1790 | 1575 | 86992 | 804 | 69.5 | [8 empty] | 5 | Non Federally-Regulated | 07/26/1982 |  | 08/17/1983
Ducane | BDP Co. | 390C-048100 | Oil | No Match | False | False | 1 |  | Up | No Match | No Match | No Match | No Match | No Match |  | No Match |  | 125393 | 96000 | 1610 | 890 | 122885 | 900 | 75.7 | [8 empty] | 5 | Non Federally-Regulated | 07/26/1982 |  | 08/17/1983
BDP Co. | Day & Night | 394GAW000040 | Natural Gas | No Match | False | False | 1 |  | Up | No Match | No Match | No Match | No Match | No Match |  | No Match |  | 40000 | 29000 |  |  | 42419 | 387 | 72.4 | [8 empty] | 5 | Non Federally-Regulated | 07/26/1982 |  | 08/17/1983
BDP Co. | Carrier | 397HAW036100 | Natural Gas | No Match | False | False | 1 |  | Up | No Match | No Match | No Match | No Match | No Match |  | No Match |  | 111913 | 93000 | 1255 | [13 empty] | Non Federally-Regulated | 08/17/1983 |  | 12/08/1986
York International | York | D2CG076N08225 | Natural Gas | No Match |  | True | 1 |  | Horizontal | No Match | No Match | No Match | No Match | No Match |  | No Match |  | 100000 | 82000 | 2417 | 2417 | 91858 | 1340 | 78 | [8 empty] | 58 | Non Federally-Regulated | 03/15/1989 |  | 10/10/1989
Rheem Sales Company, Inc. | Weatherking | GPF3.0T075-3 | Natural Gas | No Match |  | True | 1 |  | Horizontal | No Match | No Match | No Match | No Match | No Match |  | No Match |  | 75000 | 58000 |  |  | 68444 | 745 | 78.2 | [8 empty] | 4 | Non Federally-Regulated | 03/15/1989 |  | 10/10/1989
Carrier Corp. | Day & Night | 585HP036100 | LPG | No Match |  | True | 1 |  | Horizontal | No Match | No Match | No Match | No Match | No Match |  | No Match |  | 100000 | 75000 | 1800 | 1195 | 81399 | 716 | 75.7 | [8 empty] | 3 | Non Federally-Regulated | 01/27/1988 |  | 01/15/1989
Luxaire | Luxaire | GCH114AF | Natural Gas | No Match | False | False | 1 |  | Horizontal | No Match | No Match | No Match | No Match | No Match |  | No Match |  | 114000 | 89718 |  |  | 112237 | 826 | 67.9 | [8 empty] | 2 | Non Federally-Regulated | 03/11/1982 |  | 07/26/1982
Heil Quaker | Whirlpool | NRGC36HAK02 | Natural Gas | No Match | False | True | 1 |  | Horizontal | No Match | No Match | No Match | No Match | No Match |  | No Match |  | 125000 | 88000 | 1420 | 980 | 110076 | 826 | 69.9 | [8 empty] | 1 | Non Federally-Regulated | 04/02/1981 |  | 10/13/1981
Luxaire | Moncrief | 36ECW080UA | LPG | No Match | False | True | 1 |  | Horizontal | No Match | No Match | No Match | No Match | No Match |  | No Match |  | 80000 | 62640 | 1275 | 920 | 87857 | 581 | 70 | [8 empty] | 5 | Non Federally-Regulated | 04/02/1981 |  | 10/13/1981
Magic Chef | Armstrong | EG83-125D2C4-7 | Natural Gas | No Match | False | False | 1 |  | Horizontal | No Match | No Match | No Match | No Match | No Match |  | No Match |  | 122667 | 92000 | 1287 | [13 empty] | Non Federally-Regulated | 08/17/1983 |  | 12/08/1986
Rheem Sales Company, Inc. | Rheem | RRGE-10E36DLR | Natural Gas | No Match |  | True | 1 |  | Horizontal | No Match | No Match | No Match | No Match | No Match |  | No Match |  | 100000 | 76000 |  |  | 80594 | 610 | 76.9 | [8 empty] | 4 | Non Federally-Regulated | 03/15/1989 |  | 10/10/1989
Magic Chef | Armstrong | 5A120-OH-3-5 | Natural Gas | No Match | False | True | 1 |  | Horizontal | No Match | No Match | No Match | No Match | No Match |  | No Match |  | 120000 | 90000 | 1950 | 1950 | 113043 | 618 | 68.3 | [8 empty] | 19 | Non Federally-Regulated | 10/13/1981 |  | 03/11/1982
Heil Quaker | Bard | PGA48A080(A) | Natural Gas | No Match |  | True | 1 |  | Horizontal | No Match | No Match | No Match | No Match | No Match |  | No Match |  | 80000 | 64344 | 2000 | 1675 | 75040 | 1164 | 79.7 | [8 empty] | 6 | Non Federally-Regulated | 01/15/1989 |  | 03/15/1989
Carrier Corp. | Carrier | 48NLT03650 | Natural Gas | No Match |  | True | 1 |  | Horizontal | No Match | No Match | No Match | No Match | No Match |  | No Match |  | 60000 | 46000 |  |  | 59443 | 579 | 77.5 | [8 empty] | 3 | Non Federally-Regulated | 01/15/1989 |  | 03/15/1989
Trane U.S. Inc. | American Standard, Inc. | TDD060A924A | Natural Gas | No Match |  | False | 1 |  | Down | No Match | No Match | No Match | No Match | No Match |  | No Match |  | 60000 | 46000 | 800 | 740 | 58900 | 401 | 78.8 | [8 empty] | 5 | Non Federally-Regulated | 03/15/1989 |  | 10/10/1989
BDP Co. | Carrier | 58GS025-D* | Natural Gas | No Match | False | False | 1 |  | Up | No Match | No Match | No Match | No Match | No Match |  | No Match |  | 25000 | 20000 | 790 | 750 | 37223 | 595 | 80.6 | [8 empty] | 11 | Non Federally-Regulated | 07/26/1982 |  | 08/17/1983
Climate Control / Snyder General | Climate Control | G-U314100-12M-PD | Natural Gas | No Match | False | False | 1 |  | Up | No Match | No Match | No Match | No Match | No Match |  | No Match |  | 100000 | 74181 | 1320 | 900 | 96652 | 590 | 64.2 | [9 empty] | Non Federally-Regulated | 07/26/1982 |  | 08/17/1983
Luxaire | Fraser Johnston | 24ECW045GA | Natural Gas | No Match | False | True | 1 |  | Horizontal | No Match | No Match | No Match | No Match | No Match |  | No Match |  | 45000 | 34335 | 930 | 675 | 46770 | 417 | 68.3 | [8 empty] | 5 | Non Federally-Regulated | 10/13/1981 |  | 03/11/1982
Carrier Corp. | Day & Night | 585JP048125 | Natural Gas | No Match |  | True | 1 |  | Horizontal | No Match | No Match | No Match | No Match | No Match |  | No Match |  | 125000 | 94000 | 1905 | 1385 | 124031 | 827 | 75.2 | [8 empty] | 3 | Non Federally-Regulated | 06/29/1987 |  | 01/27/1988
Rheem Sales Company, Inc. | Ruud | URGE-10E30JKR | Natural Gas | No Match |  | True | 1 |  | Horizontal | No Match | No Match | No Match | No Match | No Match |  | No Match |  | 100000 | 76000 |  |  | 81208 | 465 | 76.9 | [8 empty] | 4 | Non Federally-Regulated | 01/27/1988 |  | 01/15/1989
Ducane | Lennox | GS11Q5E-80-5NLT | LPG | No Match | False | False | 1 |  | Horizontal | No Match | No Match | No Match | No Match | No Match |  | No Match |  | 80000 | 62000 | 1970 | 800 | 887043 | 707 | 69.5 | [8 empty] | 5 | Non Federally-Regulated | 07/26/1982 |  | 08/17/1983
Borg Warner | Moncrief | FCU140MANA | Natural Gas | No Match | False | False | 1 |  | Up | No Match | No Match | No Match | No Match | No Match |  | No Match |  | 140420 | 107000 | [14 empty] | Non Federally-Regulated | 08/17/1983 |  | 12/08/1986
Magic Chef | Armstrong | CF100AC3.5-3 | Natural Gas | No Match | False | False | 1 |  | Down | No Match | No Match | No Match | No Match | No Match |  | No Match |  | 104167 | 80000 | 1350 | [13 empty] | Non Federally-Regulated | 08/17/1983 |  | 12/08/1986
Lennox Industries Inc. | Lennox | GCS9-411-120-1P | Natural Gas | No Match | False | True | 1 |  | Down | No Match | No Match | No Match | No Match | No Match |  | No Match |  | 120000 | 93000 | 1425 | 1200 | 99366 | 550 | 78.7 | [8 empty] | 43 | Non Federally-Regulated | 10/13/1981 |  | 03/11/1982
Luxaire | Westinghouse Electric | FGUF075LAN | Natural Gas | No Match | False | False | 1 |  | Up | No Match | No Match | No Match | No Match | No Match |  | No Match |  | 75000 | 56475 | 1320 | 965 | 80107 | 993 | 67.5 | [8 empty] | 5 | Non Federally-Regulated | 04/02/1981 |  | 10/13/1981
Magic Chef | Williams | 5A140-OH-1-5 | Natural Gas | No Match | False | True | 1 |  | Horizontal | No Match | No Match | No Match | No Match | No Match |  | No Match |  | 140000 | 105000 | 1950 | 1950 | 113871 | 659 | 68.2 | [8 empty] | 19 | Non Federally-Regulated | 04/02/1981 |  | 10/13/1981
BDP Co. | Day & Night | 585EJ030075 | Natural Gas | No Match | False | True | 1 |  | Horizontal | No Match | No Match | No Match | No Match | No Match |  | No Match |  | 59949 | 47000 | 955 | [13 empty] | Non Federally-Regulated | 08/17/1983 |  | 12/08/1986
Ducane | Payne | 349EAW060120-B | Natural Gas | No Match | False | False | 1 |  | Horizontal | No Match | No Match | No Match | No Match | No Match |  | No Match |  | 120000 | 89000 | 1840 | 1140 | 118621 | 768 | 65.3 | [8 empty] | 5 | Non Federally-Regulated | 07/26/1982 |  | 08/17/1983
Borg Warner | Moncrief | 60ECW140GA | Natural Gas | No Match | False | True | 1 |  | Horizontal | No Match | No Match | No Match | No Match | No Match |  | No Match |  | 140000 | 108220 | 2140 | 1790 | 131719 | 739 | 70 | [8 empty] | 5 | Non Federally-Regulated | 07/26/1982 |  | 08/17/1983
York International | Fraser Johnston | DAUC-F036N050A | Natural Gas | No Match |  | True | 1 |  | Horizontal | No Match | No Match | No Match | No Match | No Match |  | No Match |  | 50000 | 41000 | 1600 | 1600 | 37060 | 665 | 80 | [9 empty] | Non Federally-Regulated | 06/29/1987 |  | 01/27/1988
Magic Chef | Gaffers & Sattler | 5D140-OH-3 | Natural Gas | No Match | False | True | 1 |  | Horizontal | No Match | No Match | No Match | No Match | No Match |  | No Match |  | 140000 | 105000 | 1950 | 1950 | 113871 | 659 | 68.2 | [8 empty] | 19 | Non Federally-Regulated | 07/26/1982 |  | 08/17/1983
Borg Warner | Fraser Johnston | GCU082FF | LPG | No Match | False | False | 1 |  | Up | No Match | No Match | No Match | No Match | No Match |  | No Match |  | 85220 | 64000 | 1170 | [13 empty] | Non Federally-Regulated | 08/17/1983 |  | 12/08/1986
Rheem Sales Company, Inc. | Heat Controller | TGR-48-1G-150 | Natural Gas | No Match |  | True | 1 |  | Horizontal | No Match | No Match | No Match | No Match | No Match |  | No Match |  | 150000 | 115000 |  |  | 140100 | 875 | 77.8 | [8 empty] | 4 | Non Federally-Regulated | 01/27/1988 |  | 01/15/1989
Sunbeam Air Conditioning | Sunbeam Air Conditioning | 226*-060-1*E-*3 | LPG | No Match |  | True | 1 |  | Down | No Match | No Match | No Match | No Match | No Match |  | No Match |  | 95000 | 73150 | 2200 | 1800 | 81320 | 749 | 75.6 | [8 empty] | 4 | Non Federally-Regulated | 01/27/1988 |  | 01/15/1989
Snyder General Corp. | Arcoaire | *PGHA048F100-IN-** | Natural Gas | No Match |  | True | 1 |  | Horizontal | No Match | No Match | No Match | No Match | No Match |  | No Match |  | 100000 | 74000 |  |  | 80919 | 408 | 77.4 | [8 empty] | 15 | Non Federally-Regulated | 06/29/1987 |  | 01/27/1988
Heil Quaker | Bard | PGA60B080(A) | Natural Gas | No Match |  | True | 1 |  | Horizontal | No Match | No Match | No Match | No Match | No Match |  | No Match |  | 80000 | 64344 | 2000 | 1675 | 75040 | 1164 | 79.7 | [8 empty] | 6 | Non Federally-Regulated | 06/29/1987 |  | 01/27/1988
Rheem Sales Company, Inc. | Ruud | URGF-10E36CL* | Natural Gas | No Match |  | True | 1 |  | Horizontal | No Match | No Match | No Match | No Match | No Match |  | No Match |  | 100000 | 76000 |  |  | 80594 | 610 | 76.9 | [8 empty] | 4 | Non Federally-Regulated | 01/27/1988 |  | 01/15/1989
Glowcore Corp. | Glowcore | UF080D14R | LPG | No Match |  | False | 1 |  | Up | No Match | No Match | No Match | No Match | No Match |  | No Match |  | 80000 | 72400 | 1400 | 815 | 67960 | 492 | 90.5 | [8 empty] | 0 | Non Federally-Regulated | 01/27/1988 |  | 01/15/1989
Snyder General Corp. | Arcoaire | *PGDA048H075-N* | Natural Gas | No Match |  | True | 1 |  | Down | No Match | No Match | No Match | No Match | No Match |  | No Match |  | 75000 | 59000 |  |  | 58465 | 331 | 80.2 | [8 empty] | 15 | Non Federally-Regulated | 12/08/1986 |  | 06/29/1987
Sunbeam Air Conditioning | Sunbeam Air Conditioning | RCG-0601-43-1402-CC | Natural Gas | No Match |  | True | 1 |  | Down | No Match | No Match | No Match | No Match | No Match |  | No Match |  | 140000 | 110600 | 2200 | 1800 | 119980 | 600 | 77.2 | [8 empty] | 4 | Non Federally-Regulated | 12/08/1986 |  | 06/29/1987
Rheem Sales Company, Inc. | Rheem | RGMC-17KA-** | Natural Gas | No Match | False | False | 1 |  | Down | No Match | No Match | No Match | No Match | No Match |  | No Match |  | 175623 | 134000 | [14 empty] | Non Federally-Regulated | 08/17/1983 |  | 12/08/1986
Magic Chef | Johnson | 3.5D100-OH-1 | Natural Gas | No Match | False | True | 1 |  | Horizontal | No Match | No Match | No Match | No Match | No Match |  | No Match |  | 100000 | 75000 | 1600 | 870 | 78711 | 468 | 67.3 | [8 empty] | 19 | Non Federally-Regulated | 04/02/1981 |  | 10/13/1981
Magic Chef | Armstrong | EG6B60DC60-2 | Natural Gas | No Match | False | False | 1 |  | Up | No Match | No Match | No Match | No Match | No Match |  | No Match |  | 60000 | 53000 | 1920 | 1000 | 61020 | 671 | 87.3 | [8 empty] | 2 | Non Federally-Regulated | 07/26/1982 |  | 08/17/1983
Luxaire | Fraser Johnston | GCH105UF | Natural Gas | No Match | False | True | 1 |  | Horizontal | No Match | No Match | No Match | No Match | No Match |  | No Match |  | 105000 | 78960 | 2000 |  | 115753 | 935 | 67.9 | [8 empty] | 5 | Non Federally-Regulated | 04/02/1981 |  | 10/13/1981
Sunbeam Air Conditioning | Sunbeam Air Conditioning | 2277-060-11D-53 | Natural Gas | No Match |  | True | 1 |  | Down | No Match | No Match | No Match | No Match | No Match |  | No Match |  | 75000 | 62250 | 2200 | 1800 | 76275 | 590 | 80.2 | [8 empty] | 4 | Non Federally-Regulated | 12/08/1986 |  | 06/29/1987
Gaffers & Sattler | York | D1YD042N10006A | Natural Gas | No Match | False | True | 1 |  | Horizontal | No Match | No Match | No Match | No Match | No Match |  | No Match |  | 100000 | 75000 | 1600 | 870 | 78711 | 468 | 67.3 | [8 empty] | 19 | Non Federally-Regulated | 04/02/1981 |  | 10/13/1981
Lennox Industries Inc. | Lennox | DMS4-275-275,277 | Natural Gas | No Match | False | True | 3 |  | Horizontal | No Match | No Match | No Match | No Match | No Match |  | No Match |  | 275000 | 211750 | 10000 | 6000 | [11 empty] | 20 | Non Federally-Regulated | 04/02/1981 |  | 10/13/1981
Gaffers & Sattler | York | D1SE018N04306B | Natural Gas | No Match |  | True | 1 |  | Horizontal | No Match | No Match | No Match | No Match | No Match |  | No Match |  | 52500 | 42000 | 860 | 765 | 37550 | 474 | 81 | [9 empty] | Non Federally-Regulated | 12/08/1986 |  | 06/29/1987
Magic Chef | Johnson | 24C60-5 | Natural Gas | No Match | False | True | 1 |  | Horizontal | No Match | No Match | No Match | No Match | No Match |  | No Match |  | 60000 | 45000 | 805 | 520 | 69096 | 232 | 67.2 | [8 empty] | 19 | Non Federally-Regulated | 10/13/1981 |  | 03/11/1982
Climate Control / Snyder General | Climate Control | *PGDA060F150-N** | Natural Gas | No Match |  | True | 1 |  | Down | No Match | No Match | No Match | No Match | No Match |  | No Match |  | 150000 | 117000 |  |  | 138818 | 688 | 79.1 | [8 empty] | 15 | Non Federally-Regulated | 12/08/1986 |  | 06/29/1987
Amana Refrigeration, Inc. | Amana | EPCG6012-3D (B) | LPG | No Match | False | True | 1 |  | Horizontal | No Match | No Match | No Match | No Match | No Match |  | No Match |  | 100000 | 84000 |  |  | 92900 | 373 | 84.5 | [8 empty] | 22 | Non Federally-Regulated | 07/26/1982 |  | 08/17/1983
Magic Chef | Gaffers & Sattler | 3.5A60-OH-1-6 | Natural Gas | No Match | False | True | 1 |  | Horizontal | No Match | No Match | No Match | No Match | No Match |  | No Match |  | 60000 | 45000 | 1600 | 520 | 69097 | 655 | 68.9 | [8 empty] | 19 | Non Federally-Regulated | 07/26/1982 |  | 08/17/1983
Lennox Industries Inc. | Lennox | GCS10-463-75-1Y | Natural Gas | No Match |  | True | 1 |  | Horizontal | No Match | No Match | No Match | No Match | No Match |  | No Match |  | 75000 | 58000 | 1225 | 710 | 60493 | 661 | 75.7 | [8 empty] | 3 | Non Federally-Regulated | 06/29/1987 |  | 01/27/1988
Carrier Corp. | Day & Night | 395BAW036080 | Natural Gas | No Match |  | False | 1 |  | Up | No Match | No Match | No Match | No Match | No Match |  | No Match |  | 95000 | 77000 |  |  | 95776 | 760 | 80.9 | [8 empty] | 5 | Non Federally-Regulated | 01/27/1988 |  | 10/10/1989
Heil Quaker | Whirlpool | NRGF36DCB**(B) | Natural Gas | No Match |  | True | 1 |  | Horizontal | No Match | No Match | No Match | No Match | No Match |  | No Match |  | 80000 | 65360 | 1490 | 1055 | 77903 | 853 | 78.1 | [8 empty] | 6 | Non Federally-Regulated | 03/15/1989 |  | 10/10/1989
Rheem Sales Company, Inc. | Rheem | RRGE-05E36CKR | Natural Gas | No Match |  | True | 1 |  | Horizontal | No Match | No Match | No Match | No Match | No Match |  | No Match |  | 50000 | 38000 |  |  | 49283 | 420 | 78.3 | [8 empty] | 4 | Non Federally-Regulated | 01/27/1988 |  | 01/15/1989
Heil Quaker | Whirlpool | NRGF24DCB**(B) | Natural Gas | No Match |  | True | 1 |  | Horizontal | No Match | No Match | No Match | No Match | No Match |  | No Match |  | 80000 | 64960 | 870 | 705 | 79926 | 577 | 77.3 | [8 empty] | 6 | Non Federally-Regulated | 01/15/1989 |  | 03/15/1989
Luxaire | Luxaire | FCU060EANA | Natural Gas | No Match | False | False | 1 |  | Up | No Match | No Match | No Match | No Match | No Match |  | No Match |  | 60000 | 44280 | 1075 | 855 | 67812 | 414 | 68.6 | [8 empty] | 5 | Non Federally-Regulated | 03/11/1982 |  | 07/26/1982
Carrier Corp. | Day & Night | 376BAW048075 | LPG | No Match |  | False | 1 |  | Down | No Match | No Match | No Match | No Match | No Match |  | No Match |  | 90000 | 74000 |  |  | 74909 | 707 | 82.3 | [8 empty] | 5 | Non Federally-Regulated | 01/27/1988 |  | 01/15/1989
Rheem Sales Company, Inc. | Montgomery Ward | SRM-54958 | Natural Gas | No Match | False | False | 1 |  | Up | No Match | No Match | No Match | No Match | No Match |  | No Match |  | 125000 | 96000 |  |  | 132198 | 1033 | 70 | [8 empty] | 3 | Non Federally-Regulated | 04/02/1981 |  | 03/11/1982
Rheem Sales Company, Inc. | Addison Products | GDWHE120B-D5HC | Natural Gas | No Match |  | False | 1 |  | Down | No Match | No Match | No Match | No Match | No Match |  | No Match |  | 120000 | 96000 |  |  | 117724 | 769 | 79.4 | [8 empty] | 4 | Non Federally-Regulated | 06/29/1987 |  | 01/27/1988
Climate Control / Snyder General | Climate Control | *PGDA048H075-M** | Natural Gas | No Match |  | True | 1 |  | Down | No Match | No Match | No Match | No Match | No Match |  | No Match |  | 75000 | 59000 |  |  | 58465 | 331 | 80.2 | [8 empty] | 15 | Non Federally-Regulated | 12/08/1986 |  | 06/29/1987
Borg Warner | Moncrief | 36ECW060WA | LPG | No Match | False | True | 1 |  | Horizontal | No Match | No Match | No Match | No Match | No Match |  | No Match |  | 60000 | 46200 | 1275 | 920 | 66991 | 591 | 68.3 | [8 empty] | 5 | Non Federally-Regulated | 07/26/1982 |  | 08/17/1983
BDP Co. | Carrier | 397HAW036040 | Natural Gas | No Match | False | False | 1 |  | Up | No Match | No Match | No Match | No Match | No Match |  | No Match |  | 43000 | 33000 | 1155 | 1015 | 36851 | 607 | 81.3 | [8 empty] | 5 | Non Federally-Regulated | 07/26/1982 |  | 08/17/1983
Rheem Sales Company, Inc. | Century | TGR-42-1E-120 | Natural Gas | No Match |  | True | 1 |  | Horizontal | No Match | No Match | No Match | No Match | No Match |  | No Match |  | 125000 | 97000 |  |  | 118278 | 835 | 78.8 | [8 empty] | 4 | Non Federally-Regulated | 03/15/1989 |  | 10/10/1989
Magic Chef | Airease | 5A140-OH-1-5 | Natural Gas | No Match | False | True | 1 |  | Horizontal | No Match | No Match | No Match | No Match | No Match |  | No Match |  | 137435 | 105000 | 1950 | [13 empty] | Non Federally-Regulated | 08/17/1983 |  | 12/08/1986
Rheem Sales Company, Inc. | Ruud | UGDC-12EC-** | LPG | No Match |  | False | 1 |  | Up | No Match | No Match | No Match | No Match | No Match |  | No Match |  | 120000 | 96000 |  |  | 116409 | 1102 | 79.3 | [8 empty] | 4 | Non Federally-Regulated | 12/08/1986 |  | 06/29/1987
Luxaire | Fraser Johnston | GCH076AF | Natural Gas | No Match | False | False | 1 |  | Horizontal | No Match | No Match | No Match | No Match | No Match |  | No Match |  | 76000 | 58368 |  |  | 79887 | 583 | 67.9 | [8 empty] | 2 | Non Federally-Regulated | 03/11/1982 |  | 07/26/1982
Carrier Corp. | Payne | 375AAW060100 | LPG | No Match |  | False | 1 |  | Down | No Match | No Match | No Match | No Match | No Match |  | No Match |  | 119000 | 97000 |  |  | 114763 | 952 | 80.9 | [8 empty] | 5 | Non Federally-Regulated | 12/08/1986 |  | 06/29/1987
Ducane | Payne | 349EAW060160-B | Natural Gas | No Match | False | False | 1 |  | Horizontal | No Match | No Match | No Match | No Match | No Match |  | No Match |  | 160000 | 120000 | 1980 | 1170 | 163756 | 1278 | 65.8 | [8 empty] | 5 | Non Federally-Regulated | 07/26/1982 |  | 08/17/1983
Heil Quaker | Sears | 867.76938* | Natural Gas | No Match |  | False | 1 |  | Down | No Match | No Match | No Match | No Match | No Match |  | No Match |  | 100000 | 88174 | 1370 | 1240 | 88211 | 641 | 87.9 | [8 empty] | 2 | Non Federally-Regulated | 12/08/1986 |  | 10/10/1989
John Zink | John Zink | RCG-0601-23-1401-FC | Natural Gas | No Match | False | True | 1 |  | Horizontal | No Match | No Match | No Match | No Match | No Match |  | No Match |  | 140000 | 110600 | 2200 | [13 empty] | Non Federally-Regulated | 08/17/1983 |  | 12/08/1986
Consolidated Industries Corp. | Airtron | AGH807-30A | Natural Gas | No Match | False | True | 1 |  | Horizontal | No Match | No Match | No Match | No Match | No Match |  | No Match |  | 72591 | 58000 | [14 empty] | Non Federally-Regulated | 08/17/1983 |  | 12/08/1986
Magic Chef | Airease | EG6A55DC48 | Natural Gas | No Match | False | False | 1 |  | Up | No Match | No Match | No Match | No Match | No Match |  | No Match |  | 54521 | 41000 | 1570 | [13 empty] | Non Federally-Regulated | 08/17/1983 |  | 12/08/1986
Ducane | Lennox | GS11D2E-100-4NLT | LPG | No Match | False | True | 1 |  | Horizontal | No Match | No Match | No Match | No Match | No Match |  | No Match |  | 92000 | 69000 | 1000 | [13 empty] | Non Federally-Regulated | 08/17/1983 |  | 12/08/1986
Rheem Sales Company, Inc. | Arcoaire | *PGHA042G075-IN-** | Natural Gas | No Match |  | True | 1 |  | Horizontal | No Match | No Match | No Match | No Match | No Match |  | No Match |  | 75000 | 56000 |  |  | 60783 | 318 | 77.3 | [8 empty] | 15 | Non Federally-Regulated | 01/27/1988 |  | 01/15/1989
Luxaire | Westinghouse Electric | IE036CCAON | Natural Gas | No Match | False | True | 1 |  | Horizontal | No Match | No Match | No Match | No Match | No Match |  | No Match |  | 100000 | 76800 | 1275 | 995 | 91413 | 495 | 70 | [8 empty] | 5 | Non Federally-Regulated | 04/02/1981 |  | 10/13/1981
Climate Control / Snyder General | Climate Control | BPGHA060F125-M | Natural Gas | No Match |  | True | 1 |  | Horizontal | No Match | No Match | No Match | No Match | No Match |  | No Match |  | 125000 | 93000 |  |  | 80919 | 522 | 76.1 | [8 empty] | 15 | Non Federally-Regulated | 12/08/1986 |  | 06/29/1987
Rheem Sales Company, Inc. | Heat Controller | GHK125-D3 | Natural Gas | No Match | False | False | 1 |  | Up | No Match | No Match | No Match | No Match | No Match |  | No Match |  | 125000 | 96000 |  |  | 132700 | 930 | 70 | [8 empty] | 4 | Non Federally-Regulated | 04/02/1981 |  | 08/17/1983
BDP Co. | Carrier | 58GS125-4 | Natural Gas | No Match | False | False | 1 |  | Up | No Match | No Match | No Match | No Match | No Match |  | No Match |  | 125654 | 96000 | 2110 | [13 empty] | Non Federally-Regulated | 08/17/1983 |  | 12/08/1986
Carrier Corp. | Day & Night | 585JJ048125 | Natural Gas | No Match |  | True | 1 |  | Horizontal | No Match | No Match | No Match | No Match | No Match |  | No Match |  | 125000 | 97000 | 1590 | 1450 | 124949 | 625 | 75.2 | [8 empty] | 3 | Non Federally-Regulated | 01/27/1988 |  | 01/15/1989
Heil Quaker | Heil | NUGF125AK** | Natural Gas | No Match | False | False | 1 |  | Up | No Match | No Match | No Match | No Match | No Match |  | No Match |  | 125000 | 99000 | 1940 | 1320 | 115676 | 1060 | 79.9 | [8 empty] | 6 | Non Federally-Regulated | 07/26/1982 |  | 08/17/1983
York International | Luxaire | DAUC-T060P125A | LPG | No Match |  | True | 1 |  | Horizontal | No Match | No Match | No Match | No Match | No Match |  | No Match |  | 125000 | 100000 | 2340 | 2340 | 120533 | 1284 | 75.9 | [9 empty] | Non Federally-Regulated | 03/15/1989 |  | 10/10/1989
Magic Chef | Armstrong | 2.5C60-5 | Natural Gas | No Match | False | True | 1 |  | Horizontal | No Match | No Match | No Match | No Match | No Match |  | No Match |  | 60000 | 45000 | 975 | 520 | 69096 | 533 | 67.9 | [8 empty] | 19 | Non Federally-Regulated | 07/26/1982 |  | 08/17/1983
Rheem Sales Company, Inc. | Ruud | URAB-08E48JR | Natural Gas | No Match | False | True | 1 |  | Horizontal | No Match | No Match | No Match | No Match | No Match |  | No Match |  | 80000 | 60000 | [14 empty] | Non Federally-Regulated | 08/17/1983 |  | 12/08/1986
York International | Luxaire | DAUC-F060N125A | Natural Gas | No Match |  | True | 1 |  | Horizontal | No Match | No Match | No Match | No Match | No Match |  | No Match |  | 125000 | 100000 | 2340 | 2340 | 120533 | 1284 | 75.9 | [9 empty] | Non Federally-Regulated | 03/15/1989 |  | 10/10/1989
Ducane | Lennox | GS11Q4E-100-4NLT | Natural Gas | No Match | False | True | 1 |  | Horizontal | No Match | No Match | No Match | No Match | No Match |  | No Match |  | 92000 | 69000 | 1550 | [13 empty] | Non Federally-Regulated | 08/17/1983 |  | 12/08/1986
Rheem Sales Company, Inc. | Heat Controller | GHK95-D3 | Natural Gas | No Match | False | False | 1 |  | Up | No Match | No Match | No Match | No Match | No Match |  | No Match |  | 94667 | 71000 | [14 empty] | Non Federally-Regulated | 08/17/1983 |  | 12/08/1986
BDP Co. | Payne | 585EP048125 | Natural Gas | No Match | False | True | 1 |  | Horizontal | No Match | No Match | No Match | No Match | No Match |  | No Match |  | 100000 | 75000 | 1905 | [13 empty] | Non Federally-Regulated | 08/17/1983 |  | 12/08/1986
Carrier Corp. | Payne | 579DJ,P,E048080 | Natural Gas | No Match |  | True | 1 |  | Down | No Match | No Match | No Match | No Match | No Match |  | No Match |  | 80000 | 61600 | 1500 |  | 71610 | 413 | 75 | [8 empty] | 0 | Non Federally-Regulated | 03/15/1989 |  | 10/10/1989
Consolidated Industries Corp. | Trane Dealer Products Group | THD080A948B0 | Natural Gas | No Match |  | False | 1 |  | Horizontal | No Match | No Match | No Match | No Match | No Match |  | No Match |  | 80000 | 63000 |  |  | 76756 | 756 | 80.1 | [8 empty] | 3 | Non Federally-Regulated | 01/15/1989 |  | 03/15/1989
Ducane | Heil Quaker | NRGF60FDH**(C) | Natural Gas | No Match |  | True | 1 |  | Horizontal | No Match | No Match | No Match | No Match | No Match |  | No Match |  | 145000 | 115180 | 1775 | 1550 | 137515 | 1212 | 77.8 | [8 empty] | 6 | Non Federally-Regulated | 12/08/1986 |  | 06/29/1987
Rheem Sales Company, Inc. | Heat Controller | GYU-100-E5N-X3 | LPG | No Match |  | False | 1 |  | Up | No Match | No Match | No Match | No Match | No Match |  | No Match |  | 100000 | 80000 |  |  | 97252 | 879 | 79.3 | [8 empty] | 4 | Non Federally-Regulated | 01/27/1988 |  | 01/15/1989
Rheem Sales Company, Inc. | Square D | GCC140ECJN | Natural Gas | No Match | False | False | 1 |  | Down | No Match | No Match | No Match | No Match | No Match |  | No Match |  | 140000 | 108000 |  |  | 133769 | 831 | 69.7 | [8 empty] | 4 | Non Federally-Regulated | 03/11/1982 |  | 08/17/1983
Heil Quaker | Heil | HUGB150AK** | Natural Gas | No Match | False | False | 1 |  | Up | No Match | No Match | No Match | No Match | No Match |  | No Match |  | 150000 | 114000 | 1930 | 1320 | 138200 | 903 | 78.8 | [8 empty] | 6 | Non Federally-Regulated | 07/26/1982 |  | 08/17/1983
BDP Co. | Carrier | 58DR100-A* | Natural Gas | No Match | False | False | 1 |  | Down | No Match | No Match | No Match | No Match | No Match |  | No Match |  | 100000 | 72000 |  |  | 89238 | 468 | 70 | [8 empty] | 5 | Non Federally-Regulated | 07/26/1982 |  | 08/17/1983
Heil Quaker | Whirlpool | NRGF60FDH**(A) | Natural Gas | No Match |  | True | 1 |  | Horizontal | No Match | No Match | No Match | No Match | No Match |  | No Match |  | 80000 | 65700 | 1775 | 1550 | 74336 | 1034 | 82.4 | [8 empty] | 6 | Non Federally-Regulated | 06/29/1987 |  | 01/27/1988
Ducane | Trane | GUEDA-09-A | Natural Gas | No Match | False | False | 1 |  | Up | No Match | No Match | No Match | No Match | No Match |  | No Match |  | 90000 | 69000 | 1770 | 1125 | 89751 | 710 | 68.7 | [9 empty] | Non Federally-Regulated | 07/26/1982 |  | 08/17/1983
Taylor | Taylor | THD120A960B0 | Natural Gas | No Match |  | False | 1 |  | Horizontal | No Match | No Match | No Match | No Match | No Match |  | No Match |  | 120000 | 94000 |  |  | 115050 | 1154 | 80.1 | [8 empty] | 3 | Non Federally-Regulated | 01/27/1988 |  | 01/15/1989
Magic Chef | Williams | EG6B90DC36-2 | Natural Gas | No Match | False | False | 1 |  | Up | No Match | No Match | No Match | No Match | No Match |  | No Match |  | 87500 | 75000 | 1380 | 1000 | 71138 | 558 | 86 | [8 empty] | 2 | Non Federally-Regulated | 07/26/1982 |  | 08/17/1983
Luxaire | Westinghouse Electric | GCH076MF | Natural Gas | No Match | False | False | 1 |  | Horizontal | No Match | No Match | No Match | No Match | No Match |  | No Match |  | 76000 | 57000 |  |  | 75184 | 521 | 73.3 | [8 empty] | 8 | Non Federally-Regulated | 10/13/1981 |  | 03/11/1982
Heil Quaker | Sears | 867.8163 | LPG | No Match | False | True | 1 |  | Horizontal | No Match | No Match | No Match | No Match | No Match |  | No Match |  | 80000 | 57000 | 950 | 860 | 65221 | 585 | 70.2 | [8 empty] | 1 | Non Federally-Regulated | 04/02/1981 |  | 10/13/1981
Ducane | Trane | SFCB-B856-LB | Natural Gas | No Match |  | True | 1 |  | Down | No Match | No Match | No Match | No Match | No Match |  | No Match |  | 120000 | 92040 |  |  | 94807 | 1677 | 78.3 | [8 empty] | 0 | Non Federally-Regulated | 12/08/1986 |  | 06/29/1987
Carrier Corp. | Payne | 585EP036060 | LPG | No Match |  | True | 1 |  | Horizontal | No Match | No Match | No Match | No Match | No Match |  | No Match |  | 60000 | 45000 | 1340 | 1090 | 61042 | 538 | 75.7 | [8 empty] | 3 | Non Federally-Regulated | 12/08/1986 |  | 06/29/1987
Luxaire | Moncrief | 36ECW060UA | Natural Gas | No Match | False | True | 1 |  | Horizontal | No Match | No Match | No Match | No Match | No Match |  | No Match |  | 60000 | 46200 | 1275 | 920 | 66991 | 591 | 68.3 | [8 empty] | 5 | Non Federally-Regulated | 04/02/1981 |  | 10/13/1981
Luxaire | Westinghouse Electric | 30ECW060GA | LPG | No Match | False | True | 1 |  | Horizontal | No Match | No Match | No Match | No Match | No Match |  | No Match |  | 60000 | 47880 | 920 | 760 | 64878 | 443 | 70 | [8 empty] | 5 | Non Federally-Regulated | 04/02/1981 |  | 10/13/1981
Consolidated Industries Corp. | Comfort-Aire | GSH40-T3NXD-1 | Natural Gas | No Match |  | False | 1 |  | Horizontal | No Match | No Match | No Match | No Match | No Match |  | No Match |  | 40000 | 30000 |  |  | 40591 | 351 | 75.6 | [8 empty] | 3 | Non Federally-Regulated | 06/29/1987 |  | 01/15/1989
Borg Warner | Fraser Johnston | 48ECW140GA | Natural Gas | No Match | False | True | 1 |  | Horizontal | No Match | No Match | No Match | No Match | No Match |  | No Match |  | 140000 | 107940 | 2000 | [13 empty] | Non Federally-Regulated | 08/17/1983 |  | 12/08/1986
Rheem Sales Company, Inc. | Rheem | RRAB-10E52CR | Natural Gas | No Match | False | True | 1 |  | Horizontal | No Match | No Match | No Match | No Match | No Match |  | No Match |  | 100000 | 76000 |  |  | 92610 | 515 | 67.3 | [8 empty] | 5 | Non Federally-Regulated | 07/26/1982 |  | 08/17/1983
Ducane | Borg Warner | P2HSD10N10001A | Natural Gas | No Match | False | False | 1 |  | Horizontal | No Match | No Match | No Match | No Match | No Match |  | No Match |  | 100000 | 74000 | 1000 | 800 | 94163 | 810 | 65.1 | [8 empty] | 5 | Non Federally-Regulated | 07/26/1982 |  | 08/17/1983
Rheem Sales Company, Inc. | Ruud | UGAC-08KAB | Natural Gas | No Match | False | False | 1 |  | Up | No Match | No Match | No Match | No Match | No Match |  | No Match |  | 80000 | 61000 |  |  | 91744 | 500 | 67.9 | [8 empty] | 3 | Non Federally-Regulated | 04/02/1981 |  | 08/17/1983
Rheem Sales Company, Inc. | Montgomery Ward | SRM-54653C | Natural Gas | No Match | False | False | 1 |  | Up | No Match | No Match | No Match | No Match | No Match |  | No Match |  | 99734 | 75000 | [14 empty] | Non Federally-Regulated | 08/17/1983 |  | 12/08/1986
Luxaire | Westinghouse Electric | FGUF080EAN | Natural Gas | No Match | False | False | 1 |  | Up | No Match | No Match | No Match | No Match | No Match |  | No Match |  | 80000 | 61600 | 1130 | 805 | 83040 | 734 | 74.1 | [8 empty] | 11 | Non Federally-Regulated | 10/13/1981 |  | 03/11/1982
Rheem Sales Company, Inc. | Ruud | UGDC-04EA-** | Natural Gas | No Match |  | False | 1 |  | Up | No Match | No Match | No Match | No Match | No Match |  | No Match |  | 45000 | 37000 |  |  | 47799 | 627 | 79.2 | [8 empty] | 4 | Non Federally-Regulated | 12/08/1986 |  | 01/27/1988
Carrier Corp. | Day & Night | 397HAW060120 | Natural Gas | No Match |  | False | 1 |  | Up | No Match | No Match | No Match | No Match | No Match |  | No Match |  | 143000 | 110000 |  |  | 120733 | 952 | 76.9 | [8 empty] | 5 | Non Federally-Regulated | 12/08/1986 |  | 06/29/1987
Carrier Corp. | Carrier | 48KLA136300BE | Natural Gas | No Match |  | True | 1 |  | Horizontal | No Match | No Match | No Match | No Match | No Match |  | No Match |  | 60000 | 47000 | 1255 | 900 | 61530 | 484 | 75.4 | [8 empty] | 3 | Non Federally-Regulated | 03/15/1989 |  | 10/10/1989
Consolidated Industries Corp. | Sunburst | HBA060ND3RX | Natural Gas | No Match |  | False | 1 |  | Horizontal | No Match | No Match | No Match | No Match | No Match |  | No Match |  | 60000 | 47000 |  |  | 57367 | 914 | 78.3 | [8 empty] | 3 | Non Federally-Regulated | 06/29/1987 |  | 01/15/1989
Daikin Comfort Technologies Manufacturing, L.P. | Janitrol | PGX060100-1 | Natural Gas | No Match |  | True | 1 |  | Horizontal | No Match | No Match | No Match | No Match | No Match |  | No Match |  | 100000 | 78000 | 2035 | 1740 | 80122 | 929 | 76 | [8 empty] | 5 | Non Federally-Regulated | 01/27/1988 |  | 01/15/1989
Snyder General Corp. | McQuay | *PGDA060H100-M** | Natural Gas | No Match |  | True | 1 |  | Down | No Match | No Match | No Match | No Match | No Match |  | No Match |  | 100000 | 79000 |  |  | 97887 | 470 | 80.2 | [8 empty] | 15 | Non Federally-Regulated | 12/08/1986 |  | 06/29/1987
Trane U.S. Inc. | Trane | YCG036A1HOA | Natural Gas | No Match |  | True | 1 |  | Horizontal | No Match | No Match | No Match | No Match | No Match |  | No Match |  | 100000 | 78000 | 1310 | 1220 | 82066 | 496 | 76 | [8 empty] | 5 | Non Federally-Regulated | 03/15/1989 |  | 10/10/1989
Snyder General Corp. | Comfortmaker | *PGDA048F100-IN-** | Natural Gas | No Match |  | True | 1 |  | Down | No Match | No Match | No Match | No Match | No Match |  | No Match |  | 100000 | 79000 |  |  | 97887 | 470 | 80.2 | [8 empty] | 15 | Non Federally-Regulated | 06/29/1987 |  | 01/27/1988
York International | York | D2CG048N06225 | Natural Gas | No Match |  | True | 1 |  | Horizontal | No Match | No Match | No Match | No Match | No Match |  | No Match |  | 75000 | 62000 | 1924 | 1533 | 68893 | 818 | 78 | [8 empty] | 58 | Non Federally-Regulated | 03/15/1989 |  | 10/10/1989
Carrier Corp. | Payne | 585HJ036060 | LPG | No Match |  | True | 1 |  | Horizontal | No Match | No Match | No Match | No Match | No Match |  | No Match |  | 60000 | 47000 | 1255 | 900 | 61530 | 484 | 75.4 | [8 empty] | 3 | Non Federally-Regulated | 01/27/1988 |  | 01/15/1989
Magic Chef | Johnson | EMG66R-60D2C3.5-2 | Natural Gas | No Match | False | False | 1 |  | Up | No Match | No Match | No Match | No Match | No Match |  | No Match |  | 60000 | 48000 | 1435 | 930 | 64214 | 589 | 70.5 | [8 empty] | 19 | Non Federally-Regulated | 04/02/1981 |  | 08/17/1983
Trane U.S. Inc. | Trane Light Commercial Group | BYC130G3L(O,A)D | Natural Gas | No Match |  | True | 3 |  | Horizontal | No Match | No Match | No Match | No Match | No Match |  | No Match |  | 160000 | 121600 |  |  | 138705 | 1804 | 76.3 | [9 empty] | Non Federally-Regulated | 01/27/1988 |  | 01/15/1989
Luxaire | Luxaire | 60ECW160UA | LPG | No Match | False | True | 1 |  | Horizontal | No Match | No Match | No Match | No Match | No Match |  | No Match |  | 160000 | 123680 | 2020 | 1605 | 152846 | 1016 | 70 | [8 empty] | 5 | Non Federally-Regulated | 04/02/1981 |  | 10/13/1981
Luxaire | Moncrief | 100HCDAC | Natural Gas | No Match | False | True | 1 |  | Horizontal | No Match | No Match | No Match | No Match | No Match |  | No Match |  | 100000 | 76600 | 1565 | 1091 | 90775 | 580 | 69.1 | [8 empty] | 2 | Non Federally-Regulated | 10/13/1981 |  | 03/11/1982
Rheem Sales Company, Inc. | Arcoaire | APGHA042H125-M | Natural Gas | No Match |  | True | 1 |  | Horizontal | No Match | No Match | No Match | No Match | No Match |  | No Match |  | 125000 | 93000 |  |  | 80919 | 522 | 76.1 | [8 empty] | 15 | Non Federally-Regulated | 12/08/1986 |  | 06/29/1987
Rheem Sales Company, Inc. | Montgomery Ward | SRM-54791 | Natural Gas | No Match | False | False | 1 |  | Down | No Match | No Match | No Match | No Match | No Match |  | No Match |  | 80000 | 61000 |  |  | 90639 | 575 | 68.5 | [8 empty] | 3 | Non Federally-Regulated | 03/11/1982 |  | 08/17/1983
BDP Co. | Day & Night | 394GAW024040 | Natural Gas | No Match | False | False | 1 |  | Up | No Match | No Match | No Match | No Match | No Match |  | No Match |  | 39591 | 31000 | 815 | [13 empty] | Non Federally-Regulated | 08/17/1983 |  | 12/08/1986
Heil Quaker | Heil | NRGE24MAK** | Natural Gas | No Match | False | True | 1 |  | Horizontal | No Match | No Match | No Match | No Match | No Match |  | No Match |  | 76115 | 58000 | 950 | [13 empty] | Non Federally-Regulated | 08/17/1983 |  | 12/08/1986
Borg Warner | Luxaire | 100HCDAC | LPG | No Match | False | True | 1 |  | Horizontal | No Match | No Match | No Match | No Match | No Match |  | No Match |  | 100000 | 76600 | 1565 | [13 empty] | Non Federally-Regulated | 08/17/1983 |  | 12/08/1986
Rheem Sales Company, Inc. | Ruud | UGGC-08KCB | Natural Gas | No Match | False | False | 1 |  | Up | No Match | No Match | No Match | No Match | No Match |  | No Match |  | 80000 | 61000 |  |  | 90666 | 527 | 68.7 | [8 empty] | 4 | Non Federally-Regulated | 04/02/1981 |  | 08/17/1983
BDP Co. | Carrier | 58SE15022 | LPG | No Match | False | False | 1 |  | Up | No Match | No Match | No Match | No Match | No Match |  | No Match |  | 150000 | 110000 | 1851 | 1388 | 130512 | 661 | 71.9 | [8 empty] | 5 | Non Federally-Regulated | 07/26/1982 |  | 08/17/1983
York International | Fraser Johnston | P-UXD20N08001A | Natural Gas | No Match |  | False | 1 |  | Up | No Match | No Match | No Match | No Match | No Match |  | No Match |  | 100000 | 80000 |  |  | 102051 | 861 | 75.6 | [8 empty] | 3 | Non Federally-Regulated | 01/27/1988 |  | 01/15/1989
Amana Refrigeration, Inc. | Amana | EPCG6017-3C (A) | Natural Gas | No Match | False | True | 1 |  | Horizontal | No Match | No Match | No Match | No Match | No Match |  | No Match |  | 130000 | 110956 |  |  | 128674 | 940 | 84.3 | [8 empty] | 22 | Non Federally-Regulated | 10/13/1981 |  | 03/11/1982
Carrier Corp. | Carrier | 58SX040-CC | Natural Gas | No Match |  | False | 1 |  | Up | No Match | No Match | No Match | No Match | No Match |  | No Match |  | 44000 | 41000 |  |  | 41877 | 418 | 92.2 | [8 empty] | 5 | Non Federally-Regulated | 12/08/1986 |  | 01/27/1988
Snyder General Corp. | Comfortmaker | *PGHA036G050-IN-** | Natural Gas | No Match |  | True | 1 |  | Horizontal | No Match | No Match | No Match | No Match | No Match |  | No Match |  | 50000 | 36000 |  |  | 41081 | 327 | 76.6 | [8 empty] | 15 | Non Federally-Regulated | 01/27/1988 |  | 01/15/1989
Ducane | Fraser Johnston | PDHSD16N08001 | Natural Gas | No Match |  | False | 1 |  | Horizontal | No Match | No Match | No Match | No Match | No Match |  | No Match |  | 80000 | 61840 | 1655 | 1075 | 85000 | 630 | 75.8 | [9 empty] | Non Federally-Regulated | 01/15/1989 |  | 10/10/1989
Carrier Corp. | Payne | 579DJ,P,E036080 | Natural Gas | No Match |  | True | 1 |  | Down | No Match | No Match | No Match | No Match | No Match |  | No Match |  | 80000 | 61600 | 1200 |  | 71610 | 413 | 75 | [8 empty] | 0 | Non Federally-Regulated | 01/27/1988 |  | 01/15/1989
Ducane | Moncrief | P2HSD20N14001A | Natural Gas | No Match | False | False | 1 |  | Horizontal | No Match | No Match | No Match | No Match | No Match |  | No Match |  | 138522 | 105000 | 1950 | [13 empty] | Non Federally-Regulated | 08/17/1983 |  | 12/08/1986
Borg Warner | Fraser Johnston | FCU100UAPA | LPG | No Match | False | False | 1 |  | Up | No Match | No Match | No Match | No Match | No Match |  | No Match |  | 100000 | 76000 | 2500 | 2060 | 86680 | 918 | 68.5 | [8 empty] | 5 | Non Federally-Regulated | 07/26/1982 |  | 08/17/1983
Carrier Corp. | Day & Night | 580AN048120 | Natural Gas | No Match |  | True | 1 |  | Horizontal | No Match | No Match | No Match | No Match | No Match |  | No Match |  | 120000 | 94000 |  |  | 118351 | 934 | 78.5 | [8 empty] | 3 | Non Federally-Regulated | 03/15/1989 |  | 10/10/1989
Schneider Electric (Square D Wiring Devices) | Sun Dial | GH2M040H3.0E7C | Natural Gas | No Match |  | False | 1 |  | Horizontal | No Match | No Match | No Match | No Match | No Match |  | No Match |  | 40000 | 32000 |  |  | 42078 | 418 | 75 | [8 empty] | 3 | Non Federally-Regulated | 12/08/1986 |  | 01/15/1989
Magic Chef | Gaffers & Sattler | EG7B90DC36 | Natural Gas | No Match |  | False | 1 |  | Down | No Match | No Match | No Match | No Match | No Match |  | No Match |  | 87500 | 75000 | 1360 | 960 | 72494 | 554 | 84.4 | [8 empty] | 2 | Non Federally-Regulated | 12/08/1986 |  | 06/29/1987
Heil Quaker | Whirlpool | NRGF36DBB**(A) | Natural Gas | No Match |  | True | 1 |  | Horizontal | No Match | No Match | No Match | No Match | No Match |  | No Match |  | 60000 | 49920 | 1490 | 1055 | 56307 | 831 | 79.7 | [8 empty] | 6 | Non Federally-Regulated | 03/15/1989 |  | 10/10/1989
Rheem Sales Company, Inc. | Montgomery Ward | SRM-51888A | LPG | No Match | False | True | 1 |  | Horizontal | No Match | No Match | No Match | No Match | No Match |  | No Match |  | 80581 | 61000 | [14 empty] | Non Federally-Regulated | 08/17/1983 |  | 12/08/1986
York International | Luxaire | PAUT-LD12N105A | Natural Gas | No Match |  | False | 1 |  | Up | No Match | No Match | No Match | No Match | No Match |  | No Match |  | 105000 | 86000 | 1265 | 845 | 93500 | 910 | 81.8 | [9 empty] | Non Federally-Regulated | 01/27/1988 |  | 10/10/1989
Rheem Sales Company, Inc. | Rheem | RRGE-270100C | Natural Gas | No Match |  | True | 3 |  | Horizontal | No Match | No Match | No Match | No Match | No Match |  | No Match |  | 270000 | 206800 |  |  | 258405 | 3140 | 76.4 | [8 empty] | 6 | Non Federally-Regulated | 01/15/1989 |  | 03/15/1989
Luxaire | Luxaire | GCH076RF | Natural Gas | No Match | False | False | 1 |  | Horizontal | No Match | No Match | No Match | No Match | No Match |  | No Match |  | 76000 | 58672 | 1200 |  | 79035 | 440 | 67.9 | [8 empty] | 5 | Non Federally-Regulated | 03/11/1982 |  | 07/26/1982
Sunbeam Air Conditioning | Sunbeam Air Conditioning | 2273-048-11E-53 | Natural Gas | No Match |  | True | 1 |  | Down | No Match | No Match | No Match | No Match | No Match |  | No Match |  | 75000 | 62250 | 1800 | 1575 | 76675 | 585 | 80.6 | [8 empty] | 4 | Non Federally-Regulated | 12/08/1986 |  | 06/29/1987
Magic Chef | Johnson | EG6B90DC36-2 | Natural Gas | No Match | False | False | 1 |  | Up | No Match | No Match | No Match | No Match | No Match |  | No Match |  | 87007 | 75000 | 1380 | [13 empty] | Non Federally-Regulated | 08/17/1983 |  | 12/08/1986
Suburban Manufacturing Co. | Suburban | HF-35C | Natural Gas | No Match |  | False | 1 |  | Horizontal | No Match | No Match | No Match | No Match | No Match |  | No Match |  | 35000 | 30000 | 810 |  | 39033 | 195 | 85.9 | [9 empty] | Non Federally-Regulated | 01/15/1989 |  | 10/10/1989
Carrier Corp. | Payne | 349JAW036060 | Natural Gas | No Match |  | False | 1 |  | Horizontal | No Match | No Match | No Match | No Match | No Match |  | No Match |  | 60000 | 46380 | 1260 | 740 | 61800 | 500 | 75.8 | [9 empty] | Non Federally-Regulated | 06/29/1987 |  | 01/15/1989
Rheem Sales Company, Inc. | Rheem | RGWC-06EE | Natural Gas | No Match | False | True | 1 |  | Horizontal | No Match | No Match | No Match | No Match | No Match |  | No Match |  | 60000 | 46000 |  |  | 65779 | 601 | 69.9 | [8 empty] | 4 | Non Federally-Regulated | 10/13/1981 |  | 03/11/1982
Rheem Sales Company, Inc. | Ruud | URGE-10E42CKR | Natural Gas | No Match |  | True | 1 |  | Horizontal | No Match | No Match | No Match | No Match | No Match |  | No Match |  | 100000 | 78000 |  |  | 97498 | 810 | 79.3 | [8 empty] | 4 | Non Federally-Regulated | 01/27/1988 |  | 01/15/1989
Borg Warner | Moncrief | GCU082MF | LPG | No Match | False | False | 1 |  | Up | No Match | No Match | No Match | No Match | No Match |  | No Match |  | 82557 | 62000 | [14 empty] | Non Federally-Regulated | 08/17/1983 |  | 12/08/1986
Rheem Sales Company, Inc. | Ruud | UGAC-08EA | Natural Gas | No Match | False | False | 1 |  | Up | No Match | No Match | No Match | No Match | No Match |  | No Match |  | 80000 | 61000 |  |  | 91744 | 500 | 67.9 | [8 empty] | 3 | Non Federally-Regulated | 04/02/1981 |  | 08/17/1983
Magic Chef | Johnson | CF120-3 | Natural Gas | No Match | False | False | 1 |  | Down | No Match | No Match | No Match | No Match | No Match |  | No Match |  | 84321 | 64000 | [14 empty] | Non Federally-Regulated | 08/17/1983 |  | 12/08/1986
Sunbeam Air Conditioning | Sunbeam Air Conditioning | 2278-060-13E-53 | Natural Gas | No Match |  | True | 1 |  | Down | No Match | No Match | No Match | No Match | No Match |  | No Match |  | 108000 | 89640 | 2200 | 1800 | 97956 | 526 | 79 | [8 empty] | 4 | Non Federally-Regulated | 01/27/1988 |  | 01/15/1989
BDP Co. | Day & Night | 396GAY000075 | LPG | No Match | False | False | 1 |  | Down | No Match | No Match | No Match | No Match | No Match |  | No Match |  | 75521 | 58000 | [14 empty] | Non Federally-Regulated | 08/17/1983 |  | 12/08/1986
Magic Chef | Williams | 3A80-OH-3-6 | Natural Gas | No Match | False | True | 1 |  | Horizontal | No Match | No Match | No Match | No Match | No Match |  | No Match |  | 80000 | 60000 | 1340 | 700 | 79576 | 259 | 68.9 | [8 empty] | 19 | Non Federally-Regulated | 04/02/1981 |  | 10/13/1981
Carrier Corp. | Day & Night | 579DB,P,E060120 | Natural Gas | No Match |  | True | 1 |  | Down | No Match | No Match | No Match | No Match | No Match |  | No Match |  | 120000 | 92400 | 1900 |  | 96960 | 641 | 76 | [8 empty] | 0 | Non Federally-Regulated | 01/15/1989 |  | 03/15/1989
Daikin Comfort Technologies Manufacturing, L.P. | Janitrol / GMC | GUP100-4A | Natural Gas | No Match |  | False | 1 |  | Up | No Match | No Match | No Match | No Match | No Match |  | No Match |  | 100000 | 83000 |  |  | 92936 | 1134 | 82 | [9 empty] | Non Federally-Regulated | 01/15/1989 |  | 10/10/1989
Heil Quaker | Sears | 867.8162 | Natural Gas | No Match | False | True | 1 |  | Horizontal | No Match | No Match | No Match | No Match | No Match |  | No Match |  | 100000 | 71000 | 1200 | 940 | 89361 | 740 | 68.5 | [8 empty] | 1 | Non Federally-Regulated | 04/02/1981 |  | 10/13/1981
Magic Chef | Lennox | GCS81E-411-60 | Natural Gas | No Match | False | True | 1 |  | Horizontal | No Match | No Match | No Match | No Match | No Match |  | No Match |  | 60000 | 45000 | 1340 | 520 | 69097 | 655 | 68.9 | [8 empty] | 19 | Non Federally-Regulated | 04/02/1981 |  | 10/13/1981
John Zink | Air Distribution Association | RBG-120-23-2801-HT | Natural Gas | No Match | False | True | 3 |  | Horizontal | No Match | No Match | No Match | No Match | No Match |  | No Match |  | 280000 | 224000 | 4400 | [13 empty] | Non Federally-Regulated | 08/17/1983 |  | 12/08/1986
Magic Chef | Armstrong | 3A60-OH-3-6 | Natural Gas | No Match | False | True | 1 |  | Horizontal | No Match | No Match | No Match | No Match | No Match |  | No Match |  | 60000 | 45000 | 1340 | 52 | 69097 | 655 | 68.9 | [8 empty] | 19 | Non Federally-Regulated | 10/13/1981 |  | 03/11/1982
Daikin Comfort Technologies Manufacturing, L.P. | Janitrol / GMC | HAC060N(D,E,F)4RC | Natural Gas | No Match |  | False | 1 |  | Horizontal | No Match | No Match | No Match | No Match | No Match |  | No Match |  | 60000 | 47000 |  |  | 62321 | 615 | 75 | [8 empty] | 3 | Non Federally-Regulated | 12/08/1986 |  | 06/29/1987
Heil Quaker | Whirlpool | NRGF30DBB**(B) | Natural Gas | No Match |  | True | 1 |  | Horizontal | No Match | No Match | No Match | No Match | No Match |  | No Match |  | 80000 | 64960 | 870 | 705 | 79926 | 577 | 77.3 | [8 empty] | 6 | Non Federally-Regulated | 12/08/1986 |  | 06/29/1987
SJC Corp. | Janitrol | RT 48-100-41C | Natural Gas | No Match | False | True | 1 |  | Horizontal | No Match | No Match | No Match | No Match | No Match |  | No Match |  | 100000 | 77000 | 1620 | 950 | 82523 | 767 | 74.4 | [8 empty] | 0 | Non Federally-Regulated | 10/13/1981 |  | 03/11/1982
Rheem Sales Company, Inc. | Ruud | UGAC-09ECB** | Natural Gas | No Match | False | False | 1 |  | Up | No Match | No Match | No Match | No Match | No Match |  | No Match |  | 94667 | 71000 | [14 empty] | Non Federally-Regulated | 08/17/1983 |  | 12/08/1986
Magic Chef | Williams | EG6B90DC60-1 | Natural Gas | No Match | False | False | 1 |  | Up | No Match | No Match | No Match | No Match | No Match |  | No Match |  | 87500 | 75000 | 1920 | 1000 | 71138 | 691 | 86 | [8 empty] | 2 | Non Federally-Regulated | 07/26/1982 |  | 08/17/1983
Trane U.S. Inc. | American Standard, Inc. | TUN060A936A | Natural Gas | No Match |  | False | 1 |  | Up | No Match | No Match | No Match | No Match | No Match |  | No Match |  | 60000 | 46000 | 1200 | 890 | 61900 | 466 | 75.1 | [8 empty] | 5 | Non Federally-Regulated | 03/15/1989 |  | 10/10/1989
Luxaire | Luxaire | GCH060RF | Natural Gas | No Match | False | False | 1 |  | Horizontal | No Match | No Match | No Match | No Match | No Match |  | No Match |  | 60000 | 48000 | 1200 |  | 65421 | 529 | 70 | [8 empty] | 5 | Non Federally-Regulated | 03/11/1982 |  | 07/26/1982
BDP Co. | Carrier | 58GS050-3 | LPG | No Match | False | False | 1 |  | Up | No Match | No Match | No Match | No Match | No Match |  | No Match |  | 50000 | 36000 | 1170 | 740 | 54385 | 561 | 70.1 | [8 empty] | 5 | Non Federally-Regulated | 07/26/1982 |  | 08/17/1983
Lennox Industries Inc. | Lennox | GCS9-653-150A-2G | Natural Gas | No Match |  | True | 1 |  | Horizontal | No Match | No Match | No Match | No Match | No Match |  | No Match |  | 150000 | 114000 | 2000 | 1320 | 142345 | 1110 | 76.1 | [8 empty] | 3 | Non Federally-Regulated | 03/15/1989 |  | 10/10/1989
Ducane | Heil Quaker | NRGF42DDB**(A) | Natural Gas | No Match |  | True | 1 |  | Horizontal | No Match | No Match | No Match | No Match | No Match |  | No Match |  | 60000 | 48220 | 1490 | 1055 | 56288 | 835 | 79.7 | [8 empty] | 6 | Non Federally-Regulated | 06/29/1987 |  | 01/27/1988
Luxaire | Luxaire | GCH114AF | Natural Gas | No Match | False | True | 1 |  | Horizontal | No Match | No Match | No Match | No Match | No Match |  | No Match |  | 114000 | 89718 |  |  | 114876 | 802 | 65.5 | [8 empty] | 2 | Non Federally-Regulated | 10/13/1981 |  | 03/11/1982
York International | Luxaire | DAUC-W060N100A | Natural Gas | No Match |  | True | 1 |  | Horizontal | No Match | No Match | No Match | No Match | No Match |  | No Match |  | 100000 | 81000 | 2340 | 2340 | 98177 | 1239 | 77.1 | [9 empty] | Non Federally-Regulated | 06/29/1987 |  | 01/27/1988
Amana Refrigeration, Inc. | Amana | GHE105DM-5 | Natural Gas | No Match | False | False | 1 |  | Up | No Match | No Match | No Match | No Match | No Match |  | No Match |  | 104798 | 83000 | 2090 | [13 empty] | Non Federally-Regulated | 08/17/1983 |  | 12/08/1986
Heil Quaker | Whirlpool | NRGF36EBB**(A) | Natural Gas | No Match |  | True | 1 |  | Horizontal | No Match | No Match | No Match | No Match | No Match |  | No Match |  | 80000 | 65360 | 1555 | 1080 | 78575 | 710 | 78 | [8 empty] | 6 | Non Federally-Regulated | 12/08/1986 |  | 06/29/1987
Amana Refrigeration, Inc. | Amana | EPCG3010-1D (C) | LPG | No Match |  | True | 1 |  | Horizontal | No Match | No Match | No Match | No Match | No Match |  | No Match |  | 120000 | 98000 |  |  | 114000 | 434 | 82.7 | [8 empty] | 22 | Non Federally-Regulated | 12/08/1986 |  | 06/29/1987
Carrier Corp. | Day & Night | 399AAW048080 | Natural Gas | No Match |  | False | 1 |  | Down | No Match | No Match | No Match | No Match | No Match |  | No Match |  | 88000 | 82000 |  |  | 86627 | 467 | 90.6 | [8 empty] | 5 | Non Federally-Regulated | 01/27/1988 |  | 03/15/1989
Rheem Sales Company, Inc. | Heat Controller | GYD-100-E5N3 | LPG | No Match |  | False | 1 |  | Down | No Match | No Match | No Match | No Match | No Match |  | No Match |  | 100000 | 80000 |  |  | 97404 | 804 | 79.4 | [8 empty] | 4 | Non Federally-Regulated | 01/27/1988 |  | 01/15/1989
Heil Quaker | Sears | 867.81560*(B) | Natural Gas | No Match |  | True | 1 |  | Horizontal | No Match | No Match | No Match | No Match | No Match |  | No Match |  | 100000 | 78886 | 2000 | 1675 | 97374 | 1274 | 77.4 | [8 empty] | 6 | Non Federally-Regulated | 03/15/1989 |  | 10/10/1989
Rheem Sales Company, Inc. | Rheem | RGAC-09EAB** | Natural Gas | No Match | False | False | 1 |  | Up | No Match | No Match | No Match | No Match | No Match |  | No Match |  | 94667 | 71000 | [14 empty] | Non Federally-Regulated | 08/17/1983 |  | 12/08/1986
Carrier Corp. | Day & Night | 397HAW048080 | LPG | No Match |  | False | 1 |  | Up | No Match | No Match | No Match | No Match | No Match |  | No Match |  | 95000 | 74000 |  |  | 80130 | 715 | 76.9 | [8 empty] | 5 | Non Federally-Regulated | 12/08/1986 |  | 06/29/1987
Borg Warner | Fraser Johnston | GCU082FF | Natural Gas | No Match | False | False | 1 |  | Up | No Match | No Match | No Match | No Match | No Match |  | No Match |  | 85220 | 64000 | 1170 | [13 empty] | Non Federally-Regulated | 08/17/1983 |  | 12/08/1986
Heil Quaker | Sears | 867.74143* | Oil | No Match |  | False | 1 |  | Up | No Match | No Match | No Match | No Match | No Match |  | No Match |  | 105000 | 83454 | 1225 | 850 | 99154 | 600 | 79.8 | [8 empty] | 1 | Non Federally-Regulated | 12/08/1986 |  | 10/10/1989
Heil Quaker | Whirlpool | WUGB080AF01* | Natural Gas | No Match | False | False | 1 |  | Up | No Match | No Match | No Match | No Match | No Match |  | No Match |  | 80000 | 60000 | 1360 | 900 | 8083 | 511 | 77.8 | [8 empty] | 6 | Non Federally-Regulated | 04/02/1981 |  | 03/11/1982
Borg Warner | Moncrief | 140HCDAC | Natural Gas | No Match | False | True | 1 |  | Horizontal | No Match | No Match | No Match | No Match | No Match |  | No Match |  | 140000 | 106680 | 1580 | [13 empty] | Non Federally-Regulated | 08/17/1983 |  | 12/08/1986
Luxaire | Moncrief | 120CEH0BNL | Natural Gas | No Match | False | False | 1 |  | Up | No Match | No Match | No Match | No Match | No Match |  | No Match |  | 120000 | 94680 |  |  | 122711 | 716 | 74.1 | [8 empty] | 8 | Non Federally-Regulated | 10/13/1981 |  | 03/11/1982
Rheem Sales Company, Inc. | Rheem | RRGF-12E60JK* | Natural Gas | No Match |  | True | 1 |  | Horizontal | No Match | No Match | No Match | No Match | No Match |  | No Match |  | 125000 | 97000 |  |  | 116216 | 1445 | 78.4 | [8 empty] | 4 | Non Federally-Regulated | 01/27/1988 |  | 01/15/1989
Amana Refrigeration, Inc. | Amana | EPCG6017-1E (C) | LPG | No Match |  | True | 1 |  | Horizontal | No Match | No Match | No Match | No Match | No Match |  | No Match |  | 170000 | 141000 |  |  | 149490 | 645 | 83.8 | [8 empty] | 22 | Non Federally-Regulated | 06/29/1987 |  | 01/27/1988
John Zink | Magic Chef | RCG-0601-33-0951-EC | Natural Gas | No Match | False | True | 1 |  | Horizontal | No Match | No Match | No Match | No Match | No Match |  | No Match |  | 95000 | 73150 | 2200 | [13 empty] | Non Federally-Regulated | 08/17/1983 |  | 12/08/1986
Carrier Corp. | Carrier | 48DP0125 | Natural Gas | No Match | False | True | 1 |  | Horizontal | No Match | No Match | No Match | No Match | No Match |  | No Match |  | 153750 | 123000 | 5000 | [13 empty] | Non Federally-Regulated | 08/17/1983 |  | 12/08/1986
Heil Quaker | Whirlpool | NUGI045KD** | Natural Gas | No Match |  | False | 1 |  | Up | No Match | No Match | No Match | No Match | No Match |  | No Match |  | 45000 | 35325 | 900 | 880 | 50905 | 532 | 75.3 | [8 empty] | 4 | Non Federally-Regulated | 06/29/1987 |  | 01/27/1988
Heil Quaker | Sears | 867.8163 | LPG | No Match | False | True | 1 |  | Up | No Match | No Match | No Match | No Match | No Match |  | No Match |  | 100000 | 71000 | 200 | 940 | 89959 | 745 | 68 | [8 empty] | 1 | Non Federally-Regulated | 04/02/1981 |  | 10/13/1981
Heil Quaker | Heil | HUGF080AF01 | Natural Gas | No Match | False | False | 1 |  | Up | No Match | No Match | No Match | No Match | No Match |  | No Match |  | 80000 | 60000 | 1360 | 900 | 91303 | 583 | 68 | [8 empty] | 1 | Non Federally-Regulated | 03/11/1982 |  | 08/17/1983
Luxaire | Moncrief | 36ECW080GA | Natural Gas | No Match | False | True | 1 |  | Horizontal | No Match | No Match | No Match | No Match | No Match |  | No Match |  | 80000 | 62640 | 1275 | 920 | 87857 | 581 | 70 | [8 empty] | 5 | Non Federally-Regulated | 10/13/1981 |  | 03/11/1982
Snyder General Corp. | McQuay | *PGDA060H075-L* | LPG | No Match |  | True | 1 |  | Down | No Match | No Match | No Match | No Match | No Match |  | No Match |  | 75000 | 59000 |  |  | 58465 | 331 | 80.2 | [8 empty] | 15 | Non Federally-Regulated | 12/08/1986 |  | 06/29/1987
Bard Manufacturing Company, Inc. | Bard | ESG100D60BC | Natural Gas | No Match |  | False | 1 |  | Horizontal | No Match | No Match | No Match | No Match | No Match |  | No Match |  | 100000 | 78000 |  |  | 104896 | 1127 | 75 | [8 empty] | 3 | Non Federally-Regulated | 01/27/1988 |  | 01/15/1989
Amana Refrigeration, Inc. | Amana | GCN70A30 | LPG | No Match |  | False | 1 |  | Down | No Match | No Match | No Match | No Match | No Match |  | No Match |  | 70000 | 65000 |  |  | 68000 | 533 | 91.1 | [9 empty] | Non Federally-Regulated | 01/27/1988 |  | 01/15/1989
Rheem Sales Company, Inc. | Montgomery Ward | SRM-54954 | LPG | No Match | False | False | 1 |  | Up | No Match | No Match | No Match | No Match | No Match |  | No Match |  | 94667 | 71000 | [14 empty] | Non Federally-Regulated | 08/17/1983 |  | 12/08/1986
Rheem Sales Company, Inc. | Heat Controller | GBG140-D4 | Natural Gas | No Match | False | False | 1 |  | Up | No Match | No Match | No Match | No Match | No Match |  | No Match |  | 139842 | 106000 | [14 empty] | Non Federally-Regulated | 08/17/1983 |  | 12/08/1986
Rheem Sales Company, Inc. | Ruud | URGE-10E42CKR | Natural Gas | No Match |  | True | 1 |  | Horizontal | No Match | No Match | No Match | No Match | No Match |  | No Match |  | 100000 | 78000 |  |  | 97498 | 810 | 79.3 | [8 empty] | 4 | Non Federally-Regulated | 01/15/1989 |  | 03/15/1989
Borg Warner | York | 60ECW120GA | LPG | No Match | False | True | 1 |  | Horizontal | No Match | No Match | No Match | No Match | No Match |  | No Match |  | 120000 | 93240 | 2030 | [13 empty] | Non Federally-Regulated | 08/17/1983 |  | 12/08/1986
York International | Luxaire | PDHSD13N06001 | Natural Gas | No Match |  | False | 1 |  | Horizontal | No Match | No Match | No Match | No Match | No Match |  | No Match |  | 60000 | 46380 | 1260 | 740 | 61800 | 500 | 75.8 | [9 empty] | Non Federally-Regulated | 06/29/1987 |  | 01/15/1989
Rheem Sales Company, Inc. | Century | TGR-18-1E-50 | Natural Gas | No Match |  | True | 1 |  | Horizontal | No Match | No Match | No Match | No Match | No Match |  | No Match |  | 50000 | 39000 |  |  | 49568 | 345 | 78.2 | [8 empty] | 4 | Non Federally-Regulated | 01/15/1989 |  | 03/15/1989
Borg Warner | Luxaire | FCU100AANA | Natural Gas | No Match | False | False | 1 |  | Up | No Match | No Match | No Match | No Match | No Match |  | No Match |  | 100000 | 76000 |  |  | 91460 | 384 | 69.5 | [8 empty] | 2 | Non Federally-Regulated | 07/26/1982 |  | 08/17/1983
BDP Co. | Carrier | 58GS060-D* | Natural Gas | No Match | False | False | 1 |  | Up | No Match | No Match | No Match | No Match | No Match |  | No Match |  | 60000 | 43000 | 1600 | 1235 | 66778 | 519 | 69.3 | [8 empty] | 5 | Non Federally-Regulated | 07/26/1982 |  | 08/17/1983
Consolidated Industries Corp. | Friedrich | GHB140NGAI | Natural Gas | No Match | False | False | 1 |  | Horizontal | No Match | No Match | No Match | No Match | No Match |  | No Match |  | 140260 | 108000 | [14 empty] | Non Federally-Regulated | 08/17/1983 |  | 12/08/1986
Lennox Industries Inc. | Lennox | GCS9-653-120-1Y | Natural Gas | No Match | False | True | 1 |  | Down | No Match | No Match | No Match | No Match | No Match |  | No Match |  | 120000 | 93000 | 2000 | 1320 | 100161 | 749 | 77.4 | [8 empty] | 43 | Non Federally-Regulated | 04/02/1981 |  | 10/13/1981
Borg Warner | York | 60ECW160UA | LPG | No Match | False | True | 1 |  | Horizontal | No Match | No Match | No Match | No Match | No Match |  | No Match |  | 160000 | 123680 | 2020 | [13 empty] | Non Federally-Regulated | 08/17/1983 |  | 12/08/1986
Borg Warner | Luxaire | PAFC-LD12N100 | Natural Gas | No Match | False | False | 1 |  | Up | No Match | No Match | No Match | No Match | No Match |  | No Match |  | 99476 | 76000 | 1180 | [13 empty] | Non Federally-Regulated | 08/17/1983 |  | 12/08/1986
BDP Co. | Day & Night | 394GAW036125 | LPG | No Match | False | False | 1 |  | Up | No Match | No Match | No Match | No Match | No Match |  | No Match |  | 125000 | 89000 | 1230 | 1157 | 111243 | 615 | 70.1 | [8 empty] | 5 | Non Federally-Regulated | 07/26/1982 |  | 08/17/1983
Ducane | Payne | 349EAW048120-B | LPG | No Match | False | False | 1 |  | Horizontal | No Match | No Match | No Match | No Match | No Match |  | No Match |  | 117414 | 89000 | 1600 | [13 empty] | Non Federally-Regulated | 08/17/1983 |  | 12/08/1986
Rheem Sales Company, Inc. | Weatherking | GPF12.5T200-3K* | Natural Gas | No Match |  | True | 1 |  | Down | No Match | No Match | No Match | No Match | No Match |  | No Match |  | 200000 | 162052 |  |  | 187661 | 2840 | 80.2 | [8 empty] | 6 | Non Federally-Regulated | 03/15/1989 |  | 10/10/1989
York International | Fraser Johnston | DBUC-F048N125 | Natural Gas | No Match |  | True | 1 |  | Horizontal | No Match | No Match | No Match | No Match | No Match |  | No Match |  | 125000 | 103000 | 1795 | 1541 | 118517 | 818 | 78.5 | [8 empty] | 58 | Non Federally-Regulated | 01/15/1989 |  | 03/15/1989
Sunbeam Air Conditioning | Sunbeam Air Conditioning | RCG-0601-23-1401-EC | Natural Gas | No Match |  | True | 1 |  | Down | No Match | No Match | No Match | No Match | No Match |  | No Match |  | 140000 | 110600 | 2200 | 1800 | 119980 | 711 | 77.4 | [8 empty] | 4 | Non Federally-Regulated | 12/08/1986 |  | 06/29/1987
Rheem Sales Company, Inc. | Rheem | RGVA-07EA-AR | Natural Gas | No Match | False | True | 1 |  | Horizontal | No Match | No Match | No Match | No Match | No Match |  | No Match |  | 74742 | 58000 | [14 empty] | Non Federally-Regulated | 08/17/1983 |  | 12/08/1986
York International | York | D1RG090N16525 | Natural Gas | No Match |  | True | 1 |  | Horizontal | No Match | No Match | No Match | No Match | No Match |  | No Match |  | 204000 | 161000 | 3300 | 2600 | 193091 | 2200 | 80 | [8 empty] | 58 | Non Federally-Regulated | 01/15/1989 |  | 03/15/1989
Heil Quaker | Bard | PGA48B080(B) | Natural Gas | No Match |  | True | 1 |  | Horizontal | No Match | No Match | No Match | No Match | No Match |  | No Match |  | 100000 | 78860 | 2000 | 1675 | 97388 | 1267 | 77.4 | [8 empty] | 6 | Non Federally-Regulated | 03/15/1989 |  | 10/10/1989
York International | Luxaire | DAUC-F048P125A | LPG | No Match |  | True | 1 |  | Horizontal | No Match | No Match | No Match | No Match | No Match |  | No Match |  | 125000 | 99000 | 1905 | 1905 | 122384 | 1150 | 75.1 | [9 empty] | Non Federally-Regulated | 03/15/1989 |  | 10/10/1989
Carrier Corp. | Day & Night | 580AN042060 | Natural Gas | No Match |  | True | 1 |  | Down | No Match | No Match | No Match | No Match | No Match |  | No Match |  | 60000 | 46000 |  |  | 58749 | 565 | 78.5 | [8 empty] | 3 | Non Federally-Regulated | 03/15/1989 |  | 10/10/1989
Consolidated Industries Corp. | Premier | HAC080N(D,E,F)5RXC | Natural Gas | No Match |  | False | 1 |  | Horizontal | No Match | No Match | No Match | No Match | No Match |  | No Match |  | 80000 | 63000 |  |  | 80981 | 762 | 75.5 | [8 empty] | 3 | Non Federally-Regulated | 06/29/1987 |  | 01/15/1989
Ducane | Moncrief | HGC140HANA | Natural Gas | No Match | False | True | 1 |  | Horizontal | No Match | No Match | No Match | No Match | No Match |  | No Match |  | 140000 | 105000 | 1650 | 940 | 142951 | 680 | 65.6 | [8 empty] | 5 | Non Federally-Regulated | 07/26/1982 |  | 08/17/1983
Magic Chef | Airease | CF-80-2 | Natural Gas | No Match | False | False | 1 |  | Down | No Match | No Match | No Match | No Match | No Match |  | No Match |  | 84544 | 64000 | [14 empty] | Non Federally-Regulated | 08/17/1983 |  | 12/08/1986
Magic Chef | Armstrong | CF80AC3-3 | Natural Gas | No Match | False | False | 1 |  | Down | No Match | No Match | No Match | No Match | No Match |  | No Match |  | 85333 | 64000 | 1100 | [13 empty] | Non Federally-Regulated | 08/17/1983 |  | 12/08/1986
Carrier Corp. | Carrier | 58GSC080-DB | Natural Gas | No Match |  | False | 1 |  | Up | No Match | No Match | No Match | No Match | No Match |  | No Match |  | 100000 | 81000 |  |  | 100901 | 906 | 76.3 | [8 empty] | 5 | Non Federally-Regulated | 01/27/1988 |  | 10/10/1989
Heil Quaker | Sears | 867.81519*(B) | Natural Gas | No Match |  | True | 1 |  | Horizontal | No Match | No Match | No Match | No Match | No Match |  | No Match |  | 80000 | 65360 | 1490 | 1055 | 77903 | 853 | 78.1 | [8 empty] | 6 | Non Federally-Regulated | 01/15/1989 |  | 03/15/1989
Carrier Corp. | Payne | 580AN036100-B | Natural Gas | No Match |  | True | 1 |  | Down | No Match | No Match | No Match | No Match | No Match |  | No Match |  | 100000 | 78000 |  |  | 97418 | 1056 | 78.5 | [8 empty] | 3 | Non Federally-Regulated | 03/15/1989 |  | 10/10/1989
Amana Refrigeration, Inc. | Amana | ERGW0012-1A(A)W/EBWC | LPG | No Match |  | True | 1 |  | Down | No Match | No Match | No Match | No Match | No Match |  | No Match |  | 80000 | 68000 | 1375 | 880 | 72960 | 339 | 85.3 | [8 empty] | 0 | Non Federally-Regulated | 01/15/1989 |  | 03/15/1989
Lennox Industries Inc. | Lennox | GCS11-1853-300A | Natural Gas | No Match |  | True | 3 |  | Horizontal | No Match | No Match | No Match | No Match | No Match |  | No Match |  | 300000 | 247614 | 7400 | 5800 | 242923 | 1920 | 81.5 | [8 empty] | 20 | Non Federally-Regulated | 12/08/1986 |  | 06/29/1987
Rheem Sales Company, Inc. | Addison Products | GUWHE100B-D5C | Natural Gas | No Match |  | False | 1 |  | Up | No Match | No Match | No Match | No Match | No Match |  | No Match |  | 100000 | 80000 |  |  | 97900 | 884 | 78.7 | [8 empty] | 4 | Non Federally-Regulated | 06/29/1987 |  | 01/27/1988
Clare Brothers | Clare Brothers | HEDF-B 100-S | Natural Gas | No Match |  | False | 1 |  | Down | No Match | No Match | No Match | No Match | No Match |  | No Match |  | 100000 | 95000 | 1200 |  | 123000 | 688 | 92.5 | [8 empty] | 0 | Non Federally-Regulated | 01/27/1988 |  | 10/10/1989
Daikin Comfort Technologies Manufacturing, L.P. | GMC | PG048150-1 | Natural Gas | No Match |  | True | 1 |  | Horizontal | No Match | No Match | No Match | No Match | No Match |  | No Match |  | 150000 | 115000 | 1630 | 1470 | 145706 | 830 | 75 | [8 empty] | 5 | Non Federally-Regulated | 06/29/1987 |  | 01/27/1988
Heil Quaker | Sears | 867.7622 | Natural Gas | No Match | False | False | 1 |  | Up | No Match | No Match | No Match | No Match | No Match |  | No Match |  | 105000 | 85000 | 1350 | 1000 | 95715 | 786 | 80.6 | [8 empty] | 2 | Non Federally-Regulated | 10/13/1981 |  | 08/17/1983
Rheem Sales Company, Inc. | Ruud | UGLD-04EA-DT | LPG | No Match |  | False | 1 |  | Down | No Match | No Match | No Match | No Match | No Match |  | No Match |  | 40000 | 32000 |  |  | 40991 | 336 | 75.6 | [8 empty] | 4 | Non Federally-Regulated | 01/27/1988 |  | 10/10/1989
Rheem Sales Company, Inc. | Rheem | RRGE-10E60JKR | Natural Gas | No Match |  | True | 1 |  | Horizontal | No Match | No Match | No Match | No Match | No Match |  | No Match |  | 100000 | 76000 |  |  | 79634 | 750 | 77.2 | [8 empty] | 4 | Non Federally-Regulated | 06/29/1987 |  | 01/27/1988
Ducane | Heil Quaker | NRGF36DKB**(B) | Natural Gas | No Match |  | True | 1 |  | Horizontal | No Match | No Match | No Match | No Match | No Match |  | No Match |  | 80000 | 63095 | 1490 | 1055 | 77883 | 858 | 78.1 | [8 empty] | 6 | Non Federally-Regulated | 06/29/1987 |  | 01/27/1988
Rheem Sales Company, Inc. | Arcoaire | APGHA060H150-L | LPG | No Match |  | True | 1 |  | Horizontal | No Match | No Match | No Match | No Match | No Match |  | No Match |  | 150000 | 111000 |  |  | 142868 | 767 | 76.6 | [8 empty] | 15 | Non Federally-Regulated | 12/08/1986 |  | 06/29/1987
Consolidated Industries Corp. | Trane Dealer Products Group | THD120A960B1 | Natural Gas | No Match |  | False | 1 |  | Horizontal | No Match | No Match | No Match | No Match | No Match |  | No Match |  | 120000 | 94000 |  |  | 115050 | 1154 | 80.1 | [8 empty] | 3 | Non Federally-Regulated | 01/15/1989 |  | 03/15/1989
Carrier Corp. | Day & Night | 585HJ042060 | Natural Gas | No Match |  | True | 1 |  | Horizontal | No Match | No Match | No Match | No Match | No Match |  | No Match |  | 60000 | 47000 |  |  | 61655 | 457 | 75.4 | [8 empty] | 3 | Non Federally-Regulated | 12/08/1986 |  | 06/29/1987
Luxaire | Fraser Johnston | GCH133TF | Natural Gas | No Match | False | False | 1 |  | Horizontal | No Match | No Match | No Match | No Match | No Match |  | No Match |  | 133000 | 102277 | 1600 |  | 136656 | 570 | 63.5 | [8 empty] | 5 | Non Federally-Regulated | 03/11/1982 |  | 07/26/1982
Luxaire | Westinghouse Electric | 18ECW060GA | Natural Gas | No Match | False | True | 1 |  | Horizontal | No Match | No Match | No Match | No Match | No Match |  | No Match |  | 60000 | 46980 | 930 | 665 | 65798 | 443 | 70 | [8 empty] | 5 | Non Federally-Regulated | 04/02/1981 |  | 10/13/1981
Ducane | Lennox | GS11Q3E-60-4NLT | LPG | No Match | False | True | 1 |  | Horizontal | No Match | No Match | No Match | No Match | No Match |  | No Match |  | 60000 | 41000 | 1160 | 520 | 52718 | 427 | 58 | [8 empty] | 5 | Non Federally-Regulated | 10/13/1981 |  | 03/11/1982
Rheem Sales Company, Inc. | Rheem | RGAC-09KAB | Natural Gas | No Match | False | False | 1 |  | Up | No Match | No Match | No Match | No Match | No Match |  | No Match |  | 95000 | 71000 |  |  | 93446 | 543 | 66.6 | [8 empty] | 3 | Non Federally-Regulated | 04/02/1981 |  | 08/17/1983
Heil Quaker | Whirlpool | NRGF24DKB**(B) | Natural Gas | No Match |  | True | 1 |  | Horizontal | No Match | No Match | No Match | No Match | No Match |  | No Match |  | 80000 | 62678 | 870 | 705 | 79101 | 770 | 77.3 | [8 empty] | 6 | Non Federally-Regulated | 06/29/1987 |  | 01/27/1988
John Zink | Air Distribution Association | RCG-0601-43-1402-CC | Natural Gas | No Match | False | True | 1 |  | Horizontal | No Match | No Match | No Match | No Match | No Match |  | No Match |  | 140000 | 110600 | 2200 | [13 empty] | Non Federally-Regulated | 08/17/1983 |  | 12/08/1986
Rheem Sales Company, Inc. | Weatherking | GPF4.0T075-3 | Natural Gas | No Match |  | True | 1 |  | Horizontal | No Match | No Match | No Match | No Match | No Match |  | No Match |  | 75000 | 56000 |  |  | 70734 | 910 | 76.6 | [8 empty] | 4 | Non Federally-Regulated | 03/15/1989 |  | 10/10/1989
Carrier Corp. | Day & Night | 580AN042080 | Natural Gas | No Match |  | True | 1 |  | Horizontal | No Match | No Match | No Match | No Match | No Match |  | No Match |  | 80000 | 62000 |  |  | 79165 | 562 | 78.5 | [8 empty] | 3 | Non Federally-Regulated | 03/15/1989 |  | 10/10/1989
Heil Quaker | Whirlpool | NRGF60FBB**(A) | Natural Gas | No Match |  | False | 1 |  | Horizontal | No Match | No Match | No Match | No Match | No Match |  | No Match |  | 80000 | 67840 | 1775 | 1550 | 74185 | 1037 | 81.2 | [8 empty] | 6 | Non Federally-Regulated | 12/08/1986 |  | 01/27/1988
Amana Refrigeration, Inc. | Amana | EPCG6017-3E (A) | LPG | No Match |  | True | 1 |  | Horizontal | No Match | No Match | No Match | No Match | No Match |  | No Match |  | 130000 | 110000 |  |  | 128050 | 576 | 85.7 | [8 empty] | 22 | Non Federally-Regulated | 03/15/1989 |  | 10/10/1989
Rheem Sales Company, Inc. | Heat Controller | GHL95-DH | Natural Gas | No Match | False | False | 1 |  | Up | No Match | No Match | No Match | No Match | No Match |  | No Match |  | 95000 | 71000 |  |  | 93446 | 543 | 66.6 | [8 empty] | 3 | Non Federally-Regulated | 04/02/1981 |  | 08/17/1983
Climate Control / Snyder General | Climate Control | G-U313150-16M-PD | Natural Gas | No Match | False | False | 1 |  | Up | No Match | No Match | No Match | No Match | No Match |  | No Match |  | 147213 | 112471 | 1620 | [13 empty] | Non Federally-Regulated | 08/17/1983 |  | 12/08/1986
Trane U.S. Inc. | Trane | SFHC-B306-HA | Natural Gas | No Match | False | True | 1 |  | Horizontal | No Match | No Match | No Match | No Match | No Match |  | No Match |  | 125000 | 93000 | 1160 | 1050 | 109794 | 653 | 70.6 | [9 empty] | Non Federally-Regulated | 07/26/1982 |  | 08/17/1983
Snyder General Corp. | McQuay | *PGDA036H075-IL-** | LPG | No Match |  | True | 1 |  | Down | No Match | No Match | No Match | No Match | No Match |  | No Match |  | 75000 | 59000 |  |  | 58465 | 331 | 80.2 | [8 empty] | 15 | Non Federally-Regulated | 01/27/1988 |  | 01/15/1989
Snyder General Corp. | Comfortmaker | *PGD*060G125*I*** | Natural Gas | No Match |  | True | 1 |  | Down | No Match | No Match | No Match | No Match | No Match |  | No Match |  | 125000 | 98000 |  |  | 118533 | 639 | 79.2 | [8 empty] | 15 | Non Federally-Regulated | 03/15/1989 |  | 10/10/1989
Carrier Corp. | Carrier | 48KLA048(500,600)CE | Natural Gas | No Match |  | True | 1 |  | Horizontal | No Match | No Match | No Match | No Match | No Match |  | No Match |  | 80000 | 60000 |  |  | 81255 | 748 | 75.7 | [8 empty] | 3 | Non Federally-Regulated | 01/27/1988 |  | 01/15/1989
Heil Quaker | Trane | GCBDA-08-C | Natural Gas | No Match | False | False | 3 |  | Down | No Match | No Match | No Match | No Match | No Match |  | No Match |  | 793651 | 600000 | 910 | [13 empty] | Non Federally-Regulated | 08/17/1983 |  | 12/08/1986
Ducane | Climate Control | G-H1401-20M-P | Natural Gas | No Match | False | False | 1 |  | Horizontal | No Match | No Match | No Match | No Match | No Match |  | No Match |  | 140000 | 105000 | 1950 | 1130 | 142236 | 817 | 65.6 | [8 empty] | 5 | Non Federally-Regulated | 07/26/1982 |  | 08/17/1983
Snyder General Corp. | Comfortmaker | *PGDA036H050-N** | Natural Gas | No Match |  | True | 1 |  | Down | No Match | No Match | No Match | No Match | No Match |  | No Match |  | 50000 | 40000 |  |  | 37856 | 290 | 82 | [8 empty] | 15 | Non Federally-Regulated | 12/08/1986 |  | 06/29/1987
Amana Refrigeration, Inc. | Amana | GCI70A40 | LPG | No Match |  | False | 1 |  | Down | No Match | No Match | No Match | No Match | No Match |  | No Match |  | 70000 | 58000 |  |  | 58310 | 593 | 78.6 | [9 empty] | Non Federally-Regulated | 06/29/1987 |  | 10/10/1989
Luxaire | Westinghouse Electric | 24ECW060GA | Natural Gas | No Match | False | True | 1 |  | Horizontal | No Match | No Match | No Match | No Match | No Match |  | No Match |  | 60000 | 47400 | 930 | 675 | 65575 | 600 | 70 | [8 empty] | 5 | Non Federally-Regulated | 10/13/1981 |  | 03/11/1982
Rheem Sales Company, Inc. | Rheem | RRGE-15E48CLR | Natural Gas | No Match |  | True | 1 |  | Horizontal | No Match | No Match | No Match | No Match | No Match |  | No Match |  | 150000 | 115000 |  |  | 140100 | 875 | 77.8 | [8 empty] | 4 | Non Federally-Regulated | 12/08/1986 |  | 06/29/1987
Amana Refrigeration, Inc. | Amana | ERGW0015-1A(B)W/EBWC | LPG | No Match |  | True | 1 |  | Down | No Match | No Match | No Match | No Match | No Match |  | No Match |  | 150000 | 128000 |  |  | 130500 | 980 | 82.8 | [9 empty] | Non Federally-Regulated | 01/15/1989 |  | 03/15/1989
Magic Chef | Williams | CF-100AC3-2 | Natural Gas | No Match | False | False | 1 |  | Down | No Match | No Match | No Match | No Match | No Match |  | No Match |  | 100000 | 80000 | 1225 | 825 | 93113 | 373 | 69.9 | [8 empty] | 19 | Non Federally-Regulated | 04/02/1981 |  | 08/17/1983
Consolidated Industries Corp. | Consolidated Industries Corp. | HAC100N(D,E,F,K)0T | Natural Gas | No Match | False | True | 1 |  | Horizontal | No Match | No Match | No Match | No Match | No Match |  | No Match |  | 97113 | 74000 | [14 empty] | Non Federally-Regulated | 08/17/1983 |  | 12/08/1986
Ducane | Lennox | GS11Q4E-100-3NLT | LPG | No Match | False | True | 1 |  | Horizontal | No Match | No Match | No Match | No Match | No Match |  | No Match |  | 100000 | 69000 | 1550 | 1020 | 106542 | 665 | 58 | [8 empty] | 5 | Non Federally-Regulated | 10/13/1981 |  | 03/11/1982
Ducane | BDP Co. | 349EAW060080-B | Natural Gas | No Match | False | False | 1 |  | Horizontal | No Match | No Match | No Match | No Match | No Match |  | No Match |  | 80000 | 63000 | 1970 | 800 | 87852 | 701 | 70.2 | [8 empty] | 5 | Non Federally-Regulated | 03/11/1982 |  | 07/26/1982
Rheem Sales Company, Inc. | Century | TGR18-1G-50 | Natural Gas | No Match |  | True | 1 |  | Horizontal | No Match | No Match | No Match | No Match | No Match |  | No Match |  | 50000 | 39000 |  |  | 49568 | 345 | 78.2 | [8 empty] | 4 | Non Federally-Regulated | 03/15/1989 |  | 10/10/1989
Heil Quaker | Whirlpool | NUGF075AD** | Natural Gas | No Match | False | False | 1 |  | Up | No Match | No Match | No Match | No Match | No Match |  | No Match |  | 74839 | 58000 | 900 | [13 empty] | Non Federally-Regulated | 08/17/1983 |  | 12/08/1986
Rheem Sales Company, Inc. | Rheem | RRGE-15E60JKR | Natural Gas | No Match |  | True | 1 |  | Horizontal | No Match | No Match | No Match | No Match | No Match |  | No Match |  | 150000 | 117000 |  |  | 137154 | 1435 | 78.2 | [8 empty] | 4 | Non Federally-Regulated | 01/27/1988 |  | 01/15/1989
Climate Control / Snyder General | Climate Control | G-U313075-06M-P | Natural Gas | No Match | False | False | 1 |  | Up | No Match | No Match | No Match | No Match | No Match |  | No Match |  | 75000 | 54394 | 790 | 740 | 72391 | 482 | 64.1 | [9 empty] | Non Federally-Regulated | 07/26/1982 |  | 08/17/1983
Borg Warner | York | 36ECW100GB | Natural Gas | No Match | False | True | 1 |  | Horizontal | No Match | No Match | No Match | No Match | No Match |  | No Match |  | 100000 | 76800 | 1275 | 995 | 91413 | 495 | 70 | [8 empty] | 5 | Non Federally-Regulated | 07/26/1982 |  | 08/17/1983
Ducane | BDP Co. | 392E-048125 | Oil | No Match | False | False | 1 |  | Up | No Match | No Match | No Match | No Match | No Match |  | No Match |  | 156045 | 122000 | 1654 | 1458 | 138548 | 985 | 78 | [8 empty] | 5 | Non Federally-Regulated | 07/26/1982 |  | 08/17/1983
York International | Luxaire | DAUC-F060N100A | Natural Gas | No Match |  | True | 1 |  | Horizontal | No Match | No Match | No Match | No Match | No Match |  | No Match |  | 100000 | 81000 | 2340 | 2340 | 98177 | 1239 | 77.1 | [9 empty] | Non Federally-Regulated | 01/27/1988 |  | 01/15/1989
Trane U.S. Inc. | Trane | YCC036A3LOA | Natural Gas | No Match |  | True | 1 |  | Horizontal | No Match | No Match | No Match | No Match | No Match |  | No Match |  | 80000 | 60000 | 1635 | 1255 | 79400 | 475 | 78.5 | [8 empty] | 0 | Non Federally-Regulated | 03/15/1989 |  | 10/10/1989
Consolidated Industries Corp. | Premier | GHB60D-60A/E | Natural Gas | No Match | False | False | 1 |  | Horizontal | No Match | No Match | No Match | No Match | No Match |  | No Match |  | 59603 | 45000 | [14 empty] | Non Federally-Regulated | 08/17/1983 |  | 12/08/1986
Borg Warner | Luxaire | 60ECW140WA | LPG | No Match | False | True | 1 |  | Horizontal | No Match | No Match | No Match | No Match | No Match |  | No Match |  | 140000 | 108220 | 2140 | [13 empty] | Non Federally-Regulated | 08/17/1983 |  | 12/08/1986
Luxaire | Fraser Johnston | 80CE30BNL | Natural Gas | No Match | False | False | 1 |  | Up | No Match | No Match | No Match | No Match | No Match |  | No Match |  | 80000 | 60640 | 965 | 770 | 89675 | 732 | 70.3 | [8 empty] | 5 | Non Federally-Regulated | 04/02/1981 |  | 10/13/1981
Rheem Sales Company, Inc. | Ruud | URAD-08E48JR | Natural Gas | No Match | False | True | 1 |  | Horizontal | No Match | No Match | No Match | No Match | No Match |  | No Match |  | 80000 | 60000 | [14 empty] | Non Federally-Regulated | 08/17/1983 |  | 12/08/1986
Heil Quaker | Dayton | 3E288C | Natural Gas | No Match | False | False | 1 |  | Horizontal | No Match | No Match | No Match | No Match | No Match |  | No Match |  | 120000 | 90000 | 1575 | 1020 | 118200 | 707 | 65.7 | [8 empty] | 1 | Non Federally-Regulated | 07/26/1982 |  | 08/17/1983
Rheem Sales Company, Inc. | Weatherking | GPE20T370-2N | Natural Gas | No Match |  | True | 3 |  | Horizontal | No Match | No Match | No Match | No Match | No Match |  | No Match |  | 370000 | 277500 |  |  | 263514 | 2067 | 76.3 | [8 empty] | 10 | Non Federally-Regulated | 03/15/1989 |  | 10/10/1989
Borg Warner | Fraser Johnston | FCU100FAPA | LPG | No Match | False | False | 1 |  | Up | No Match | No Match | No Match | No Match | No Match |  | No Match |  | 100000 | 76000 | 1460 | 1260 | 89780 | 519 | 69.5 | [8 empty] | 5 | Non Federally-Regulated | 07/26/1982 |  | 08/17/1983
BDP Co. | Day & Night | 397GAW036125 | Natural Gas | No Match | False | False | 1 |  | Up | No Match | No Match | No Match | No Match | No Match |  | No Match |  | 125000 | 91000 | 1230 | 1157 | 108686 | 567 | 71.9 | [8 empty] | 5 | Non Federally-Regulated | 07/26/1982 |  | 08/17/1983
Rheem Sales Company, Inc. | Heil Quaker | NRGR90HN01C | Natural Gas | No Match |  | True | 3 |  | Horizontal | No Match | No Match | No Match | No Match | No Match |  | No Match |  | 225000 | 174740 |  |  | 196785 | 1720 | 77.6 | [8 empty] | 6 | Non Federally-Regulated | 03/15/1989 |  | 10/10/1989
Carrier Corp. | Carrier | 48NMT03660 | Natural Gas | No Match |  | True | 1 |  | Horizontal | No Match | No Match | No Match | No Match | No Match |  | No Match |  | 80000 | 61000 |  |  | 80004 | 585 | 77.5 | [8 empty] | 3 | Non Federally-Regulated | 01/27/1988 |  | 01/15/1989
Rheem Sales Company, Inc. | Ruud | UGLD-04NA-DR | Natural Gas | No Match |  | False | 1 |  | Down | No Match | No Match | No Match | No Match | No Match |  | No Match |  | 40000 | 32000 |  |  | 40991 | 336 | 75.6 | [8 empty] | 4 | Non Federally-Regulated | 01/27/1988 |  | 10/10/1989
Carrier Corp. | Carrier | 48NMT03630 | Natural Gas | No Match |  | True | 1 |  | Horizontal | No Match | No Match | No Match | No Match | No Match |  | No Match |  | 80000 | 61000 |  |  | 80004 | 585 | 77.5 | [8 empty] | 3 | Non Federally-Regulated | 01/27/1988 |  | 01/15/1989
Snyder General Corp. | Comfortmaker | *PGDA060G100-IN-** | Natural Gas | No Match |  | True | 1 |  | Down | No Match | No Match | No Match | No Match | No Match |  | No Match |  | 100000 | 79000 |  |  | 97887 | 470 | 80.2 | [8 empty] | 15 | Non Federally-Regulated | 06/29/1987 |  | 01/27/1988
Heil Quaker | Whirlpool | NRGF30DCB**(B) | Natural Gas | No Match |  | True | 1 |  | Horizontal | No Match | No Match | No Match | No Match | No Match |  | No Match |  | 80000 | 64960 | 870 | 705 | 79926 | 577 | 77.3 | [8 empty] | 6 | Non Federally-Regulated | 06/29/1987 |  | 01/27/1988
Snyder General Corp. | McQuay | *PGHA042G075-IM-** | Natural Gas | No Match |  | True | 1 |  | Horizontal | No Match | No Match | No Match | No Match | No Match |  | No Match |  | 75000 | 56000 |  |  | 60783 | 318 | 77.3 | [8 empty] | 15 | Non Federally-Regulated | 06/29/1987 |  | 01/27/1988
Snyder General Corp. | Comfortmaker | *PGHA030G050-IN-** | Natural Gas | No Match |  | True | 1 |  | Horizontal | No Match | No Match | No Match | No Match | No Match |  | No Match |  | 50000 | 36000 |  |  | 41081 | 166 | 76.6 | [8 empty] | 15 | Non Federally-Regulated | 01/27/1988 |  | 01/15/1989
Luxaire | Westinghouse Electric | 80RE36BNL | Natural Gas | No Match | False | False | 1 |  | Down | No Match | No Match | No Match | No Match | No Match |  | No Match |  | 80000 | 62960 | 1255 | 880 | 82327 | 742 | 75 | [8 empty] | 11 | Non Federally-Regulated | 10/13/1981 |  | 03/11/1982
Rheem Sales Company, Inc. | Ruud | URGF-07E36JK* | Natural Gas | No Match |  | True | 1 |  | Horizontal | No Match | No Match | No Match | No Match | No Match |  | No Match |  | 75000 | 58000 |  |  | 68444 | 745 | 78.2 | [8 empty] | 4 | Non Federally-Regulated | 01/27/1988 |  | 01/15/1989
Consolidated Industries Corp. | Addison Products | GUWHE100B-D5H | Natural Gas | No Match |  | False | 1 |  | Up | No Match | No Match | No Match | No Match | No Match |  | No Match |  | 100000 | 80000 |  |  | 97252 | 879 | 79.3 | [8 empty] | 4 | Non Federally-Regulated | 01/27/1988 |  | 01/15/1989
Rheem Sales Company, Inc. | Heat Controller | GBG140-DH | Natural Gas | No Match | False | False | 1 |  | Up | No Match | No Match | No Match | No Match | No Match |  | No Match |  | 139842 | 106000 | [14 empty] | Non Federally-Regulated | 08/17/1983 |  | 12/08/1986
Snyder General Corp. | McQuay | *PGDA048G125-M* | Natural Gas | No Match |  | True | 1 |  | Down | No Match | No Match | No Match | No Match | No Match |  | No Match |  | 125000 | 98000 |  |  | 118533 | 639 | 79.2 | [8 empty] | 15 | Non Federally-Regulated | 12/08/1986 |  | 06/29/1987
Amana Refrigeration, Inc. | Amana | EPCG4815-1B (B) | LPG | No Match | False | True | 1 |  | Horizontal | No Match | No Match | No Match | No Match | No Match |  | No Match |  | 150000 | 127320 |  |  | 129713 | 854 | 83.9 | [8 empty] | 22 | Non Federally-Regulated | 10/13/1981 |  | 03/11/1982
Borg Warner | Luxaire | 120HCDAC | Natural Gas | No Match | False | True | 1 |  | Horizontal | No Match | No Match | No Match | No Match | No Match |  | No Match |  | 120000 | 92280 | 1565 | 1091 | 115120 | 780 | 69.1 | [8 empty] | 2 | Non Federally-Regulated | 07/26/1982 |  | 08/17/1983
Rheem Sales Company, Inc. | Rheem | RGLD-12NE-JR | Natural Gas | No Match |  | False | 1 |  | Down | No Match | No Match | No Match | No Match | No Match |  | No Match |  | 120000 | 96000 |  |  | 122703 | 937 | 75.7 | [8 empty] | 4 | Non Federally-Regulated | 01/27/1988 |  | 10/10/1989
BDP Co. | Carrier | 58DR075-B** | LPG | No Match | False | False | 1 |  | Down | No Match | No Match | No Match | No Match | No Match |  | No Match |  | 60000 | 44000 | 1255 | 925 | 68813 | 811 | 65.8 | [8 empty] | 5 | Non Federally-Regulated | 07/26/1982 |  | 08/17/1983
Ducane | Borg Warner | P2HFB17F12501A | Oil | No Match | False | False | 1 |  | Horizontal | No Match | No Match | No Match | No Match | No Match |  | No Match |  | 150943 | 120000 | 1700 | [13 empty] | Non Federally-Regulated | 08/17/1983 |  | 12/08/1986
Amana Refrigeration, Inc. | Amana | EPCG6017-1B (A) | LPG | No Match | False | True | 1 |  | Horizontal | No Match | No Match | No Match | No Match | No Match |  | No Match |  | 130000 | 110956 |  |  | 128674 | 940 | 84.3 | [8 empty] | 22 | Non Federally-Regulated | 04/02/1981 |  | 10/13/1981
Snyder General Corp. | Comfortmaker | *GUA100A016-IL | LPG | No Match |  | False | 1 |  | Up | No Match | No Match | No Match | No Match | No Match |  | No Match |  | 100000 | 79000 | 1590 | 1065 | 96204 | 809 | 80.4 | [8 empty] | 3 | Non Federally-Regulated | 06/29/1987 |  | 01/15/1989
Rheem Sales Company, Inc. | Comfortmaker | CPGHA060F100-L | LPG | No Match |  | True | 1 |  | Horizontal | No Match | No Match | No Match | No Match | No Match |  | No Match |  | 100000 | 74000 |  |  | 80919 | 408 | 77.4 | [8 empty] | 15 | Non Federally-Regulated | 12/08/1986 |  | 06/29/1987
Amana Refrigeration, Inc. | Amana | EPCG6012-3C (A) | LPG | No Match | False | True | 1 |  | Horizontal | No Match | No Match | No Match | No Match | No Match |  | No Match |  | 77803 | 68000 | [14 empty] | Non Federally-Regulated | 08/17/1983 |  | 12/08/1986
Amana Refrigeration, Inc. | Amana | EPCG4812-1D (B) | Natural Gas | No Match |  | True | 1 |  | Horizontal | No Match | No Match | No Match | No Match | No Match |  | No Match |  | 100000 | 84000 |  |  | 94125 | 382 | 83.3 | [8 empty] | 22 | Non Federally-Regulated | 01/15/1989 |  | 03/15/1989
Arkla Industries, Inc. | Arkla | DR060D14-2X | Natural Gas | No Match |  | False | 1 |  | Down | No Match | No Match | No Match | No Match | No Match |  | No Match |  | 60000 | 50400 | 1440 | 830 | 55620 | 223 | 84.9 | [8 empty] | 0 | Non Federally-Regulated | 12/08/1986 |  | 06/29/1987
Amana Refrigeration, Inc. | Amana | EPCG6012-1B (B) | LPG | No Match | False | True | 1 |  | Horizontal | No Match | No Match | No Match | No Match | No Match |  | No Match |  | 100000 | 84000 |  |  | 92900 | 373 | 84.5 | [8 empty] | 22 | Non Federally-Regulated | 07/26/1982 |  | 08/17/1983
Heil Quaker | Heil | NRGF24DCB**(A) | Natural Gas | No Match |  | True | 1 |  | Horizontal | No Match | No Match | No Match | No Match | No Match |  | No Match |  | 60000 | 48360 | 870 | 705 | 59330 | 605 | 76.9 | [8 empty] | 6 | Non Federally-Regulated | 12/08/1986 |  | 06/29/1987
BDP Co. | Payne | 585CE036075 | Natural Gas | No Match | False | True | 1 |  | Horizontal | No Match | No Match | No Match | No Match | No Match |  | No Match |  | 75000 | 56250 | 1330 | 1060 | 76078 | 732 | 70.4 | [8 empty] | 3 | Non Federally-Regulated | 10/13/1981 |  | 03/11/1982
Rheem Sales Company, Inc. | Montgomery Ward | SRM-54671C | Natural Gas | No Match | False | False | 1 |  | Down | No Match | No Match | No Match | No Match | No Match |  | No Match |  | 99469 | 75000 | [14 empty] | Non Federally-Regulated | 08/17/1983 |  | 12/08/1986
BDP Co. | Payne | 585CB048125X | Natural Gas | No Match | False | True | 1 |  | Horizontal | No Match | No Match | No Match | No Match | No Match |  | No Match |  | 100000 | 75000 | 1590 | 1400 | 89622 | 783 | 68.5 | [8 empty] | 325 | Non Federally-Regulated | 04/02/1981 |  | 10/13/1981
BDP Co. | Day & Night | 397HAW048080 | Natural Gas | No Match | False | False | 1 |  | Up | No Match | No Match | No Match | No Match | No Match |  | No Match |  | 95000 | 74000 | 1545 | 1340 | 76133 | 680 | 81.1 | [8 empty] | 5 | Non Federally-Regulated | 07/26/1982 |  | 08/17/1983
Trane U.S. Inc. | Trane Light Commercial Group | BYC042H1LNA | Natural Gas | No Match |  | True | 3 |  | Horizontal | No Match | No Match | No Match | No Match | No Match |  | No Match |  | 100000 | 78000 | 1635 | 1255 | 79300 | 385 | 79 | [8 empty] | 0 | Non Federally-Regulated | 06/29/1987 |  | 01/27/1988
Climate Control / Snyder General | Climate Control | G-U313125-20B-PD | Natural Gas | No Match | False | False | 1 |  | Up | No Match | No Match | No Match | No Match | No Match |  | No Match |  | 122650 | 92601 | 1900 | [13 empty] | Non Federally-Regulated | 08/17/1983 |  | 12/08/1986
York International | Fraser Johnston | DAUC-T060N100A | Natural Gas | No Match |  | True | 1 |  | Horizontal | No Match | No Match | No Match | No Match | No Match |  | No Match |  | 100000 | 81000 | 2340 | 2340 | 98177 | 1239 | 77.1 | [9 empty] | Non Federally-Regulated | 01/27/1988 |  | 01/15/1989
Rheem Sales Company, Inc. | Rheem | RRGE-15E48DLR | Natural Gas | No Match |  | True | 1 |  | Horizontal | No Match | No Match | No Match | No Match | No Match |  | No Match |  | 150000 | 115000 |  |  | 140100 | 875 | 77.8 | [8 empty] | 4 | Non Federally-Regulated | 03/15/1989 |  | 10/10/1989
Rheem Sales Company, Inc. | Addison Products | GU80G-DI3 | Natural Gas | No Match | False | False | 1 |  | Up | No Match | No Match | No Match | No Match | No Match |  | No Match |  | 80581 | 61000 | [14 empty] | Non Federally-Regulated | 08/17/1983 |  | 12/08/1986
Magic Chef | Johnson | ACD15-U60-3 | Natural Gas | No Match | False | False | 1 |  | Up | No Match | No Match | No Match | No Match | No Match |  | No Match |  | 63576 | 48000 | 750 | [13 empty] | Non Federally-Regulated | 08/17/1983 |  | 12/08/1986
Magic Chef | Airease | EMG-60C4-4 | Natural Gas | No Match | False | False | 1 |  | Up | No Match | No Match | No Match | No Match | No Match |  | No Match |  | 60837 | 48000 | 1580 | [13 empty] | Non Federally-Regulated | 08/17/1983 |  | 12/08/1986
Coleman Company, Inc. | Coleman | 7724-839 | LPG | No Match | False | False | 1 |  | Down | No Match | No Match | No Match | No Match | No Match |  | No Match |  | 80000 | 62000 | 1100 | 800 | 81964 | 659 | 75.4 | [8 empty] | 3 | Non Federally-Regulated | 07/26/1982 |  | 08/17/1983
Heil Quaker | Whirlpool | NRGF48EKB**(A) | Natural Gas | No Match |  | True | 1 |  | Horizontal | No Match | No Match | No Match | No Match | No Match |  | No Match |  | 80000 | 64472 | 2000 | 1675 | 75013 | 1170 | 79.7 | [8 empty] | 6 | Non Federally-Regulated | 01/15/1989 |  | 03/15/1989
Borg Warner | York | 42ECW120GA | LPG | No Match | False | True | 1 |  | Horizontal | No Match | No Match | No Match | No Match | No Match |  | No Match |  | 120000 | 93480 | 1275 | 995 | 112450 | 606 | 70 | [8 empty] | 5 | Non Federally-Regulated | 07/26/1982 |  | 08/17/1983
Ducane | Carrier | 58HM125101DA | Oil | No Match | False | False | 1 |  | Up | No Match | No Match | No Match | No Match | No Match |  | No Match |  | 150617 | 122000 | 2290 | [13 empty] | Non Federally-Regulated | 08/17/1983 |  | 12/08/1986
York International | York | D2CG036N04106 | Natural Gas | No Match |  | True | 1 |  | Horizontal | No Match | No Match | No Match | No Match | No Match |  | No Match |  | 50000 | 41000 | 1558 | 1344 | 45929 | 600 | 78 | [8 empty] | 58 | Non Federally-Regulated | 03/15/1989 |  | 10/10/1989
Daikin Comfort Technologies Manufacturing, L.P. | Janitrol / GMC | HAC075N(D,E,F)4RC | Natural Gas | No Match |  | False | 1 |  | Horizontal | No Match | No Match | No Match | No Match | No Match |  | No Match |  | 75000 | 58000 |  |  | 63994 | 676 | 75 | [8 empty] | 3 | Non Federally-Regulated | 06/29/1987 |  | 01/27/1988
Snyder General Corp. | Comfortmaker | *PGDA060H075-IN-** | Natural Gas | No Match |  | True | 1 |  | Down | No Match | No Match | No Match | No Match | No Match |  | No Match |  | 75000 | 59000 |  |  | 58465 | 331 | 80.2 | [8 empty] | 15 | Non Federally-Regulated | 06/29/1987 |  | 01/27/1988
York International | Luxaire | DAUC-F036N100A | Natural Gas | No Match |  | True | 1 |  | Horizontal | No Match | No Match | No Match | No Match | No Match |  | No Match |  | 100000 | 81000 | 1600 | 1600 | 100034 | 1138 | 76 | [9 empty] | Non Federally-Regulated | 01/15/1989 |  | 03/15/1989
Snyder General Corp. | McQuay | *PGHA060F125-IM-** | Natural Gas | No Match |  | True | 1 |  | Horizontal | No Match | No Match | No Match | No Match | No Match |  | No Match |  | 125000 | 93000 |  |  | 80919 | 522 | 76.1 | [8 empty] | 15 | Non Federally-Regulated | 01/27/1988 |  | 01/15/1989
Borg Warner | Fraser Johnston | GCU110FF | LPG | No Match | False | False | 1 |  | Up | No Match | No Match | No Match | No Match | No Match |  | No Match |  | 110519 | 83000 | 1250 | [13 empty] | Non Federally-Regulated | 08/17/1983 |  | 12/08/1986
Ducane | BDP Co. | 388E-043150 | Oil | No Match | False | False | 1 |  | Horizontal | No Match | No Match | No Match | No Match | No Match |  | No Match |  | 188090 | 145000 | 1530 | 1160 | 180124 | 1328 | 77.1 | [8 empty] | 5 | Non Federally-Regulated | 07/26/1982 |  | 08/17/1983
Sunbeam Air Conditioning | Sunbeam Air Conditioning | RCG-0601-33-1401-CC | LPG | No Match |  | True | 1 |  | Down | No Match | No Match | No Match | No Match | No Match |  | No Match |  | 140000 | 110600 | 2200 | 1800 | 119980 | 600 | 77.2 | [8 empty] | 4 | Non Federally-Regulated | 12/08/1986 |  | 06/29/1987
Rheem Sales Company, Inc. | Rheem | RRGE-12E42CLR | Natural Gas | No Match |  | True | 1 |  | Horizontal | No Match | No Match | No Match | No Match | No Match |  | No Match |  | 125000 | 97000 |  |  | 118278 | 835 | 78.8 | [8 empty] | 4 | Non Federally-Regulated | 06/29/1987 |  | 01/27/1988
Rheem Sales Company, Inc. | Montgomery Ward | SRM-54891 | Natural Gas | No Match | False | False | 1 |  | Up | No Match | No Match | No Match | No Match | No Match |  | No Match |  | 80000 | 61000 |  |  | 88337 | 481 | 70.7 | [8 empty] | 3 | Non Federally-Regulated | 04/02/1981 |  | 08/17/1983
Luxaire | Westinghouse Electric | FGHF075LAN | Natural Gas | No Match | False | False | 1 |  | Horizontal | No Match | No Match | No Match | No Match | No Match |  | No Match |  | 75000 | 58275 | 1500 | 1170 | 71300 | 989 | 75 | [8 empty] | 11 | Non Federally-Regulated | 10/13/1981 |  | 03/11/1982
Heil Quaker | Bard | PGA48A145(C) | Natural Gas | No Match |  | True | 1 |  | Horizontal | No Match | No Match | No Match | No Match | No Match |  | No Match |  | 145000 | 117885 | 1775 | 1550 | 138392 | 1204 | 77.8 | [8 empty] | 6 | Non Federally-Regulated | 12/08/1986 |  | 06/29/1987
Rheem Sales Company, Inc. | Rheem | RGGA-12EAB | Natural Gas | No Match | False | False | 1 |  | Up | No Match | No Match | No Match | No Match | No Match |  | No Match |  | 125000 | 95000 |  |  | 136654 | 638 | 68.7 | [8 empty] | 3 | Non Federally-Regulated | 04/02/1981 |  | 08/17/1983
Amana Refrigeration, Inc. | Amana | EPCG4812-1D (A) | LPG | No Match |  | True | 1 |  | Horizontal | No Match | No Match | No Match | No Match | No Match |  | No Match |  | 80000 | 68000 |  |  | 73360 | 336 | 85.3 | [8 empty] | 22 | Non Federally-Regulated | 06/29/1987 |  | 01/27/1988
Rheem Sales Company, Inc. | Century | GSH100-T5NXC | Natural Gas | No Match |  | False | 1 |  | Horizontal | No Match | No Match | No Match | No Match | No Match |  | No Match |  | 100000 | 78000 |  |  | 104896 | 1127 | 75 | [8 empty] | 3 | Non Federally-Regulated | 12/08/1986 |  | 01/15/1989
Consolidated Industries Corp. | Pacific / Air | HAC120NF5R | Natural Gas | No Match | False | True | 1 |  | Horizontal | No Match | No Match | No Match | No Match | No Match |  | No Match |  | 117497 | 92000 | [14 empty] | Non Federally-Regulated | 08/17/1983 |  | 12/08/1986
Lennox Industries Inc. | Lennox | G16RQ3X-50 | Natural Gas | No Match |  | False | 1 |  | Down | No Match | No Match | No Match | No Match | No Match |  | No Match |  | 50000 | 40000 | 1040 | 780 | 38882 | 555 | 78.1 | [8 empty] | 3 | Non Federally-Regulated | 06/29/1987 |  | 01/15/1989
Coleman Company, Inc. | Coleman | 6360H423(A) | Natural Gas | No Match |  | True | 1 |  | Horizontal | No Match | No Match | No Match | No Match | No Match |  | No Match |  | 80000 | 64344 | 2000 | 1675 | 75040 | 1164 | 79.7 | [8 empty] | 6 | Non Federally-Regulated | 01/27/1988 |  | 01/15/1989
Rheem Sales Company, Inc. | Rheem | RRGE-05N36JKR | Natural Gas | No Match |  | True | 1 |  | Horizontal | No Match | No Match | No Match | No Match | No Match |  | No Match |  | 50000 | 38000 |  |  | 49283 | 420 | 78.3 | [8 empty] | 4 | Non Federally-Regulated | 01/15/1989 |  | 03/15/1989
Rheem Sales Company, Inc. | Rheem | RRGE-07N36JKR | Natural Gas | No Match |  | True | 1 |  | Horizontal | No Match | No Match | No Match | No Match | No Match |  | No Match |  | 75000 | 58000 |  |  | 68444 | 745 | 78.2 | [8 empty] | 4 | Non Federally-Regulated | 01/27/1988 |  | 01/15/1989
Duo-Matic / Olsen, Inc. | Ultramax | HCS-80 | Natural Gas | No Match |  | False | 1 |  | Up | No Match | No Match | No Match | No Match | No Match |  | No Match |  | 80000 | 71000 | 1300 | 1100 | 68743 | 371 | 91.4 | [8 empty] | 40 | Non Federally-Regulated | 12/08/1986 |  | 10/10/1989
Borg Warner | Moncrief | 48ECW096WA | Natural Gas | No Match | False | True | 1 |  | Horizontal | No Match | No Match | No Match | No Match | No Match |  | No Match |  | 96000 | 73728 | 1800 | [13 empty] | Non Federally-Regulated | 08/17/1983 |  | 12/08/1986
Carrier Corp. | Carrier | 48HDO053,5,6 | Natural Gas | No Match |  | True | 1 |  | Down | No Match | No Match | No Match | No Match | No Match |  | No Match |  | 125000 | 94250 | 1760 | 1550 | 120770 | 1271 | 76 | [8 empty] | 4 | Non Federally-Regulated | 03/15/1989 |  | 10/10/1989
Coleman Company, Inc. | Coleman | 6360H511(C) | Natural Gas | No Match |  | True | 1 |  | Horizontal | No Match | No Match | No Match | No Match | No Match |  | No Match |  | 145000 | 114777 | 1775 | 1550 | 138337 | 1210 | 77.8 | [8 empty] | 6 | Non Federally-Regulated | 01/27/1988 |  | 01/15/1989
Snyder General Corp. | Comfortmaker | *PGD*048G075*I*** | Natural Gas | No Match |  | True | 1 |  | Down | No Match | No Match | No Match | No Match | No Match |  | No Match |  | 75000 | 59000 |  |  | 58465 | 331 | 80.2 | [8 empty] | 15 | Non Federally-Regulated | 01/15/1989 |  | 03/15/1989
Carrier Corp. | Payne | 580AN024060 | Natural Gas | No Match |  | True | 1 |  | Down | No Match | No Match | No Match | No Match | No Match |  | No Match |  | 60000 | 46000 |  |  | 58858 | 540 | 78.5 | [8 empty] | 3 | Non Federally-Regulated | 03/15/1989 |  | 10/10/1989
Amana Refrigeration, Inc. | Amana | SPCG300701A | Natural Gas | No Match |  | True | 1 |  | Horizontal | No Match | No Match | No Match | No Match | No Match |  | No Match |  | 70000 | 57000 |  |  | 57470 | 543 | 80 | [9 empty] | Non Federally-Regulated | 03/15/1989 |  | 10/10/1989
Carrier Corp. | Carrier | 48DP0205,6 | Natural Gas | No Match |  | True | 3 |  | Down | No Match | No Match | No Match | No Match | No Match |  | No Match |  | 270000 | 216000 | 7500 | 4500 | 267700 | 1936 | 75.3 | [8 empty] | 5 | Non Federally-Regulated | 01/15/1989 |  | 03/15/1989
York International | Luxaire | DAUC-T048N075A | Natural Gas | No Match |  | True | 1 |  | Horizontal | No Match | No Match | No Match | No Match | No Match |  | No Match |  | 75000 | 62000 | 1905 | 1905 | 57772 | 824 | 78.1 | [9 empty] | Non Federally-Regulated | 03/15/1989 |  | 10/10/1989
Luxaire | Westinghouse Electric | 100RE42BNL | Natural Gas | No Match | False | False | 1 |  | Down | No Match | No Match | No Match | No Match | No Match |  | No Match |  | 100000 | 79900 | 1405 | 1020 | 103808 | 1078 | 70.7 | [8 empty] | 5 | Non Federally-Regulated | 03/11/1982 |  | 07/26/1982
Borg Warner | Luxaire | FCU080HANA | Natural Gas | No Match | False | False | 1 |  | Up | No Match | No Match | No Match | No Match | No Match |  | No Match |  | 79843 | 61000 | 1790 | [13 empty] | Non Federally-Regulated | 08/17/1983 |  | 12/08/1986
York International | York | D1CG060P10346A | LPG | No Match |  | True | 1 |  | Horizontal | No Match | No Match | No Match | No Match | No Match |  | No Match |  | 125000 | 100000 | 2340 | 2340 | 120533 | 1284 | 75.9 | [9 empty] | Non Federally-Regulated | 01/15/1989 |  | 03/15/1989
Borg Warner | Moncrief | GCU137AF | Natural Gas | No Match | False | False | 1 |  | Up | No Match | No Match | No Match | No Match | No Match |  | No Match |  | 137150 | 103000 | [14 empty] | Non Federally-Regulated | 08/17/1983 |  | 12/08/1986
Carrier Corp. | Payne | 398AAW060120 | LPG | No Match |  | False | 1 |  | Up | No Match | No Match | No Match | No Match | No Match |  | No Match |  | 132000 | 122000 |  |  | 119413 | 589 | 92.2 | [8 empty] | 5 | Non Federally-Regulated | 12/08/1986 |  | 01/27/1988
Arkla Industries, Inc. | Arkla | DI100D16 | Natural Gas | No Match | False | False | 1 |  | Down | No Match | No Match | No Match | No Match | No Match |  | No Match |  | 100000 | 75000 | 1600 | 1220 | 87993 | 814 | 69.7 | [9 empty] | Non Federally-Regulated | 07/26/1982 |  | 08/17/1983
Lennox Industries Inc. | Lennox | GCS11-1353-230 | Natural Gas | No Match | False | True | 3 |  | Horizontal | No Match | No Match | No Match | No Match | No Match |  | No Match |  | 230000 | 190900 | 5600 | [13 empty] | Non Federally-Regulated | 08/17/1983 |  | 12/08/1986
Lennox Industries Inc. | Lennox | GCS10-653-75-1Y | Natural Gas | No Match |  | True | 1 |  | Horizontal | No Match | No Match | No Match | No Match | No Match |  | No Match |  | 75000 | 58000 | 2275 | 1300 | 60493 | 661 | 75.7 | [8 empty] | 3 | Non Federally-Regulated | 12/08/1986 |  | 06/29/1987
Carrier Corp. | Carrier | 48KLA118300BE | Natural Gas | No Match |  | True | 1 |  | Horizontal | No Match | No Match | No Match | No Match | No Match |  | No Match |  | 40000 | 32000 | 630 | 510 | 40782 | 375 | 75.4 | [8 empty] | 3 | Non Federally-Regulated | 12/08/1986 |  | 06/29/1987
Rheem Sales Company, Inc. | Heat Controller | TGR-48-1E-150 | Natural Gas | No Match |  | True | 1 |  | Horizontal | No Match | No Match | No Match | No Match | No Match |  | No Match |  | 150000 | 115000 |  |  | 140100 | 875 | 77.8 | [8 empty] | 4 | Non Federally-Regulated | 01/15/1989 |  | 03/15/1989
Heil Quaker | Whirlpool | NRGF36EBB**(B) | Natural Gas | No Match |  | True | 1 |  | Horizontal | No Match | No Match | No Match | No Match | No Match |  | No Match |  | 100000 | 80200 | 1555 | 1080 | 100060 | 946 | 76.5 | [8 empty] | 6 | Non Federally-Regulated | 03/15/1989 |  | 10/10/1989
Rheem Sales Company, Inc. | Rheem | RRAB-04E24AR | Natural Gas | No Match | False | True | 1 |  | Horizontal | No Match | No Match | No Match | No Match | No Match |  | No Match |  | 39683 | 30000 | [14 empty] | Non Federally-Regulated | 08/17/1983 |  | 12/08/1986
Heil Quaker | Heil Quaker | NDLK125AK** | LPG | No Match |  | False | 1 |  | Down | No Match | No Match | No Match | No Match | No Match |  | No Match |  | 125000 | 110009 | 1965 | 1780 | 104139 | 1262 | 87.8 | [8 empty] | 2 | Non Federally-Regulated | 01/15/1989 |  | 10/10/1989
Luxaire | Westinghouse Electric | FGHF114EAN | Natural Gas | No Match | False | True | 1 |  | Horizontal | No Match | No Match | No Match | No Match | No Match |  | No Match |  | 114000 | 87552 | 1480 | 950 | 115104 | 726 | 65.5 | [8 empty] | 5 | Non Federally-Regulated | 10/13/1981 |  | 03/11/1982
Magic Chef | Airease | ENG6D80DC48-* | Natural Gas | No Match |  | False | 1 |  | Up | No Match | No Match | No Match | No Match | No Match |  | No Match |  | 80000 | 64000 | 1545 |  | 81588 | 589 | 74.2 | [8 empty] | 2 | Non Federally-Regulated | 12/08/1986 |  | 01/15/1989
Magic Chef | Airease | 4A120-OH-3-5 | Natural Gas | No Match | False | True | 1 |  | Horizontal | No Match | No Match | No Match | No Match | No Match |  | No Match |  | 120000 | 90000 | 1850 | 1850 | 113032 | 659 | 68.3 | [8 empty] | 19 | Non Federally-Regulated | 07/26/1982 |  | 08/17/1983
Rheem Sales Company, Inc. | Ruud | URGF-250100D | Natural Gas | No Match |  | True | 3 |  | Down | No Match | No Match | No Match | No Match | No Match |  | No Match |  | 250000 | 199491 |  |  | 250851 | 2519 | 79.6 | [8 empty] | 6 | Non Federally-Regulated | 01/15/1989 |  | 03/15/1989
Magic Chef | Armstrong | 4A120-OH-1-5 | Natural Gas | No Match | False | True | 1 |  | Horizontal | No Match | No Match | No Match | No Match | No Match |  | No Match |  | 120000 | 90000 | 1850 | 1850 | 113032 | 659 | 68.3 | [8 empty] | 19 | Non Federally-Regulated | 07/26/1982 |  | 08/17/1983
Bard Manufacturing Company, Inc. | Bard | ESG100D60BC | Natural Gas | No Match |  | False | 1 |  | Horizontal | No Match | No Match | No Match | No Match | No Match |  | No Match |  | 100000 | 79000 |  |  | 104896 | 1127 | 75 | [8 empty] | 3 | Non Federally-Regulated | 06/29/1987 |  | 01/27/1988
Rheem Sales Company, Inc. | Rheem | RRAD-10E59JT | LPG | No Match | False | True | 1 |  | Horizontal | No Match | No Match | No Match | No Match | No Match |  | No Match |  | 100000 | 7600 |  |  | 92610 | 515 | 67.3 | [8 empty] | 4 | Non Federally-Regulated | 07/26/1982 |  | 08/17/1983
Heil Quaker | Heil Quaker | NULK075AG** | LPG | No Match |  | False | 1 |  | Up | No Match | No Match | No Match | No Match | No Match |  | No Match |  | 75000 | 67875 | 1500 | 1360 | 68445 | 574 | 90.3 | [8 empty] | 2 | Non Federally-Regulated | 01/15/1989 |  | 10/10/1989
Heil Quaker | Sears | 867.81540*(B) | Natural Gas | No Match |  | True | 1 |  | Horizontal | No Match | No Match | No Match | No Match | No Match |  | No Match |  | 80000 | 63095 | 1490 | 1055 | 77883 | 858 | 78.1 | [8 empty] | 6 | Non Federally-Regulated | 01/27/1988 |  | 01/15/1989
Magic Chef | Gaffers & Sattler | EG6D40DC24 | Natural Gas | No Match |  | False | 1 |  | Up | No Match | No Match | No Match | No Match | No Match |  | No Match |  | 40000 | 33000 | 840 |  | 40345 | 332 | 75.5 | [8 empty] | 2 | Non Federally-Regulated | 12/08/1986 |  | 06/29/1987
BDP Co. | Carrier | 48GH04830X | Natural Gas | No Match | False | True | 1 |  | Horizontal | No Match | No Match | No Match | No Match | No Match |  | No Match |  | 125654 | 96000 | 1590 | [13 empty] | Non Federally-Regulated | 08/17/1983 |  | 12/08/1986
Snyder General Corp. | McQuay | *PGDA060H125-IM-** | Natural Gas | No Match |  | True | 1 |  | Down | No Match | No Match | No Match | No Match | No Match |  | No Match |  | 125000 | 98000 |  |  | 118533 | 639 | 79.2 | [8 empty] | 15 | Non Federally-Regulated | 01/27/1988 |  | 01/15/1989
Rheem Sales Company, Inc. | Ruud | UGMA-14EAB | Natural Gas | No Match | False | False | 1 |  | Down | No Match | No Match | No Match | No Match | No Match |  | No Match |  | 140000 | 107000 |  |  | 132843 | 1030 | 69.7 | [8 empty] | 3 | Non Federally-Regulated | 04/02/1981 |  | 08/17/1983
Luxaire | Moncrief | 36ECW080UA | Natural Gas | No Match | False | True | 1 |  | Horizontal | No Match | No Match | No Match | No Match | No Match |  | No Match |  | 80000 | 62640 | 1275 | 920 | 87857 | 581 | 70 | [8 empty] | 5 | Non Federally-Regulated | 10/13/1981 |  | 03/11/1982
BDP Co. | Carrier | 48GL04830 | Natural Gas | No Match | False | True | 1 |  | Horizontal | No Match | No Match | No Match | No Match | No Match |  | No Match |  | 80000 | 60000 | 1550 | 1150 | 89355 | 837 | 68.5 | [8 empty] | 325 | Non Federally-Regulated | 04/02/1981 |  | 10/13/1981
Magic Chef | Gaffers & Sattler | EG8D75DC48-12 | Natural Gas | No Match |  | False | 1 |  | Horizontal | No Match | No Match | No Match | No Match | No Match |  | No Match |  | 75000 | 58000 |  |  | 63994 | 676 | 75 | [8 empty] | 3 | Non Federally-Regulated | 12/08/1986 |  | 06/29/1987
Amana Refrigeration, Inc. | Amana | EPCG4812-1D (A) | Natural Gas | No Match | False | True | 1 |  | Horizontal | No Match | No Match | No Match | No Match | No Match |  | No Match |  | 78886 | 68000 | [14 empty] | Non Federally-Regulated | 08/17/1983 |  | 12/08/1986
Rheem Sales Company, Inc. | Arcoaire | GHB075NFCI | Natural Gas | No Match |  | False | 1 |  | Horizontal | No Match | No Match | No Match | No Match | No Match |  | No Match |  | 75000 | 59000 |  |  | 61197 | 530 | 75.2 | [8 empty] | 3 | Non Federally-Regulated | 12/08/1986 |  | 06/29/1987
Carrier Corp. | Carrier | 58SSB120-BC | Natural Gas | No Match |  | False | 1 |  | Up | No Match | No Match | No Match | No Match | No Match |  | No Match |  | 143000 | 116000 |  |  | 134798 | 896 | 80.9 | [8 empty] | 5 | Non Federally-Regulated | 01/27/1988 |  | 10/10/1989
Luxaire | Moncrief | 30ECW080GA | Natural Gas | No Match | False | True | 1 |  | Horizontal | No Match | No Match | No Match | No Match | No Match |  | No Match |  | 80000 | 63760 | 920 | 760 | 85831 | 611 | 70 | [8 empty] | 5 | Non Federally-Regulated | 10/13/1981 |  | 03/11/1982
Luxaire | Westinghouse Electric | GCH095TF | Natural Gas | No Match | False | True | 1 |  | Horizontal | No Match | No Match | No Match | No Match | No Match |  | No Match |  | 95000 | 72865 | 1530 |  | 92967 | 635 | 65.5 | [8 empty] | 5 | Non Federally-Regulated | 10/13/1981 |  | 03/11/1982
York International | Luxaire | DANG-F030N080A | Natural Gas | No Match |  | True | 1 |  | Horizontal | No Match | No Match | No Match | No Match | No Match |  | No Match |  | 55000 | 44000 | 1000 | 812 | 79084 | 604 | 78 | [8 empty] | 3 | Non Federally-Regulated | 01/15/1989 |  | 03/15/1989
Rheem Sales Company, Inc. | Heat Controller | GZU45-D35 | Natural Gas | No Match |  | False | 1 |  | Up | No Match | No Match | No Match | No Match | No Match |  | No Match |  | 45000 | 43000 |  |  | 49388 | 862 | 91.6 | [8 empty] | 4 | Non Federally-Regulated | 12/08/1986 |  | 10/10/1989
Amana Refrigeration, Inc. | Amana | EPCG6017-1C (C) | Natural Gas | No Match | False | True | 1 |  | Horizontal | No Match | No Match | No Match | No Match | No Match |  | No Match |  | 170000 | 141000 |  |  | 151810 | 707 | 82.6 | [8 empty] | 22 | Non Federally-Regulated | 07/26/1982 |  | 08/17/1983
Rheem Sales Company, Inc. | Ruud | URGE-07E36JKR | Natural Gas | No Match |  | True | 1 |  | Horizontal | No Match | No Match | No Match | No Match | No Match |  | No Match |  | 75000 | 58000 |  |  | 68444 | 745 | 78.2 | [8 empty] | 4 | Non Federally-Regulated | 01/27/1988 |  | 01/15/1989
Rheem Sales Company, Inc. | Rheem | RGVC-06EA-ER | Natural Gas | No Match |  | False | 1 |  | Horizontal | No Match | No Match | No Match | No Match | No Match |  | No Match |  | 60000 | 48000 |  |  | 57037 | 747 | 80.5 | [8 empty] | 4 | Non Federally-Regulated | 01/15/1989 |  | 10/10/1989
Heil Quaker | Whirlpool | NRGF48EDB**(A) | LPG | No Match |  | True | 1 |  | Horizontal | No Match | No Match | No Match | No Match | No Match |  | No Match |  | 80000 | 64472 | 2000 | 1675 | 75013 | 1170 | 79.7 | [8 empty] | 6 | Non Federally-Regulated | 12/08/1986 |  | 06/29/1987
Trane U.S. Inc. | Trane | SFHCC20*L | Natural Gas | No Match |  | True | 3 |  | Down | No Match | No Match | No Match | No Match | No Match |  | No Match |  | 235000 | 176000 | 9000 | 8000 | 212000 | 2820 | 78.5 | [9 empty] | Non Federally-Regulated | 03/15/1989 |  | 10/10/1989
Amana Refrigeration, Inc. | Amana | GSI70A40 | Natural Gas | No Match |  | False | 1 |  | Horizontal | No Match | No Match | No Match | No Match | No Match |  | No Match |  | 70000 | 56000 |  |  | 59675 | 585 | 76.8 | [9 empty] | Non Federally-Regulated | 06/29/1987 |  | 10/10/1989
Heil Quaker | Whirlpool | NDGE075LF** | Natural Gas | No Match |  | False | 1 |  | Down | No Match | No Match | No Match | No Match | No Match |  | No Match |  | 75000 | 67446 | 1360 | 670 | 69203 | 618 | 77.5 | [8 empty] | 1 | Non Federally-Regulated | 12/08/1986 |  | 10/10/1989
Heil Quaker | Whirlpool | NUGB080AF01* | Natural Gas | No Match | False | False | 1 |  | Up | No Match | No Match | No Match | No Match | No Match |  | No Match |  | 80000 | 60000 | 1360 | 900 | 80083 | 511 | 77.8 | [8 empty] | 6 | Non Federally-Regulated | 04/02/1981 |  | 03/11/1982
Magic Chef | Magic Chef | EG8D100DC60-2 | Natural Gas | No Match |  | False | 1 |  | Horizontal | No Match | No Match | No Match | No Match | No Match |  | No Match |  | 100000 | 79000 |  |  | 102248 | 858 | 75.1 | [8 empty] | 3 | Non Federally-Regulated | 12/08/1986 |  | 01/27/1988
Rheem Sales Company, Inc. | Ruud | URGE-07N48JKR | Natural Gas | No Match |  | True | 1 |  | Horizontal | No Match | No Match | No Match | No Match | No Match |  | No Match |  | 75000 | 56000 |  |  | 70734 | 910 | 76.6 | [8 empty] | 4 | Non Federally-Regulated | 03/15/1989 |  | 10/10/1989
Rheem Sales Company, Inc. | Rheem | RRGE-12E60CKR | Natural Gas | No Match |  | True | 1 |  | Horizontal | No Match | No Match | No Match | No Match | No Match |  | No Match |  | 125000 | 97000 |  |  | 116216 | 1445 | 78.4 | [8 empty] | 4 | Non Federally-Regulated | 01/15/1989 |  | 03/15/1989
Snyder General Corp. | McQuay | *PGDA048H125-N** | Natural Gas | No Match |  | True | 1 |  | Down | No Match | No Match | No Match | No Match | No Match |  | No Match |  | 125000 | 98000 |  |  | 118533 | 639 | 79.2 | [8 empty] | 15 | Non Federally-Regulated | 12/08/1986 |  | 06/29/1987
Magic Chef | Gaffers & Sattler | CF120AC3.5-3 | Natural Gas | No Match | False | False | 1 |  | Down | No Match | No Match | No Match | No Match | No Match |  | No Match |  | 127321 | 96000 | 1350 | [13 empty] | Non Federally-Regulated | 08/17/1983 |  | 12/08/1986
Borg Warner | Luxaire | GCU137HF | Natural Gas | No Match | False | False | 1 |  | Up | No Match | No Match | No Match | No Match | No Match |  | No Match |  | 137150 | 103000 | 1550 | [13 empty] | Non Federally-Regulated | 08/17/1983 |  | 12/08/1986
Rheem Sales Company, Inc. | Heat Controller | GYD-100-E5N3 | LPG | No Match |  | False | 1 |  | Down | No Match | No Match | No Match | No Match | No Match |  | No Match |  | 100000 | 80000 |  |  | 97823 | 807 | 79 | [8 empty] | 4 | Non Federally-Regulated | 06/29/1987 |  | 01/27/1988
Magic Chef | Williams | U60-4 | Natural Gas | No Match | False | False | 1 |  | Up | No Match | No Match | No Match | No Match | No Match |  | No Match |  | 63492 | 48000 | [14 empty] | Non Federally-Regulated | 08/17/1983 |  | 12/08/1986
Amana Refrigeration, Inc. | Amana | EPCG4815-1C (A) | LPG | No Match |  | True | 1 |  | Horizontal | No Match | No Match | No Match | No Match | No Match |  | No Match |  | 130000 | 109000 |  |  | 130130 | 452 | 84.7 | [8 empty] | 22 | Non Federally-Regulated | 12/08/1986 |  | 06/29/1987
Schneider Electric (Square D Wiring Devices) | Sun Dial | GHB60D-60E | Natural Gas | No Match | False | False | 1 |  | Horizontal | No Match | No Match | No Match | No Match | No Match |  | No Match |  | 59603 | 45000 | [14 empty] | Non Federally-Regulated | 08/17/1983 |  | 12/08/1986
Heil Quaker | Heil | NHGI100KK01 | Natural Gas | No Match |  | False | 1 |  | Horizontal | No Match | No Match | No Match | No Match | No Match |  | No Match |  | 100000 | 78900 | 2010 | 1455 | 97000 | 1077 | 76.7 | [9 empty] | Non Federally-Regulated | 01/27/1988 |  | 01/15/1989
Rheem Sales Company, Inc. | Ruud | UGVC-09EA-AR | Natural Gas | No Match |  | False | 1 |  | Horizontal | No Match | No Match | No Match | No Match | No Match |  | No Match |  | 90000 | 70000 |  |  | 79108 | 631 | 78 | [8 empty] | 4 | Non Federally-Regulated | 01/15/1989 |  | 10/10/1989
Arkla Industries, Inc. | Arkla | UR100D16 | Natural Gas | No Match |  | False | 1 |  | Up | No Match | No Match | No Match | No Match | No Match |  | No Match |  | 100000 | 86000 | 1600 | 1260 | 89276 | 1007 | 85.9 | [9 empty] | Non Federally-Regulated | 12/08/1986 |  | 06/29/1987
Sunbeam Air Conditioning | Sunbeam Air Conditioning | 222*180-3*J-*3 | LPG | No Match |  | True | 3 |  | Down | No Match | No Match | No Match | No Match | No Match |  | No Match |  | 350000 | 280000 | 6000 | 5250 | 322350 | 2528 | 77.8 | [8 empty] | 4 | Non Federally-Regulated | 06/29/1987 |  | 01/27/1988
Snyder General Corp. | Comfortmaker | *PGHA025G075-IN-** | Natural Gas | No Match |  | True | 1 |  | Horizontal | No Match | No Match | No Match | No Match | No Match |  | No Match |  | 75000 | 55000 |  |  | 61990 | 190 | 76.5 | [8 empty] | 15 | Non Federally-Regulated | 01/27/1988 |  | 01/15/1989
Rheem Sales Company, Inc. | Arcoaire | AGUC100A016AIM | Natural Gas | No Match |  | False | 1 |  | Up | No Match | No Match | No Match | No Match | No Match |  | No Match |  | 100000 | 92000 |  |  | 86889 | 771 | 89.1 | [8 empty] | 4 | Non Federally-Regulated | 06/29/1987 |  | 10/10/1989
Rheem Sales Company, Inc. | Arcoaire | *PGDA048G075-IL-** | LPG | No Match |  | True | 1 |  | Down | No Match | No Match | No Match | No Match | No Match |  | No Match |  | 75000 | 59000 |  |  | 58465 | 331 | 80.2 | [8 empty] | 15 | Non Federally-Regulated | 01/27/1988 |  | 01/15/1989
Snyder General Corp. | Arcoaire | *PGDA060H100-L** | LPG | No Match |  | True | 1 |  | Down | No Match | No Match | No Match | No Match | No Match |  | No Match |  | 100000 | 79000 |  |  | 97887 | 470 | 80.2 | [8 empty] | 15 | Non Federally-Regulated | 12/08/1986 |  | 06/29/1987
Magic Chef | Armstrong | EG83-100D2C4-5 | Natural Gas | No Match | False | False | 1 |  | Horizontal | No Match | No Match | No Match | No Match | No Match |  | No Match |  | 99741 | 77000 | 1170 | [13 empty] | Non Federally-Regulated | 08/17/1983 |  | 12/08/1986
Lennox Industries Inc. | Lennox | O12Q5-168 | Oil | No Match |  | False | 1 |  | Up | No Match | No Match | No Match | No Match | No Match |  | No Match |  | 168000 | 130000 | 2630 | 1562 | 158636 | 1286 | 78 | [8 empty] | 3 | Non Federally-Regulated | 12/08/1986 |  | 06/29/1987
Rheem Sales Company, Inc. | Arcoaire | *PGHA060G125-IN-** | Natural Gas | No Match |  | True | 1 |  | Horizontal | No Match | No Match | No Match | No Match | No Match |  | No Match |  | 125000 | 93000 |  |  | 80919 | 522 | 76.1 | [8 empty] | 15 | Non Federally-Regulated | 01/27/1988 |  | 01/15/1989
Rheem Sales Company, Inc. | Comfortmaker | CPGHA060F125-L | LPG | No Match |  | True | 1 |  | Horizontal | No Match | No Match | No Match | No Match | No Match |  | No Match |  | 125000 | 93000 |  |  | 80919 | 522 | 76.1 | [8 empty] | 15 | Non Federally-Regulated | 12/08/1986 |  | 06/29/1987
Carrier Corp. | Day & Night | 398AAW048100 | Natural Gas | No Match |  | False | 1 |  | Up | No Match | No Match | No Match | No Match | No Match |  | No Match |  | 110000 | 102000 |  |  | 101676 | 688 | 92.2 | [8 empty] | 5 | Non Federally-Regulated | 12/08/1986 |  | 01/27/1988
BDP Co. | Payne | 394GAW000075 | LPG | No Match | False | False | 1 |  | Up | No Match | No Match | No Match | No Match | No Match |  | No Match |  | 75000 | 54000 |  |  | 77726 | 460 | 70.1 | [8 empty] | 5 | Non Federally-Regulated | 07/26/1982 |  | 08/17/1983
Borg Warner | Fraser Johnston | FCU060AANA | Natural Gas | No Match | False | False | 1 |  | Up | No Match | No Match | No Match | No Match | No Match |  | No Match |  | 60526 | 46000 | [14 empty] | Non Federally-Regulated | 08/17/1983 |  | 12/08/1986
BDP Co. | Payne | 394GAW036040 | Natural Gas | No Match | False | False | 1 |  | Up | No Match | No Match | No Match | No Match | No Match |  | No Match |  | 40000 | 31000 | 1170 | 740 | 42313 | 546 | 71.3 | [8 empty] | 5 | Non Federally-Regulated | 04/02/1981 |  | 10/13/1981
Consolidated Industries Corp. | Goettl | HCC080ND5RX | Natural Gas | No Match |  | False | 1 |  | Horizontal | No Match | No Match | No Match | No Match | No Match |  | No Match |  | 80000 | 64000 |  |  | 79870 | 844 | 76.6 | [8 empty] | 3 | Non Federally-Regulated | 01/27/1988 |  | 10/10/1989
Ducane | Payne | 390C-036055 | Oil | No Match | False | False | 1 |  | Up | No Match | No Match | No Match | No Match | No Match |  | No Match |  | 66919 | 53000 | 1200 | [13 empty] | Non Federally-Regulated | 08/17/1983 |  | 12/08/1986
Luxaire | Moncrief | GCH095TF | Natural Gas | No Match | False | False | 1 |  | Horizontal | No Match | No Match | No Match | No Match | No Match |  | No Match |  | 95000 | 72865 | 1530 |  | 89764 | 655 | 67.9 | [8 empty] | 5 | Non Federally-Regulated | 04/02/1981 |  | 10/13/1981
Snyder General Corp. | McQuay | *PGHA060G125-IN-** | Natural Gas | No Match |  | True | 1 |  | Horizontal | No Match | No Match | No Match | No Match | No Match |  | No Match |  | 125000 | 93000 |  |  | 80919 | 522 | 76.1 | [8 empty] | 15 | Non Federally-Regulated | 01/27/1988 |  | 01/15/1989
Rheem Sales Company, Inc. | Heat Controller | GBL140-DH | Natural Gas | No Match | False | False | 1 |  | Up | No Match | No Match | No Match | No Match | No Match |  | No Match |  | 140000 | 106000 |  |  | 135877 | 694 | 69 | [8 empty] | 3 | Non Federally-Regulated | 04/02/1981 |  | 08/17/1983
Carrier Corp. | Carrier | 48DP0145 | LPG | No Match | False | True | 1 |  | Horizontal | No Match | No Match | No Match | No Match | No Match |  | No Match |  | 154000 | 123000 | 6250 | 3000 | 137500 | 1313 | 78.3 | [8 empty] | 5 | Non Federally-Regulated | 07/26/1982 |  | 08/17/1983
Gaffers & Sattler | York | D1CG048P06246A | LPG | No Match |  | True | 1 |  | Horizontal | No Match | No Match | No Match | No Match | No Match |  | No Match |  | 75000 | 62000 | 1905 | 1905 | 57772 | 824 | 78.1 | [9 empty] | Non Federally-Regulated | 01/27/1988 |  | 01/15/1989
Coleman Company, Inc. | Coleman | 2667-746 | Natural Gas | No Match | False | False | 1 |  | Up | No Match | No Match | No Match | No Match | No Match |  | No Match |  | 60419 | 49000 | 1900 | [13 empty] | Non Federally-Regulated | 08/17/1983 |  | 12/08/1986
Luxaire | Luxaire | GCH114MF | Natural Gas | No Match | False | True | 1 |  | Horizontal | No Match | No Match | No Match | No Match | No Match |  | No Match |  | 114000 | 85728 |  |  | 121764 | 919 | 65.5 | [8 empty] | 2 | Non Federally-Regulated | 10/13/1981 |  | 03/11/1982
Amana Refrigeration, Inc. | Amana | EPCG4812-3C (C) | LPG | No Match | False | True | 1 |  | Horizontal | No Match | No Match | No Match | No Match | No Match |  | No Match |  | 120000 | 101822 |  |  | 111120 | 792 | 83.7 | [8 empty] | 22 | Non Federally-Regulated | 10/13/1981 |  | 03/11/1982
Amana Refrigeration, Inc. | Amana | EPCG4812-3B (A) | Natural Gas | No Match | False | True | 1 |  | Horizontal | No Match | No Match | No Match | No Match | No Match |  | No Match |  | 80000 | 68926 |  |  | 72232 | 715 | 84.8 | [8 empty] | 22 | Non Federally-Regulated | 04/02/1981 |  | 10/13/1981
Lennox Industries Inc. | Lennox | GCS9-461-90-1P | Natural Gas | No Match | False | True | 1 |  | Down | No Match | No Match | No Match | No Match | No Match |  | No Match |  | 90000 | 72000 | 1500 | 1230 | 76767 | 574 | 80.9 | [8 empty] | 43 | Non Federally-Regulated | 10/13/1981 |  | 03/11/1982
Carrier Corp. | Carrier | 48KH048500CF | Natural Gas | No Match |  | True | 1 |  | Horizontal | No Match | No Match | No Match | No Match | No Match |  | No Match |  | 125000 | 94000 | 1905 | 1385 | 124031 | 827 | 75.2 | [8 empty] | 3 | Non Federally-Regulated | 12/08/1986 |  | 06/29/1987
Luxaire | Westinghouse Electric | FGUF140FAN | Natural Gas | No Match | False | False | 1 |  | Up | No Match | No Match | No Match | No Match | No Match |  | No Match |  | 140000 | 108360 | 1585 | 1220 | 124880 | 878 | 74.1 | [8 empty] | 11 | Non Federally-Regulated | 10/13/1981 |  | 03/11/1982
Borg Warner | Fraser Johnston | FCU120TANA | Natural Gas | No Match | False | False | 1 |  | Up | No Match | No Match | No Match | No Match | No Match |  | No Match |  | 119110 | 91000 | 1620 | [13 empty] | Non Federally-Regulated | 08/17/1983 |  | 12/08/1986
Heil Quaker | Bard | PGA24A060(B) | Natural Gas | No Match |  | True | 1 |  | Horizontal | No Match | No Match | No Match | No Match | No Match |  | No Match |  | 80000 | 62678 | 870 | 705 | 79101 | 770 | 77.3 | [8 empty] | 6 | Non Federally-Regulated | 01/15/1989 |  | 03/15/1989
Magic Chef | Williams | 3.5A100-OH-1-6 | Natural Gas | No Match | False | True | 1 |  | Horizontal | No Match | No Match | No Match | No Match | No Match |  | No Match |  | 100000 | 75000 | 1600 | 870 | 78711 | 468 | 67.3 | [8 empty] | 19 | Non Federally-Regulated | 07/26/1982 |  | 08/17/1983
Magic Chef | Airease | EMG-60-4 | Natural Gas | No Match | False | False | 1 |  | Up | No Match | No Match | No Match | No Match | No Match |  | No Match |  | 64000 | 48000 | [14 empty] | Non Federally-Regulated | 08/17/1983 |  | 12/08/1986
John Zink | Magic Chef | RBG-1802-33-3501-J | Natural Gas | No Match | False | True | 3 |  | Horizontal | No Match | No Match | No Match | No Match | No Match |  | No Match |  | 350000 | 280000 | 6000 | [13 empty] | Non Federally-Regulated | 08/17/1983 |  | 12/08/1986
Ducane | Climate Control | G-H601-16M-P | Natural Gas | No Match | False | False | 1 |  | Horizontal | No Match | No Match | No Match | No Match | No Match |  | No Match |  | 60000 | 46000 | 1670 | 1080 | 662271 | 689 | 69 | [8 empty] | 5 | Non Federally-Regulated | 07/26/1982 |  | 08/17/1983
Ducane | Luxaire | P2HSD15N06001A | LPG | No Match | False | False | 1 |  | Horizontal | No Match | No Match | No Match | No Match | No Match |  | No Match |  | 60000 | 46000 | 1540 | 980 | 669552 | 542 | 69 | [8 empty] | 5 | Non Federally-Regulated | 07/26/1982 |  | 08/17/1983
Rheem Sales Company, Inc. | Arcoaire | *PGHA060G150-IM-** | Natural Gas | No Match |  | True | 1 |  | Horizontal | No Match | No Match | No Match | No Match | No Match |  | No Match |  | 150000 | 111000 |  |  | 142868 | 767 | 76.6 | [8 empty] | 15 | Non Federally-Regulated | 01/27/1988 |  | 01/15/1989
Carrier Corp. | Payne | 580AN042120 | Natural Gas | No Match |  | True | 1 |  | Horizontal | No Match | No Match | No Match | No Match | No Match |  | No Match |  | 120000 | 94000 |  |  | 118351 | 934 | 78.5 | [8 empty] | 3 | Non Federally-Regulated | 03/15/1989 |  | 10/10/1989
Magic Chef | Airease | 5D140-OH-3 | Natural Gas | No Match | False | True | 1 |  | Horizontal | No Match | No Match | No Match | No Match | No Match |  | No Match |  | 140000 | 105000 | 1950 | 1950 | 113871 | 659 | 68.2 | [8 empty] | 19 | Non Federally-Regulated | 07/26/1982 |  | 08/17/1983
Rheem Sales Company, Inc. | Heat Controller | GYU-75-E4N3 | LPG | No Match |  | False | 1 |  | Up | No Match | No Match | No Match | No Match | No Match |  | No Match |  | 75000 | 59000 |  |  | 77555 | 870 | 78.7 | [8 empty] | 4 | Non Federally-Regulated | 01/27/1988 |  | 01/15/1989
Heil Quaker | Sears | 867.81515*(B) | LPG | No Match |  | True | 1 |  | Horizontal | No Match | No Match | No Match | No Match | No Match |  | No Match |  | 100000 | 81500 | 2000 | 1675 | 97388 | 1267 | 77.4 | [8 empty] | 6 | Non Federally-Regulated | 03/15/1989 |  | 10/10/1989
Rheem Sales Company, Inc. | Ruud | UGVC-11EA-JR | Natural Gas | No Match |  | False | 1 |  | Horizontal | No Match | No Match | No Match | No Match | No Match |  | No Match |  | 110000 | 86000 |  |  | 79851 | 933 | 78 | [8 empty] | 4 | Non Federally-Regulated | 01/15/1989 |  | 10/10/1989
Rheem Sales Company, Inc. | Arcoaire | *PGHA060H075-IL-** | LPG | No Match |  | True | 1 |  | Horizontal | No Match | No Match | No Match | No Match | No Match |  | No Match |  | 75000 | 56000 |  |  | 60783 | 318 | 77.3 | [8 empty] | 15 | Non Federally-Regulated | 01/27/1988 |  | 01/15/1989
Amana Refrigeration, Inc. | Amana | EPCG4812-1B (C) | LPG | No Match | False | True | 1 |  | Horizontal | No Match | No Match | No Match | No Match | No Match |  | No Match |  | 120000 | 101822 |  |  | 111120 | 792 | 83.7 | [8 empty] | 22 | Non Federally-Regulated | 04/02/1981 |  | 10/13/1981
Rheem Sales Company, Inc. | Rheem | RRGE-370200D | Natural Gas | No Match |  | True | 3 |  | Horizontal | No Match | No Match | No Match | No Match | No Match |  | No Match |  | 370000 | 277500 |  |  | 263514 | 2067 | 76.3 | [8 empty] | 10 | Non Federally-Regulated | 01/15/1989 |  | 03/15/1989
Amana Refrigeration, Inc. | Amana | EPCG2408-1E (A) | LPG | No Match |  | True | 1 |  | Horizontal | No Match | No Match | No Match | No Match | No Match |  | No Match |  | 80000 | 67000 |  |  | 74400 | 256 | 84.5 | [8 empty] | 22 | Non Federally-Regulated | 01/15/1989 |  | 03/15/1989
Rheem Sales Company, Inc. | Ruud | UGAA-08ECC | Natural Gas | No Match | False | False | 1 |  | Up | No Match | No Match | No Match | No Match | No Match |  | No Match |  | 80000 | 60000 |  |  | 91641 | 685 | 67.4 | [8 empty] | 4 | Non Federally-Regulated | 04/02/1981 |  | 08/17/1983
BDP Co. | Carrier | 58SE075-3 | Natural Gas | No Match | False | False | 1 |  | Up | No Match | No Match | No Match | No Match | No Match |  | No Match |  | 75000 | 59000 | 1150 | 925 | 67826 | 426 | 80.5 | [8 empty] | 11 | Non Federally-Regulated | 10/13/1981 |  | 03/11/1982
Magic Chef | Williams | AC15U80-4 | Natural Gas | No Match | False | False | 1 |  | Up | No Match | No Match | No Match | No Match | No Match |  | No Match |  | 80000 | 64000 | 750 | 660 | 82629 | 328 | 65.9 | [8 empty] | 19 | Non Federally-Regulated | 04/02/1981 |  | 08/17/1983
Rheem Sales Company, Inc. | Heat Controller | TGR-48-3E-120 | Natural Gas | No Match |  | True | 1 |  | Horizontal | No Match | No Match | No Match | No Match | No Match |  | No Match |  | 125000 | 97000 |  |  | 118760 | 910 | 78.3 | [8 empty] | 4 | Non Federally-Regulated | 01/15/1989 |  | 03/15/1989
Ducane | Heil Quaker | NULK100AH** | LPG | No Match |  | False | 1 |  | Up | No Match | No Match | No Match | No Match | No Match |  | No Match |  | 100000 | 89153 |  | 1490 | 86159 | 753 | 89.6 | [8 empty] | 2 | Non Federally-Regulated | 06/29/1987 |  | 01/27/1988
Rheem Sales Company, Inc. | Rheem | RGAA-05KAB | Natural Gas | No Match | False | False | 1 |  | Up | No Match | No Match | No Match | No Match | No Match |  | No Match |  | 50000 | 38000 |  |  | 56822 | 411 | 68 | [8 empty] | 3 | Non Federally-Regulated | 04/02/1981 |  | 08/17/1983
Climate Control / Snyder General | Climate Control | *PGDA036G075-N** | Natural Gas | No Match |  | True | 1 |  | Down | No Match | No Match | No Match | No Match | No Match |  | No Match |  | 75000 | 59000 |  |  | 58465 | 331 | 80.2 | [8 empty] | 15 | Non Federally-Regulated | 12/08/1986 |  | 06/29/1987
Rheem Sales Company, Inc. | Ruud | URGF-07E47CK* | Natural Gas | No Match |  | True | 1 |  | Horizontal | No Match | No Match | No Match | No Match | No Match |  | No Match |  | 75000 | 56000 |  |  | 70734 | 910 | 76.6 | [8 empty] | 4 | Non Federally-Regulated | 01/15/1989 |  | 03/15/1989
Climate Control / Snyder General | Climate Control | *PGDA060H075-N* | Natural Gas | No Match |  | True | 1 |  | Down | No Match | No Match | No Match | No Match | No Match |  | No Match |  | 75000 | 59000 |  |  | 58465 | 331 | 80.2 | [8 empty] | 15 | Non Federally-Regulated | 12/08/1986 |  | 06/29/1987
Rheem Sales Company, Inc. | Ruud | UGGA-10KC | Natural Gas | No Match | False | False | 1 |  | Up | No Match | No Match | No Match | No Match | No Match |  | No Match |  | 100000 | 76000 |  |  | 90953 | 500 | 68.6 | [8 empty] | 4 | Non Federally-Regulated | 04/02/1981 |  | 08/17/1983
Carrier Corp. | Carrier | 48NLT060500 | Natural Gas | No Match |  | True | 1 |  | Down | No Match | No Match | No Match | No Match | No Match |  | No Match |  | 80000 | 62000 |  |  | 75884 | 1317 | 78.5 | [8 empty] | 3 | Non Federally-Regulated | 03/15/1989 |  | 10/10/1989
Amana Refrigeration, Inc. | Amana | EPCG4815-1D (A) | Natural Gas | No Match | False | True | 1 |  | Horizontal | No Match | No Match | No Match | No Match | No Match |  | No Match |  | 128538 | 109000 | [14 empty] | Non Federally-Regulated | 08/17/1983 |  | 12/08/1986
Rheem Sales Company, Inc. | Heat Controller | GBK140-DH | Natural Gas | No Match | False | False | 1 |  | Up | No Match | No Match | No Match | No Match | No Match |  | No Match |  | 140000 | 106000 |  |  | 135877 | 694 | 69 | [8 empty] | 3 | Non Federally-Regulated | 10/13/1981 |  | 08/17/1983
Rheem Sales Company, Inc. | Heat Controller | TGR-36-1X-50 | Natural Gas | No Match |  | True | 1 |  | Horizontal | No Match | No Match | No Match | No Match | No Match |  | No Match |  | 50000 | 38000 |  |  | 49283 | 420 | 78.3 | [8 empty] | 4 | Non Federally-Regulated | 12/08/1986 |  | 06/29/1987
Rheem Sales Company, Inc. | Comfortmaker | CPGHA030G075-M | Natural Gas | No Match |  | True | 1 |  | Horizontal | No Match | No Match | No Match | No Match | No Match |  | No Match |  | 75000 | 55000 |  |  | 61990 | 166 | 76.5 | [8 empty] | 15 | Non Federally-Regulated | 12/08/1986 |  | 06/29/1987
Carrier Corp. | Payne | 395BAW036060 | LPG | No Match |  | False | 1 |  | Up | No Match | No Match | No Match | No Match | No Match |  | No Match |  | 71000 | 58000 |  |  | 66394 | 686 | 80.9 | [8 empty] | 5 | Non Federally-Regulated | 01/27/1988 |  | 01/15/1989
Amana Refrigeration, Inc. | Amana | EPCG6017-3E (A) | Natural Gas | No Match |  | True | 1 |  | Horizontal | No Match | No Match | No Match | No Match | No Match |  | No Match |  | 130000 | 110000 |  |  | 111930 | 449 | 84.2 | [8 empty] | 22 | Non Federally-Regulated | 12/08/1986 |  | 06/29/1987
Rheem Sales Company, Inc. | Rheem | RRGF-15E47JK* | Natural Gas | No Match |  | True | 1 |  | Horizontal | No Match | No Match | No Match | No Match | No Match |  | No Match |  | 150000 | 115000 |  |  | 140100 | 875 | 77.8 | [8 empty] | 4 | Non Federally-Regulated | 03/15/1989 |  | 10/10/1989
Carrier Corp. | Payne | 580AN024060 | Natural Gas | No Match |  | True | 1 |  | Horizontal | No Match | No Match | No Match | No Match | No Match |  | No Match |  | 60000 | 46000 |  |  | 58858 | 540 | 78.5 | [8 empty] | 3 | Non Federally-Regulated | 03/15/1989 |  | 10/10/1989
Heil Quaker | Heil | NUGF100AF** | Natural Gas | No Match | False | False | 1 |  | Up | No Match | No Match | No Match | No Match | No Match |  | No Match |  | 100000 | 77000 | 1170 | [13 empty] | Non Federally-Regulated | 08/17/1983 |  | 12/08/1986
Carrier Corp. | Carrier | 48KHA048500BF | Natural Gas | No Match |  | True | 1 |  | Horizontal | No Match | No Match | No Match | No Match | No Match |  | No Match |  | 125000 | 94000 | 1905 | 1385 | 124031 | 827 | 75.2 | [8 empty] | 3 | Non Federally-Regulated | 01/27/1988 |  | 01/15/1989
Heil Quaker | Bard | PGA36A120(B) | Natural Gas | No Match |  | True | 1 |  | Horizontal | No Match | No Match | No Match | No Match | No Match |  | No Match |  | 100000 | 80200 | 1555 | 1080 | 100060 | 946 | 76.5 | [8 empty] | 6 | Non Federally-Regulated | 06/29/1987 |  | 01/27/1988
BDP Co. | Carrier | 48GL04860 | LPG | No Match | False | True | 1 |  | Horizontal | No Match | No Match | No Match | No Match | No Match |  | No Match |  | 80000 | 60000 | 1775 | 1365 | 88624 | 983 | 68.5 | [8 empty] | 325 | Non Federally-Regulated | 04/02/1981 |  | 10/13/1981
Clare Brothers | Clare Brothers | HEHF-80 | Natural Gas | No Match |  | False | 1 |  | Horizontal | No Match | No Match | No Match | No Match | No Match |  | No Match |  | 80000 | 75000 | 1600 |  | 98400 | 688 | 92.8 | [8 empty] | 0 | Non Federally-Regulated | 01/27/1988 |  | 10/10/1989
Rheem Sales Company, Inc. | Heat Controller | TGR-42-1E-120 | Natural Gas | No Match |  | True | 1 |  | Horizontal | No Match | No Match | No Match | No Match | No Match |  | No Match |  | 125000 | 97000 |  |  | 118278 | 835 | 78.8 | [8 empty] | 4 | Non Federally-Regulated | 12/08/1986 |  | 06/29/1987
Snyder General Corp. | Arcoaire | *PGDA036H075-IN-** | Natural Gas | No Match |  | True | 1 |  | Down | No Match | No Match | No Match | No Match | No Match |  | No Match |  | 75000 | 59000 |  |  | 58465 | 331 | 80.2 | [8 empty] | 15 | Non Federally-Regulated | 06/29/1987 |  | 01/27/1988
Ducane | Heil Quaker | NDGK100CG** | Natural Gas | No Match |  | False | 1 |  | Down | No Match | No Match | No Match | No Match | No Match |  | No Match |  | 100000 | 88174 | 1370 | 1240 | 88211 | 641 | 87.9 | [8 empty] | 2 | Non Federally-Regulated | 12/08/1986 |  | 01/15/1989
Borg Warner | Fraser Johnston | FCU140FANA | Natural Gas | No Match | False | False | 1 |  | Up | No Match | No Match | No Match | No Match | No Match |  | No Match |  | 140000 | 107000 | 1530 | 1330 | 136346 | 611 | 68.5 | [8 empty] | 5 | Non Federally-Regulated | 07/26/1982 |  | 08/17/1983
Luxaire | Moncrief | GCH076DF | Natural Gas | No Match | False | True | 1 |  | Horizontal | No Match | No Match | No Match | No Match | No Match |  | No Match |  | 76000 | 58976 | 775 | 650 | 81637 | 522 | 65.5 | [8 empty] | 5 | Non Federally-Regulated | 04/02/1981 |  | 10/13/1981
Carrier Corp. | Day & Night | 580AP042080 | Natural Gas | No Match |  | True | 1 |  | Horizontal | No Match | No Match | No Match | No Match | No Match |  | No Match |  | 80000 | 62000 |  |  | 79165 | 562 | 78.5 | [8 empty] | 3 | Non Federally-Regulated | 03/15/1989 |  | 10/10/1989
Ducane | Payne | 349EAW048120-B | LPG | No Match | False | False | 1 |  | Horizontal | No Match | No Match | No Match | No Match | No Match |  | No Match |  | 120000 | 89000 | 1600 | 960 | 119741 | 554 | 65.3 | [8 empty] | 5 | Non Federally-Regulated | 07/26/1982 |  | 08/17/1983
York International | Luxaire | DACC-F036N059A | Natural Gas | No Match |  | True | 1 |  | Horizontal | No Match | No Match | No Match | No Match | No Match |  | No Match |  | 59000 | 47000 | 1360 | 1285 | 55584 | 886 | 81 | [9 empty] | Non Federally-Regulated | 12/08/1986 |  | 06/29/1987
Rheem Sales Company, Inc. | Ruud | URAD-06E30JR | Natural Gas | No Match | False | True | 1 |  | Horizontal | No Match | No Match | No Match | No Match | No Match |  | No Match |  | 60000 | 45000 |  |  | 68873 | 495 | 67.3 | [8 empty] | 4 | Non Federally-Regulated | 07/26/1982 |  | 08/17/1983
AAON, Inc. | Aaon | RE-15-*-8*-*1* | Natural Gas | No Match |  | True | 3 |  | Down | No Match | No Match | No Match | No Match | No Match |  | No Match |  | 228000 | 188330 | 6500 | 5200 | 196580 | 4965 | 81 | [8 empty] | 4 | Non Federally-Regulated | 03/15/1989 |  | 10/10/1989
Rheem Sales Company, Inc. | Century | TGR-42-1F-100 | Natural Gas | No Match |  | True | 1 |  | Horizontal | No Match | No Match | No Match | No Match | No Match |  | No Match |  | 100000 | 78000 |  |  | 97498 | 810 | 79.3 | [8 empty] | 4 | Non Federally-Regulated | 01/27/1988 |  | 01/15/1989
Heil Quaker | Heil Quaker | NRGF48FDB**(C) | Natural Gas | No Match |  | True | 1 |  | Horizontal | No Match | No Match | No Match | No Match | No Match |  | No Match |  | 145000 | 114777 | 1775 | 1550 | 138337 | 1210 | 77.8 | [8 empty] | 6 | Non Federally-Regulated | 03/15/1989 |  | 10/10/1989
BDP Co. | Day & Night | 397HAW048080 | LPG | No Match | False | False | 1 |  | Up | No Match | No Match | No Match | No Match | No Match |  | No Match |  | 95000 | 74000 | 1545 | 1340 | 76133 | 680 | 81.1 | [8 empty] | 5 | Non Federally-Regulated | 07/26/1982 |  | 08/17/1983
Rheem Sales Company, Inc. | Addison Products | GL140G-DI4 | Natural Gas | No Match | False | False | 1 |  | Up | No Match | No Match | No Match | No Match | No Match |  | No Match |  | 140000 | 106000 |  |  | 135326 | 806 | 69 | [8 empty] | 4 | Non Federally-Regulated | 10/13/1981 |  | 08/17/1983
Consolidated Industries Corp. | Comfort-Aire | GSH50-T4NXC | Natural Gas | No Match |  | False | 1 |  | Horizontal | No Match | No Match | No Match | No Match | No Match |  | No Match |  | 50000 | 38000 |  |  | 40993 | 352 | 75.3 | [8 empty] | 3 | Non Federally-Regulated | 12/08/1986 |  | 06/29/1987
Rheem Sales Company, Inc. | Arcoaire | *GUA120A016-IL | LPG | No Match |  | False | 1 |  | Up | No Match | No Match | No Match | No Match | No Match |  | No Match |  | 120000 | 97000 | 1520 | 1045 | 112882 | 1065 | 81.9 | [8 empty] | 3 | Non Federally-Regulated | 01/27/1988 |  | 01/15/1989
Rheem Sales Company, Inc. | Weatherking | GPE3.0T100-4 | Natural Gas | No Match |  | True | 1 |  | Horizontal | No Match | No Match | No Match | No Match | No Match |  | No Match |  | 100000 | 76000 |  |  | 80594 | 610 | 76.9 | [8 empty] | 4 | Non Federally-Regulated | 03/15/1989 |  | 10/10/1989
Borg Warner | Luxaire | FCU100JANA | Natural Gas | No Match | False | False | 1 |  | Up | No Match | No Match | No Match | No Match | No Match |  | No Match |  | 99738 | 76000 | 2190 | [13 empty] | Non Federally-Regulated | 08/17/1983 |  | 12/08/1986
Rheem Sales Company, Inc. | Weatherking | GPE3.5T100-3 | Natural Gas | No Match |  | True | 1 |  | Horizontal | No Match | No Match | No Match | No Match | No Match |  | No Match |  | 100000 | 78000 |  |  | 97498 | 810 | 79.3 | [8 empty] | 4 | Non Federally-Regulated | 03/15/1989 |  | 10/10/1989
Climate Control / Snyder General | Climate Control | *PGDA048F125-L** | LPG | No Match |  | True | 1 |  | Down | No Match | No Match | No Match | No Match | No Match |  | No Match |  | 125000 | 98000 |  |  | 118533 | 639 | 79.2 | [8 empty] | 15 | Non Federally-Regulated | 12/08/1986 |  | 06/29/1987
Rheem Sales Company, Inc. | Comfortmaker | CPGHA048F075 | Natural Gas | No Match |  | True | 1 |  | Horizontal | No Match | No Match | No Match | No Match | No Match |  | No Match |  | 75000 | 56000 |  |  | 60783 | 318 | 77.3 | [8 empty] | 15 | Non Federally-Regulated | 12/08/1986 |  | 06/29/1987
Rheem Sales Company, Inc. | Ruud | UGYB-07NB-GR | Natural Gas | No Match |  | False | 1 |  | Horizontal | No Match | No Match | No Match | No Match | No Match |  | No Match |  | 70000 | 56000 |  |  | 57874 | 751 | 78.5 | [8 empty] | 4 | Non Federally-Regulated | 01/15/1989 |  | 10/10/1989
Luxaire | Westinghouse Electric | FGHY140MAN | Natural Gas | No Match | False | True | 1 |  | Horizontal | No Match | No Match | No Match | No Match | No Match |  | No Match |  | 140000 | 110460 | 1490 | 1270 | 133068 | 707 | 69.1 | [8 empty] | 2 | Non Federally-Regulated | 10/13/1981 |  | 03/11/1982
Heil Quaker | Whirlpool | NDGB105AF** | Natural Gas | No Match | False | False | 1 |  | Down | No Match | No Match | No Match | No Match | No Match |  | No Match |  | 105053 | 79000 | 1175 | [13 empty] | Non Federally-Regulated | 08/17/1983 |  | 12/08/1986
Lennox Industries Inc. | Lennox | DSS1-(C,E,00)-360 | Natural Gas | No Match | False | True | 3 |  | Horizontal | No Match | No Match | No Match | No Match | No Match |  | No Match |  | 385000 | 319550 | 12000 | 6000 | [11 empty] | 21 | Non Federally-Regulated | 10/13/1981 |  | 03/11/1982
Gaffers & Sattler | York | D1SE036N04946A | Natural Gas | No Match |  | True | 1 |  | Horizontal | No Match | No Match | No Match | No Match | No Match |  | No Match |  | 59000 | 47000 | 1360 | 1285 | 55584 | 886 | 81 | [9 empty] | Non Federally-Regulated | 06/29/1987 |  | 01/27/1988
BDP Co. | Carrier | 48GL01830X | Natural Gas | No Match | False | True | 1 |  | Horizontal | No Match | No Match | No Match | No Match | No Match |  | No Match |  | 50000 | 38000 | 630 | 510 | 54775 | 433 | 70.4 | [8 empty] | 325 | Non Federally-Regulated | 04/02/1981 |  | 10/13/1981
Rheem Sales Company, Inc. | Ruud | UGLC-12EE-J* | LPG | No Match |  | False | 1 |  | Down | No Match | No Match | No Match | No Match | No Match |  | No Match |  | 120000 | 96000 |  |  | 117724 | 769 | 79.4 | [8 empty] | 4 | Non Federally-Regulated | 06/29/1987 |  | 01/27/1988
Luxaire | Westinghouse Electric | GCH076DF | Natural Gas | No Match | False | True | 1 |  | Horizontal | No Match | No Match | No Match | No Match | No Match |  | No Match |  | 76000 | 58976 | 775 | 650 | 81637 | 522 | 65.5 | [8 empty] | 5 | Non Federally-Regulated | 10/13/1981 |  | 03/11/1982
Heil Quaker | Heil | NUGF105AH01* | Natural Gas | No Match | False | False | 1 |  | Up | No Match | No Match | No Match | No Match | No Match |  | No Match |  | 105000 | 81000 | 1515 | 1230 | 96852 | 1044 | 78.9 | [8 empty] | 6 | Non Federally-Regulated | 04/02/1981 |  | 03/11/1982
Borg Warner | Luxaire | 60ECW096WA | Natural Gas | No Match | False | True | 1 |  | Horizontal | No Match | No Match | No Match | No Match | No Match |  | No Match |  | 96000 | 74016 | 2030 | 1890 | 87764 | 603 | 70 | [8 empty] | 5 | Non Federally-Regulated | 07/26/1982 |  | 08/17/1983
BDP Co. | Carrier | 48GL03030X, 31X | LPG | No Match | False | True | 1 |  | Horizontal | No Match | No Match | No Match | No Match | No Match |  | No Match |  | 50000 | 38000 | 1040 | 580 | 54179 | 556 | 70.4 | [8 empty] | 325 | Non Federally-Regulated | 04/02/1981 |  | 10/13/1981
Heil Quaker | Bard | PGA60A145(B) | Natural Gas | No Match |  | True | 1 |  | Horizontal | No Match | No Match | No Match | No Match | No Match |  | No Match |  | 130000 | 106080 | 1775 | 1550 | 117495 | 1120 | 78.3 | [8 empty] | 6 | Non Federally-Regulated | 03/15/1989 |  | 10/10/1989
Consolidated Industries Corp. | Heat Controller | GTU80-D3.5X | Natural Gas | No Match |  | False | 1 |  | Up | No Match | No Match | No Match | No Match | No Match |  | No Match |  | 80000 | 66240 | 1460 | 860 | 74800 | 309 | 83.2 | [8 empty] | 0 | Non Federally-Regulated | 12/08/1986 |  | 06/29/1987
Rheem Sales Company, Inc. | Rheem | RGAA-08EAC | Natural Gas | No Match | False | False | 1 |  | Up | No Match | No Match | No Match | No Match | No Match |  | No Match |  | 80000 | 60000 |  |  | 92346 | 546 | 67.4 | [8 empty] | 3 | Non Federally-Regulated | 04/02/1981 |  | 08/17/1983
BDP Co. | Payne | 396GAW060150 | Natural Gas | No Match | False | False | 1 |  | Down | No Match | No Match | No Match | No Match | No Match |  | No Match |  | 150000 | 115000 | 2075 | 1850 | 157138 | 988 | 69.2 | [8 empty] | 5 | Non Federally-Regulated | 03/11/1982 |  | 07/26/1982
Daikin Comfort Technologies Manufacturing, L.P. | Janitrol / GMC | GDX100-5 | Natural Gas | No Match |  | False | 1 |  | Down | No Match | No Match | No Match | No Match | No Match |  | No Match |  | 100000 | 80000 |  |  | 105130 | 789 | 74.1 | [8 empty] | 2 | Non Federally-Regulated | 12/08/1986 |  | 01/27/1988
Rheem Sales Company, Inc. | Rheem | RGAC-08KA | Natural Gas | No Match | False | False | 1 |  | Up | No Match | No Match | No Match | No Match | No Match |  | No Match |  | 80000 | 61000 |  |  | 91744 | 500 | 67.9 | [8 empty] | 3 | Non Federally-Regulated | 04/02/1981 |  | 08/17/1983
Amana Refrigeration, Inc. | Amana | GLE105M-R3 | LPG | No Match | False | False | 1 |  | Up | No Match | No Match | No Match | No Match | No Match |  | No Match |  | 105063 | 83000 | 1115 | [13 empty] | Non Federally-Regulated | 08/17/1983 |  | 12/08/1986
Rheem Sales Company, Inc. | Ruud | UGNC-08EA | Natural Gas | No Match | False | False | 1 |  | Down | No Match | No Match | No Match | No Match | No Match |  | No Match |  | 80000 | 63000 |  |  | 87000 | 624 | 71.2 | [8 empty] | 4 | Non Federally-Regulated | 04/02/1981 |  | 03/11/1982
BDP Co. | Day & Night | 397GAW048100 | LPG | No Match | False | False | 1 |  | Up | No Match | No Match | No Match | No Match | No Match |  | No Match |  | 100000 | 73000 | 1610 | 1234 | 86965 | 450 | 71.9 | [8 empty] | 5 | Non Federally-Regulated | 07/26/1982 |  | 08/17/1983
York International | York | D1MG120N16525 | Natural Gas | No Match |  | True | 1 |  | Horizontal | No Match | No Match | No Match | No Match | No Match |  | No Match |  | 204000 | 161000 | 4500 | 3750 | 193091 | 2940 | 79 | [8 empty] | 58 | Non Federally-Regulated | 03/15/1989 |  | 10/10/1989
Carrier Corp. | Carrier | 58DHB055-CC | Natural Gas | No Match |  | False | 1 |  | Down | No Match | No Match | No Match | No Match | No Match |  | No Match |  | 67000 | 55000 |  |  | 65289 | 680 | 82.3 | [8 empty] | 5 | Non Federally-Regulated | 01/27/1988 |  | 10/10/1989
Rheem Sales Company, Inc. | Rheem | RGVA-09EA-AR | Natural Gas | No Match |  | False | 1 |  | Horizontal | No Match | No Match | No Match | No Match | No Match |  | No Match |  | 95000 | 73000 |  |  | 82502 | 405 | 75.3 | [8 empty] | 4 | Non Federally-Regulated | 12/08/1986 |  | 10/10/1989
Rheem Sales Company, Inc. | Heat Controller | GCH100-D3 | Natural Gas | No Match | False | False | 1 |  | Down | No Match | No Match | No Match | No Match | No Match |  | No Match |  | 99469 | 75000 | [14 empty] | Non Federally-Regulated | 08/17/1983 |  | 12/08/1986
Carrier Corp. | Payne | 376AAW060110 | Natural Gas | No Match |  | False | 1 |  | Horizontal | No Match | No Match | No Match | No Match | No Match |  | No Match |  | 129000 | 106000 |  |  | 113389 | 846 | 82.2 | [8 empty] | 5 | Non Federally-Regulated | 12/08/1986 |  | 06/29/1987
Heil Quaker | Heil | NRGF60ECB**(B) | Natural Gas | No Match |  | True | 1 |  | Horizontal | No Match | No Match | No Match | No Match | No Match |  | No Match |  | 100000 | 81500 | 2000 | 1675 | 97388 | 1267 | 77.4 | [8 empty] | 6 | Non Federally-Regulated | 12/08/1986 |  | 06/29/1987
Heil Quaker | Sears | 867.81519*(A) | Natural Gas | No Match |  | True | 1 |  | Horizontal | No Match | No Match | No Match | No Match | No Match |  | No Match |  | 60000 | 49920 | 1490 | 1055 | 56307 | 831 | 79.7 | [8 empty] | 6 | Non Federally-Regulated | 06/29/1987 |  | 01/27/1988
Amana Refrigeration, Inc. | Amana | EPCG6017-1B (B) | LPG | No Match | False | True | 1 |  | Horizontal | No Match | No Match | No Match | No Match | No Match |  | No Match |  | 145688 | 125000 | [14 empty] | Non Federally-Regulated | 08/17/1983 |  | 12/08/1986
Rheem Sales Company, Inc. | Rheem | RGAA-10KA | Natural Gas | No Match | False | False | 1 |  | Up | No Match | No Match | No Match | No Match | No Match |  | No Match |  | 100000 | 75000 |  |  | 91815 | 574 | 67.6 | [8 empty] | 3 | Non Federally-Regulated | 04/02/1981 |  | 08/17/1983
Rheem Sales Company, Inc. | Arcoaire | *PGDA048F125-IN-** | Natural Gas | No Match |  | True | 1 |  | Down | No Match | No Match | No Match | No Match | No Match |  | No Match |  | 125000 | 98000 |  |  | 118533 | 639 | 79.2 | [8 empty] | 15 | Non Federally-Regulated | 01/27/1988 |  | 01/15/1989
Luxaire | Westinghouse Electric | GCH133UF | Natural Gas | No Match | False | False | 1 |  | Horizontal | No Match | No Match | No Match | No Match | No Match |  | No Match |  | 133000 | 100548 | 2000 |  | 129594 | 743 | 69.4 | [8 empty] | 11 | Non Federally-Regulated | 10/13/1981 |  | 03/11/1982
Heil Quaker | Whirlpool | NRGF48EBB**(A) | Natural Gas | No Match |  | True | 1 |  | Horizontal | No Match | No Match | No Match | No Match | No Match |  | No Match |  | 80000 | 66720 | 2000 | 1675 | 75040 | 1164 | 79.7 | [8 empty] | 6 | Non Federally-Regulated | 06/29/1987 |  | 01/27/1988
Rheem Sales Company, Inc. | Heat Controller | TGR-120-4E-270-K | Natural Gas | No Match |  | True | 3 |  | Horizontal | No Match | No Match | No Match | No Match | No Match |  | No Match |  | 270000 | 206800 |  |  | 258405 | 3140 | 76.4 | [8 empty] | 6 | Non Federally-Regulated | 03/15/1989 |  | 10/10/1989
Snyder General Corp. | Arcoaire | *PGH*048H100*I*** | Natural Gas | No Match |  | True | 1 |  | Horizontal | No Match | No Match | No Match | No Match | No Match |  | No Match |  | 100000 | 74000 |  |  | 80919 | 408 | 77.4 | [8 empty] | 15 | Non Federally-Regulated | 03/15/1989 |  | 10/10/1989
York International | York | D3SM090G16025 | Natural Gas | No Match |  | True | 1 |  | Down | No Match | No Match | No Match | No Match | No Match |  | No Match |  | 160000 | 124160 | 3600 | 2400 | 141920 | 931 | 75.6 | [8 empty] | 100 | Non Federally-Regulated | 01/15/1989 |  | 03/15/1989
Lennox Industries Inc. | Lennox | GCS10-461-75-1P | Natural Gas | No Match |  | True | 1 |  | Horizontal | No Match | No Match | No Match | No Match | No Match |  | No Match |  | 75000 | 58000 | 1225 | 710 | 60493 | 661 | 75.7 | [8 empty] | 3 | Non Federally-Regulated | 03/15/1989 |  | 10/10/1989
Rheem Sales Company, Inc. | Century | TGR-36-3E-120 | Natural Gas | No Match |  | True | 1 |  | Horizontal | No Match | No Match | No Match | No Match | No Match |  | No Match |  | 125000 | 96000 |  |  | 122462 | 670 | 76.6 | [8 empty] | 4 | Non Federally-Regulated | 01/15/1989 |  | 03/15/1989
Amana Refrigeration, Inc. | Amana | EPCG4213-1B | Natural Gas | No Match | False | True | 1 |  | Horizontal | No Match | No Match | No Match | No Match | No Match |  | No Match |  | 130000 | 109000 |  |  | 113308 | 395 | 83.4 | [8 empty] | 22 | Non Federally-Regulated | 07/26/1982 |  | 08/17/1983
Lennox Industries Inc. | Lennox | G14O3-100 | Natural Gas | No Match |  | False | 1 |  | Up | No Match | No Match | No Match | No Match | No Match |  | No Match |  | 100000 | 93000 | 1400 | 1220 | 85313 | 543 | 91.7 | [8 empty] | 3 | Non Federally-Regulated | 01/15/1989 |  | 03/15/1989
Magic Chef | Johnson | 3.5A100-OH-1-6 | Natural Gas | No Match | False | True | 1 |  | Horizontal | No Match | No Match | No Match | No Match | No Match |  | No Match |  | 97911 | 75000 | 1600 | [13 empty] | Non Federally-Regulated | 08/17/1983 |  | 12/08/1986
Heil Quaker | Dayton | 3E283* | Natural Gas | No Match | False | False | 1 |  | Down | No Match | No Match | No Match | No Match | No Match |  | No Match |  | 79365 | 60000 | 910 | [13 empty] | Non Federally-Regulated | 08/17/1983 |  | 12/08/1986
Snyder General Corp. | McQuay | EPGHA024G075-L | LPG | No Match |  | True | 1 |  | Horizontal | No Match | No Match | No Match | No Match | No Match |  | No Match |  | 75000 | 55000 |  |  | 61990 | 190 | 76.5 | [8 empty] | 15 | Non Federally-Regulated | 12/08/1986 |  | 06/29/1987
Trane U.S. Inc. | Trane | TUN090A948A | Natural Gas | No Match |  | False | 1 |  | Up | No Match | No Match | No Match | No Match | No Match |  | No Match |  | 90000 | 71000 | 1600 | 1335 | 80700 | 792 | 76 | [8 empty] | 5 | Non Federally-Regulated | 01/15/1989 |  | 10/10/1989
Luxaire | Moncrief | FCU040DANA | Natural Gas | No Match | False | False | 1 |  | Up | No Match | No Match | No Match | No Match | No Match |  | No Match |  | 40000 | 29560 | 825 | 735 | 44408 | 467 | 68.2 | [8 empty] | 5 | Non Federally-Regulated | 03/11/1982 |  | 07/26/1982
Trane U.S. Inc. | Trane | TDN060A936A | Natural Gas | No Match |  | False | 1 |  | Down | No Match | No Match | No Match | No Match | No Match |  | No Match |  | 60000 | 46000 | 1200 | 890 | 62400 | 419 | 74.7 | [8 empty] | 5 | Non Federally-Regulated | 01/15/1989 |  | 10/10/1989
Carrier Corp. | Day & Night | 585HJ048080 | Natural Gas | No Match |  | True | 1 |  | Horizontal | No Match | No Match | No Match | No Match | No Match |  | No Match |  | 80000 | 63000 | 1550 | 1190 | 81986 | 658 | 75.4 | [8 empty] | 3 | Non Federally-Regulated | 03/15/1989 |  | 10/10/1989
Carrier Corp. | Day & Night | 579DP180270 | Natural Gas | No Match |  | True | 3 |  | Down | No Match | No Match | No Match | No Match | No Match |  | No Match |  | 270000 | 216000 | 7500 | 4500 | 267700 | 1936 | 75.3 | [8 empty] | 5 | Non Federally-Regulated | 12/08/1986 |  | 06/29/1987
Rheem Sales Company, Inc. | Ruud | UGNC-09KC | Natural Gas | No Match | False | False | 1 |  | Down | No Match | No Match | No Match | No Match | No Match |  | No Match |  | 95000 | 73000 |  |  | 88106 | 876 | 69.3 | [8 empty] | 4 | Non Federally-Regulated | 04/02/1981 |  | 08/17/1983
Magic Chef | Gaffers & Sattler | 5A120-OH-1-5 | Natural Gas | No Match | False | True | 1 |  | Horizontal | No Match | No Match | No Match | No Match | No Match |  | No Match |  | 117801 | 90000 | 1950 | [13 empty] | Non Federally-Regulated | 08/17/1983 |  | 12/08/1986
Gaffers & Sattler | York | D1CG060P08206A | LPG | No Match |  | True | 1 |  | Horizontal | No Match | No Match | No Match | No Match | No Match |  | No Match |  | 100000 | 81000 | 2340 | 2340 | 98177 | 1239 | 77.1 | [9 empty] | Non Federally-Regulated | 06/29/1987 |  | 01/27/1988
Rheem Sales Company, Inc. | Addison Products | GUWHE100B-D5H | Natural Gas | No Match |  | False | 1 |  | Up | No Match | No Match | No Match | No Match | No Match |  | No Match |  | 100000 | 80000 |  |  | 97900 | 884 | 78.7 | [8 empty] | 4 | Non Federally-Regulated | 06/29/1987 |  | 01/27/1988
Luxaire | Fraser Johnston | 42ECW100UA | LPG | No Match | False | True | 1 |  | Horizontal | No Match | No Match | No Match | No Match | No Match |  | No Match |  | 100000 | 76900 | 1275 | 995 | 92105 | 518 | 70 | [8 empty] | 5 | Non Federally-Regulated | 04/02/1981 |  | 10/13/1981
Carrier Corp. | Payne | 394JAW036065-B | Natural Gas | No Match |  | False | 1 |  | Up | No Match | No Match | No Match | No Match | No Match |  | No Match |  | 80000 | 64000 |  |  | 81444 | 730 | 75.6 | [8 empty] | 5 | Non Federally-Regulated | 12/08/1986 |  | 01/15/1989
Rheem Sales Company, Inc. | Rheem | RGVA-07EA-AR | Natural Gas | No Match |  | False | 1 |  | Horizontal | No Match | No Match | No Match | No Match | No Match |  | No Match |  | 75000 | 58000 |  |  | 71258 | 317 | 76.3 | [8 empty] | 4 | Non Federally-Regulated | 12/08/1986 |  | 10/10/1989
Ducane | Fraser Johnston | P2HSD19N08001A | LPG | No Match | False | False | 1 |  | Horizontal | No Match | No Match | No Match | No Match | No Match |  | No Match |  | 79284 | 62000 | 1970 | [13 empty] | Non Federally-Regulated | 08/17/1983 |  | 12/08/1986
Ducane | Luxaire | P2HFB17F12501A | Oil | No Match | False | False | 1 |  | Horizontal | No Match | No Match | No Match | No Match | No Match |  | No Match |  | 156045 | 120000 | 1700 | 1125 | 140634 | 1000 | 76.8 | [8 empty] | 5 | Non Federally-Regulated | 07/26/1982 |  | 08/17/1983
Carrier Corp. | Carrier | HAC075NF4RX | Natural Gas | No Match |  | False | 1 |  | Horizontal | No Match | No Match | No Match | No Match | No Match |  | No Match |  | 75000 | 59000 |  |  | 61147 | 605 | 75.2 | [8 empty] | 3 | Non Federally-Regulated | 12/08/1986 |  | 06/29/1987
Carrier Corp. | Carrier | 48DR0126 | Natural Gas | No Match | False | True | 3 |  | Horizontal | No Match | No Match | No Match | No Match | No Match |  | No Match |  | 231646 | 183000 | 5000 | [13 empty] | Non Federally-Regulated | 08/17/1983 |  | 12/08/1986
Amana Refrigeration, Inc. | Amana | EPCG4212-1B (A) | Natural Gas | No Match | False | True | 1 |  | Horizontal | No Match | No Match | No Match | No Match | No Match |  | No Match |  | 80000 | 68926 |  |  | 72232 | 715 | 84.8 | [8 empty] | 22 | Non Federally-Regulated | 10/13/1981 |  | 03/11/1982
Rheem Sales Company, Inc. | Rheem | RRGF-15E60CL* | Natural Gas | No Match |  | True | 1 |  | Horizontal | No Match | No Match | No Match | No Match | No Match |  | No Match |  | 150000 | 117000 |  |  | 137154 | 1435 | 78.2 | [8 empty] | 4 | Non Federally-Regulated | 01/15/1989 |  | 03/15/1989
Rheem Sales Company, Inc. | Weatherking | GPF15T350-4K* | Natural Gas | No Match |  | True | 3 |  | Down | No Match | No Match | No Match | No Match | No Match |  | No Match |  | 350000 | 278899 |  |  | 247795 | 3521 | 79.2 | [8 empty] | 6 | Non Federally-Regulated | 03/15/1989 |  | 10/10/1989
Luxaire | Luxaire | 42ECW080GA | LPG | No Match | False | True | 1 |  | Horizontal | No Match | No Match | No Match | No Match | No Match |  | No Match |  | 80000 | 64000 | 1275 | 995 | 88335 | 592 | 70 | [8 empty] | 5 | Non Federally-Regulated | 10/13/1981 |  | 03/11/1982
Bard Manufacturing Company, Inc. | Bard | IH115D48C | Natural Gas | No Match |  | False | 1 |  | Up | No Match | No Match | No Match | No Match | No Match |  | No Match |  | 115000 | 91000 | 1640 | 1080 | 93265 | 744 | 82.9 | [8 empty] | 3 | Non Federally-Regulated | 12/08/1986 |  | 10/10/1989
Luxaire | Westinghouse Electric | FGCF120AAN | Natural Gas | No Match | False | False | 1 |  | Down | No Match | No Match | No Match | No Match | No Match |  | No Match |  | 120000 | 93240 |  |  | 112317 | 584 | 70.7 | [8 empty] | 2 | Non Federally-Regulated | 03/11/1982 |  | 07/26/1982
Daikin Comfort Technologies Manufacturing, L.P. | GMC | PGX018040-1 | Natural Gas | No Match |  | True | 1 |  | Horizontal | No Match | No Match | No Match | No Match | No Match |  | No Match |  | 40000 | 31000 | 545 | 540 | 40359 | 386 | 76.1 | [8 empty] | 5 | Non Federally-Regulated | 06/29/1987 |  | 01/27/1988
Adams Furnace | Adams Furnace | 80UMR | LPG | No Match | False | False | 1 |  | Up | No Match | No Match | No Match | No Match | No Match |  | No Match |  | 80000 | 60400 | 2125 | [13 empty] | Non Federally-Regulated | 08/17/1983 |  | 12/08/1986
Rheem Sales Company, Inc. | Rheem | RGBC-09EC-** | Natural Gas | No Match | False | False | 1 |  | Up | No Match | No Match | No Match | No Match | No Match |  | No Match |  | 95491 | 72000 | [14 empty] | Non Federally-Regulated | 08/17/1983 |  | 12/08/1986
BDP Co. | Carrier | 48GL03030X, 31X | LPG | No Match | False | True | 1 |  | Horizontal | No Match | No Match | No Match | No Match | No Match |  | No Match |  | 50000 | 38000 | 1040 | 580 | 54179 | 556 | 70.4 | [8 empty] | 3 | Non Federally-Regulated | 07/26/1982 |  | 08/17/1983
Magic Chef | Armstrong | EG83-150D-5 | Natural Gas | No Match | False | False | 1 |  | Horizontal | No Match | No Match | No Match | No Match | No Match |  | No Match |  | 150000 | 114000 | 1385 |  | 160650 | 594 | 64.8 | [8 empty] | 2 | Non Federally-Regulated | 07/26/1982 |  | 08/17/1983
Borg Warner | Fraser Johnston | 140HCDAC | LPG | No Match | False | True | 1 |  | Horizontal | No Match | No Match | No Match | No Match | No Match |  | No Match |  | 140000 | 106680 | 1580 | [13 empty] | Non Federally-Regulated | 08/17/1983 |  | 12/08/1986
Ducane | Lennox | GS11D2E-100-5NLT | Natural Gas | No Match | False | False | 1 |  | Horizontal | No Match | No Match | No Match | No Match | No Match |  | No Match |  | 97625 | 74000 | 1000 | [13 empty] | Non Federally-Regulated | 08/17/1983 |  | 12/08/1986
Rheem Sales Company, Inc. | Rheem | RRGE-225075C | Natural Gas | No Match |  | True | 3 |  | Horizontal | No Match | No Match | No Match | No Match | No Match |  | No Match |  | 225000 | 174740 |  |  | 196785 | 1720 | 77.6 | [8 empty] | 6 | Non Federally-Regulated | 03/15/1989 |  | 10/10/1989
BDP Co. | Carrier | 48GH04230X | LPG | No Match | False | True | 1 |  | Horizontal | No Match | No Match | No Match | No Match | No Match |  | No Match |  | 100000 | 76000 | 1415 | 1120 | 87584 | 705 | 70.4 | [8 empty] | 325 | Non Federally-Regulated | 04/02/1981 |  | 10/13/1981
Heil Quaker | Bard | PGA42A090(A) | Natural Gas | No Match |  | True | 1 |  | Horizontal | No Match | No Match | No Match | No Match | No Match |  | No Match |  | 60000 | 49920 | 1490 | 1055 | 56307 | 831 | 79.7 | [8 empty] | 6 | Non Federally-Regulated | 06/29/1987 |  | 01/27/1988
Magic Chef | Magic Chef | EG8D40DC36-2 | Natural Gas | No Match |  | False | 1 |  | Horizontal | No Match | No Match | No Match | No Match | No Match |  | No Match |  | 40000 | 30000 |  |  | 40591 | 351 | 75.6 | [8 empty] | 3 | Non Federally-Regulated | 12/08/1986 |  | 01/27/1988
BDP Co. | Day & Night | 394GAW048150 | Natural Gas | No Match | False | False | 1 |  | Up | No Match | No Match | No Match | No Match | No Match |  | No Match |  | 150524 | 115000 | 1600 | [13 empty] | Non Federally-Regulated | 08/17/1983 |  | 12/08/1986
Heil Quaker | Heil | NRGC30SAK02 | Natural Gas | No Match | False | True | 1 |  | Horizontal | No Match | No Match | No Match | No Match | No Match |  | No Match |  | 60000 | 43000 | 950 | 860 | 65618 | 664 | 69.2 | [8 empty] | 1 | Non Federally-Regulated | 04/02/1981 |  | 10/13/1981
Rheem Sales Company, Inc. | Ruud | URGE-10E30JKR | Natural Gas | No Match |  | True | 1 |  | Horizontal | No Match | No Match | No Match | No Match | No Match |  | No Match |  | 100000 | 76000 |  |  | 81208 | 465 | 76.9 | [8 empty] | 4 | Non Federally-Regulated | 01/15/1989 |  | 03/15/1989
Snyder General Corp. | Comfortmaker | *GDE090A012-IM | Natural Gas | No Match |  | False | 1 |  | Down | No Match | No Match | No Match | No Match | No Match |  | No Match |  | 90000 | 72000 | 1205 | 1030 | 82329 | 558 | 75.5 | [8 empty] | 3 | Non Federally-Regulated | 06/29/1987 |  | 01/15/1989
Trane U.S. Inc. | American Standard, Inc. | YCD060A1LOA | Natural Gas | No Match |  | True | 1 |  | Down | No Match | No Match | No Match | No Match | No Match |  | No Match |  | 90000 | 71000 |  |  | 76200 | 869 | 80 | [8 empty] | 0 | Non Federally-Regulated | 01/15/1989 |  | 03/15/1989
Rheem Sales Company, Inc. | Ruud | UGAC-08EC-** | Natural Gas | No Match | False | False | 1 |  | Up | No Match | No Match | No Match | No Match | No Match |  | No Match |  | 80581 | 61000 | [14 empty] | Non Federally-Regulated | 08/17/1983 |  | 12/08/1986
Schneider Electric (Square D Wiring Devices) | Sun Dial | GH5M100H5.0E7C | Natural Gas | No Match |  | False | 1 |  | Horizontal | No Match | No Match | No Match | No Match | No Match |  | No Match |  | 100000 | 78000 |  |  | 104896 | 1127 | 75 | [8 empty] | 3 | Non Federally-Regulated | 12/08/1986 |  | 01/15/1989
Borg Warner | York | 36ECW100UB | Natural Gas | No Match | False | True | 1 |  | Horizontal | No Match | No Match | No Match | No Match | No Match |  | No Match |  | 100000 | 76800 | 1275 | 995 | 91413 | 495 | 70 | [8 empty] | 5 | Non Federally-Regulated | 07/26/1982 |  | 08/17/1983
Carrier Corp. | Carrier | 58DH100-CC | Natural Gas | No Match |  | False | 1 |  | Down | No Match | No Match | No Match | No Match | No Match |  | No Match |  | 119000 | 98000 |  |  | 115044 | 818 | 81.1 | [8 empty] | 5 | Non Federally-Regulated | 12/08/1986 |  | 06/29/1987
Heil Quaker | Sears | 867.81595*(B) | Natural Gas | No Match |  | True | 1 |  | Horizontal | No Match | No Match | No Match | No Match | No Match |  | No Match |  | 130000 | 103046 | 1775 | 1550 | 117468 | 1126 | 78.3 | [8 empty] | 6 | Non Federally-Regulated | 01/15/1989 |  | 03/15/1989
York International | York | D2CG060N10306 | Natural Gas | No Match |  | True | 1 |  | Horizontal | No Match | No Match | No Match | No Match | No Match |  | No Match |  | 125000 | 103000 | 2167 | 1965 | 114823 | 1047 | 80.5 | [8 empty] | 58 | Non Federally-Regulated | 01/15/1989 |  | 03/15/1989
Borg Warner | Moncrief | GCU137SF | Natural Gas | No Match | False | False | 1 |  | Up | No Match | No Match | No Match | No Match | No Match |  | No Match |  | 137150 | 103000 | 1525 | [13 empty] | Non Federally-Regulated | 08/17/1983 |  | 12/08/1986
Snyder General Corp. | McQuay | *PGH*060F125*I*** | Natural Gas | No Match |  | True | 1 |  | Horizontal | No Match | No Match | No Match | No Match | No Match |  | No Match |  | 125000 | 93000 |  |  | 80919 | 522 | 76.1 | [8 empty] | 15 | Non Federally-Regulated | 01/15/1989 |  | 03/15/1989
Rheem Sales Company, Inc. | Arcoaire | APGHA036G075-M | Natural Gas | No Match |  | True | 1 |  | Horizontal | No Match | No Match | No Match | No Match | No Match |  | No Match |  | 75000 | 55000 |  |  | 61990 | 327 | 76.5 | [8 empty] | 15 | Non Federally-Regulated | 12/08/1986 |  | 06/29/1987
Luxaire | Moncrief | 48ECW096GA | Natural Gas | No Match | False | True | 1 |  | Horizontal | No Match | No Match | No Match | No Match | No Match |  | No Match |  | 96000 | 73728 | 1880 | 1560 | 88380 | 569 | 70.3 | [8 empty] | 5 | Non Federally-Regulated | 10/13/1981 |  | 03/11/1982
Heil Quaker | Heil | HUGB105AG01 | Natural Gas | No Match | False | False | 1 |  | Up | No Match | No Match | No Match | No Match | No Match |  | No Match |  | 105000 | 79000 | 1350 | 885 | 116147 | 565 | 67.3 | [8 empty] | 1 | Non Federally-Regulated | 04/02/1981 |  | 08/17/1983
Bard Manufacturing Company, Inc. | Bard | PGA42A090(B) | Natural Gas | No Match |  | True | 1 |  | Horizontal | No Match | No Match | No Match | No Match | No Match |  | No Match |  | 80000 | 65360 | 1490 | 1055 | 77903 | 853 | 78.1 | [8 empty] | 6 | Non Federally-Regulated | 01/27/1988 |  | 01/15/1989
Rheem Sales Company, Inc. | Ruud | UGWC-07EC | Natural Gas | No Match | False | True | 1 |  | Horizontal | No Match | No Match | No Match | No Match | No Match |  | No Match |  | 75000 | 57000 |  |  | 77896 | 776 | 68.5 | [8 empty] | 4 | Non Federally-Regulated | 07/26/1982 |  | 08/17/1983
Rheem Sales Company, Inc. | Ruud | URGG-12E42JK* | Natural Gas | No Match |  | True | 1 |  | Horizontal | No Match | No Match | No Match | No Match | No Match |  | No Match |  | 125000 | 97000 |  |  | 118278 | 835 | 78.8 | [8 empty] | 4 | Non Federally-Regulated | 03/15/1989 |  | 10/10/1989
Carrier Corp. | Carrier | 48BL002-BC | Natural Gas | No Match | False | True | 1 |  | Horizontal | No Match | No Match | No Match | No Match | No Match |  | No Match |  | 56000 | 42280 | 745 | 640 | 56800 | 480 | 65.9 | [8 empty] | 3 | Non Federally-Regulated | 10/13/1981 |  | 03/11/1982
Amana Refrigeration, Inc. | Amana | EPCG4212-1C (C) | LPG | No Match | False | True | 1 |  | Horizontal | No Match | No Match | No Match | No Match | No Match |  | No Match |  | 120000 | 101822 |  |  | 111120 | 792 | 83.7 | [8 empty] | 22 | Non Federally-Regulated | 04/02/1981 |  | 10/13/1981
Borg Warner | Fraser Johnston | 36ECW100GA | Natural Gas | No Match | False | True | 1 |  | Horizontal | No Match | No Match | No Match | No Match | No Match |  | No Match |  | 100000 | 76800 | 1275 | [13 empty] | Non Federally-Regulated | 08/17/1983 |  | 12/08/1986
Amana Refrigeration, Inc. | Amana | EPCG6017-3C (C) | Natural Gas | No Match | False | True | 1 |  | Horizontal | No Match | No Match | No Match | No Match | No Match |  | No Match |  | 170000 | 143426 |  |  | 149422 | 1001 | 83.2 | [8 empty] | 22 | Non Federally-Regulated | 04/02/1981 |  | 10/13/1981
Rheem Sales Company, Inc. | Ruud | URGF-10E36CL* | Natural Gas | No Match |  | True | 1 |  | Horizontal | No Match | No Match | No Match | No Match | No Match |  | No Match |  | 100000 | 76000 |  |  | 80594 | 610 | 76.9 | [8 empty] | 4 | Non Federally-Regulated | 03/15/1989 |  | 10/10/1989
Amana Refrigeration, Inc. | Amana | EPCG4812-1D (B) | LPG | No Match |  | True | 1 |  | Horizontal | No Match | No Match | No Match | No Match | No Match |  | No Match |  | 100000 | 84000 |  |  | 92900 | 373 | 84.5 | [8 empty] | 22 | Non Federally-Regulated | 06/29/1987 |  | 01/27/1988
Heil Quaker | Sears | 867.76243* | Natural Gas | No Match | False | False | 1 |  | Down | No Match | No Match | No Match | No Match | No Match |  | No Match |  | 105000 | 85000 | 1200 | 770 | 95855 | 781 | 80.4 | [8 empty] | 1 | Non Federally-Regulated | 07/26/1982 |  | 08/17/1983
Consolidated Industries Corp. | Addison Products | GPF2.0T075-1 | Natural Gas | No Match |  | True | 1 |  | Horizontal | No Match | No Match | No Match | No Match | No Match |  | No Match |  | 75000 | 58000 |  |  | 69642 | 475 | 78 | [8 empty] | 4 | Non Federally-Regulated | 01/27/1988 |  | 01/15/1989
Carrier Corp. | Day & Night | 580AN042120 | Natural Gas | No Match |  | True | 1 |  | Horizontal | No Match | No Match | No Match | No Match | No Match |  | No Match |  | 120000 | 94000 |  |  | 118351 | 994 | 78.5 | [8 empty] | 3 | Non Federally-Regulated | 03/15/1989 |  | 10/10/1989
York International | York | D1NS018N03206A | Natural Gas | No Match |  | True | 1 |  | Horizontal | No Match | No Match | No Match | No Match | No Match |  | No Match |  | 40000 | 31000 | 644 | 524 | 38446 | 311 | 80 | [8 empty] | 3 | Non Federally-Regulated | 03/15/1989 |  | 10/10/1989
Heil Quaker | Whirlpool | NRGR15DN01C | Natural Gas | No Match |  | True | 3 |  | Horizontal | No Match | No Match | No Match | No Match | No Match |  | No Match |  | 370000 | 277500 |  |  | 263514 | 2067 | 76.3 | [8 empty] | 10 | Non Federally-Regulated | 06/29/1987 |  | 01/27/1988
Carrier Corp. | Carrier | 58GSC030-BB | LPG | No Match |  | False | 1 |  | Up | No Match | No Match | No Match | No Match | No Match |  | No Match |  | 40000 | 32000 |  |  | 40631 | 361 | 75.8 | [8 empty] | 5 | Non Federally-Regulated | 12/08/1986 |  | 01/27/1988
Rheem Sales Company, Inc. | Rheem | RRGE-05E24JKR | Natural Gas | No Match |  | True | 1 |  | Horizontal | No Match | No Match | No Match | No Match | No Match |  | No Match |  | 50000 | 39000 |  |  | 49568 | 345 | 78.2 | [8 empty] | 4 | Non Federally-Regulated | 01/15/1989 |  | 03/15/1989
Amana Refrigeration, Inc. | Amana | EPCG4812-1D (C) | Natural Gas | No Match |  | True | 1 |  | Horizontal | No Match | No Match | No Match | No Match | No Match |  | No Match |  | 120000 | 99000 |  |  | 114924 | 430 | 82 | [8 empty] | 22 | Non Federally-Regulated | 01/27/1988 |  | 01/15/1989
Carrier Corp. | Payne | 580AP042100-B | Natural Gas | No Match |  | True | 1 |  | Down | No Match | No Match | No Match | No Match | No Match |  | No Match |  | 100000 | 78000 |  |  | 97418 | 1056 | 78.5 | [8 empty] | 3 | Non Federally-Regulated | 03/15/1989 |  | 10/10/1989
Sunbeam Air Conditioning | Sunbeam Air Conditioning | RBG-1802-33-3501-JT | Natural Gas | No Match |  | True | 3 |  | Down | No Match | No Match | No Match | No Match | No Match |  | No Match |  | 350000 | 280000 | 6000 | 5250 | 320950 | 3214 | 77.8 | [8 empty] | 4 | Non Federally-Regulated | 12/08/1986 |  | 06/29/1987
Carrier Corp. | Payne | 580AN036120-B | Natural Gas | No Match |  | True | 1 |  | Down | No Match | No Match | No Match | No Match | No Match |  | No Match |  | 120000 | 94000 |  |  | 114748 | 1763 | 78.5 | [8 empty] | 3 | Non Federally-Regulated | 03/15/1989 |  | 10/10/1989
Luxaire | Moncrief | 36ECW060GB | Natural Gas | No Match | False | True | 1 |  | Horizontal | No Match | No Match | No Match | No Match | No Match |  | No Match |  | 60000 | 46200 | 1275 | 920 | 66991 | 591 | 68.3 | [8 empty] | 5 | Non Federally-Regulated | 04/02/1981 |  | 10/13/1981
Coleman Company, Inc. | Coleman | 2669-746 | Natural Gas | No Match | False | False | 1 |  | Up | No Match | No Match | No Match | No Match | No Match |  | No Match |  | 120292 | 99000 | 1900 | [13 empty] | Non Federally-Regulated | 08/17/1983 |  | 12/08/1986
Magic Chef | Johnson | 3D80-OH-1 | Natural Gas | No Match | False | True | 1 |  | Horizontal | No Match | No Match | No Match | No Match | No Match |  | No Match |  | 80000 | 60000 | 1340 | 700 | 79576 | 259 | 68.9 | [8 empty] | 19 | Non Federally-Regulated | 07/26/1982 |  | 08/17/1983
Consolidated Industries Corp. | Addison Products | GPF4.0T075-1 | Natural Gas | No Match |  | True | 1 |  | Horizontal | No Match | No Match | No Match | No Match | No Match |  | No Match |  | 75000 | 56000 |  |  | 70734 | 910 | 76.6 | [8 empty] | 4 | Non Federally-Regulated | 01/27/1988 |  | 01/15/1989
Sunbeam Air Conditioning | Sunbeam Air Conditioning | 227*-048-31E-*3 | LPG | No Match |  | True | 1 |  | Down | No Match | No Match | No Match | No Match | No Match |  | No Match |  | 108000 | 89640 | 1800 | 1400 | 97956 | 526 | 79 | [8 empty] | 4 | Non Federally-Regulated | 06/29/1987 |  | 01/27/1988
Climate Control / Snyder General | Climate Control | *PGDA060F125-M* | Natural Gas | No Match |  | True | 1 |  | Down | No Match | No Match | No Match | No Match | No Match |  | No Match |  | 125000 | 98000 |  |  | 118533 | 639 | 79.2 | [8 empty] | 15 | Non Federally-Regulated | 12/08/1986 |  | 06/29/1987
Daikin Comfort Technologies Manufacturing, L.P. | Janitrol | PG036075-1 | Natural Gas | No Match |  | True | 1 |  | Horizontal | No Match | No Match | No Match | No Match | No Match |  | No Match |  | 75000 | 58000 | 1310 | 1220 | 61011 | 492 | 76 | [8 empty] | 5 | Non Federally-Regulated | 01/27/1988 |  | 01/15/1989
Heil Quaker | Bard | PGA60B080(B) | Natural Gas | No Match |  | True | 1 |  | Horizontal | No Match | No Match | No Match | No Match | No Match |  | No Match |  | 100000 | 78886 | 2000 | 1675 | 97374 | 1274 | 77.4 | [8 empty] | 6 | Non Federally-Regulated | 01/15/1989 |  | 03/15/1989
Luxaire | Luxaire | 36ECW060UA | Natural Gas | No Match | False | True | 1 |  | Horizontal | No Match | No Match | No Match | No Match | No Match |  | No Match |  | 60000 | 46200 | 1275 | 920 | 66991 | 591 | 66.3 | [8 empty] | 5 | Non Federally-Regulated | 04/02/1981 |  | 10/13/1981
Luxaire | Luxaire | 45CEH0BNL | Natural Gas | No Match | False | False | 1 |  | Up | No Match | No Match | No Match | No Match | No Match |  | No Match |  | 45000 | 33840 |  |  | 45609 | 378 | 67.5 | [8 empty] | 2 | Non Federally-Regulated | 04/02/1981 |  | 10/13/1981
Amana Refrigeration, Inc. | Amana | EPCG4815-3C (A) | Natural Gas | No Match | False | True | 1 |  | Horizontal | No Match | No Match | No Match | No Match | No Match |  | No Match |  | 130000 | 110956 |  |  | 128674 | 940 | 84.3 | [8 empty] | 22 | Non Federally-Regulated | 04/02/1981 |  | 10/13/1981
Heil Quaker | Amana | 0H112DG | Oil | No Match | False | False | 1 |  | Up | No Match | No Match | No Match | No Match | No Match |  | No Match |  | 140000 | 108000 | 1390 | 1020 | 123557 | 776 | 75 | [8 empty] | 1 | Non Federally-Regulated | 10/13/1981 |  | 03/11/1982
Rheem Sales Company, Inc. | Ruud | URGF-05N24JK* | Natural Gas | No Match |  | True | 1 |  | Horizontal | No Match | No Match | No Match | No Match | No Match |  | No Match |  | 50000 | 39000 |  |  | 49568 | 345 | 78.2 | [8 empty] | 4 | Non Federally-Regulated | 03/15/1989 |  | 10/10/1989
York International | Luxaire | DBUC-T048N075 | Natural Gas | No Match |  | True | 1 |  | Horizontal | No Match | No Match | No Match | No Match | No Match |  | No Match |  | 75000 | 62000 | 1924 | 1533 | 68893 | 818 | 78 | [8 empty] | 58 | Non Federally-Regulated | 01/15/1989 |  | 03/15/1989
Rheem Sales Company, Inc. | Rheem | RRAB-08E48JT | LPG | No Match | False | True | 1 |  | Horizontal | No Match | No Match | No Match | No Match | No Match |  | No Match |  | 80000 | 60000 |  |  | 94450 | 565 | 65.8 | [8 empty] | 48 | Non Federally-Regulated | 04/02/1981 |  | 10/13/1981
Carrier Corp. | Carrier | 48DP0125 | LPG | No Match | False | True | 1 |  | Horizontal | No Match | No Match | No Match | No Match | No Match |  | No Match |  | 153750 | 123000 | 5000 | [13 empty] | Non Federally-Regulated | 08/17/1983 |  | 12/08/1986
Carrier Corp. | Payne | 580AN048080-B | Natural Gas | No Match |  | True | 1 |  | Down | No Match | No Match | No Match | No Match | No Match |  | No Match |  | 80000 | 62000 |  |  | 77268 | 998 | 78.5 | [8 empty] | 3 | Non Federally-Regulated | 03/15/1989 |  | 10/10/1989
Ducane | Day & Night | 349EAW060160-B | Natural Gas | No Match | False | False | 1 |  | Horizontal | No Match | No Match | No Match | No Match | No Match |  | No Match |  | 160000 | 120000 | 1980 | 1170 | 163756 | 1278 | 65.8 | [8 empty] | 5 | Non Federally-Regulated | 07/26/1982 |  | 08/17/1983
Borg Warner | Borg Warner | P2USD10N09001 | Natural Gas | No Match | False | False | 1 |  | Up | No Match | No Match | No Match | No Match | No Match |  | No Match |  | 90093 | 69912 | 1025 | [13 empty] | Non Federally-Regulated | 08/17/1983 |  | 12/08/1986
Luxaire | Luxaire | GCH105UF | Natural Gas | No Match | False | False | 1 |  | Horizontal | No Match | No Match | No Match | No Match | No Match |  | No Match |  | 105000 | 78960 | 2000 |  | 107249 | 907 | 75 | [8 empty] | 11 | Non Federally-Regulated | 04/02/1981 |  | 10/13/1981
Rheem Sales Company, Inc. | Century | TGR180-4F-350L | Natural Gas | No Match |  | True | 3 |  | Down | No Match | No Match | No Match | No Match | No Match |  | No Match |  | 350000 | 278899 |  |  | 247795 | 3521 | 79.2 | [8 empty] | 6 | Non Federally-Regulated | 01/15/1989 |  | 03/15/1989
York International | Luxaire | DAUC-F060P125A | LPG | No Match |  | True | 1 |  | Horizontal | No Match | No Match | No Match | No Match | No Match |  | No Match |  | 125000 | 100000 | 2340 | 2340 | 120533 | 1284 | 75.9 | [9 empty] | Non Federally-Regulated | 01/27/1988 |  | 01/15/1989
Rheem Sales Company, Inc. | Arcoaire | *GDE045A008-IM | Natural Gas | No Match |  | False | 1 |  | Down | No Match | No Match | No Match | No Match | No Match |  | No Match |  | 45000 | 36000 | 925 | 795 | 41329 | 280 | 75.2 | [8 empty] | 3 | Non Federally-Regulated | 01/27/1988 |  | 01/15/1989
Rheem Sales Company, Inc. | Heat Controller | GHL125-DH | Natural Gas | No Match | False | False | 1 |  | Up | No Match | No Match | No Match | No Match | No Match |  | No Match |  | 124514 | 96000 | [14 empty] | Non Federally-Regulated | 08/17/1983 |  | 12/08/1986
Heil Quaker | Whirlpool | NDGE105AF** | Natural Gas | No Match |  | False | 1 |  | Down | No Match | No Match | No Match | No Match | No Match |  | No Match |  | 105000 | 81167 | 1200 | 770 | 100649 | 820 | 76.6 | [8 empty] | 1 | Non Federally-Regulated | 12/08/1986 |  | 10/10/1989
Amana Refrigeration, Inc. | Amana | ERGW0012-1A(A)W/EBWC | Natural Gas | No Match |  | True | 1 |  | Up | No Match | No Match | No Match | No Match | No Match |  | No Match |  | 80000 | 67000 | 1375 | 880 | 73920 | 320 | 84.2 | [8 empty] | 0 | Non Federally-Regulated | 03/15/1989 |  | 10/10/1989
Rheem Sales Company, Inc. | Ruud | URAD-08E48CR | Natural Gas | No Match | False | True | 1 |  | Horizontal | No Match | No Match | No Match | No Match | No Match |  | No Match |  | 80000 | 60000 |  |  | 94450 | 565 | 65.8 | [8 empty] | 4 | Non Federally-Regulated | 07/26/1982 |  | 08/17/1983
Magic Chef | Gaffers & Sattler | EG8D100DC60-12 | Natural Gas | No Match |  | False | 1 |  | Horizontal | No Match | No Match | No Match | No Match | No Match |  | No Match |  | 100000 | 78000 |  |  | 104896 | 1127 | 75 | [8 empty] | 3 | Non Federally-Regulated | 12/08/1986 |  | 06/29/1987
Consolidated Industries Corp. | Sunburst | HBA120ND5RX | Natural Gas | No Match |  | False | 1 |  | Horizontal | No Match | No Match | No Match | No Match | No Match |  | No Match |  | 120000 | 94000 |  |  | 123181 | 1123 | 74.9 | [8 empty] | 3 | Non Federally-Regulated | 06/29/1987 |  | 01/15/1989
Rheem Sales Company, Inc. | Rheem | RRAB-08E48JR | Natural Gas | No Match | False | True | 1 |  | Horizontal | No Match | No Match | No Match | No Match | No Match |  | No Match |  | 80000 | 60000 |  |  | 94450 | 565 | 65.8 | [8 empty] | 48 | Non Federally-Regulated | 04/02/1981 |  | 10/13/1981
Magic Chef | Airease | EG6B90DC60-2 | Natural Gas | No Match | False | False | 1 |  | Up | No Match | No Match | No Match | No Match | No Match |  | No Match |  | 87007 | 75000 | 1920 | [13 empty] | Non Federally-Regulated | 08/17/1983 |  | 12/08/1986
Magic Chef | Williams | 3D-60-OH-3 | Natural Gas | No Match | False | True | 1 |  | Horizontal | No Match | No Match | No Match | No Match | No Match |  | No Match |  | 60000 | 45000 | 1340 | 520 | 69097 | 259 | 68.9 | [8 empty] | 19 | Non Federally-Regulated | 07/26/1982 |  | 08/17/1983
Heil Quaker | Whirlpool | NUOD112DG** | Oil | No Match |  | False | 1 |  | Up | No Match | No Match | No Match | No Match | No Match |  | No Match |  | 140000 | 110670 | 1390 | 1020 | 132765 | 817 | 76.8 | [8 empty] | 1 | Non Federally-Regulated | 12/08/1986 |  | 10/10/1989
Rheem Sales Company, Inc. | Arcoaire | AGUD040A012-IN | Natural Gas | No Match |  | False | 1 |  | Up | No Match | No Match | No Match | No Match | No Match |  | No Match |  | 40000 | 32000 | 1150 | 795 | 41389 | 330 | 74.7 | [8 empty] | 3 | Non Federally-Regulated | 12/08/1986 |  | 06/29/1987
Rheem Sales Company, Inc. | Ruud | UGDC-14EC-** | LPG | No Match |  | False | 1 |  | Up | No Match | No Match | No Match | No Match | No Match |  | No Match |  | 140000 | 111000 |  |  | 137688 | 1103 | 78.6 | [8 empty] | 4 | Non Federally-Regulated | 12/08/1986 |  | 06/29/1987
BDP Co. | Carrier | 48GL03650X, 51X | Natural Gas | No Match | False | True | 1 |  | Horizontal | No Match | No Match | No Match | No Match | No Match |  | No Match |  | 75000 | 56250 | 1405 | [13 empty] | Non Federally-Regulated | 08/17/1983 |  | 12/08/1986
Borg Warner | Borg Warner | P2CSD14N10501 | Natural Gas | No Match | False | False | 1 |  | Down | No Match | No Match | No Match | No Match | No Match |  | No Match |  | 105000 | 83171 | 1330 | 1030 | 97046 | 693 | 80 | [8 empty] | 3 | Non Federally-Regulated | 07/26/1982 |  | 08/17/1983
Ducane | Lennox | GS11Q5E-140-5NLT | LPG | No Match | False | False | 1 |  | Horizontal | No Match | No Match | No Match | No Match | No Match |  | No Match |  | 140000 | 105000 | 1950 | 1130 | 142236 | 817 | 65.6 | [8 empty] | 5 | Non Federally-Regulated | 07/26/1982 |  | 08/17/1983
Arco Comfort Products Co. | Friedrich | GUD105NDAI | Natural Gas | No Match | False | False | 1 |  | Up | No Match | No Match | No Match | No Match | No Match |  | No Match |  | 105000 | 79590 | 1301 | [13 empty] | Non Federally-Regulated | 08/17/1983 |  | 12/08/1986
Luxaire | Moncrief | 36ECW080UA | LPG | No Match | False | True | 1 |  | Horizontal | No Match | No Match | No Match | No Match | No Match |  | No Match |  | 80000 | 62640 | 1275 | 920 | 87857 | 581 | 70 | [8 empty] | 5 | Non Federally-Regulated | 10/13/1981 |  | 03/11/1982
Heil Quaker | Whirlpool | NUGK050LF** | Natural Gas | No Match |  | False | 1 |  | Up | No Match | No Match | No Match | No Match | No Match |  | No Match |  | 50000 | 46392 | 1300 | 1175 | 49519 | 580 | 92.4 | [8 empty] | 2 | Non Federally-Regulated | 12/08/1986 |  | 10/10/1989
Magic Chef | Airease | 3D80-OH-1 | Natural Gas | No Match | False | True | 1 |  | Horizontal | No Match | No Match | No Match | No Match | No Match |  | No Match |  | 80000 | 60000 | 1340 | 700 | 79576 | 259 | 68.9 | [8 empty] | 19 | Non Federally-Regulated | 07/26/1982 |  | 08/17/1983
Rheem Sales Company, Inc. | Heat Controller | TGR-42-1E-100 | Natural Gas | No Match |  | True | 1 |  | Horizontal | No Match | No Match | No Match | No Match | No Match |  | No Match |  | 100000 | 78000 |  |  | 97498 | 810 | 79.3 | [8 empty] | 4 | Non Federally-Regulated | 12/08/1986 |  | 06/29/1987
Heil Quaker | Sears | 867.7479 | Oil | No Match | False | False | 1 |  | Horizontal | No Match | No Match | No Match | No Match | No Match |  | No Match |  | 140000 | 106000 | 1550 | 1115 | 128005 | 639 | 72.8 | [8 empty] | 1 | Non Federally-Regulated | 10/13/1981 |  | 03/11/1982
Heil Quaker | Whirlpool | NRGF48FBB**(C) | Natural Gas | No Match |  | False | 1 |  | Horizontal | No Match | No Match | No Match | No Match | No Match |  | No Match |  | 145000 | 117885 | 1775 | 1550 | 138392 | 1204 | 77.8 | [8 empty] | 6 | Non Federally-Regulated | 12/08/1986 |  | 01/27/1988
Ducane | Day & Night | 349JAW048080 | Natural Gas | No Match |  | False | 1 |  | Horizontal | No Match | No Match | No Match | No Match | No Match |  | No Match |  | 80000 | 61840 | 1655 | 1075 | 85000 | 630 | 75.8 | [9 empty] | Non Federally-Regulated | 01/15/1989 |  | 10/10/1989
Heil Quaker | Dayton | 3C586(B) | Natural Gas | No Match |  | True | 1 |  | Horizontal | No Match | No Match | No Match | No Match | No Match |  | No Match |  | 100000 | 78886 | 2000 | 1675 | 97374 | 1274 | 77.4 | [8 empty] | 6 | Non Federally-Regulated | 03/15/1989 |  | 10/10/1989
Amana Refrigeration, Inc. | Amana | GCE80DM-3 | Natural Gas | No Match | False | False | 1 |  | Down | No Match | No Match | No Match | No Match | No Match |  | No Match |  | 80000 | 60080 | 1280 | 780 | 91883 | 497 | 66.9 | [8 empty] | 4 | Non Federally-Regulated | 04/02/1981 |  | 03/11/1982
John Zink | John Zink | RBG-1802-43-3501-J | Natural Gas | No Match | False | True | 3 |  | Horizontal | No Match | No Match | No Match | No Match | No Match |  | No Match |  | 350000 | 280000 | 6000 | [13 empty] | Non Federally-Regulated | 08/17/1983 |  | 12/08/1986
Luxaire | Luxaire | 18ECW060GA | Natural Gas | No Match | False | True | 1 |  | Horizontal | No Match | No Match | No Match | No Match | No Match |  | No Match |  | 60000 | 46980 | 930 | 665 | 65798 | 443 | 70 | [8 empty] | 5 | Non Federally-Regulated | 10/13/1981 |  | 03/11/1982
Carrier Corp. | Payne | 585JP048125 | LPG | No Match |  | True | 1 |  | Horizontal | No Match | No Match | No Match | No Match | No Match |  | No Match |  | 125000 | 94000 | 1905 | 1385 | 124031 | 827 | 75.2 | [8 empty] | 3 | Non Federally-Regulated | 01/27/1988 |  | 01/15/1989
Rheem Sales Company, Inc. | Weatherking | GPE5.0T100-1 | Natural Gas | No Match |  | True | 1 |  | Horizontal | No Match | No Match | No Match | No Match | No Match |  | No Match |  | 100000 | 76000 |  |  | 79634 | 750 | 77.2 | [8 empty] | 4 | Non Federally-Regulated | 01/15/1989 |  | 03/15/1989
Heil Quaker | Dayton | 3E437A | Natural Gas | No Match |  | False | 1 |  | Up | No Match | No Match | No Match | No Match | No Match |  | No Match |  | 75000 | 67494 | 1500 | 1360 | 68836 | 577 | 89.7 | [8 empty] | 2 | Non Federally-Regulated | 12/08/1986 |  | 10/10/1989
Carrier Corp. | Day & Night | 580AP060120-B | Natural Gas | No Match |  | True | 1 |  | Down | No Match | No Match | No Match | No Match | No Match |  | No Match |  | 120000 | 94000 |  |  | 114748 | 1763 | 78.5 | [8 empty] | 3 | Non Federally-Regulated | 03/15/1989 |  | 10/10/1989
Magic Chef | Gaffers & Sattler | EG6B60DC60-1 | Natural Gas | No Match | False | False | 1 |  | Up | No Match | No Match | No Match | No Match | No Match |  | No Match |  | 60000 | 53000 | 1920 | 1000 | 61020 | 671 | 87.3 | [8 empty] | 2 | Non Federally-Regulated | 07/26/1982 |  | 08/17/1983
Borg Warner | Fraser Johnston | FCU100HAPA | LPG | No Match | False | False | 1 |  | Up | No Match | No Match | No Match | No Match | No Match |  | No Match |  | 99476 | 76000 | 1665 | [13 empty] | Non Federally-Regulated | 08/17/1983 |  | 12/08/1986
Rheem Sales Company, Inc. | Rheem | RGCA-14EC** | Natural Gas | No Match | False | False | 1 |  | Up | No Match | No Match | No Match | No Match | No Match |  | No Match |  | 140000 | 110000 |  |  | 126664 | 822 | 80 | [8 empty] | 4 | Non Federally-Regulated | 07/26/1982 |  | 08/17/1983
Rheem Sales Company, Inc. | Comfortmaker | CPGHA036H100 | Natural Gas | No Match |  | True | 1 |  | Horizontal | No Match | No Match | No Match | No Match | No Match |  | No Match |  | 100000 | 74000 |  |  | 81521 | 327 | 77.2 | [8 empty] | 15 | Non Federally-Regulated | 12/08/1986 |  | 06/29/1987
Coleman Company, Inc. | Heil Quaker | 6342H321(A) | Natural Gas | No Match |  | True | 1 |  | Horizontal | No Match | No Match | No Match | No Match | No Match |  | No Match |  | 60000 | 48198 | 1490 | 1055 | 56307 | 831 | 79.7 | [8 empty] | 6 | Non Federally-Regulated | 12/08/1986 |  | 06/29/1987
Amana Refrigeration, Inc. | Amana | EPCG6017-1E (C) | LPG | No Match |  | True | 1 |  | Horizontal | No Match | No Match | No Match | No Match | No Match |  | No Match |  | 170000 | 141000 |  |  | 149490 | 645 | 83.8 | [8 empty] | 22 | Non Federally-Regulated | 12/08/1986 |  | 06/29/1987
Rheem Sales Company, Inc. | Arcoaire | AGUD100A020-IL | LPG | No Match |  | False | 1 |  | Up | No Match | No Match | No Match | No Match | No Match |  | No Match |  | 100000 | 80000 | 1770 | 1245 | 103114 | 744 | 75.2 | [8 empty] | 3 | Non Federally-Regulated | 12/08/1986 |  | 06/29/1987
Carrier Corp. | Carrier | 58DH040-CC | Natural Gas | No Match |  | False | 1 |  | Horizontal | No Match | No Match | No Match | No Match | No Match |  | No Match |  | 48000 | 38000 |  |  | 47508 | 804 | 78.5 | [8 empty] | 5 | Non Federally-Regulated | 12/08/1986 |  | 06/29/1987
Luxaire | Luxaire | 42ECW120GB | LPG | No Match | False | True | 1 |  | Horizontal | No Match | No Match | No Match | No Match | No Match |  | No Match |  | 120000 | 93480 | 1275 | 995 | 112450 | 606 | 70 | [8 empty] | 5 | Non Federally-Regulated | 04/02/1981 |  | 10/13/1981
Rheem Sales Company, Inc. | Rheem | RRGE-05N30JKR | Natural Gas | No Match |  | True | 1 |  | Horizontal | No Match | No Match | No Match | No Match | No Match |  | No Match |  | 50000 | 39000 |  |  | 51134 | 390 | 78.8 | [8 empty] | 4 | Non Federally-Regulated | 03/15/1989 |  | 10/10/1989
Ducane | Payne | 349EAW148120 | LPG | No Match | False | False | 1 |  | Horizontal | No Match | No Match | No Match | No Match | No Match |  | No Match |  | 120000 | 83000 | 1600 | 960 | 134412 | 621 | 58 | [8 empty] | 5 | Non Federally-Regulated | 07/26/1982 |  | 08/17/1983
Heil Quaker | Whirlpool | NRGF24DDB**(A) | Natural Gas | No Match |  | True | 1 |  | Horizontal | No Match | No Match | No Match | No Match | No Match |  | No Match |  | 60000 | 46600 | 870 | 705 | 59315 | 607 | 76.9 | [8 empty] | 6 | Non Federally-Regulated | 03/15/1989 |  | 10/10/1989
Carrier Corp. | Carrier | 58DHB055-BC | LPG | No Match |  | False | 1 |  | Down | No Match | No Match | No Match | No Match | No Match |  | No Match |  | 67000 | 55000 |  |  | 65931 | 525 | 82.3 | [8 empty] | 5 | Non Federally-Regulated | 01/27/1988 |  | 01/15/1989
Carrier Corp. | Day & Night | 585HJ036100 | Natural Gas | No Match |  | True | 1 |  | Horizontal | No Match | No Match | No Match | No Match | No Match |  | No Match |  | 100000 | 79000 | 1475 | 1160 | 102954 | 718 | 75.4 | [8 empty] | 3 | Non Federally-Regulated | 06/29/1987 |  | 01/27/1988
Rheem Sales Company, Inc. | Ruud | URGF-250100D | Natural Gas | No Match |  | True | 3 |  | Down | No Match | No Match | No Match | No Match | No Match |  | No Match |  | 250000 | 199491 |  |  | 250851 | 2519 | 79.6 | [8 empty] | 6 | Non Federally-Regulated | 03/15/1989 |  | 10/10/1989
Rheem Sales Company, Inc. | Heat Controller | GBL125-DH | Natural Gas | No Match | False | False | 1 |  | Up | No Match | No Match | No Match | No Match | No Match |  | No Match |  | 125000 | 95000 |  |  | 136521 | 632 | 68.8 | [8 empty] | 3 | Non Federally-Regulated | 04/02/1981 |  | 08/17/1983
Snyder General Corp. | McQuay | *PGDA060H075-IL-** | LPG | No Match |  | True | 1 |  | Down | No Match | No Match | No Match | No Match | No Match |  | No Match |  | 75000 | 59000 |  |  | 58465 | 331 | 80.2 | [8 empty] | 15 | Non Federally-Regulated | 06/29/1987 |  | 01/27/1988
Ducane | Day & Night | 349JAW060100 | Natural Gas | No Match |  | False | 1 |  | Horizontal | No Match | No Match | No Match | No Match | No Match |  | No Match |  | 100000 | 78900 | 2010 | 1455 | 97000 | 1077 | 76.7 | [9 empty] | Non Federally-Regulated | 01/15/1989 |  | 10/10/1989
Rheem Sales Company, Inc. | Ruud | UGGC-09KA-** | Natural Gas | No Match | False | False | 1 |  | Up | No Match | No Match | No Match | No Match | No Match |  | No Match |  | 95675 | 73000 | [14 empty] | Non Federally-Regulated | 08/17/1983 |  | 12/08/1986
Rheem Sales Company, Inc. | Ruud | URGG-10E36DL* | Natural Gas | No Match |  | True | 1 |  | Horizontal | No Match | No Match | No Match | No Match | No Match |  | No Match |  | 100000 | 76000 |  |  | 80594 | 610 | 76.9 | [8 empty] | 4 | Non Federally-Regulated | 03/15/1989 |  | 10/10/1989
John Zink | John Zink | RBG-090-23-1602-GC | Natural Gas | No Match | False | True | 1 |  | Horizontal | No Match | No Match | No Match | No Match | No Match |  | No Match |  | 160000 | 124800 | 3000 | [13 empty] | Non Federally-Regulated | 08/17/1983 |  | 12/08/1986
Consolidated Industries Corp. | Consolidated Industries Corp. | HAC060N(D,E,F)4R | Natural Gas | No Match |  | False | 1 |  | Horizontal | No Match | No Match | No Match | No Match | No Match |  | No Match |  | 60000 | 48000 |  |  | 60574 | 630 | 75.7 | [8 empty] | 3 | Non Federally-Regulated | 12/08/1986 |  | 06/29/1987
Rheem Sales Company, Inc. | Ruud | UGCA-06EC** | Natural Gas | No Match | False | False | 1 |  | Up | No Match | No Match | No Match | No Match | No Match |  | No Match |  | 59611 | 49000 | [14 empty] | Non Federally-Regulated | 08/17/1983 |  | 12/08/1986
Magic Chef | Airease | CF120AC3.5-3 | Natural Gas | No Match | False | False | 1 |  | Down | No Match | No Match | No Match | No Match | No Match |  | No Match |  | 127321 | 96000 | 1350 | [13 empty] | Non Federally-Regulated | 08/17/1983 |  | 12/08/1986
Ducane | Payne | 349EAW060160 | LPG | No Match | False | False | 1 |  | Horizontal | No Match | No Match | No Match | No Match | No Match |  | No Match |  | 160000 | 110000 | 1980 | 1170 | 158410 | 1236 | 58 | [8 empty] | 5 | Non Federally-Regulated | 07/26/1982 |  | 08/17/1983
Rheem Sales Company, Inc. | Heat Controller | GYU-140-E5N | Natural Gas | No Match |  | False | 1 |  | Up | No Match | No Match | No Match | No Match | No Match |  | No Match |  | 140000 | 111000 |  |  | 137688 | 1103 | 78.6 | [8 empty] | 4 | Non Federally-Regulated | 12/08/1986 |  | 06/29/1987
Magic Chef | Armstrong | 4A120-OH-3-5 | Natural Gas | No Match | False | True | 1 |  | Horizontal | No Match | No Match | No Match | No Match | No Match |  | No Match |  | 120000 | 90000 | 1850 | 1850 | 113032 | 659 | 68.3 | [8 empty] | 19 | Non Federally-Regulated | 07/26/1982 |  | 08/17/1983
Snyder General Corp. | McQuay | *PGDA060H075-IM-** | Natural Gas | No Match |  | True | 1 |  | Down | No Match | No Match | No Match | No Match | No Match |  | No Match |  | 75000 | 59000 |  |  | 58465 | 331 | 80.2 | [8 empty] | 15 | Non Federally-Regulated | 01/27/1988 |  | 01/15/1989
Rheem Sales Company, Inc. | Rheem | RGGA-08EC | Natural Gas | No Match | False | False | 1 |  | Up | No Match | No Match | No Match | No Match | No Match |  | No Match |  | 80000 | 60000 |  |  | 92368 | 537 | 67.4 | [8 empty] | 4 | Non Federally-Regulated | 04/02/1981 |  | 08/17/1983
Trane U.S. Inc. | Trane | YCD036A1HOA | Natural Gas | No Match |  | True | 1 |  | Down | No Match | No Match | No Match | No Match | No Match |  | No Match |  | 120000 | 90000 |  |  | 102600 | 564 | 76 | [8 empty] | 0 | Non Federally-Regulated | 03/15/1989 |  | 10/10/1989
Rheem Sales Company, Inc. | Ruud | URGF-07E47CK* | Natural Gas | No Match |  | True | 1 |  | Horizontal | No Match | No Match | No Match | No Match | No Match |  | No Match |  | 75000 | 56000 |  |  | 70734 | 910 | 76.6 | [8 empty] | 4 | Non Federally-Regulated | 03/15/1989 |  | 10/10/1989
Trane U.S. Inc. | Trane | BLD100K948B | Natural Gas | No Match |  | False | 1 |  | Down | No Match | No Match | No Match | No Match | No Match |  | No Match |  | 100000 | 88000 | 1550 | 1300 | 87900 | 704 | 88.2 | [8 empty] | 11 | Non Federally-Regulated | 03/15/1989 |  | 10/10/1989
Trane U.S. Inc. | Trane Dealer Products Group | BLU085J942A | Natural Gas | No Match |  | False | 1 |  | Up | No Match | No Match | No Match | No Match | No Match |  | No Match |  | 85000 | 69000 | 1400 | 1010 | 77300 | 650 | 79.7 | [8 empty] | 11 | Non Federally-Regulated | 06/29/1987 |  | 01/27/1988
Ducane | Day & Night | 349EAW048100-B | Natural Gas | No Match | False | False | 1 |  | Horizontal | No Match | No Match | No Match | No Match | No Match |  | No Match |  | 97625 | 74000 | 1550 | [13 empty] | Non Federally-Regulated | 08/17/1983 |  | 12/08/1986
Snyder General Corp. | Comfortmaker | *PGDA060G150-IN-** | Natural Gas | No Match |  | True | 1 |  | Down | No Match | No Match | No Match | No Match | No Match |  | No Match |  | 150000 | 117000 |  |  | 138818 | 688 | 79.1 | [8 empty] | 15 | Non Federally-Regulated | 01/27/1988 |  | 01/15/1989
Heil Quaker | Sears | 867.76728* | Natural Gas | No Match |  | False | 1 |  | Up | No Match | No Match | No Match | No Match | No Match |  | No Match |  | 80000 | 62480 | 1615 | 1250 | 80779 | 648 | 75.8 | [8 empty] | 4 | Non Federally-Regulated | 01/27/1988 |  | 10/10/1989
Carrier Corp. | Carrier | 48DJE004 | Natural Gas | No Match |  | True | 1 |  | Down | No Match | No Match | No Match | No Match | No Match |  | No Match |  | 74000 | 58460 | 1180 | 1020 | 72520 | 372 | 75.5 | [8 empty] | 3 | Non Federally-Regulated | 01/15/1989 |  | 03/15/1989
Magic Chef | Johnson | ENG6D60DC42-* | Natural Gas | No Match |  | False | 1 |  | Up | No Match | No Match | No Match | No Match | No Match |  | No Match |  | 60000 | 48000 | 1365 |  | 62979 | 315 | 73.2 | [8 empty] | 2 | Non Federally-Regulated | 12/08/1986 |  | 01/15/1989
SJC Corp. | Frigiking Tappan | DI138D15 | Natural Gas | No Match | False | False | 1 |  | Down | No Match | No Match | No Match | No Match | No Match |  | No Match |  | 138000 | 103500 | 1530 | 1190 | 130242 | 806 | 71.6 | [9 empty] | Non Federally-Regulated | 04/02/1981 |  | 10/13/1981
Snyder General Corp. | Comfortmaker | *PGDA048G125-IM-** | Natural Gas | No Match |  | True | 1 |  | Down | No Match | No Match | No Match | No Match | No Match |  | No Match |  | 125000 | 98000 |  |  | 118533 | 639 | 79.2 | [8 empty] | 15 | Non Federally-Regulated | 01/27/1988 |  | 01/15/1989
Carrier Corp. | Carrier | 58GSC030-BB | LPG | No Match |  | False | 1 |  | Up | No Match | No Match | No Match | No Match | No Match |  | No Match |  | 40000 | 32000 |  |  | 40375 | 359 | 76.3 | [8 empty] | 5 | Non Federally-Regulated | 01/27/1988 |  | 01/15/1989
BDP Co. | Day & Night | 585CB060125X | Natural Gas | No Match | False | True | 1 |  | Horizontal | No Match | No Match | No Match | No Match | No Match |  | No Match |  | 100000 | 75000 | 1905 | 1475 | 89326 | 842 | 68.5 | [8 empty] | 3 | Non Federally-Regulated | 07/26/1982 |  | 08/17/1983
BDP Co. | Carrier | 48KL048300BC | Natural Gas | No Match | False | True | 1 |  | Horizontal | No Match | No Match | No Match | No Match | No Match |  | No Match |  | 80357 | 63000 | 1550 | [13 empty] | Non Federally-Regulated | 08/17/1983 |  | 12/08/1986
Luxaire | Westinghouse Electric | FGHF105SAN | Natural Gas | No Match | False | False | 1 |  | Horizontal | No Match | No Match | No Match | No Match | No Match |  | No Match |  | 105000 | 78960 | 2000 |  | 107249 | 907 | 75 | [8 empty] | 11 | Non Federally-Regulated | 04/02/1981 |  | 10/13/1981
Rheem Sales Company, Inc. | Century | TGR-18-1F-50 | Natural Gas | No Match |  | True | 1 |  | Horizontal | No Match | No Match | No Match | No Match | No Match |  | No Match |  | 50000 | 39000 |  |  | 49568 | 345 | 78.2 | [8 empty] | 4 | Non Federally-Regulated | 03/15/1989 |  | 10/10/1989
BDP Co. | Payne | 585CP048100 | Natural Gas | No Match | False | True | 1 |  | Horizontal | No Match | No Match | No Match | No Match | No Match |  | No Match |  | 100000 | 75000 | 2030 | 1145 | 86965 | 832 | 70.4 | [8 empty] | 3 | Non Federally-Regulated | 10/13/1981 |  | 03/11/1982
Lennox Industries Inc. | Lennox | DMS4-275-350,352 | Natural Gas | No Match | False | True | 3 |  | Horizontal | No Match | No Match | No Match | No Match | No Match |  | No Match |  | 350000 | 262500 | 10000 | 6000 | [11 empty] | 20 | Non Federally-Regulated | 07/26/1982 |  | 08/17/1983
BDP Co. | Payne | 394GAW000125 | Natural Gas | No Match | False | False | 1 |  | Up | No Match | No Match | No Match | No Match | No Match |  | No Match |  | 125000 | 96000 |  |  | 136058 | 849 | 69 | [8 empty] | 5 | Non Federally-Regulated | 04/02/1981 |  | 10/13/1981
Magic Chef | Magic Chef | EG8D50DC36-2D | Natural Gas | No Match |  | False | 1 |  | Horizontal | No Match | No Match | No Match | No Match | No Match |  | No Match |  | 50000 | 38000 |  |  | 40993 | 352 | 75.3 | [8 empty] | 3 | Non Federally-Regulated | 06/29/1987 |  | 01/27/1988
Rheem Sales Company, Inc. | Addison Products | GU125-FWDI5 | Natural Gas | No Match | False | False | 1 |  | Up | No Match | No Match | No Match | No Match | No Match |  | No Match |  | 125000 | 96000 | [14 empty] | Non Federally-Regulated | 08/17/1983 |  | 12/08/1986
Ducane | Heil Quaker | NRGF48EDH**(B) | LPG | No Match |  | True | 1 |  | Horizontal | No Match | No Match | No Match | No Match | No Match |  | No Match |  | 100000 | 78886 | 2000 | 1675 | 97374 | 1274 | 77.4 | [8 empty] | 6 | Non Federally-Regulated | 06/29/1987 |  | 01/27/1988
York International | York | D1NS036N04506A | Natural Gas | No Match |  | True | 1 |  | Horizontal | No Match | No Match | No Match | No Match | No Match |  | No Match |  | 55000 | 44000 | 1060 | 803 | 57638 | 509 | 80 | [8 empty] | 3 | Non Federally-Regulated | 01/15/1989 |  | 03/15/1989
SJC Corp. | Frigiking Tappan | DR100D16 | Natural Gas | No Match | False | False | 1 |  | Up | No Match | No Match | No Match | No Match | No Match |  | No Match |  | 100000 | 87000 | 1600 | 1260 | 88603 | 1228 | 85.7 | [8 empty] | 0 | Non Federally-Regulated | 10/13/1981 |  | 07/26/1982
BDP Co. | Carrier | 58GS080-D* | Natural Gas | No Match | False | False | 1 |  | Up | No Match | No Match | No Match | No Match | No Match |  | No Match |  | 80000 | 61000 | 1970 | 1350 | 78982 | 674 | 78.2 | [8 empty] | 11 | Non Federally-Regulated | 10/13/1981 |  | 03/11/1982
Rheem Sales Company, Inc. | Rheem | RGAC-08ECC** | Natural Gas | No Match | False | False | 1 |  | Up | No Match | No Match | No Match | No Match | No Match |  | No Match |  | 80263 | 61000 | [14 empty] | Non Federally-Regulated | 08/17/1983 |  | 12/08/1986
Luxaire | Westinghouse Electric | 36ECW060UA | Natural Gas | No Match | False | True | 1 |  | Horizontal | No Match | No Match | No Match | No Match | No Match |  | No Match |  | 80000 | 46200 | 1275 | 920 | 66991 | 591 | 68.3 | [8 empty] | 5 | Non Federally-Regulated | 04/02/1981 |  | 10/13/1981
Heil Quaker | Whirlpool | NDGK075AF** | Natural Gas | No Match |  | False | 1 |  | Down | No Match | No Match | No Match | No Match | No Match |  | No Match |  | 75000 | 67648 | 1230 | 1140 | 68703 | 607 | 89.8 | [8 empty] | 2 | Non Federally-Regulated | 12/08/1986 |  | 10/10/1989
Trane U.S. Inc. | Trane | TDD120A960A | Natural Gas | No Match |  | False | 1 |  | Down | No Match | No Match | No Match | No Match | No Match |  | No Match |  | 120000 | 95000 | 2000 | 1475 | 116900 | 986 | 79.1 | [8 empty] | 5 | Non Federally-Regulated | 01/15/1989 |  | 10/10/1989
Heil Quaker | Dayton | 3C584(A) | Natural Gas | No Match |  | True | 1 |  | Horizontal | No Match | No Match | No Match | No Match | No Match |  | No Match |  | 60000 | 49920 | 1490 | 1055 | 56307 | 831 | 79.7 | [8 empty] | 6 | Non Federally-Regulated | 01/27/1988 |  | 01/15/1989
Borg Warner | Fraser Johnston | 60ECW140GA | Natural Gas | No Match | False | True | 1 |  | Horizontal | No Match | No Match | No Match | No Match | No Match |  | No Match |  | 140000 | 108220 | 2140 | [13 empty] | Non Federally-Regulated | 08/17/1983 |  | 12/08/1986
Rheem Sales Company, Inc. | Arcoaire | *PGHA048G100-IN-** | Natural Gas | No Match |  | True | 1 |  | Horizontal | No Match | No Match | No Match | No Match | No Match |  | No Match |  | 100000 | 74000 |  |  | 80919 | 408 | 77.4 | [8 empty] | 15 | Non Federally-Regulated | 01/27/1988 |  | 01/15/1989
Heil Quaker | Whirlpool | NRGE48LAH** | Natural Gas | No Match | False | True | 1 |  | Horizontal | No Match | No Match | No Match | No Match | No Match |  | No Match |  | 117333 | 88000 | 1985 | [13 empty] | Non Federally-Regulated | 08/17/1983 |  | 12/08/1986
Rheem Sales Company, Inc. | Century | TGR120-3F-250L | Natural Gas | No Match |  | True | 3 |  | Down | No Match | No Match | No Match | No Match | No Match |  | No Match |  | 250000 | 199491 |  |  | 250851 | 2519 | 79.6 | [8 empty] | 6 | Non Federally-Regulated | 01/15/1989 |  | 03/15/1989
Heil Quaker | Sears | 867.81570*(C) | Natural Gas | No Match |  | True | 1 |  | Horizontal | No Match | No Match | No Match | No Match | No Match |  | No Match |  | 145000 | 115180 | 1775 | 1550 | 137515 | 1212 | 77.8 | [8 empty] | 6 | Non Federally-Regulated | 06/29/1987 |  | 01/27/1988
Magic Chef | Gaffers & Sattler | AC13U60-5 | Natural Gas | No Match | False | False | 1 |  | Up | No Match | No Match | No Match | No Match | No Match |  | No Match |  | 60000 | 48000 | 1180 | 660 | 69188 | 374 | 66.9 | [8 empty] | 19 | Non Federally-Regulated | 04/02/1981 |  | 08/17/1983
Rheem Sales Company, Inc. | Addison Products | GDWHE060B-D3HC | Natural Gas | No Match |  | False | 1 |  | Down | No Match | No Match | No Match | No Match | No Match |  | No Match |  | 60000 | 48000 |  |  | 57447 | 646 | 79.8 | [8 empty] | 4 | Non Federally-Regulated | 06/29/1987 |  | 01/27/1988
BDP Co. | Carrier | 58GS050-1 | Natural Gas | No Match | False | False | 1 |  | Up | No Match | No Match | No Match | No Match | No Match |  | No Match |  | 50000 | 38000 |  |  | 48986 | 364 | 79.2 | [8 empty] | 11 | Non Federally-Regulated | 10/13/1981 |  | 03/11/1982
Heil Quaker | Whirlpool | NRGF48EDH**(A) | Natural Gas | No Match |  | True | 1 |  | Horizontal | No Match | No Match | No Match | No Match | No Match |  | No Match |  | 80000 | 64472 | 2000 | 1675 | 75013 | 1170 | 79.7 | [8 empty] | 6 | Non Federally-Regulated | 01/27/1988 |  | 01/15/1989
Rheem Sales Company, Inc. | Arcoaire | *PGHA060H125-IL-** | LPG | No Match |  | True | 1 |  | Horizontal | No Match | No Match | No Match | No Match | No Match |  | No Match |  | 125000 | 93000 |  |  | 80919 | 522 | 76.1 | [8 empty] | 15 | Non Federally-Regulated | 01/27/1988 |  | 01/15/1989
Magic Chef | Gaffers & Sattler | EG8D80DC60-2 | Natural Gas | No Match |  | False | 1 |  | Horizontal | No Match | No Match | No Match | No Match | No Match |  | No Match |  | 80000 | 63000 |  |  | 80981 | 762 | 75.5 | [8 empty] | 3 | Non Federally-Regulated | 12/08/1986 |  | 01/27/1988
Carrier Corp. | Day & Night | 580AE060100-B | Natural Gas | No Match |  | True | 1 |  | Down | No Match | No Match | No Match | No Match | No Match |  | No Match |  | 100000 | 78000 |  |  | 97418 | 1056 | 78.5 | [8 empty] | 3 | Non Federally-Regulated | 03/15/1989 |  | 10/10/1989
Rheem Sales Company, Inc. | Ruud | URAB-06E36JT | LPG | No Match | False | True | 1 |  | Horizontal | No Match | No Match | No Match | No Match | No Match |  | No Match |  | 59682 | 45000 | [14 empty] | Non Federally-Regulated | 08/17/1983 |  | 12/08/1986
Borg Warner | Luxaire | PAFC-LD09N120 | Natural Gas | No Match | False | False | 1 |  | Up | No Match | No Match | No Match | No Match | No Match |  | No Match |  | 119110 | 91000 | [14 empty] | Non Federally-Regulated | 08/17/1983 |  | 12/08/1986
Snyder General Corp. | McQuay | *PGDA024G050-L* | LPG | No Match |  | True | 1 |  | Down | No Match | No Match | No Match | No Match | No Match |  | No Match |  | 50000 | 40000 |  |  | 37856 | 290 | 82 | [8 empty] | 15 | Non Federally-Regulated | 12/08/1986 |  | 06/29/1987
Snyder General Corp. | Arcoaire | *PGHA060G100-IN-** | Natural Gas | No Match |  | True | 1 |  | Horizontal | No Match | No Match | No Match | No Match | No Match |  | No Match |  | 100000 | 74000 |  |  | 80919 | 408 | 77.4 | [8 empty] | 15 | Non Federally-Regulated | 06/29/1987 |  | 01/27/1988
BDP Co. | Day & Night | 394GAW060125 | Natural Gas | No Match | False | False | 1 |  | Up | No Match | No Match | No Match | No Match | No Match |  | No Match |  | 125000 | 96000 | 2110 | 1543 | 117949 | 785 | 79.2 | [8 empty] | 11 | Non Federally-Regulated | 10/13/1981 |  | 03/11/1982
Amana Refrigeration, Inc. | Amana | GCI115A50 | Natural Gas | No Match |  | False | 1 |  | Down | No Match | No Match | No Match | No Match | No Match |  | No Match |  | 115000 | 94000 |  |  | 98325 | 730 | 78.7 | [9 empty] | Non Federally-Regulated | 06/29/1987 |  | 10/10/1989
York International | Fraser Johnston | DACC-W048N073B | Natural Gas | No Match |  | True | 1 |  | Horizontal | No Match | No Match | No Match | No Match | No Match |  | No Match |  | 73500 | 59000 | 1720 | 1560 | 55559 | 892 | 81 | [9 empty] | Non Federally-Regulated | 03/15/1989 |  | 10/10/1989
Ducane | Heil Quaker | NUGK040KF** | Natural Gas | No Match |  | False | 1 |  | Up | No Match | No Match | No Match | No Match | No Match |  | No Match |  | 40000 | 36938 |  | 1300 | 41188 | 603 | 91.4 | [8 empty] | 2 | Non Federally-Regulated | 06/29/1987 |  | 01/27/1988
Rheem Sales Company, Inc. | Century | TGR-48-1E-150 | Natural Gas | No Match |  | True | 1 |  | Horizontal | No Match | No Match | No Match | No Match | No Match |  | No Match |  | 150000 | 115000 |  |  | 140100 | 875 | 77.8 | [8 empty] | 4 | Non Federally-Regulated | 01/15/1989 |  | 03/15/1989
Heil Quaker | Sears | 867.7413 | Oil | No Match | False | False | 1 |  | Down | No Match | No Match | No Match | No Match | No Match |  | No Match |  | 105000 | 84000 | 1145 | 905 | 99933 | 454 | 77.9 | [8 empty] | 1 | Non Federally-Regulated | 04/02/1981 |  | 03/11/1982
Rheem Sales Company, Inc. | Rheem | RGLD-04EA-DV | LPG | No Match |  | False | 1 |  | Down | No Match | No Match | No Match | No Match | No Match |  | No Match |  | 40000 | 32000 |  |  | 40991 | 336 | 75.6 | [8 empty] | 4 | Non Federally-Regulated | 01/27/1988 |  | 10/10/1989
Luxaire | Luxaire | GCH076MF | Natural Gas | No Match | False | False | 1 |  | Horizontal | No Match | No Match | No Match | No Match | No Match |  | No Match |  | 76000 | 57000 |  |  | 81022 | 562 | 67.9 | [8 empty] | 2 | Non Federally-Regulated | 03/11/1982 |  | 07/26/1982
Sunbeam Air Conditioning | Sunbeam Air Conditioning | RCG-1202-23-2102-HC | Natural Gas | No Match |  | True | 1 |  | Down | No Match | No Match | No Match | No Match | No Match |  | No Match |  | 210000 | 165900 | 4400 | 3600 | 197610 | 2795 | 77.1 | [8 empty] | 4 | Non Federally-Regulated | 12/08/1986 |  | 06/29/1987
Borg Warner | Fraser Johnston | GCU110MF | Natural Gas | No Match | False | False | 1 |  | Up | No Match | No Match | No Match | No Match | No Match |  | No Match |  | 110519 | 83000 | [14 empty] | Non Federally-Regulated | 08/17/1983 |  | 12/08/1986
Borg Warner | Fraser Johnston | 42ECW080UA | Natural Gas | No Match | False | True | 1 |  | Horizontal | No Match | No Match | No Match | No Match | No Match |  | No Match |  | 80000 | 64000 | 1275 | 995 | 88335 | 592 | 70 | [8 empty] | 5 | Non Federally-Regulated | 07/26/1982 |  | 08/17/1983
BDP Co. | Day & Night | 396GAW048100* | Natural Gas | No Match | False | False | 1 |  | Down | No Match | No Match | No Match | No Match | No Match |  | No Match |  | 75351 | 59000 | 1630 | [13 empty] | Non Federally-Regulated | 08/17/1983 |  | 12/08/1986
York International | Luxaire | PANU-LD06P040A | LPG | No Match |  | False | 1 |  | Up | No Match | No Match | No Match | No Match | No Match |  | No Match |  | 40000 | 36900 | 625 | 435 | 34287 | 151 | 91.3 | [8 empty] | 5 | Non Federally-Regulated | 03/15/1989 |  | 10/10/1989
Arco Comfort Products Co. | Arco Comfort Products Co. | GHC075NFAI | LPG | No Match |  | False | 1 |  | Horizontal | No Match | No Match | No Match | No Match | No Match |  | No Match |  | 75000 | 59000 |  |  | 61147 | 605 | 75.2 | [8 empty] | 3 | Non Federally-Regulated | 12/08/1986 |  | 06/29/1987
Heil Quaker | Whirlpool | NDGB175AK** | Natural Gas | No Match | False | False | 1 |  | Down | No Match | No Match | No Match | No Match | No Match |  | No Match |  | 175000 | 131000 | 1900 | 1385 | 162708 | 828 | 76.9 | [8 empty] | 6 | Non Federally-Regulated | 07/26/1982 |  | 08/17/1983
Ducane | Heil Quaker | NUGK125DK** | Natural Gas | No Match |  | False | 1 |  | Up | No Match | No Match | No Match | No Match | No Match |  | No Match |  | 125000 | 109141 | 2010 | 1810 | 103814 | 1282 | 87.9 | [8 empty] | 2 | Non Federally-Regulated | 12/08/1986 |  | 06/29/1987
York International | Luxaire | DACC-W048N073A | Natural Gas | No Match |  | True | 1 |  | Horizontal | No Match | No Match | No Match | No Match | No Match |  | No Match |  | 73500 | 59000 | 1720 | 1560 | 55559 | 892 | 81 | [9 empty] | Non Federally-Regulated | 12/08/1986 |  | 06/29/1987
Carrier Corp. | Day & Night | 397HAW060100 | LPG | No Match |  | False | 1 |  | Up | No Match | No Match | No Match | No Match | No Match |  | No Match |  | 119000 | 93000 |  |  | 98529 | 1060 | 77.6 | [8 empty] | 5 | Non Federally-Regulated | 12/08/1986 |  | 06/29/1987
Heil Quaker | Sears | 867.7637 | Natural Gas | No Match | False | False | 1 |  | Up | No Match | No Match | No Match | No Match | No Match |  | No Match |  | 54377 | 41000 | 820 | [13 empty] | Non Federally-Regulated | 08/17/1983 |  | 12/08/1986
York International | Luxaire | DAUC-T060N125A | Natural Gas | No Match |  | True | 1 |  | Horizontal | No Match | No Match | No Match | No Match | No Match |  | No Match |  | 125000 | 100000 | 2340 | 2340 | 120533 | 1284 | 75.9 | [9 empty] | Non Federally-Regulated | 06/29/1987 |  | 01/27/1988
Trane U.S. Inc. | Trane | BLD120H948B | Natural Gas | No Match |  | False | 1 |  | Down | No Match | No Match | No Match | No Match | No Match |  | No Match |  | 120000 | 104000 | 1600 | 1260 | 108298 | 1026 | 85.5 | [9 empty] | Non Federally-Regulated | 12/08/1986 |  | 06/29/1987
Luxaire | Westinghouse Electric | 30ECW060GA | Natural Gas | No Match | False | True | 1 |  | Horizontal | No Match | No Match | No Match | No Match | No Match |  | No Match |  | 60000 | 47880 | 920 | 760 | 64878 | 443 | 70 | [8 empty] | 5 | Non Federally-Regulated | 10/13/1981 |  | 03/11/1982
Amana Refrigeration, Inc. | Amana | EPCG6017-1E (B) | Natural Gas | No Match |  | True | 1 |  | Horizontal | No Match | No Match | No Match | No Match | No Match |  | No Match |  | 150000 | 125000 |  |  | 131400 | 645 | 83.4 | [8 empty] | 22 | Non Federally-Regulated | 06/29/1987 |  | 01/27/1988
Carrier Corp. | Payne | 580AN048080 | Natural Gas | No Match |  | True | 1 |  | Horizontal | No Match | No Match | No Match | No Match | No Match |  | No Match |  | 80000 | 62000 |  |  | 77802 | 875 | 78.5 | [8 empty] | 3 | Non Federally-Regulated | 03/15/1989 |  | 10/10/1989
Gaffers & Sattler | York | D1YD024N08006A | Natural Gas | No Match | False | True | 1 |  | Horizontal | No Match | No Match | No Match | No Match | No Match |  | No Match |  | 75899 | 57000 | 805 | [13 empty] | Non Federally-Regulated | 08/17/1983 |  | 12/08/1986
Lennox Industries Inc. | Lennox | RVZ1-185-350,352 | Natural Gas | No Match | False | True | 3 |  | Horizontal | No Match | No Match | No Match | No Match | No Match |  | No Match |  | 350000 | 262500 | 10000 | 6000 | [11 empty] | 20 | Non Federally-Regulated | 07/26/1982 |  | 08/17/1983
Heil Quaker | Heil | NDGB135AH01* | Natural Gas | No Match | False | False | 1 |  | Down | No Match | No Match | No Match | No Match | No Match |  | No Match |  | 135000 | 102000 | 1560 | 990 | 120458 | 755 | 77.6 | [8 empty] | 6 | Non Federally-Regulated | 04/02/1981 |  | 03/11/1982
Daikin Comfort Technologies Manufacturing, L.P. | GMC | PG060125-3 | Natural Gas | No Match |  | True | 1 |  | Horizontal | No Match | No Match | No Match | No Match | No Match |  | No Match |  | 125000 | 96000 | 2035 | 1740 | 102448 | 905 | 75 | [8 empty] | 5 | Non Federally-Regulated | 01/27/1988 |  | 01/15/1989
Snyder General Corp. | Arcoaire | *PGDA024G050-M** | Natural Gas | No Match |  | True | 1 |  | Down | No Match | No Match | No Match | No Match | No Match |  | No Match |  | 50000 | 40000 |  |  | 37856 | 290 | 82 | [8 empty] | 15 | Non Federally-Regulated | 12/08/1986 |  | 06/29/1987
Carrier Corp. | Day & Night | 585HE060100 | LPG | No Match |  | True | 1 |  | Horizontal | No Match | No Match | No Match | No Match | No Match |  | No Match |  | 100000 | 75000 | 2285 | 1260 | 81611 | 669 | 75.7 | [8 empty] | 3 | Non Federally-Regulated | 01/27/1988 |  | 01/15/1989
Ducane | Moncrief | HGC080EANA | Natural Gas | No Match | False | True | 1 |  | Horizontal | No Match | No Match | No Match | No Match | No Match |  | No Match |  | 80000 | 59000 | 1000 | 700 | 70442 | 745 | 64.6 | [8 empty] | 5 | Non Federally-Regulated | 07/26/1982 |  | 08/17/1983
Heil Quaker | Heil | NRGF48EBB**(B) | Natural Gas | No Match |  | True | 1 |  | Horizontal | No Match | No Match | No Match | No Match | No Match |  | No Match |  | 100000 | 81500 | 2000 | 1675 | 97388 | 1267 | 77.4 | [8 empty] | 6 | Non Federally-Regulated | 06/29/1987 |  | 01/27/1988
Luxaire | Westinghouse Electric | FGHF076AAN | Natural Gas | No Match | False | False | 1 |  | Horizontal | No Match | No Match | No Match | No Match | No Match |  | No Match |  | 76000 | 58368 |  |  | 79887 | 583 | 67.9 | [8 empty] | 2 | Non Federally-Regulated | 03/11/1982 |  | 07/26/1982
Trane U.S. Inc. | American Standard, Inc. | BYC130G3L(O,A)D | Natural Gas | No Match |  | True | 1 |  | Down | No Match | No Match | No Match | No Match | No Match |  | No Match |  | 160000 | 121600 |  |  | 138706 | 1804 | 76.3 | [8 empty] | 0 | Non Federally-Regulated | 03/15/1989 |  | 10/10/1989
Heil Quaker | Sears | 867.7635 | Natural Gas | No Match | False | False | 1 |  | Down | No Match | No Match | No Match | No Match | No Match |  | No Match |  | 105000 | 79000 | 1025 | 710 | 113904 | 644 | 68.4 | [8 empty] | 1 | Non Federally-Regulated | 04/02/1981 |  | 08/17/1983
Heil Quaker | Heil | NDGF060AH01 | Natural Gas | No Match | False | False | 1 |  | Down | No Match | No Match | No Match | No Match | No Match |  | No Match |  | 60000 | 47000 | 1600 | 960 | 63254 | 786 | 71.7 | [8 empty] | 1 | Non Federally-Regulated | 04/02/1981 |  | 08/17/1983
Amana Refrigeration, Inc. | Amana | EPCG6012-3B (B) | Natural Gas | No Match | False | True | 1 |  | Horizontal | No Match | No Match | No Match | No Match | No Match |  | No Match |  | 100000 | 84000 |  |  | 94125 | 382 | 83.3 | [8 empty] | 22 | Non Federally-Regulated | 07/26/1982 |  | 08/17/1983
BDP Co. | Carrier | 48KL030300BE | Natural Gas | No Match | False | True | 1 |  | Horizontal | No Match | No Match | No Match | No Match | No Match |  | No Match |  | 39541 | 31000 | 1040 | [13 empty] | Non Federally-Regulated | 08/17/1983 |  | 12/08/1986
Heil Quaker | Sears | 867.76236* | Natural Gas | No Match |  | False | 1 |  | Down | No Match | No Match | No Match | No Match | No Match |  | No Match |  | 105000 | 81167 | 1200 | 770 | 100649 | 820 | 76.6 | [8 empty] | 1 | Non Federally-Regulated | 12/08/1986 |  | 10/10/1989
SJC Corp. | Frigiking Tappan | UI080D16 | Natural Gas | No Match | False | False | 1 |  | Up | No Match | No Match | No Match | No Match | No Match |  | No Match |  | 80000 | 60000 | 1650 | 1420 | 68704 | 561 | 67.1 | [9 empty] | Non Federally-Regulated | 04/02/1981 |  | 10/13/1981
Magic Chef | Gaffers & Sattler | 3.5A80-OH-1-6 | Natural Gas | No Match | False | True | 1 |  | Horizontal | No Match | No Match | No Match | No Match | No Match |  | No Match |  | 80000 | 60000 | 1600 | 700 | 81967 | 610 | 66.8 | [8 empty] | 19 | Non Federally-Regulated | 07/26/1982 |  | 08/17/1983
Rheem Sales Company, Inc. | Ruud | URAB-04E18BT | LPG | No Match | False | True | 1 |  | Horizontal | No Match | No Match | No Match | No Match | No Match |  | No Match |  | 40000 | 31000 |  |  | 44182 | 317 | 70.4 | [8 empty] | 5 | Non Federally-Regulated | 07/26/1982 |  | 08/17/1983
Rheem Sales Company, Inc. | Ruud | URGF-07E42CK* | Natural Gas | No Match |  | True | 1 |  | Horizontal | No Match | No Match | No Match | No Match | No Match |  | No Match |  | 75000 | 58000 |  |  | 67229 | 755 | 79.1 | [8 empty] | 4 | Non Federally-Regulated | 01/27/1988 |  | 01/15/1989
Magic Chef | Johnson | 3.5A100-OH-1-6 | Natural Gas | No Match | False | True | 1 |  | Horizontal | No Match | No Match | No Match | No Match | No Match |  | No Match |  | 100000 | 75000 | 1600 | 870 | 78711 | 468 | 67.3 | [8 empty] | 19 | Non Federally-Regulated | 04/02/1981 |  | 10/13/1981
Rheem Sales Company, Inc. | Heat Controller | TGR-42-1E-120 | Natural Gas | No Match |  | True | 1 |  | Horizontal | No Match | No Match | No Match | No Match | No Match |  | No Match |  | 125000 | 97000 |  |  | 118278 | 835 | 78.8 | [8 empty] | 4 | Non Federally-Regulated | 01/15/1989 |  | 03/15/1989
Rheem Sales Company, Inc. | Ruud | UGMA-10KAB | Natural Gas | No Match | False | False | 1 |  | Down | No Match | No Match | No Match | No Match | No Match |  | No Match |  | 100000 | 75000 |  |  | 91420 | 559 | 68 | [8 empty] | 3 | Non Federally-Regulated | 04/02/1981 |  | 08/17/1983
Magic Chef | Gaffers & Sattler | 3.5D60-OH-1 | Natural Gas | No Match | False | True | 1 |  | Horizontal | No Match | No Match | No Match | No Match | No Match |  | No Match |  | 60000 | 45000 | 1600 | 520 | 69097 | 655 | 68.9 | [8 empty] | 19 | Non Federally-Regulated | 10/13/1981 |  | 03/11/1982
Heil Quaker | Whirlpool | NRGF48ECB**(A) | Natural Gas | No Match |  | True | 1 |  | Horizontal | No Match | No Match | No Match | No Match | No Match |  | No Match |  | 80000 | 66720 | 2000 | 1675 | 75040 | 1164 | 79.7 | [8 empty] | 6 | Non Federally-Regulated | 01/15/1989 |  | 03/15/1989
BDP Co. | Payne | 394GAW036050 | Natural Gas | No Match | False | False | 1 |  | Up | No Match | No Match | No Match | No Match | No Match |  | No Match |  | 50000 | 36000 | 1170 | 740 | 54385 | 561 | 70.1 | [8 empty] | 5 | Non Federally-Regulated | 07/26/1982 |  | 08/17/1983
BDP Co. | Carrier | 58DR100-F* | LPG | No Match | False | False | 1 |  | Down | No Match | No Match | No Match | No Match | No Match |  | No Match |  | 100000 | 77000 | 1630 | 990 | 98679 | 506 | 79.4 | [8 empty] | 11 | Non Federally-Regulated | 10/13/1981 |  | 03/11/1982
Heil Quaker | Sears | NUGE125BH** | Natural Gas | No Match |  | False | 1 |  | Up | No Match | No Match | No Match | No Match | No Match |  | No Match |  | 125000 | 98252 | 1590 | 1250 | 119296 | 850 | 77.9 | [8 empty] | 2 | Non Federally-Regulated | 06/29/1987 |  | 03/15/1989
Rheem Sales Company, Inc. | Ruud | URGG-10E30JK* | Natural Gas | No Match |  | True | 1 |  | Horizontal | No Match | No Match | No Match | No Match | No Match |  | No Match |  | 100000 | 76000 |  |  | 81208 | 465 | 76.9 | [8 empty] | 4 | Non Federally-Regulated | 03/15/1989 |  | 10/10/1989
Consolidated Industries Corp. | Pacific / Air | GHB120D-31A | Natural Gas | No Match | False | False | 1 |  | Horizontal | No Match | No Match | No Match | No Match | No Match |  | No Match |  | 118509 | 89000 | [14 empty] | Non Federally-Regulated | 08/17/1983 |  | 12/08/1986
York International | York | D1CG060P08246A | LPG | No Match |  | True | 1 |  | Horizontal | No Match | No Match | No Match | No Match | No Match |  | No Match |  | 100000 | 81000 | 2340 | 2340 | 98177 | 1239 | 77.1 | [9 empty] | Non Federally-Regulated | 03/15/1989 |  | 10/10/1989
Magic Chef | Johnson | EMG66R-80D2C4-2 | Natural Gas | No Match | False | False | 1 |  | Up | No Match | No Match | No Match | No Match | No Match |  | No Match |  | 80000 | 64000 | 1580 | 1285 | 90371 | 695 | 67.3 | [8 empty] | 19 | Non Federally-Regulated | 04/02/1981 |  | 08/17/1983
Ducane | Heil Quaker | NRGF60EDB**(B) | LPG | No Match |  | True | 1 |  | Horizontal | No Match | No Match | No Match | No Match | No Match |  | No Match |  | 100000 | 78886 | 2000 | 1675 | 97374 | 1274 | 77.4 | [8 empty] | 6 | Non Federally-Regulated | 01/27/1988 |  | 01/15/1989
Carrier Corp. | Day & Night | 376BAW036075 | Natural Gas | No Match |  | False | 1 |  | Down | No Match | No Match | No Match | No Match | No Match |  | No Match |  | 90000 | 74000 |  |  | 75149 | 649 | 82.3 | [8 empty] | 5 | Non Federally-Regulated | 01/27/1988 |  | 10/10/1989
York International | Fraser Johnston | DAUC-W036N100A | Natural Gas | No Match |  | True | 1 |  | Horizontal | No Match | No Match | No Match | No Match | No Match |  | No Match |  | 100000 | 81000 | 1600 | 1600 | 100034 | 1138 | 76 | [9 empty] | Non Federally-Regulated | 01/15/1989 |  | 03/15/1989
Rheem Sales Company, Inc. | Ruud | URGE-07E36DLR | Natural Gas | No Match |  | True | 1 |  | Horizontal | No Match | No Match | No Match | No Match | No Match |  | No Match |  | 75000 | 58000 |  |  | 68444 | 745 | 78.2 | [8 empty] | 4 | Non Federally-Regulated | 03/15/1989 |  | 10/10/1989
Rheem Sales Company, Inc. | Arcoaire | APGHA048F075-L | LPG | No Match |  | True | 1 |  | Horizontal | No Match | No Match | No Match | No Match | No Match |  | No Match |  | 75000 | 56000 |  |  | 60783 | 318 | 77.3 | [8 empty] | 15 | Non Federally-Regulated | 12/08/1986 |  | 06/29/1987
Heil Quaker | Bard | XC075D36AN | Natural Gas | No Match |  | False | 1 |  | Down | No Match | No Match | No Match | No Match | No Match |  | No Match |  | 75000 | 67648 | 1230 | 1140 | 68703 | 607 | 89.8 | [8 empty] | 2 | Non Federally-Regulated | 01/15/1989 |  | 10/10/1989
Consolidated Industries Corp. | Trane Dealer Products Group | THN075A948A2 | Natural Gas | No Match |  | False | 1 |  | Horizontal | No Match | No Match | No Match | No Match | No Match |  | No Match |  | 75000 | 60000 |  |  | 80367 | 780 | 76.4 | [8 empty] | 3 | Non Federally-Regulated | 01/15/1989 |  | 03/15/1989
Ducane | Carrier | 58EG080111CA | Natural Gas | No Match | False | False | 1 |  | Horizontal | No Match | No Match | No Match | No Match | No Match |  | No Match |  | 80000 | 63000 | 1970 | 800 | 87852 | 701 | 70.2 | [8 empty] | 5 | Non Federally-Regulated | 03/11/1982 |  | 07/26/1982
Gaffers & Sattler | York | D1CG048P10346A | LPG | No Match |  | True | 1 |  | Horizontal | No Match | No Match | No Match | No Match | No Match |  | No Match |  | 125000 | 99000 | 1905 | 1905 | 122384 | 1150 | 75.1 | [9 empty] | Non Federally-Regulated | 06/29/1987 |  | 01/27/1988
Borg Warner | Fraser Johnston | 42ECW100GA | Natural Gas | No Match | False | True | 1 |  | Horizontal | No Match | No Match | No Match | No Match | No Match |  | No Match |  | 100000 | 76900 | 1275 | [13 empty] | Non Federally-Regulated | 08/17/1983 |  | 12/08/1986
Rheem Sales Company, Inc. | Rheem | RGNC-06EE | Natural Gas | No Match | False | True | 1 |  | Horizontal | No Match | No Match | No Match | No Match | No Match |  | No Match |  | 60000 | 46000 |  |  | 65779 | 601 | 69.9 | [8 empty] | 4 | Non Federally-Regulated | 04/02/1981 |  | 10/13/1981
Sunbeam Air Conditioning | Sunbeam Air Conditioning | RCG-0601-33-0952-CC | LPG | No Match |  | True | 1 |  | Down | No Match | No Match | No Match | No Match | No Match |  | No Match |  | 95000 | 73150 | 2200 | 1800 | 81795 | 607 | 75.4 | [8 empty] | 4 | Non Federally-Regulated | 12/08/1986 |  | 06/29/1987
Gaffers & Sattler | York | D1YD024N08006A | Natural Gas | No Match | False | True | 1 |  | Horizontal | No Match | No Match | No Match | No Match | No Match |  | No Match |  | 80000 | 57000 | 805 | 700 | 81975 | 270 | 66.8 | [8 empty] | 19 | Non Federally-Regulated | 07/26/1982 |  | 08/17/1983
Rheem Sales Company, Inc. | Arcoaire | AGUC045A014-M | Natural Gas | No Match |  | False | 1 |  | Up | No Match | No Match | No Match | No Match | No Match |  | No Match |  | 45000 | 43000 |  |  | 49388 | 862 | 91.6 | [8 empty] | 4 | Non Federally-Regulated | 06/29/1987 |  | 01/27/1988
Carrier Corp. | Payne | 394JAW036065 | LPG | No Match |  | False | 1 |  | Up | No Match | No Match | No Match | No Match | No Match |  | No Match |  | 80000 | 64000 |  |  | 80629 | 745 | 76.3 | [8 empty] | 5 | Non Federally-Regulated | 01/27/1988 |  | 01/15/1989
Trane U.S. Inc. | Trane | BYC200G4LOCA | Natural Gas | No Match |  | True | 3 |  | Down | No Match | No Match | No Match | No Match | No Match |  | No Match |  | 240000 | 182160 | 4900 | 7200 | 215311 | 3125 | 76.8 | [8 empty] | 0 | Non Federally-Regulated | 01/27/1988 |  | 01/15/1989
Carrier Corp. | Day & Night | 349JAW060100 | Natural Gas | No Match |  | False | 1 |  | Horizontal | No Match | No Match | No Match | No Match | No Match |  | No Match |  | 100000 | 77300 | 2010 | 1455 | 97000 | 1077 | 75.8 | [9 empty] | Non Federally-Regulated | 06/29/1987 |  | 01/27/1988
Rheem Sales Company, Inc. | Rheem | RRGE-12E36DLR | Natural Gas | No Match |  | True | 1 |  | Horizontal | No Match | No Match | No Match | No Match | No Match |  | No Match |  | 125000 | 96000 |  |  | 122462 | 670 | 76.6 | [8 empty] | 4 | Non Federally-Regulated | 12/08/1986 |  | 06/29/1987
Borg Warner | York | 36ECW080GA | LPG | No Match | False | True | 1 |  | Horizontal | No Match | No Match | No Match | No Match | No Match |  | No Match |  | 80000 | 62640 | 1275 | [13 empty] | Non Federally-Regulated | 08/17/1983 |  | 12/08/1986
Ducane | Heil Quaker | NRGF42DKB**(B) | Natural Gas | No Match |  | True | 1 |  | Horizontal | No Match | No Match | No Match | No Match | No Match |  | No Match |  | 80000 | 63095 | 1490 | 1055 | 77883 | 858 | 78.1 | [8 empty] | 6 | Non Federally-Regulated | 06/29/1987 |  | 01/27/1988
John Zink | John Zink | RBG-120-23-2802-GT | Natural Gas | No Match | False | True | 3 |  | Horizontal | No Match | No Match | No Match | No Match | No Match |  | No Match |  | 280000 | 224000 | 4400 | [13 empty] | Non Federally-Regulated | 08/17/1983 |  | 12/08/1986
Magic Chef | Gaffers & Sattler | CF-80-2 | Natural Gas | No Match | False | False | 1 |  | Down | No Match | No Match | No Match | No Match | No Match |  | No Match |  | 84544 | 64000 | [14 empty] | Non Federally-Regulated | 08/17/1983 |  | 12/08/1986
Heil Quaker | Sears | 867.7635 | Natural Gas | No Match | False | False | 1 |  | Down | No Match | No Match | No Match | No Match | No Match |  | No Match |  | 135000 | 101000 | 1170 | 685 | 138364 | 693 | 67.7 | [8 empty] | 1 | Non Federally-Regulated | 04/02/1981 |  | 08/17/1983
Rheem Sales Company, Inc. | Ruud | URGE-07E48CKR | Natural Gas | No Match |  | True | 1 |  | Horizontal | No Match | No Match | No Match | No Match | No Match |  | No Match |  | 75000 | 56000 |  |  | 70734 | 910 | 76.6 | [8 empty] | 4 | Non Federally-Regulated | 01/27/1988 |  | 01/15/1989
Ducane | Lennox | GS11D2E-100-4NLT | LPG | No Match | False | True | 1 |  | Horizontal | No Match | No Match | No Match | No Match | No Match |  | No Match |  | 100000 | 69000 | 1000 | 800 | 105135 | 904 | 58 | [8 empty] | 5 | Non Federally-Regulated | 10/13/1981 |  | 03/11/1982
Heil Quaker | Sears | 867.81518*(A) | Natural Gas | No Match |  | True | 1 |  | Horizontal | No Match | No Match | No Match | No Match | No Match |  | No Match |  | 60000 | 49920 | 1490 | 1055 | 56307 | 831 | 79.7 | [8 empty] | 6 | Non Federally-Regulated | 01/27/1988 |  | 01/15/1989
John Zink | Air Distribution Association | RCG-0601-33-1401-FC | Natural Gas | No Match | False | True | 1 |  | Horizontal | No Match | No Match | No Match | No Match | No Match |  | No Match |  | 140000 | 110600 | 2200 | [13 empty] | Non Federally-Regulated | 08/17/1983 |  | 12/08/1986
Rheem Sales Company, Inc. | Montgomery Ward | SRM-54959 | Natural Gas | No Match | False | False | 1 |  | Up | No Match | No Match | No Match | No Match | No Match |  | No Match |  | 140397 | 106000 | [14 empty] | Non Federally-Regulated | 08/17/1983 |  | 12/08/1986
Rheem Sales Company, Inc. | Rheem | RGMC-08KC-** | Natural Gas | No Match | False | False | 1 |  | Down | No Match | No Match | No Match | No Match | No Match |  | No Match |  | 79843 | 61000 | [14 empty] | Non Federally-Regulated | 08/17/1983 |  | 12/08/1986
Rheem Sales Company, Inc. | Comfortmaker | CGUD040A012-IL | LPG | No Match |  | False | 1 |  | Up | No Match | No Match | No Match | No Match | No Match |  | No Match |  | 40000 | 32000 | 1150 | 795 | 41389 | 330 | 74.7 | [8 empty] | 3 | Non Federally-Regulated | 12/08/1986 |  | 06/29/1987
Gaffers & Sattler | York | D1SE060N08546B | Natural Gas | No Match |  | True | 1 |  | Horizontal | No Match | No Match | No Match | No Match | No Match |  | No Match |  | 102400 | 83000 | 2210 | 2095 | 94482 | 1040 | 81 | [9 empty] | Non Federally-Regulated | 01/27/1988 |  | 01/15/1989
Climate Control / Snyder General | Climate Control | BPGHA024G075-M | Natural Gas | No Match |  | True | 1 |  | Horizontal | No Match | No Match | No Match | No Match | No Match |  | No Match |  | 75000 | 55000 |  |  | 61990 | 190 | 76.5 | [8 empty] | 15 | Non Federally-Regulated | 12/08/1986 |  | 06/29/1987
Luxaire | Westinghouse Electric | 24ECW080GA | Natural Gas | No Match | False | True | 1 |  | Horizontal | No Match | No Match | No Match | No Match | No Match |  | No Match |  | 80000 | 64320 |  |  | 85783 | 432 | 70 | [8 empty] | 5 | Non Federally-Regulated | 10/13/1981 |  | 03/11/1982
Rheem Sales Company, Inc. | Rheem | RGAC-17EC | Natural Gas | No Match | False | False | 1 |  | Up | No Match | No Match | No Match | No Match | No Match |  | No Match |  | 175000 | 135000 |  |  | 178318 | 1021 | 69.7 | [8 empty] | 4 | Non Federally-Regulated | 04/02/1981 |  | 03/11/1982
Carrier Corp. | Payne | 579DJ,P,E048120 | Natural Gas | No Match |  | True | 1 |  | Down | No Match | No Match | No Match | No Match | No Match |  | No Match |  | 120000 | 92400 | 1500 |  | 96960 | 841 | 76 | [8 empty] | 0 | Non Federally-Regulated | 03/15/1989 |  | 10/10/1989
Heil Quaker | Heil Quaker | NRGF36EDB**(A) | Natural Gas | No Match |  | True | 1 |  | Horizontal | No Match | No Match | No Match | No Match | No Match |  | No Match |  | 80000 | 63228 | 1555 | 1080 | 78543 | 714 | 78 | [8 empty] | 6 | Non Federally-Regulated | 03/15/1989 |  | 10/10/1989
Rheem Sales Company, Inc. | Ruud | UGAC-04ECD | Natural Gas | No Match | False | False | 1 |  | Up | No Match | No Match | No Match | No Match | No Match |  | No Match |  | 45000 | 34000 |  |  | 43972 | 570 | 68.4 | [8 empty] | 4 | Non Federally-Regulated | 04/02/1981 |  | 10/13/1981
Rheem Sales Company, Inc. | Montgomery Ward | SRM-54876 | LPG | No Match | False | False | 1 |  | Down | No Match | No Match | No Match | No Match | No Match |  | No Match |  | 140625 | 108000 | [14 empty] | Non Federally-Regulated | 08/17/1983 |  | 12/08/1986
Ducane | Day & Night | 349EAW048140-B | Natural Gas | No Match | False | False | 1 |  | Horizontal | No Match | No Match | No Match | No Match | No Match |  | No Match |  | 138522 | 105000 | 1650 | [13 empty] | Non Federally-Regulated | 08/17/1983 |  | 12/08/1986
Lennox Industries Inc. | Lennox | GS15Q3X-60-I | Natural Gas | No Match |  | False | 1 |  | Horizontal | No Match | No Match | No Match | No Match | No Match |  | No Match |  | 60000 | 47340 | 1260 | 740 | 61800 | 500 | 75.8 | [8 empty] | 0 | Non Federally-Regulated | 01/27/1988 |  | 01/15/1989
Heil Quaker | Whirlpool | NRGF60EDB**(B) | Natural Gas | No Match |  | True | 1 |  | Horizontal | No Match | No Match | No Match | No Match | No Match |  | No Match |  | 100000 | 78886 | 2000 | 1675 | 97374 | 1274 | 77.4 | [8 empty] | 6 | Non Federally-Regulated | 03/15/1989 |  | 10/10/1989
Rheem Sales Company, Inc. | Ruud | UGLD-08EE-GR | Natural Gas | No Match |  | False | 1 |  | Down | No Match | No Match | No Match | No Match | No Match |  | No Match |  | 80000 | 64000 |  |  | 80838 | 755 | 76.1 | [8 empty] | 4 | Non Federally-Regulated | 01/27/1988 |  | 10/10/1989
Magic Chef | Gaffers & Sattler | 5D140-OH-1 | Natural Gas | No Match | False | True | 1 |  | Horizontal | No Match | No Match | No Match | No Match | No Match |  | No Match |  | 140000 | 105000 | 1950 | 1950 | 113871 | 659 | 68.2 | [8 empty] | 19 | Non Federally-Regulated | 10/13/1981 |  | 03/11/1982
Heil Quaker | Whirlpool | NRGF36EBB**(A) | Natural Gas | No Match |  | True | 1 |  | Horizontal | No Match | No Match | No Match | No Match | No Match |  | No Match |  | 80000 | 65360 | 1555 | 1080 | 78575 | 710 | 78 | [8 empty] | 6 | Non Federally-Regulated | 03/15/1989 |  | 10/10/1989
Consolidated Industries Corp. | Addison Products | GPE3.5T075-1 | Natural Gas | No Match |  | True | 1 |  | Horizontal | No Match | No Match | No Match | No Match | No Match |  | No Match |  | 75000 | 58000 |  |  | 67229 | 755 | 79.1 | [8 empty] | 4 | Non Federally-Regulated | 12/08/1986 |  | 06/29/1987
Magic Chef | Johnson | EMG-60035-4 | Natural Gas | No Match | False | False | 1 |  | Up | No Match | No Match | No Match | No Match | No Match |  | No Match |  | 61381 | 48000 | 1435 | [13 empty] | Non Federally-Regulated | 08/17/1983 |  | 12/08/1986
Rheem Sales Company, Inc. | Rheem | RGNC-08EA-** | Natural Gas | No Match | False | False | 1 |  | Down | No Match | No Match | No Match | No Match | No Match |  | No Match |  | 80460 | 63000 | [14 empty] | Non Federally-Regulated | 08/17/1983 |  | 12/08/1986
Snyder General Corp. | Comfortmaker | *PGDA024G075-M** | Natural Gas | No Match |  | True | 1 |  | Down | No Match | No Match | No Match | No Match | No Match |  | No Match |  | 75000 | 59000 |  |  | 58465 | 331 | 80.2 | [8 empty] | 15 | Non Federally-Regulated | 12/08/1986 |  | 06/29/1987
Heil Quaker | Bard | XH125D60AL | LPG | No Match |  | False | 1 |  | Up | No Match | No Match | No Match | No Match | No Match |  | No Match |  | 125000 | 109628 | 2010 | 1810 | 113265 | 1303 | 87.4 | [8 empty] | 2 | Non Federally-Regulated | 12/08/1986 |  | 01/27/1988
Luxaire | Fraser Johnston | 45CE24BNL | Natural Gas | No Match | False | False | 1 |  | Up | No Match | No Match | No Match | No Match | No Match |  | No Match |  | 45000 | 33975 | 740 | 540 | 45886 | 412 | 67.5 | [8 empty] | 5 | Non Federally-Regulated | 03/11/1982 |  | 07/26/1982
Consolidated Industries Corp. | Bard | HG100D-3E | Natural Gas | No Match | False | True | 1 |  | Horizontal | No Match | No Match | No Match | No Match | No Match |  | No Match |  | 97468 | 77000 | [14 empty] | Non Federally-Regulated | 08/17/1983 |  | 12/08/1986
Carrier Corp. | Day & Night | 376BAW060095 | LPG | No Match |  | False | 1 |  | Horizontal | No Match | No Match | No Match | No Match | No Match |  | No Match |  | 114000 | 94000 |  |  | 112705 | 978 | 82.3 | [8 empty] | 5 | Non Federally-Regulated | 01/27/1988 |  | 01/15/1989
Ducane | Payne | 349EAW000100-B | Natural Gas | No Match | False | False | 1 |  | Horizontal | No Match | No Match | No Match | No Match | No Match |  | No Match |  | 100000 | 74000 | 1000 | 800 | 94163 | 810 | 65.1 | [8 empty] | 5 | Non Federally-Regulated | 07/26/1982 |  | 08/17/1983
Ducane | Moncrief | P2HSD15N10001A | Natural Gas | No Match | False | False | 1 |  | Horizontal | No Match | No Match | No Match | No Match | No Match |  | No Match |  | 9763 | 7400 | 1550 | [13 empty] | Non Federally-Regulated | 08/17/1983 |  | 12/08/1986
Amana Refrigeration, Inc. | Amana | GHE60-3.5C | Natural Gas | No Match |  | False | 1 |  | Up | No Match | No Match | No Match | No Match | No Match |  | No Match |  | 60000 | 47580 | 1480 | 700 | 61567 | 399 | 75.1 | [8 empty] | 4 | Non Federally-Regulated | 01/27/1988 |  | 01/15/1989
Heil Quaker | Heil | NUGF100AE** | Natural Gas | No Match | False | False | 1 |  | Up | No Match | No Match | No Match | No Match | No Match |  | No Match |  | 99355 | 77000 | 1010 | [13 empty] | Non Federally-Regulated | 08/17/1983 |  | 12/08/1986
Carrier Corp. | Day & Night | 375AAW048080 | LPG | No Match |  | False | 1 |  | Horizontal | No Match | No Match | No Match | No Match | No Match |  | No Match |  | 95000 | 77000 |  |  | 96357 | 877 | 80 | [8 empty] | 5 | Non Federally-Regulated | 12/08/1986 |  | 06/29/1987
BDP Co. | Carrier | 48GL04830 | Natural Gas | No Match | False | True | 1 |  | Horizontal | No Match | No Match | No Match | No Match | No Match |  | No Match |  | 80000 | 60000 | 1550 | 1150 | 89355 | 837 | 68.5 | [8 empty] | 3 | Non Federally-Regulated | 07/26/1982 |  | 08/17/1983
Magic Chef | Armstrong | 24D60 | Natural Gas | No Match | False | True | 1 |  | Horizontal | No Match | No Match | No Match | No Match | No Match |  | No Match |  | 60000 | 45000 | 805 | 520 | 69096 | 232 | 67.2 | [8 empty] | 19 | Non Federally-Regulated | 07/26/1982 |  | 08/17/1983
Carrier Corp. | Payne | 375AAW048080 | LPG | No Match |  | False | 1 |  | Horizontal | No Match | No Match | No Match | No Match | No Match |  | No Match |  | 95000 | 77000 |  |  | 96357 | 877 | 80 | [8 empty] | 5 | Non Federally-Regulated | 12/08/1986 |  | 06/29/1987
Luxaire | Fraser Johnston | 36ECW080GB | LPG | No Match | False | True | 1 |  | Horizontal | No Match | No Match | No Match | No Match | No Match |  | No Match |  | 80000 | 62640 | 1275 | 920 | 87857 | 581 | 70 | [8 empty] | 5 | Non Federally-Regulated | 10/13/1981 |  | 03/11/1982
Heil Quaker | Whirlpool | NRGF48ECH**(B) | Natural Gas | No Match |  | True | 1 |  | Horizontal | No Match | No Match | No Match | No Match | No Match |  | No Match |  | 100000 | 81500 | 2000 | 1675 | 97388 | 1267 | 77.4 | [8 empty] | 6 | Non Federally-Regulated | 03/15/1989 |  | 10/10/1989
Magic Chef | Armstrong | 3.5A100-OH-3-6 | Natural Gas | No Match | False | True | 1 |  | Horizontal | No Match | No Match | No Match | No Match | No Match |  | No Match |  | 100000 | 75000 | 1600 | 670 | 78711 | 468 | 67.3 | [8 empty] | 19 | Non Federally-Regulated | 04/02/1981 |  | 10/13/1981
Magic Chef | Gaffers & Sattler | ACD13-U100-2 | Natural Gas | No Match | False | False | 1 |  | Up | No Match | No Match | No Match | No Match | No Match |  | No Match |  | 100000 | 80000 | 1290 | 825 | 93113 | 373 | 69.9 | [8 empty] | 19 | Non Federally-Regulated | 04/02/1981 |  | 10/13/1981
BDP Co. | Payne | 585CE036075 | Natural Gas | No Match | False | True | 1 |  | Horizontal | No Match | No Match | No Match | No Match | No Match |  | No Match |  | 75000 | 56250 | 1330 | 1060 | 76078 | 732 | 70.4 | [8 empty] | 3 | Non Federally-Regulated | 07/26/1982 |  | 08/17/1983
Carrier Corp. | Payne | 580AN036060 | Natural Gas | No Match |  | True | 1 |  | Down | No Match | No Match | No Match | No Match | No Match |  | No Match |  | 60000 | 46000 |  |  | 58749 | 565 | 78.5 | [8 empty] | 3 | Non Federally-Regulated | 03/15/1989 |  | 10/10/1989
Lennox Industries Inc. | Lennox | DMS4-275-276,278 | Natural Gas | No Match | False | True | 3 |  | Horizontal | No Match | No Match | No Match | No Match | No Match |  | No Match |  | 275000 | 211750 | 10000 | 6000 | [11 empty] | 20 | Non Federally-Regulated | 07/26/1982 |  | 08/17/1983
Amana Refrigeration, Inc. | Amana | EPCG4212-1D (C) | Natural Gas | No Match | False | True | 1 |  | Horizontal | No Match | No Match | No Match | No Match | No Match |  | No Match |  | 120000 | 99000 |  |  | 114924 | 430 | 82 | [8 empty] | 22 | Non Federally-Regulated | 07/26/1982 |  | 08/17/1983
Rheem Sales Company, Inc. | Heat Controller | GYU-45-E2N1 | Natural Gas | No Match |  | False | 1 |  | Up | No Match | No Match | No Match | No Match | No Match |  | No Match |  | 45000 | 37000 |  |  | 37913 | 498 | 80 | [8 empty] | 4 | Non Federally-Regulated | 01/27/1988 |  | 10/10/1989
Carrier Corp. | Payne | 580AE042120-B | Natural Gas | No Match |  | True | 1 |  | Down | No Match | No Match | No Match | No Match | No Match |  | No Match |  | 120000 | 94000 |  |  | 114748 | 1763 | 78.5 | [8 empty] | 3 | Non Federally-Regulated | 03/15/1989 |  | 10/10/1989
Rheem Sales Company, Inc. | Rheem | RRGF-05E36CK* | Natural Gas | No Match |  | True | 1 |  | Horizontal | No Match | No Match | No Match | No Match | No Match |  | No Match |  | 50000 | 38000 |  |  | 49283 | 420 | 78.3 | [8 empty] | 4 | Non Federally-Regulated | 01/27/1988 |  | 01/15/1989
BDP Co. | Carrier | 58SE050-3 | Natural Gas | No Match | False | False | 1 |  | Up | No Match | No Match | No Match | No Match | No Match |  | No Match |  | 50000 | 37000 | 1170 | 740 | 53504 | 460 | 71.9 | [8 empty] | 5 | Non Federally-Regulated | 07/26/1982 |  | 08/17/1983
Luxaire | Fraser Johnston | FCU100RANA | Natural Gas | No Match | False | False | 1 |  | Up | No Match | No Match | No Match | No Match | No Match |  | No Match |  | 100000 | 73100 | 1300 | 1300 | 91630 | 450 | 68.1 | [8 empty] | 5 | Non Federally-Regulated | 03/11/1982 |  | 07/26/1982
Rheem Sales Company, Inc. | Arcoaire | *PGHA036G075-IN-** | Natural Gas | No Match |  | True | 1 |  | Horizontal | No Match | No Match | No Match | No Match | No Match |  | No Match |  | 75000 | 55000 |  |  | 61990 | 327 | 76.5 | [8 empty] | 15 | Non Federally-Regulated | 01/27/1988 |  | 01/15/1989
John Zink | Magic Chef | RCG-0601-33-0951-CT | Natural Gas | No Match | False | True | 1 |  | Horizontal | No Match | No Match | No Match | No Match | No Match |  | No Match |  | 95000 | 73150 | 2200 | [13 empty] | Non Federally-Regulated | 08/17/1983 |  | 12/08/1986
Amana Refrigeration, Inc. | Amana | EPCG6012-1C (B) | LPG | No Match | False | True | 1 |  | Horizontal | No Match | No Match | No Match | No Match | No Match |  | No Match |  | 100000 | 85516 |  |  | 79154 | 765 | 84.2 | [8 empty] | 22 | Non Federally-Regulated | 04/02/1981 |  | 10/13/1981
Trane U.S. Inc. | American Standard, Inc. | YCC042A1LOA | Natural Gas | No Match |  | True | 1 |  | Horizontal | No Match | No Match | No Match | No Match | No Match |  | No Match |  | 100000 | 74000 | 1635 | 1255 | 80300 | 441 | 77.8 | [8 empty] | 0 | Non Federally-Regulated | 03/15/1989 |  | 10/10/1989
Heil Quaker | Whirlpool | NDGK100CG** | Natural Gas | No Match |  | False | 1 |  | Down | No Match | No Match | No Match | No Match | No Match |  | No Match |  | 100000 | 88174 | 1370 | 1240 | 88211 | 641 | 87.9 | [8 empty] | 2 | Non Federally-Regulated | 12/08/1986 |  | 10/10/1989
Snyder General Corp. | Comfortmaker | *PGDA036G100-L** | LPG | No Match |  | True | 1 |  | Down | No Match | No Match | No Match | No Match | No Match |  | No Match |  | 100000 | 79000 |  |  | 97887 | 470 | 80.2 | [8 empty] | 15 | Non Federally-Regulated | 12/08/1986 |  | 06/29/1987
Luxaire | Westinghouse Electric | FGUF060CAN | Natural Gas | No Match | False | False | 1 |  | Up | No Match | No Match | No Match | No Match | No Match |  | No Match |  | 60000 | 46860 | 740 | 540 | 65952 | 454 | 70.3 | [8 empty] | 5 | Non Federally-Regulated | 03/11/1982 |  | 07/26/1982
Carrier Corp. | Payne | 580AP060120 | Natural Gas | No Match |  | True | 1 |  | Down | No Match | No Match | No Match | No Match | No Match |  | No Match |  | 120000 | 94000 |  |  | 116416 | 1379 | 78.5 | [8 empty] | 3 | Non Federally-Regulated | 03/15/1989 |  | 10/10/1989
Borg Warner | Borg Warner | P2HSD16N09501 | Natural Gas | No Match |  | False | 1 |  | Horizontal | No Match | No Match | No Match | No Match | No Match |  | No Match |  | 95000 | 72704 | 1550 | 1000 | 104628 | 726 | 74.5 | [8 empty] | 0 | Non Federally-Regulated | 12/08/1986 |  | 06/29/1987
Consolidated Industries Corp. | Weatherking | GHC75A-3EI | LPG | No Match | False | False | 1 |  | Horizontal | No Match | No Match | No Match | No Match | No Match |  | No Match |  | 75000 | 60000 | [14 empty] | Non Federally-Regulated | 08/17/1983 |  | 12/08/1986
Lennox Industries Inc. | Lennox | GCS10-413-75-2Y | Natural Gas | No Match |  | True | 1 |  | Horizontal | No Match | No Match | No Match | No Match | No Match |  | No Match |  | 75000 | 58000 | 1250 | 800 | 60493 | 661 | 75.7 | [8 empty] | 3 | Non Federally-Regulated | 12/08/1986 |  | 06/29/1987
Borg Warner | Moncrief | FCU100HAPA | LPG | No Match | False | False | 1 |  | Up | No Match | No Match | No Match | No Match | No Match |  | No Match |  | 99476 | 76000 | 1665 | [13 empty] | Non Federally-Regulated | 08/17/1983 |  | 12/08/1986
Rheem Sales Company, Inc. | Rheem | RGGC-08EAA | Natural Gas | No Match | False | False | 1 |  | Up | No Match | No Match | No Match | No Match | No Match |  | No Match |  | 80000 | 61000 |  |  | 90612 | 462 | 69 | [8 empty] | 3 | Non Federally-Regulated | 04/02/1981 |  | 08/17/1983
BDP Co. | Payne | 396GAW048125 | Natural Gas | No Match | False | False | 1 |  | Down | No Match | No Match | No Match | No Match | No Match |  | No Match |  | 125000 | 96000 | 1620 | 1235 | 134809 | 823 | 69.2 | [8 empty] | 5 | Non Federally-Regulated | 04/02/1981 |  | 10/13/1981
Snyder General Corp. | Comfortmaker | *R132D0*201*** | Natural Gas | No Match |  | True | 1 |  | Down | No Match | No Match | No Match | No Match | No Match |  | No Match |  | 200000 | 156000 |  |  | 176593 | 2496 | 76.8 | [8 empty] | 0 | Non Federally-Regulated | 01/15/1989 |  | 03/15/1989
Snyder General Corp. | Comfortmaker | *PGD*060H100*I*** | Natural Gas | No Match |  | True | 1 |  | Down | No Match | No Match | No Match | No Match | No Match |  | No Match |  | 100000 | 79000 |  |  | 97887 | 470 | 80.2 | [8 empty] | 15 | Non Federally-Regulated | 03/15/1989 |  | 10/10/1989
Rheem Sales Company, Inc. | Square D | PN5.0-48CM1000H7 | LPG | No Match | False | True | 1 |  | Horizontal | No Match | No Match | No Match | No Match | No Match |  | No Match |  | 99877 | 81000 | [14 empty] | Non Federally-Regulated | 08/17/1983 |  | 12/08/1986
Rheem Sales Company, Inc. | Rheem | RRGE-10E60DLR | Natural Gas | No Match |  | True | 1 |  | Horizontal | No Match | No Match | No Match | No Match | No Match |  | No Match |  | 100000 | 76000 |  |  | 79634 | 750 | 77.2 | [8 empty] | 4 | Non Federally-Regulated | 03/15/1989 |  | 10/10/1989
BDP Co. | Carrier | 48GH02430X | Natural Gas | No Match | False | True | 1 |  | Horizontal | No Match | No Match | No Match | No Match | No Match |  | No Match |  | 75000 | 57000 | 915 | 765 | 77135 | 514 | 70.4 | [8 empty] | 325 | Non Federally-Regulated | 04/02/1981 |  | 10/13/1981
Schneider Electric (Square D Wiring Devices) | Sun Dial | GHB75D-10E | Natural Gas | No Match | False | False | 1 |  | Horizontal | No Match | No Match | No Match | No Match | No Match |  | No Match |  | 70573 | 53000 | [14 empty] | Non Federally-Regulated | 08/17/1983 |  | 12/08/1986
Magic Chef | Johnson | 4A140-OH-3-5 | Natural Gas | No Match | False | True | 1 |  | Horizontal | No Match | No Match | No Match | No Match | No Match |  | No Match |  | 140000 | 105000 | 1850 | 1850 | 131871 | 659 | 68.2 | [8 empty] | 19 | Non Federally-Regulated | 10/13/1981 |  | 03/11/1982
Lennox Industries Inc. | Lennox | GS15Q4/5X-100-2 | Natural Gas | No Match |  | False | 1 |  | Horizontal | No Match | No Match | No Match | No Match | No Match |  | No Match |  | 100000 | 78900 | 2010 | 1455 | 97000 | 1077 | 76.7 | [8 empty] | 0 | Non Federally-Regulated | 01/27/1988 |  | 01/15/1989
Climate Control / Snyder General | Climate Control | BPGHA024G050 | Natural Gas | No Match |  | True | 1 |  | Horizontal | No Match | No Match | No Match | No Match | No Match |  | No Match |  | 50000 | 36000 |  |  | 41081 | 190 | 76.6 | [8 empty] | 15 | Non Federally-Regulated | 12/08/1986 |  | 06/29/1987
Carrier Corp. | Carrier | 58DHB095-CC | Natural Gas | No Match |  | False | 1 |  | Down | No Match | No Match | No Match | No Match | No Match |  | No Match |  | 114000 | 94000 |  |  | 113410 | 808 | 82.3 | [8 empty] | 5 | Non Federally-Regulated | 01/27/1988 |  | 10/10/1989
Carrier Corp. | Carrier | 48KHA036300BF | Natural Gas | No Match |  | True | 1 |  | Horizontal | No Match | No Match | No Match | No Match | No Match |  | No Match |  | 125000 | 97000 | 1475 | 1160 | 124629 | 695 | 75.2 | [8 empty] | 3 | Non Federally-Regulated | 06/29/1987 |  | 01/27/1988
Heil Quaker | Whirlpool | NRLB60MAK01 | LPG | No Match | False | True | 1 |  | Horizontal | No Match | No Match | No Match | No Match | No Match |  | No Match |  | 150000 | 106000 | 1860 | 1625 | 137533 | 810 | 67.6 | [8 empty] | 1 | Non Federally-Regulated | 10/13/1981 |  | 03/11/1982
Luxaire | Luxaire | 60ECW140GA | LPG | No Match | False | True | 1 |  | Horizontal | No Match | No Match | No Match | No Match | No Match |  | No Match |  | 140000 | 108220 | 2140 | 1790 | 131719 | 739 | 70 | [8 empty] | 5 | Non Federally-Regulated | 10/13/1981 |  | 03/11/1982
Ducane | Lennox | GS11Q5E-80-5NLT | Natural Gas | No Match | False | False | 1 |  | Horizontal | No Match | No Match | No Match | No Match | No Match |  | No Match |  | 81794 | 62000 | 1970 | [13 empty] | Non Federally-Regulated | 08/17/1983 |  | 12/08/1986
Magic Chef | Lennox | GCS81E-513-140 | Natural Gas | No Match | False | True | 1 |  | Horizontal | No Match | No Match | No Match | No Match | No Match |  | No Match |  | 140000 | 105000 | 1850 | 1850 | 131871 | 659 | 68.2 | [8 empty] | 19 | Non Federally-Regulated | 07/26/1982 |  | 08/17/1983
Magic Chef | Airease | 3.5A100-OH-3-6 | Natural Gas | No Match | False | True | 1 |  | Horizontal | No Match | No Match | No Match | No Match | No Match |  | No Match |  | 100000 | 75000 | 1600 | 870 | 78711 | 468 | 67.3 | [8 empty] | 19 | Non Federally-Regulated | 07/26/1982 |  | 08/17/1983
Ducane | Climate Control | G-H1401-20M-P | LPG | No Match | False | False | 1 |  | Horizontal | No Match | No Match | No Match | No Match | No Match |  | No Match |  | 117414 | 89000 | 1950 | [13 empty] | Non Federally-Regulated | 08/17/1983 |  | 12/08/1986
Carrier Corp. | Carrier | 48NHT036600 | Natural Gas | No Match |  | True | 1 |  | Horizontal | No Match | No Match | No Match | No Match | No Match |  | No Match |  | 100000 | 78000 |  |  | 98012 | 920 | 78.5 | [8 empty] | 3 | Non Federally-Regulated | 03/15/1989 |  | 10/10/1989
Carrier Corp. | Carrier | 58DX080-CC | Natural Gas | No Match |  | False | 1 |  | Down | No Match | No Match | No Match | No Match | No Match |  | No Match |  | 88000 | 82000 |  |  | 86627 | 467 | 90.6 | [8 empty] | 5 | Non Federally-Regulated | 01/27/1988 |  | 10/10/1989
BDP Co. | Day & Night | 396GAY048125 | LPG | No Match | False | False | 1 |  | Down | No Match | No Match | No Match | No Match | No Match |  | No Match |  | 125000 | 96000 | 1620 | 1235 | 117933 | 720 | 79.4 | [8 empty] | 11 | Non Federally-Regulated | 07/26/1982 |  | 08/17/1983
Ducane | Carrier | 58HM150101CA | Oil | No Match | False | False | 1 |  | Up | No Match | No Match | No Match | No Match | No Match |  | No Match |  | 188090 | 148000 | 1755 | 1541 | 178014 | 1181 | 78.3 | [8 empty] | 5 | Non Federally-Regulated | 07/26/1982 |  | 08/17/1983
Phoenix Manufacturing, Inc. | Frigiking Tappan | RT 48-125-51T | Natural Gas | No Match | False | True | 1 |  | Horizontal | No Match | No Match | No Match | No Match | No Match |  | No Match |  | 125000 | 96250 | 1620 | [13 empty] | Non Federally-Regulated | 08/17/1983 |  | 12/08/1986
Ducane | BDP Co. | 349EAW048100-B | Natural Gas | No Match | False | False | 1 |  | Horizontal | No Match | No Match | No Match | No Match | No Match |  | No Match |  | 97625 | 74000 | 1550 | [13 empty] | Non Federally-Regulated | 08/17/1983 |  | 12/08/1986
Lennox Industries Inc. | Lennox | GCS9-513-120-1Y | Natural Gas | No Match | False | True | 1 |  | Down | No Match | No Match | No Match | No Match | No Match |  | No Match |  | 120000 | 93000 | 1915 | 1295 | 100161 | 749 | 77.4 | [8 empty] | 43 | Non Federally-Regulated | 04/02/1981 |  | 10/13/1981
AAON, Inc. | Aaon | RE-05-*-0*-*1* | Natural Gas | No Match |  | True | 1 |  | Down | No Match | No Match | No Match | No Match | No Match |  | No Match |  | 75000 | 61260 | 2500 | 2000 | 74160 | 1062 | 81.5 | [8 empty] | 4 | Non Federally-Regulated | 03/15/1989 |  | 10/10/1989
Trane U.S. Inc. | Trane | YCG018A1LOA | Natural Gas | No Match |  | True | 1 |  | Horizontal | No Match | No Match | No Match | No Match | No Match |  | No Match |  | 40000 | 31000 | 545 | 540 | 40359 | 386 | 76.1 | [8 empty] | 5 | Non Federally-Regulated | 03/15/1989 |  | 10/10/1989
Rheem Sales Company, Inc. | Ruud | UGVA-07EA-AT | LPG | No Match | False | True | 1 |  | Horizontal | No Match | No Match | No Match | No Match | No Match |  | No Match |  | 74742 | 58000 | [14 empty] | Non Federally-Regulated | 08/17/1983 |  | 12/08/1986
Magic Chef | Gaffers & Sattler | 2.5C80-2 | Natural Gas | No Match | False | True | 1 |  | Horizontal | No Match | No Match | No Match | No Match | No Match |  | No Match |  | 80000 | 60000 | 975 | 700 | 81968 | 496 | 66.8 | [8 empty] | 19 | Non Federally-Regulated | 04/02/1981 |  | 10/13/1981
Magic Chef | Gaffers & Sattler | AC12U100-4-3 | Natural Gas | No Match | False | False | 1 |  | Up | No Match | No Match | No Match | No Match | No Match |  | No Match |  | 106525 | 80000 | 1530 | [13 empty] | Non Federally-Regulated | 08/17/1983 |  | 12/08/1986
BDP Co. | Day & Night | 397HAW060120 | Natural Gas | No Match | False | False | 1 |  | Up | No Match | No Match | No Match | No Match | No Match |  | No Match |  | 143000 | 110000 | 2100 | 1825 | 115101 | 906 | 80.8 | [8 empty] | 5 | Non Federally-Regulated | 07/26/1982 |  | 08/17/1983
Rheem Sales Company, Inc. | Century | TGR-48-4G-150 | Natural Gas | No Match |  | True | 1 |  | Horizontal | No Match | No Match | No Match | No Match | No Match |  | No Match |  | 150000 | 115000 |  |  | 140100 | 875 | 77.8 | [8 empty] | 4 | Non Federally-Regulated | 01/15/1989 |  | 03/15/1989
Carrier Corp. | Carrier | 48BL0063,5,6 | Natural Gas | No Match |  | True | 1 |  | Horizontal | No Match | No Match | No Match | No Match | No Match |  | No Match |  | 75000 | 59175 | 2430 | 1725 | 69380 | 887 | 75 | [8 empty] | 0 | Non Federally-Regulated | 03/15/1989 |  | 10/10/1989
Ducane | Carrier | 58EG100231 | LPG | No Match | False | False | 1 |  | Horizontal | No Match | No Match | No Match | No Match | No Match |  | No Match |  | 100000 | 74000 | 1550 | 1020 | 95291 | 595 | 65.1 | [8 empty] | 5 | Non Federally-Regulated | 07/26/1982 |  | 08/17/1983
Heil Quaker | Heil | NHLD120LH** | LPG | No Match | True | False | 1 |  | Horizontal | No Match | No Match | No Match | No Match | No Match |  | No Match |  | 120155 | 93000 | 1575 | [13 empty] | Non Federally-Regulated | 08/17/1983 |  | 12/08/1986
Rheem Sales Company, Inc. | Weatherking | GPF12.5T250-4L* | Natural Gas | No Match |  | True | 3 |  | Down | No Match | No Match | No Match | No Match | No Match |  | No Match |  | 250000 | 199733 |  |  | 249547 | 3022 | 79.3 | [8 empty] | 6 | Non Federally-Regulated | 01/15/1989 |  | 03/15/1989
Consolidated Industries Corp. | Coleman | 2506B736 | LPG | No Match | False | False | 1 |  | Horizontal | No Match | No Match | No Match | No Match | No Match |  | No Match |  | 75000 | 60000 | [14 empty] | Non Federally-Regulated | 08/17/1983 |  | 12/08/1986
BDP Co. | Day & Night | 394GAW000100 | Natural Gas | No Match | False | False | 1 |  | Up | No Match | No Match | No Match | No Match | No Match |  | No Match |  | 100000 | 76000 |  |  | 79310 | 366 | 79.2 | [8 empty] | 11 | Non Federally-Regulated | 10/13/1981 |  | 03/11/1982
Heil Quaker | Dayton | 3E280A* | Natural Gas | No Match | False | False | 1 |  | Up | No Match | No Match | No Match | No Match | No Match |  | No Match |  | 105000 | 79000 | 1350 | 885 | 102149 | 497 | 76.7 | [8 empty] | 6 | Non Federally-Regulated | 04/02/1981 |  | 03/11/1982
Borg Warner | Luxaire | FCU140JANA | Natural Gas | No Match | False | False | 1 |  | Up | No Match | No Match | No Match | No Match | No Match |  | No Match |  | 140420 | 107000 | 2080 | [13 empty] | Non Federally-Regulated | 08/17/1983 |  | 12/08/1986
Snyder General Corp. | Comfortmaker | *PGHA048G125-IL-** | LPG | No Match |  | True | 1 |  | Horizontal | No Match | No Match | No Match | No Match | No Match |  | No Match |  | 125000 | 93000 |  |  | 80919 | 522 | 76.1 | [8 empty] | 15 | Non Federally-Regulated | 06/29/1987 |  | 01/27/1988
John Zink | John Zink | RCG-0601-23-0951-FT | Natural Gas | No Match | False | True | 1 |  | Horizontal | No Match | No Match | No Match | No Match | No Match |  | No Match |  | 95000 | 73150 | 2200 | [13 empty] | Non Federally-Regulated | 08/17/1983 |  | 12/08/1986
York International | York | D1MG120N20025 | Natural Gas | No Match |  | True | 3 |  | Horizontal | No Match | No Match | No Match | No Match | No Match |  | No Match |  | 245000 | 194000 | 4500 | 3750 | 231709 | 2940 | 80 | [8 empty] | 58 | Non Federally-Regulated | 01/15/1989 |  | 03/15/1989
Consolidated Industries Corp. | Weatherking | GHC060A-4EICC | Natural Gas | No Match |  | False | 1 |  | Horizontal | No Match | No Match | No Match | No Match | No Match |  | No Match |  | 60000 | 47000 |  |  | 62321 | 615 | 75 | [8 empty] | 3 | Non Federally-Regulated | 06/29/1987 |  | 01/27/1988
BDP Co. | Carrier | 48KL036500CE | Natural Gas | No Match | False | True | 1 |  | Horizontal | No Match | No Match | No Match | No Match | No Match |  | No Match |  | 60000 | 45000 | 1405 | [13 empty] | Non Federally-Regulated | 08/17/1983 |  | 12/08/1986
Carrier Corp. | Payne | 579DE120231 | Natural Gas | No Match |  | True | 3 |  | Down | No Match | No Match | No Match | No Match | No Match |  | No Match |  | 231000 | 183000 | 5000 | 3000 | 225000 | 1313 | 75.3 | [8 empty] | 5 | Non Federally-Regulated | 01/15/1989 |  | 03/15/1989
Carrier Corp. | Day & Night | 376BAW024055 | LPG | No Match |  | False | 1 |  | Down | No Match | No Match | No Match | No Match | No Match |  | No Match |  | 67000 | 55000 |  |  | 65931 | 525 | 82.3 | [8 empty] | 5 | Non Federally-Regulated | 01/27/1988 |  | 01/15/1989
Heil Quaker | Whirlpool | NRGF36EBB**(B) | Natural Gas | No Match |  | True | 1 |  | Horizontal | No Match | No Match | No Match | No Match | No Match |  | No Match |  | 100000 | 80200 | 1555 | 1080 | 100060 | 946 | 76.5 | [8 empty] | 6 | Non Federally-Regulated | 12/08/1986 |  | 06/29/1987
Amana Refrigeration, Inc. | Amana | EPCG4812-3D (A) | LPG | No Match |  | True | 1 |  | Horizontal | No Match | No Match | No Match | No Match | No Match |  | No Match |  | 80000 | 68000 |  |  | 73360 | 336 | 85.3 | [8 empty] | 22 | Non Federally-Regulated | 12/08/1986 |  | 06/29/1987
Rheem Sales Company, Inc. | Addison Products | GD80-FDI2.5 | Natural Gas | No Match | False | False | 1 |  | Down | No Match | No Match | No Match | No Match | No Match |  | No Match |  | 80000 | 61000 |  |  | 90992 | 672 | 67.9 | [8 empty] | 4 | Non Federally-Regulated | 07/26/1982 |  | 08/17/1983
Heil Quaker | Sears | 867.81595*(C) | Natural Gas | No Match |  | True | 1 |  | Horizontal | No Match | No Match | No Match | No Match | No Match |  | No Match |  | 145000 | 115180 | 1775 | 1550 | 137515 | 1212 | 77.8 | [8 empty] | 6 | Non Federally-Regulated | 03/15/1989 |  | 10/10/1989
Lennox Industries Inc. | Lennox | GCS9-511-120A-1P | Natural Gas | No Match |  | True | 1 |  | Horizontal | No Match | No Match | No Match | No Match | No Match |  | No Match |  | 120000 | 93000 | 1915 | 1295 | 100161 | 749 | 77.4 | [8 empty] | 3 | Non Federally-Regulated | 03/15/1989 |  | 10/10/1989
Borg Warner | Moncrief | PAGC-LD08N055 | Natural Gas | No Match | False | False | 1 |  | Up | No Match | No Match | No Match | No Match | No Match |  | No Match |  | 54594 | 41000 | 700 | [13 empty] | Non Federally-Regulated | 08/17/1983 |  | 12/08/1986
BDP Co. | Carrier | 58SE100-1 | Natural Gas | No Match | False | False | 1 |  | Up | No Match | No Match | No Match | No Match | No Match |  | No Match |  | 100000 | 78000 |  |  | 97697 | 420 | 80.5 | [8 empty] | 11 | Non Federally-Regulated | 10/13/1981 |  | 03/11/1982
BDP Co. | Day & Night | 397GAW060200 | LPG | No Match | False | False | 1 |  | Up | No Match | No Match | No Match | No Match | No Match |  | No Match |  | 200000 | 146000 | 2060 | 1742 | 196196 | 902 | 71.9 | [8 empty] | 5 | Non Federally-Regulated | 07/26/1982 |  | 08/17/1983
Trane U.S. Inc. | Trane | SFHDC20*L | Natural Gas | No Match |  | True | 3 |  | Down | No Match | No Match | No Match | No Match | No Match |  | No Match |  | 235000 | 176000 | 9000 | 8000 | 212000 | 2820 | 78.5 | [9 empty] | Non Federally-Regulated | 01/15/1989 |  | 03/15/1989
Rheem Sales Company, Inc. | Ruud | UGAC-14EAB** | Natural Gas | No Match | False | False | 1 |  | Up | No Match | No Match | No Match | No Match | No Match |  | No Match |  | 140397 | 106000 | [14 empty] | Non Federally-Regulated | 08/17/1983 |  | 12/08/1986
Luxaire | Fraser Johnston | GCH095AF | Natural Gas | No Match | False | False | 1 |  | Horizontal | No Match | No Match | No Match | No Match | No Match |  | No Match |  | 95000 | 72295 |  |  | 85814 | 426 | 73.3 | [8 empty] | 8 | Non Federally-Regulated | 10/13/1981 |  | 03/11/1982
BDP Co. | Day & Night | 585EP060150 | Natural Gas | No Match | False | True | 1 |  | Horizontal | No Match | No Match | No Match | No Match | No Match |  | No Match |  | 120000 | 90000 | 2195 | [13 empty] | Non Federally-Regulated | 08/17/1983 |  | 12/08/1986
Lennox Industries Inc. | Lennox | G16Q3-50 | Natural Gas | No Match |  | False | 1 |  | Up | No Match | No Match | No Match | No Match | No Match |  | No Match |  | 50000 | 40000 | 1300 | 855 | 39435 | 602 | 78.5 | [8 empty] | 3 | Non Federally-Regulated | 06/29/1987 |  | 01/15/1989
Rheem Sales Company, Inc. | Square D | PA3.0-30-CM1000H7 | Natural Gas | No Match |  | True | 1 |  | Horizontal | No Match | No Match | No Match | No Match | No Match |  | No Match |  | 100000 | 76000 |  |  | 80594 | 610 | 76.9 | [8 empty] | 4 | Non Federally-Regulated | 12/08/1986 |  | 06/29/1987
Rheem Sales Company, Inc. | Heat Controller | GYD-60-E3N3 | Natural Gas | No Match |  | False | 1 |  | Down | No Match | No Match | No Match | No Match | No Match |  | No Match |  | 60000 | 48000 |  |  | 57447 | 646 | 79.8 | [8 empty] | 4 | Non Federally-Regulated | 06/29/1987 |  | 01/27/1988
Carrier Corp. | Carrier | 58GSC030-BB | Natural Gas | No Match |  | False | 1 |  | Up | No Match | No Match | No Match | No Match | No Match |  | No Match |  | 40000 | 32000 |  |  | 40631 | 361 | 75.8 | [8 empty] | 5 | Non Federally-Regulated | 12/08/1986 |  | 01/27/1988
Snyder General Corp. | McQuay | *PGDA060H075-N** | Natural Gas | No Match |  | True | 1 |  | Down | No Match | No Match | No Match | No Match | No Match |  | No Match |  | 75000 | 59000 |  |  | 58465 | 331 | 80.2 | [8 empty] | 15 | Non Federally-Regulated | 12/08/1986 |  | 06/29/1987
Consolidated Industries Corp. | Addison Products | GPF3.0T075-1 | Natural Gas | No Match |  | True | 1 |  | Horizontal | No Match | No Match | No Match | No Match | No Match |  | No Match |  | 75000 | 58000 |  |  | 68444 | 745 | 78.2 | [8 empty] | 4 | Non Federally-Regulated | 01/27/1988 |  | 01/15/1989
John Zink | Magic Chef | RBG-1802-33-3501-HC | Natural Gas | No Match | False | True | 3 |  | Horizontal | No Match | No Match | No Match | No Match | No Match |  | No Match |  | 350000 | 280000 | 6000 | [13 empty] | Non Federally-Regulated | 08/17/1983 |  | 12/08/1986
York International | Luxaire | DANG-F024N056A | Natural Gas | No Match |  | True | 1 |  | Horizontal | No Match | No Match | No Match | No Match | No Match |  | No Match |  | 55000 | 44000 | 837 | 731 | 57638 | 509 | 80 | [8 empty] | 3 | Non Federally-Regulated | 01/15/1989 |  | 03/15/1989
Rheem Sales Company, Inc. | Century | TGR-48-3E-120 | Natural Gas | No Match |  | True | 1 |  | Horizontal | No Match | No Match | No Match | No Match | No Match |  | No Match |  | 125000 | 97000 |  |  | 118760 | 910 | 78.3 | [8 empty] | 4 | Non Federally-Regulated | 01/15/1989 |  | 03/15/1989
Amana Refrigeration, Inc. | Amana | EPCG6012-3B (A) | LPG | No Match | False | True | 1 |  | Horizontal | No Match | No Match | No Match | No Match | No Match |  | No Match |  | 80000 | 68000 |  |  | 73360 | 336 | 85.3 | [8 empty] | 22 | Non Federally-Regulated | 07/26/1982 |  | 08/17/1983
York International | Luxaire | DAUC-W048P075A | LPG | No Match |  | True | 1 |  | Horizontal | No Match | No Match | No Match | No Match | No Match |  | No Match |  | 75000 | 62000 | 1905 | 1905 | 57772 | 824 | 78.1 | [9 empty] | Non Federally-Regulated | 03/15/1989 |  | 10/10/1989
Rheem Sales Company, Inc. | Century | TGR-24-1F-50 | Natural Gas | No Match |  | True | 1 |  | Horizontal | No Match | No Match | No Match | No Match | No Match |  | No Match |  | 50000 | 39000 |  |  | 49568 | 345 | 78.2 | [8 empty] | 4 | Non Federally-Regulated | 01/27/1988 |  | 01/15/1989
Rheem Sales Company, Inc. | Heat Controller | GCL100-DH | Natural Gas | No Match | False | False | 1 |  | Up | No Match | No Match | No Match | No Match | No Match |  | No Match |  | 100000 | 75000 |  |  | 91710 | 548 | 67.8 | [8 empty] | 3 | Non Federally-Regulated | 04/02/1981 |  | 08/17/1983
Sunbeam Air Conditioning | Sunbeam Air Conditioning | 227*-060-11D-*3 | LPG | No Match |  | True | 1 |  | Down | No Match | No Match | No Match | No Match | No Match |  | No Match |  | 75000 | 62250 | 2250 | 1750 | 76275 | 590 | 80.2 | [8 empty] | 4 | Non Federally-Regulated | 01/27/1988 |  | 01/15/1989
John Zink | Magic Chef | RCG-0601-43-1401-ET | Natural Gas | No Match | False | True | 1 |  | Horizontal | No Match | No Match | No Match | No Match | No Match |  | No Match |  | 140000 | 110600 | 2200 | [13 empty] | Non Federally-Regulated | 08/17/1983 |  | 12/08/1986
Snyder General Corp. | Arcoaire | *PGDA024G050-IN-** | Natural Gas | No Match |  | True | 1 |  | Down | No Match | No Match | No Match | No Match | No Match |  | No Match |  | 50000 | 40000 |  |  | 37856 | 290 | 82 | [8 empty] | 15 | Non Federally-Regulated | 06/29/1987 |  | 01/27/1988
Consolidated Industries Corp. | Addison Products | GPE7.5T225-4K | Natural Gas | No Match |  | True | 3 |  | Horizontal | No Match | No Match | No Match | No Match | No Match |  | No Match |  | 225000 | 174740 |  |  | 196785 | 1720 | 77.6 | [8 empty] | 6 | Non Federally-Regulated | 12/08/1986 |  | 06/29/1987
Snyder General Corp. | Arcoaire | *PGHA030G075-IN-** | Natural Gas | No Match |  | True | 1 |  | Horizontal | No Match | No Match | No Match | No Match | No Match |  | No Match |  | 75000 | 55000 |  |  | 61990 | 166 | 76.5 | [8 empty] | 15 | Non Federally-Regulated | 06/29/1987 |  | 01/27/1988
Snyder General Corp. | McQuay | *PGDA048G075-IL-** | LPG | No Match |  | True | 1 |  | Down | No Match | No Match | No Match | No Match | No Match |  | No Match |  | 75000 | 59000 |  |  | 58465 | 331 | 80.2 | [8 empty] | 15 | Non Federally-Regulated | 01/27/1988 |  | 01/15/1989
York International | York | D1CG048P10346A | LPG | No Match |  | True | 1 |  | Horizontal | No Match | No Match | No Match | No Match | No Match |  | No Match |  | 125000 | 99000 | 1905 | 1905 | 122384 | 1150 | 75.1 | [9 empty] | Non Federally-Regulated | 01/15/1989 |  | 03/15/1989
Heil Quaker | Heil | NHGB150AK01 | Natural Gas | No Match | False | False | 1 |  | Horizontal | No Match | No Match | No Match | No Match | No Match |  | No Match |  | 150000 | 114000 | 2025 | 1295 | 159921 | 1206 | 67.5 | [8 empty] | 1 | Non Federally-Regulated | 04/02/1981 |  | 08/17/1983
Heil Quaker | Heil | NUGK050CF** | Natural Gas | No Match |  | False | 1 |  | Up | No Match | No Match | No Match | No Match | No Match |  | No Match |  | 50000 | 45305 | 1170 | 690 | 49570 | 656 | 91.8 | [8 empty] | 2 | Non Federally-Regulated | 12/08/1986 |  | 01/15/1989
Daikin Comfort Technologies Manufacturing, L.P. | Janitrol / GMC | GUX120-5 | Natural Gas | No Match |  | False | 1 |  | Up | No Match | No Match | No Match | No Match | No Match |  | No Match |  | 120000 | 96000 | 2010 | 1800 | 127330 | 901 | 74 | [8 empty] | 2 | Non Federally-Regulated | 06/29/1987 |  | 01/27/1988
York International | York | P1UDD06P03801A | LPG | No Match |  | False | 1 |  | Up | No Match | No Match | No Match | No Match | No Match |  | No Match |  | 40000 | 36900 | 625 | 435 | 34287 | 151 | 91.3 | [8 empty] | 5 | Non Federally-Regulated | 03/15/1989 |  | 10/10/1989
Magic Chef | Johnson | EG83-125D-5 | Natural Gas | No Match | False | False | 1 |  | Horizontal | No Match | No Match | No Match | No Match | No Match |  | No Match |  | 125000 | 92000 | 940 |  | 114500 | 435 | 66.7 | [8 empty] | 2 | Non Federally-Regulated | 07/26/1982 |  | 08/17/1983
Carrier Corp. | Carrier | 48KLA136500CE | Natural Gas | No Match |  | True | 1 |  | Horizontal | No Match | No Match | No Match | No Match | No Match |  | No Match |  | 60000 | 45000 | 1340 | 1090 | 61042 | 538 | 75.7 | [8 empty] | 3 | Non Federally-Regulated | 01/27/1988 |  | 01/15/1989
Carrier Corp. | Carrier | 58DRC080-CB | Natural Gas | No Match |  | False | 1 |  | Down | No Match | No Match | No Match | No Match | No Match |  | No Match |  | 100000 | 81000 |  |  | 100936 | 839 | 76.5 | [8 empty] | 5 | Non Federally-Regulated | 01/27/1988 |  | 10/10/1989
Borg Warner | Moncrief | GCU082RF | Natural Gas | No Match | False | False | 1 |  | Up | No Match | No Match | No Match | No Match | No Match |  | No Match |  | 82557 | 62000 | 1240 | [13 empty] | Non Federally-Regulated | 08/17/1983 |  | 12/08/1986
Ducane | Heil Quaker | ND0C125BH01 | Oil | No Match | False | False | 1 |  | Down | No Match | No Match | No Match | No Match | No Match |  | No Match |  | 150376 | 120000 | 1600 | [13 empty] | Non Federally-Regulated | 08/17/1983 |  | 12/08/1986
Arco Comfort Products Co. | Friedrich | GHA100NFCB | LPG | No Match | False | False | 1 |  | Horizontal | No Match | No Match | No Match | No Match | No Match |  | No Match |  | 99872 | 78000 | [14 empty] | Non Federally-Regulated | 08/17/1983 |  | 12/08/1986
John Zink | Magic Chef | RCG-0601-33-1401-EC | Natural Gas | No Match | False | True | 1 |  | Horizontal | No Match | No Match | No Match | No Match | No Match |  | No Match |  | 140000 | 110600 | 2200 | [13 empty] | Non Federally-Regulated | 08/17/1983 |  | 12/08/1986
Rheem Sales Company, Inc. | Ruud | UGGC-09EC-** | Natural Gas | No Match | False | False | 1 |  | Up | No Match | No Match | No Match | No Match | No Match |  | No Match |  | 95675 | 73000 | [14 empty] | Non Federally-Regulated | 08/17/1983 |  | 12/08/1986
Ducane | Payne | 349EAW048100-B | LPG | No Match | False | False | 1 |  | Horizontal | No Match | No Match | No Match | No Match | No Match |  | No Match |  | 100000 | 74000 | 1550 | 1020 | 95291 | 595 | 65.1 | [8 empty] | 5 | Non Federally-Regulated | 07/26/1982 |  | 08/17/1983
Rheem Sales Company, Inc. | Ruud | URGF-05E36CK* | Natural Gas | No Match |  | True | 1 |  | Horizontal | No Match | No Match | No Match | No Match | No Match |  | No Match |  | 50000 | 38000 |  |  | 49283 | 420 | 78.3 | [8 empty] | 4 | Non Federally-Regulated | 01/15/1989 |  | 03/15/1989
Heil Quaker | Heil | HUGB130AG01 | Natural Gas | No Match | False | False | 1 |  | Up | No Match | No Match | No Match | No Match | No Match |  | No Match |  | 130667 | 98000 | 1365 | [13 empty] | Non Federally-Regulated | 08/17/1983 |  | 12/08/1986
Snyder General Corp. | Arcoaire | *PGHA042F125-IN-** | Natural Gas | No Match |  | True | 1 |  | Horizontal | No Match | No Match | No Match | No Match | No Match |  | No Match |  | 125000 | 93000 |  |  | 80919 | 522 | 76.1 | [8 empty] | 15 | Non Federally-Regulated | 06/29/1987 |  | 01/27/1988
Rheem Sales Company, Inc. | Century | TGR48-4H-150 | Natural Gas | No Match |  | True | 1 |  | Horizontal | No Match | No Match | No Match | No Match | No Match |  | No Match |  | 150000 | 115000 |  |  | 140100 | 875 | 77.8 | [8 empty] | 4 | Non Federally-Regulated | 03/15/1989 |  | 10/10/1989
Gaffers & Sattler | York | D1YD042N06006B | Natural Gas | No Match | False | True | 1 |  | Horizontal | No Match | No Match | No Match | No Match | No Match |  | No Match |  | 60000 | 45000 | 1600 | 520 | 69097 | 655 | 68.9 | [8 empty] | 19 | Non Federally-Regulated | 07/26/1982 |  | 08/17/1983
Rheem Sales Company, Inc. | Comfortmaker | CGUA080A012-L | LPG | No Match |  | False | 1 |  | Up | No Match | No Match | No Match | No Match | No Match |  | No Match |  | 80000 | 65000 | 1325 | 865 | 75013 | 515 | 83 | [9 empty] | Non Federally-Regulated | 12/08/1986 |  | 06/29/1987
Magic Chef | Gaffers & Sattler | CF80AC3-3 | Natural Gas | No Match | False | False | 1 |  | Down | No Match | No Match | No Match | No Match | No Match |  | No Match |  | 80000 | 64000 | 1100 | 760 | 82629 | 328 | 65.9 | [8 empty] | 19 | Non Federally-Regulated | 04/02/1981 |  | 08/17/1983
Carrier Corp. | Carrier | 58DHC095-LC | Natural Gas | No Match |  | False | 1 |  | Down | No Match | No Match | No Match | No Match | No Match |  | No Match |  | 115000 | 94000 |  |  | 114365 | 1315 | 80.1 | [8 empty] | 5 | Non Federally-Regulated | 03/15/1989 |  | 10/10/1989
Suburban Manufacturing Co. | Suburban | DCF-1835C | LPG | No Match |  | False | 1 |  | Horizontal | No Match | No Match | No Match | No Match | No Match |  | No Match |  | 35000 | 30065 | 2200 |  | 39033 | 195 | 85.9 | [8 empty] | 2 | Non Federally-Regulated | 06/29/1987 |  | 01/27/1988
Rheem Sales Company, Inc. | Century | TGR-60-1X-100 | Natural Gas | No Match |  | True | 1 |  | Horizontal | No Match | No Match | No Match | No Match | No Match |  | No Match |  | 100000 | 76000 |  |  | 79634 | 750 | 77.2 | [8 empty] | 4 | Non Federally-Regulated | 03/15/1989 |  | 10/10/1989
Arkla Industries, Inc. | Arkla | UR060D14 | Natural Gas | No Match |  | False | 1 |  | Up | No Match | No Match | No Match | No Match | No Match |  | No Match |  | 60000 | 52000 | 1460 | 860 | 53629 | 462 | 86.7 | [9 empty] | Non Federally-Regulated | 12/08/1986 |  | 06/29/1987
Trane U.S. Inc. | Trane | SFCB-B504-HA | Natural Gas | No Match | False | True | 1 |  | Horizontal | No Match | No Match | No Match | No Match | No Match |  | No Match |  | 138201 | 106000 | 2400 | [13 empty] | Non Federally-Regulated | 08/17/1983 |  | 12/08/1986
Carrier Corp. | Payne | 580B*V060115 | Natural Gas | No Match |  | True | 1 |  | Down | No Match | No Match | No Match | No Match | No Match |  | No Match |  | 115000 | 90850 | 1590 | 1560 | 102810 | 518 | 76.1 | [8 empty] | 3 | Non Federally-Regulated | 03/15/1989 |  | 10/10/1989
Borg Warner | York | 48ECW160WA | LPG | No Match | False | True | 1 |  | Horizontal | No Match | No Match | No Match | No Match | No Match |  | No Match |  | 160000 | 122240 | 1860 | 1385 | 156152 | 809 | 70 | [8 empty] | 5 | Non Federally-Regulated | 07/26/1982 |  | 08/17/1983
Luxaire | Westinghouse Electric | IE042DCAON | Natural Gas | No Match | False | True | 1 |  | Horizontal | No Match | No Match | No Match | No Match | No Match |  | No Match |  | 120000 | 93480 | 1275 | 995 | 112450 | 606 | 70 | [8 empty] | 5 | Non Federally-Regulated | 04/02/1981 |  | 10/13/1981
John Zink | Air Distribution Association | RCG-0601-43-0951-ET | Natural Gas | No Match | False | True | 1 |  | Horizontal | No Match | No Match | No Match | No Match | No Match |  | No Match |  | 95000 | 73150 | 2200 | [13 empty] | Non Federally-Regulated | 08/17/1983 |  | 12/08/1986
Lennox Industries Inc. | Lennox | GCS9-413-120A-1G | Natural Gas | No Match |  | True | 1 |  | Horizontal | No Match | No Match | No Match | No Match | No Match |  | No Match |  | 120000 | 93000 | 1425 | 1200 | 99366 | 550 | 78.7 | [8 empty] | 3 | Non Federally-Regulated | 01/15/1989 |  | 03/15/1989
BDP Co. | Carrier | 58SE150-7 | LPG | No Match | False | False | 1 |  | Up | No Match | No Match | No Match | No Match | No Match |  | No Match |  | 150000 | 117000 | 2110 | 1728 | 153062 | 962 | 71.1 | [8 empty] | 5 | Non Federally-Regulated | 07/26/1982 |  | 08/17/1983
York International | Fraser Johnston | DAUC-F048P125A | LPG | No Match |  | True | 1 |  | Horizontal | No Match | No Match | No Match | No Match | No Match |  | No Match |  | 125000 | 99000 | 1905 | 1905 | 122384 | 1150 | 75.1 | [9 empty] | Non Federally-Regulated | 01/15/1989 |  | 03/15/1989
Coleman Company, Inc. | Heil Quaker | 6348H421(B) | Natural Gas | No Match |  | True | 1 |  | Horizontal | No Match | No Match | No Match | No Match | No Match |  | No Match |  | 100000 | 78886 | 2000 | 1675 | 97374 | 1274 | 77.4 | [8 empty] | 6 | Non Federally-Regulated | 12/08/1986 |  | 06/29/1987
Rheem Sales Company, Inc. | Rheem | RRGE-12E36CLR | Natural Gas | No Match |  | True | 1 |  | Horizontal | No Match | No Match | No Match | No Match | No Match |  | No Match |  | 125000 | 96000 |  |  | 122462 | 670 | 76.6 | [8 empty] | 4 | Non Federally-Regulated | 03/15/1989 |  | 10/10/1989
Consolidated Industries Corp. | Consolidated Industries Corp. | HAC080N(D,E,F,K)4R | Natural Gas | No Match | False | True | 1 |  | Horizontal | No Match | No Match | No Match | No Match | No Match |  | No Match |  | 78382 | 62000 | [14 empty] | Non Federally-Regulated | 08/17/1983 |  | 12/08/1986
BDP Co. | Carrier | 48KH030300BE | Natural Gas | No Match | False | True | 1 |  | Horizontal | No Match | No Match | No Match | No Match | No Match |  | No Match |  | 59949 | 47000 | 955 | [13 empty] | Non Federally-Regulated | 08/17/1983 |  | 12/08/1986
Ducane | BDP Co. | 388E-048125 | Oil | No Match | False | False | 1 |  | Horizontal | No Match | No Match | No Match | No Match | No Match |  | No Match |  | 150943 | 120000 | 1700 | [13 empty] | Non Federally-Regulated | 08/17/1983 |  | 12/08/1986
Amana Refrigeration, Inc. | Amana | GLE140M-R4 | Natural Gas | No Match | False | False | 1 |  | Up | No Match | No Match | No Match | No Match | No Match |  | No Match |  | 139814 | 105000 | 1620 | [13 empty] | Non Federally-Regulated | 08/17/1983 |  | 12/08/1986
Magic Chef | Magic Chef | EG83-75D2C2.5-5 | Natural Gas | No Match | False | False | 1 |  | Horizontal | No Match | No Match | No Match | No Match | No Match |  | No Match |  | 75497 | 57000 | 688 | [13 empty] | Non Federally-Regulated | 08/17/1983 |  | 12/08/1986
Borg Warner | Fraser Johnston | FCU040FANA | Natural Gas | No Match | False | False | 1 |  | Up | No Match | No Match | No Match | No Match | No Match |  | No Match |  | 40000 | 30000 | 1565 | 1290 | 42704 | 467 | 69.5 | [8 empty] | 5 | Non Federally-Regulated | 07/26/1982 |  | 08/17/1983
Rheem Sales Company, Inc. | Ruud | UGBC-09KC-** | Natural Gas | No Match | False | False | 1 |  | Up | No Match | No Match | No Match | No Match | No Match |  | No Match |  | 95491 | 72000 | [14 empty] | Non Federally-Regulated | 08/17/1983 |  | 12/08/1986
Heil Quaker | Heil | HUGF080AF01 | Natural Gas | No Match | False | False | 1 |  | Up | No Match | No Match | No Match | No Match | No Match |  | No Match |  | 79576 | 60000 | 1360 | [13 empty] | Non Federally-Regulated | 08/17/1983 |  | 12/08/1986
Carrier Corp. | Payne | 585JJ042125 | Natural Gas | No Match |  | True | 1 |  | Horizontal | No Match | No Match | No Match | No Match | No Match |  | No Match |  | 125000 | 97000 | 1475 | 1160 | 124629 | 695 | 75.2 | [8 empty] | 3 | Non Federally-Regulated | 01/15/1989 |  | 03/15/1989
Magic Chef | Armstrong | 4D120-OH-1 | Natural Gas | No Match | False | True | 1 |  | Horizontal | No Match | No Match | No Match | No Match | No Match |  | No Match |  | 120000 | 90000 | 1850 | 1850 | 113032 | 659 | 68.3 | [8 empty] | 19 | Non Federally-Regulated | 10/13/1981 |  | 03/11/1982
Rheem Sales Company, Inc. | Ruud | UGGA-15EC | Natural Gas | No Match | False | False | 1 |  | Up | No Match | No Match | No Match | No Match | No Match |  | No Match |  | 150000 | 114000 |  |  | 158726 | 928 | 68.6 | [8 empty] | 4 | Non Federally-Regulated | 04/02/1981 |  | 08/17/1983
Rheem Sales Company, Inc. | Arcoaire | APGHA042G075-L | LPG | No Match |  | True | 1 |  | Horizontal | No Match | No Match | No Match | No Match | No Match |  | No Match |  | 75000 | 56000 |  |  | 60783 | 318 | 77.3 | [8 empty] | 15 | Non Federally-Regulated | 12/08/1986 |  | 06/29/1987
Amana Refrigeration, Inc. | Amana | EPCG4812-1C (C) | LPG | No Match | False | True | 1 |  | Horizontal | No Match | No Match | No Match | No Match | No Match |  | No Match |  | 116471 | 99000 | [14 empty] | Non Federally-Regulated | 08/17/1983 |  | 12/08/1986
Borg Warner | York | 48ECW120GA | Natural Gas | No Match | False | True | 1 |  | Horizontal | No Match | No Match | No Match | No Match | No Match |  | No Match |  | 120000 | 91800 | 1880 | 1560 | 114916 | 554 | 70 | [8 empty] | 5 | Non Federally-Regulated | 07/26/1982 |  | 08/17/1983
Sunbeam Air Conditioning | Sunbeam Air Conditioning | RBG-1802-23-3502-HT | LPG | No Match |  | True | 3 |  | Down | No Match | No Match | No Match | No Match | No Match |  | No Match |  | 350000 | 280000 | 6000 | 5250 | 320950 | 3214 | 77.8 | [8 empty] | 4 | Non Federally-Regulated | 12/08/1986 |  | 06/29/1987
Borg Warner | Fraser Johnston | FCU140FAPA | LPG | No Match | False | False | 1 |  | Up | No Match | No Match | No Match | No Match | No Match |  | No Match |  | 140000 | 107000 | 1530 | 1330 | 136346 | 611 | 68.5 | [8 empty] | 5 | Non Federally-Regulated | 07/26/1982 |  | 08/17/1983
Carrier Corp. | Carrier | 58SSB080-CC | LPG | No Match |  | False | 1 |  | Up | No Match | No Match | No Match | No Match | No Match |  | No Match |  | 95000 | 77000 |  |  | 95013 | 1080 | 80.4 | [8 empty] | 5 | Non Federally-Regulated | 12/08/1986 |  | 01/27/1988
Coleman Company, Inc. | Coleman | 7710-656 | Natural Gas | No Match | False | False | 1 |  | Down | No Match | No Match | No Match | No Match | No Match |  | No Match |  | 94667 | 71000 | 1400 | [13 empty] | Non Federally-Regulated | 08/17/1983 |  | 12/08/1986
Rheem Sales Company, Inc. | Ruud | UGLD-06EC-EV | LPG | No Match |  | False | 1 |  | Down | No Match | No Match | No Match | No Match | No Match |  | No Match |  | 60000 | 48000 |  |  | 60133 | 647 | 76.7 | [8 empty] | 4 | Non Federally-Regulated | 01/27/1988 |  | 10/10/1989
Borg Warner | Fraser Johnston | 120HCDAC | Natural Gas | No Match | False | True | 1 |  | Horizontal | No Match | No Match | No Match | No Match | No Match |  | No Match |  | 120000 | 92280 | 1565 | [13 empty] | Non Federally-Regulated | 08/17/1983 |  | 12/08/1986
Rheem Sales Company, Inc. | Rheem | RGAC-09KA | Natural Gas | No Match | False | False | 1 |  | Up | No Match | No Match | No Match | No Match | No Match |  | No Match |  | 95000 | 71000 |  |  | 93446 | 543 | 66.6 | [8 empty] | 3 | Non Federally-Regulated | 04/02/1981 |  | 08/17/1983
Heil Quaker | Heil Quaker | NRGF48EKH**(B) | Natural Gas | No Match |  | True | 1 |  | Horizontal | No Match | No Match | No Match | No Match | No Match |  | No Match |  | 100000 | 78886 | 2000 | 1675 | 97374 | 1274 | 77.4 | [8 empty] | 6 | Non Federally-Regulated | 01/15/1989 |  | 03/15/1989
Carrier Corp. | Payne | 580AN060100-B | Natural Gas | No Match |  | True | 1 |  | Down | No Match | No Match | No Match | No Match | No Match |  | No Match |  | 100000 | 78000 |  |  | 97418 | 1056 | 78.5 | [8 empty] | 3 | Non Federally-Regulated | 03/15/1989 |  | 10/10/1989
Ducane | Luxaire | P2HSD15N06001A | Natural Gas | No Match | False | False | 1 |  | Horizontal | No Match | No Match | No Match | No Match | No Match |  | No Match |  | 58673 | 46000 | 1540 | [13 empty] | Non Federally-Regulated | 08/17/1983 |  | 12/08/1986
Ducane | Carrier | 58EG080121 | LPG | No Match | False | False | 1 |  | Horizontal | No Match | No Match | No Match | No Match | No Match |  | No Match |  | 80000 | 55000 | 720 | 465 | 79438 | 578 | 58 | [8 empty] | 5 | Non Federally-Regulated | 07/26/1982 |  | 08/17/1983
Rheem Sales Company, Inc. | Ruud | URAB-08E42CT | LPG | No Match | False | True | 1 |  | Horizontal | No Match | No Match | No Match | No Match | No Match |  | No Match |  | 80000 | 61000 |  |  | 91869 | 808 | 66.7 | [8 empty] | 5 | Non Federally-Regulated | 07/26/1982 |  | 08/17/1983
Consolidated Industries Corp. | Addison Products | GDWHE100B-D5C | Natural Gas | No Match |  | False | 1 |  | Down | No Match | No Match | No Match | No Match | No Match |  | No Match |  | 100000 | 80000 |  |  | 97404 | 804 | 79.4 | [8 empty] | 4 | Non Federally-Regulated | 01/27/1988 |  | 01/15/1989
Amana Refrigeration, Inc. | Amana | EPCG3010-1E (B) | LPG | No Match |  | True | 1 |  | Horizontal | No Match | No Match | No Match | No Match | No Match |  | No Match |  | 100000 | 83000 |  |  | 94100 | 323 | 83.6 | [8 empty] | 22 | Non Federally-Regulated | 01/27/1988 |  | 01/15/1989
Snyder General Corp. | Comfortmaker | *PGDA048F075-IN-** | Natural Gas | No Match |  | True | 1 |  | Down | No Match | No Match | No Match | No Match | No Match |  | No Match |  | 75000 | 59000 |  |  | 58465 | 331 | 80.2 | [8 empty] | 15 | Non Federally-Regulated | 06/29/1987 |  | 01/27/1988
Heil Quaker | Trane | GCBDA-13-C* | Natural Gas | No Match | False | False | 1 |  | Down | No Match | No Match | No Match | No Match | No Match |  | No Match |  | 135000 | 102000 | 1560 | 990 | 120458 | 755 | 77.6 | [8 empty] | 6 | Non Federally-Regulated | 04/02/1981 |  | 03/11/1982
Carrier Corp. | Carrier | 48HD0053,5,6 | Natural Gas | No Match |  | True | 1 |  | Down | No Match | No Match | No Match | No Match | No Match |  | No Match |  | 125000 | 94250 | 1760 | 1550 | 120770 | 1271 | 76 | [8 empty] | 4 | Non Federally-Regulated | 12/08/1986 |  | 06/29/1987
Magic Chef | Armstrong | CF120AC3-3 | Natural Gas | No Match | False | False | 1 |  | Down | No Match | No Match | No Match | No Match | No Match |  | No Match |  | 127321 | 96000 | 1225 | [13 empty] | Non Federally-Regulated | 08/17/1983 |  | 12/08/1986
Amana Refrigeration, Inc. | Amana | ERGW0015-1A(B)W/EBWC | LPG | No Match |  | True | 1 |  | Down | No Match | No Match | No Match | No Match | No Match |  | No Match |  | 150000 | 128000 |  |  | 130500 | 980 | 82.8 | [9 empty] | Non Federally-Regulated | 01/27/1988 |  | 01/15/1989
Carrier Corp. | Payne | 579J(P,E)060125 | Natural Gas | No Match |  | True | 1 |  | Horizontal | No Match | No Match | No Match | No Match | No Match |  | No Match |  | 125000 | 94000 |  |  | 123921 | 870 | 75.7 | [8 empty] | 3 | Non Federally-Regulated | 03/15/1989 |  | 10/10/1989
Luxaire | Fraser Johnston | 42ECW120GB | LPG | No Match | False | True | 1 |  | Horizontal | No Match | No Match | No Match | No Match | No Match |  | No Match |  | 120000 | 93480 | 1275 | 995 | 112450 | 606 | 70 | [8 empty] | 5 | Non Federally-Regulated | 04/02/1981 |  | 10/13/1981
Magic Chef | Gaffers & Sattler | EMG-60035-4 | Natural Gas | No Match | False | False | 1 |  | Up | No Match | No Match | No Match | No Match | No Match |  | No Match |  | 61381 | 48000 | 1435 | [13 empty] | Non Federally-Regulated | 08/17/1983 |  | 12/08/1986
Carrier Corp. | Day & Night | 398AAW048080 | LPG | No Match |  | False | 1 |  | Up | No Match | No Match | No Match | No Match | No Match |  | No Match |  | 88000 | 82000 |  |  | 84622 | 602 | 92.2 | [8 empty] | 5 | Non Federally-Regulated | 06/29/1987 |  | 01/27/1988
Heil Quaker | Whirlpool | NUGA060AG** | Natural Gas | No Match | False | False | 1 |  | Up | No Match | No Match | No Match | No Match | No Match |  | No Match |  | 59508 | 46000 | 1360 | [13 empty] | Non Federally-Regulated | 08/17/1983 |  | 12/08/1986
Trane U.S. Inc. | Trane | YCC036A1LOA | Natural Gas | No Match |  | True | 1 |  | Horizontal | No Match | No Match | No Match | No Match | No Match |  | No Match |  | 80000 | 60000 | 1635 | 1255 | 79400 | 475 | 78.5 | [8 empty] | 0 | Non Federally-Regulated | 01/15/1989 |  | 03/15/1989
Magic Chef | Gaffers & Sattler | EMG66R-110D2C4-2 | Natural Gas | No Match | False | False | 1 |  | Up | No Match | No Match | No Match | No Match | No Match |  | No Match |  | 110000 | 88000 | 1580 | 1285 | 120865 | 582 | 64 | [8 empty] | 19 | Non Federally-Regulated | 04/02/1981 |  | 08/17/1983
Magic Chef | Johnson | 5A140-OH-3-5 | Natural Gas | No Match | False | True | 1 |  | Horizontal | No Match | No Match | No Match | No Match | No Match |  | No Match |  | 140000 | 105000 | 1950 | 1950 | 113871 | 659 | 68.2 | [8 empty] | 19 | Non Federally-Regulated | 04/02/1981 |  | 10/13/1981
Carrier Corp. | Day & Night | 585GJ042060 | Natural Gas | No Match |  | True | 1 |  | Horizontal | No Match | No Match | No Match | No Match | No Match |  | No Match |  | 60000 | 47000 | 1385 | 760 | 61655 | 457 | 75.4 | [8 empty] | 3 | Non Federally-Regulated | 12/08/1986 |  | 06/29/1987
Carrier Corp. | Payne | 585HP048080 | Natural Gas | No Match |  | True | 1 |  | Horizontal | No Match | No Match | No Match | No Match | No Match |  | No Match |  | 80000 | 60000 | 1775 | 1380 | 81255 | 748 | 75.7 | [8 empty] | 3 | Non Federally-Regulated | 01/27/1988 |  | 01/15/1989
Carrier Corp. | Day & Night | 395BAW048120 | Natural Gas | No Match |  | False | 1 |  | Up | No Match | No Match | No Match | No Match | No Match |  | No Match |  | 143000 | 116000 |  |  | 135613 | 902 | 80.4 | [8 empty] | 5 | Non Federally-Regulated | 12/08/1986 |  | 01/27/1988
Ducane | Heil Quaker | NUGK100DH** | Natural Gas | No Match |  | False | 1 |  | Up | No Match | No Match | No Match | No Match | No Match |  | No Match |  | 100000 | 88770 | 1490 | 1335 | 86818 | 696 | 89.2 | [8 empty] | 2 | Non Federally-Regulated | 01/27/1988 |  | 01/15/1989
Heil Quaker | Heil | NHGA120AH01 | Natural Gas | No Match | False | False | 1 |  | Horizontal | No Match | No Match | No Match | No Match | No Match |  | No Match |  | 120000 | 90000 | 1620 | 1040 | 118970 | 903 | 64.7 | [8 empty] | 1 | Non Federally-Regulated | 04/02/1981 |  | 08/17/1983
Heil Quaker | Heil Quaker | NRGF48EKB**(A) | Natural Gas | No Match |  | True | 1 |  | Horizontal | No Match | No Match | No Match | No Match | No Match |  | No Match |  | 80000 | 64472 | 2000 | 1675 | 75013 | 1170 | 79.7 | [8 empty] | 6 | Non Federally-Regulated | 01/15/1989 |  | 03/15/1989
BDP Co. | Day & Night | 396GAW000075 | Natural Gas | No Match | False | False | 1 |  | Down | No Match | No Match | No Match | No Match | No Match |  | No Match |  | 75521 | 58000 | [14 empty] | Non Federally-Regulated | 08/17/1983 |  | 12/08/1986
Amana Refrigeration, Inc. | Amana | EPCG4812-1D (B) | LPG | No Match | False | True | 1 |  | Horizontal | No Match | No Match | No Match | No Match | No Match |  | No Match |  | 97448 | 84000 | [14 empty] | Non Federally-Regulated | 08/17/1983 |  | 12/08/1986
Ducane | Heil Quaker | NDGE075NF** | Natural Gas | No Match |  | False | 1 |  | Down | No Match | No Match | No Match | No Match | No Match |  | No Match |  | 75000 | 57446 | 1360 | 670 | 69203 | 618 | 77.5 | [8 empty] | 1 | Non Federally-Regulated | 12/08/1986 |  | 01/15/1989
Rheem Sales Company, Inc. | Century | TGR-24-1F-70 | Natural Gas | No Match |  | True | 1 |  | Horizontal | No Match | No Match | No Match | No Match | No Match |  | No Match |  | 75000 | 58000 |  |  | 69642 | 475 | 78 | [8 empty] | 4 | Non Federally-Regulated | 01/15/1989 |  | 03/15/1989
Ducane | Day & Night | 349EAW060140 | LPG | No Match | False | False | 1 |  | Horizontal | No Match | No Match | No Match | No Match | No Match |  | No Match |  | 140000 | 97000 | 1950 | 1130 | 160264 | 921 | 58 | [8 empty] | 5 | Non Federally-Regulated | 04/02/1981 |  | 03/11/1982
Lennox Industries Inc. | Lennox | GCS10X-463-75-1G | Natural Gas | No Match |  | True | 1 |  | Horizontal | No Match | No Match | No Match | No Match | No Match |  | No Match |  | 75000 | 58000 | 1225 | 710 | 60493 | 661 | 75.7 | [8 empty] | 3 | Non Federally-Regulated | 01/15/1989 |  | 03/15/1989
Borg Warner | Fraser Johnston | FCU080AANA | Natural Gas | No Match | False | False | 1 |  | Up | No Match | No Match | No Match | No Match | No Match |  | No Match |  | 80263 | 61000 | [14 empty] | Non Federally-Regulated | 08/17/1983 |  | 12/08/1986
Heil Quaker | Whirlpool | NUGE125KH** | Natural Gas | No Match |  | False | 1 |  | Up | No Match | No Match | No Match | No Match | No Match |  | No Match |  | 125000 | 98252 | 1590 | 1250 | 119296 | 850 | 77.9 | [8 empty] | 2 | Non Federally-Regulated | 12/08/1986 |  | 10/10/1989
Rheem Sales Company, Inc. | Ruud | URAB-04E24BT | LPG | No Match | False | True | 1 |  | Horizontal | No Match | No Match | No Match | No Match | No Match |  | No Match |  | 39683 | 30000 | [14 empty] | Non Federally-Regulated | 08/17/1983 |  | 12/08/1986
Borg Warner | Fraser Johnston | FCU080AANA | Natural Gas | No Match | False | False | 1 |  | Up | No Match | No Match | No Match | No Match | No Match |  | No Match |  | 80000 | 61000 |  |  | 90592 | 584 | 69 | [8 empty] | 2 | Non Federally-Regulated | 07/26/1982 |  | 08/17/1983
Rheem Sales Company, Inc. | Ruud | UGGA-08ECB | Natural Gas | No Match | False | False | 1 |  | Up | No Match | No Match | No Match | No Match | No Match |  | No Match |  | 80000 | 60000 |  |  | 92368 | 537 | 67.4 | [8 empty] | 4 | Non Federally-Regulated | 04/02/1981 |  | 08/17/1983
Rheem Sales Company, Inc. | Rheem | RRGF-10E30JK* | Natural Gas | No Match |  | True | 1 |  | Horizontal | No Match | No Match | No Match | No Match | No Match |  | No Match |  | 100000 | 76000 |  |  | 81208 | 465 | 76.9 | [8 empty] | 4 | Non Federally-Regulated | 03/15/1989 |  | 10/10/1989
Magic Chef | Williams | EMG-110-4 | Natural Gas | No Match | False | False | 1 |  | Up | No Match | No Match | No Match | No Match | No Match |  | No Match |  | 117333 | 88000 | [14 empty] | Non Federally-Regulated | 08/17/1983 |  | 12/08/1986
Heil Quaker | Sears | 867.81511*(A) | LPG | No Match |  | True | 1 |  | Horizontal | No Match | No Match | No Match | No Match | No Match |  | No Match |  | 60000 | 48360 | 870 | 705 | 59330 | 605 | 76.9 | [8 empty] | 6 | Non Federally-Regulated | 06/29/1987 |  | 01/27/1988
SJC Corp. | Janitrol | RT 42-125-41C | Natural Gas | No Match | False | True | 1 |  | Horizontal | No Match | No Match | No Match | No Match | No Match |  | No Match |  | 125000 | 96250 | 1500 | 1000 | 106383 | 881 | 72.4 | [8 empty] | 0 | Non Federally-Regulated | 10/13/1981 |  | 03/11/1982
Luxaire | Moncrief | GCH076RF | Natural Gas | No Match | False | False | 1 |  | Horizontal | No Match | No Match | No Match | No Match | No Match |  | No Match |  | 76000 | 58672 | 1200 |  | 73964 | 412 | 73.3 | [8 empty] | 11 | Non Federally-Regulated | 10/13/1981 |  | 03/11/1982
SJC Corp. | Frigiking Tappan | UI120D10 | Natural Gas | No Match | False | False | 1 |  | Up | No Match | No Match | No Match | No Match | No Match |  | No Match |  | 120000 | 90000 | 950 | 840 | 115601 | 1024 | 66.2 | [9 empty] | Non Federally-Regulated | 04/02/1981 |  | 10/13/1981
Rheem Sales Company, Inc. | Fraser Johnston | PCUMD18N08101A | Natural Gas | No Match |  | False | 1 |  | Up | No Match | No Match | No Match | No Match | No Match |  | No Match |  | 100000 | 80000 |  |  | 97252 | 879 | 79.3 | [8 empty] | 4 | Non Federally-Regulated | 01/15/1989 |  | 10/10/1989
Magic Chef | Williams | ENG6D60DC42-* | Natural Gas | No Match |  | False | 1 |  | Up | No Match | No Match | No Match | No Match | No Match |  | No Match |  | 60000 | 48000 | 1365 |  | 62979 | 315 | 73.2 | [8 empty] | 2 | Non Federally-Regulated | 12/08/1986 |  | 01/15/1989
BDP Co. | Carrier | 48GH02430X | Natural Gas | No Match | False | True | 1 |  | Horizontal | No Match | No Match | No Match | No Match | No Match |  | No Match |  | 75000 | 57000 | 915 | 765 | 77135 | 514 | 70.4 | [8 empty] | 3 | Non Federally-Regulated | 10/13/1981 |  | 03/11/1982
Rheem Sales Company, Inc. | Heat Controller | GHD150-D5 | Natural Gas | No Match | False | False | 1 |  | Up | No Match | No Match | No Match | No Match | No Match |  | No Match |  | 150000 | 113000 |  |  | 161485 | 958 | 67.4 | [8 empty] | 4 | Non Federally-Regulated | 04/02/1981 |  | 08/17/1983
Magic Chef | Magic Chef | ENG6D80DC48-* | Natural Gas | No Match |  | False | 1 |  | Up | No Match | No Match | No Match | No Match | No Match |  | No Match |  | 80000 | 64000 | 1545 |  | 81588 | 589 | 74.2 | [8 empty] | 2 | Non Federally-Regulated | 12/08/1986 |  | 01/15/1989
Rheem Sales Company, Inc. | Century | TGR-30-1F-100 | Natural Gas | No Match |  | True | 1 |  | Horizontal | No Match | No Match | No Match | No Match | No Match |  | No Match |  | 100000 | 76000 |  |  | 81208 | 465 | 76.9 | [8 empty] | 4 | Non Federally-Regulated | 01/27/1988 |  | 01/15/1989
Carrier Corp. | Payne | 580AP036100 | Natural Gas | No Match |  | True | 1 |  | Down | No Match | No Match | No Match | No Match | No Match |  | No Match |  | 100000 | 78000 |  |  | 98012 | 920 | 78.5 | [8 empty] | 3 | Non Federally-Regulated | 03/15/1989 |  | 10/10/1989
Heil Quaker | Dayton | 3E436A | Natural Gas | No Match |  | False | 1 |  | Up | No Match | No Match | No Match | No Match | No Match |  | No Match |  | 50000 | 46392 | 1300 | 1175 | 49519 | 580 | 92.4 | [8 empty] | 2 | Non Federally-Regulated | 12/08/1986 |  | 10/10/1989
Rheem Sales Company, Inc. | Arcoaire | APGHA048G125 | Natural Gas | No Match |  | True | 1 |  | Horizontal | No Match | No Match | No Match | No Match | No Match |  | No Match |  | 125000 | 93000 |  |  | 80919 | 522 | 76.1 | [8 empty] | 15 | Non Federally-Regulated | 12/08/1986 |  | 06/29/1987
Lennox Industries Inc. | Lennox | GCS9-653-120-2G | Natural Gas | No Match |  | True | 1 |  | Horizontal | No Match | No Match | No Match | No Match | No Match |  | No Match |  | 120000 | 93000 | 2000 | 1320 | 100161 | 749 | 77.4 | [8 empty] | 3 | Non Federally-Regulated | 01/15/1989 |  | 03/15/1989
Snyder General Corp. | McQuay | *PGDA060F125-N** | Natural Gas | No Match |  | True | 1 |  | Down | No Match | No Match | No Match | No Match | No Match |  | No Match |  | 125000 | 98000 |  |  | 118533 | 639 | 79.2 | [8 empty] | 15 | Non Federally-Regulated | 12/08/1986 |  | 06/29/1987
Adams Furnace | Adams Furnace | 75UMR-11* | LPG | No Match | False | False | 1 |  | Up | No Match | No Match | No Match | No Match | No Match |  | No Match |  | 75000 | 56325 | 800 | [13 empty] | Non Federally-Regulated | 08/17/1983 |  | 12/08/1986
Rheem Sales Company, Inc. | Heat Controller | TGR90-4F-150K | Natural Gas | No Match |  | True | 1 |  | Horizontal | No Match | No Match | No Match | No Match | No Match |  | No Match |  | 150000 | 123000 |  |  | 130116 | 1378 | 82.5 | [8 empty] | 6 | Non Federally-Regulated | 01/27/1988 |  | 01/15/1989
Snyder General Corp. | McQuay | *PGH*060G125*I*** | Natural Gas | No Match |  | True | 1 |  | Horizontal | No Match | No Match | No Match | No Match | No Match |  | No Match |  | 125000 | 93000 |  |  | 80919 | 522 | 76.1 | [8 empty] | 15 | Non Federally-Regulated | 03/15/1989 |  | 10/10/1989
Snyder General Corp. | Arcoaire | *PGDA060H075-L** | LPG | No Match |  | True | 1 |  | Down | No Match | No Match | No Match | No Match | No Match |  | No Match |  | 75000 | 59000 |  |  | 58465 | 331 | 80.2 | [8 empty] | 15 | Non Federally-Regulated | 12/08/1986 |  | 06/29/1987
Rheem Sales Company, Inc. | Rheem | RGNC-09EC | Natural Gas | No Match | False | False | 1 |  | Down | No Match | No Match | No Match | No Match | No Match |  | No Match |  | 95000 | 73000 |  |  | 88106 | 876 | 69.3 | [8 empty] | 4 | Non Federally-Regulated | 04/02/1981 |  | 08/17/1983
Borg Warner | Luxaire | 140HCDAC | LPG | No Match | False | True | 1 |  | Horizontal | No Match | No Match | No Match | No Match | No Match |  | No Match |  | 140000 | 106680 | 1580 | [13 empty] | Non Federally-Regulated | 08/17/1983 |  | 12/08/1986
Magic Chef | Airease | EG8D60DC48-2 | Natural Gas | No Match |  | False | 1 |  | Horizontal | No Match | No Match | No Match | No Match | No Match |  | No Match |  | 60000 | 47000 |  |  | 61258 | 517 | 75.2 | [8 empty] | 3 | Non Federally-Regulated | 12/08/1986 |  | 01/27/1988
Sunbeam Air Conditioning | Sunbeam Air Conditioning | 226*-120-1*G-*3 | Natural Gas | No Match |  | True | 1 |  | Down | No Match | No Match | No Match | No Match | No Match |  | No Match |  | 210000 | 165900 | 4400 | 3600 | 198870 | 2472 | 77.1 | [8 empty] | 4 | Non Federally-Regulated | 01/27/1988 |  | 01/15/1989
Magic Chef | Williams | 2.5D80 | Natural Gas | No Match | False | True | 1 |  | Up | No Match | No Match | No Match | No Match | No Match |  | No Match |  | 80000 | 60000 | 975 | 700 | 81968 | 496 | 66.8 | [8 empty] | 19 | Non Federally-Regulated | 07/26/1982 |  | 08/17/1983
Magic Chef | Johnson | 24D80 | Natural Gas | No Match | False | True | 1 |  | Horizontal | No Match | No Match | No Match | No Match | No Match |  | No Match |  | 80000 | 60000 | 805 | 700 | 81975 | 270 | 66.8 | [8 empty] | 19 | Non Federally-Regulated | 07/26/1982 |  | 08/17/1983
Rheem Sales Company, Inc. | Addison Products | GUWHE075B-D4HC | LPG | No Match |  | False | 1 |  | Up | No Match | No Match | No Match | No Match | No Match |  | No Match |  | 75000 | 59000 |  |  | 70889 | 792 | 78 | [8 empty] | 4 | Non Federally-Regulated | 06/29/1987 |  | 01/27/1988
Heil Quaker | Whirlpool | NRGF60FKH**(A) | Natural Gas | No Match |  | True | 1 |  | Horizontal | No Match | No Match | No Match | No Match | No Match |  | No Match |  | 80000 | 65700 | 1775 | 1550 | 74336 | 1034 | 82.4 | [8 empty] | 6 | Non Federally-Regulated | 12/08/1986 |  | 06/29/1987
Rheem Sales Company, Inc. | Heat Controller | TGR-36-1XA-50 | Natural Gas | No Match |  | True | 1 |  | Horizontal | No Match | No Match | No Match | No Match | No Match |  | No Match |  | 50000 | 38000 |  |  | 49283 | 420 | 78.3 | [8 empty] | 4 | Non Federally-Regulated | 03/15/1989 |  | 10/10/1989
Rheem Sales Company, Inc. | Ruud | UGMC-10EAB | Natural Gas | No Match | False | False | 1 |  | Down | No Match | No Match | No Match | No Match | No Match |  | No Match |  | 100000 | 75000 |  |  | 91710 | 548 | 67.8 | [8 empty] | 3 | Non Federally-Regulated | 04/02/1981 |  | 08/17/1983
Ducane | Borg Warner | P2LFB17F15001A | Oil | No Match | False | False | 1 |  | Up | No Match | No Match | No Match | No Match | No Match |  | No Match |  | 182716 | 148000 | 1755 | [13 empty] | Non Federally-Regulated | 08/17/1983 |  | 12/08/1986
Ducane | Heil Quaker | NRGF60EDB**(A) | LPG | No Match |  | True | 1 |  | Horizontal | No Match | No Match | No Match | No Match | No Match |  | No Match |  | 80000 | 64472 | 2000 | 1675 | 75013 | 1170 | 79.7 | [8 empty] | 6 | Non Federally-Regulated | 12/08/1986 |  | 06/29/1987
Climate Control / Snyder General | Climate Control | BPGHA048F100-L | LPG | No Match |  | True | 1 |  | Horizontal | No Match | No Match | No Match | No Match | No Match |  | No Match |  | 100000 | 74000 |  |  | 80919 | 408 | 77.4 | [8 empty] | 15 | Non Federally-Regulated | 12/08/1986 |  | 06/29/1987
John Zink | John Zink | RCG-0601-33-0951-CT | Natural Gas | No Match | False | True | 1 |  | Horizontal | No Match | No Match | No Match | No Match | No Match |  | No Match |  | 95000 | 73150 | 2200 | [13 empty] | Non Federally-Regulated | 08/17/1983 |  | 12/08/1986
Carrier Corp. | Carrier | 58DHB075-BC | Natural Gas | No Match |  | False | 1 |  | Horizontal | No Match | No Match | No Match | No Match | No Match |  | No Match |  | 90000 | 73000 |  |  | 76041 | 656 | 81.3 | [8 empty] | 5 | Non Federally-Regulated | 12/08/1986 |  | 01/27/1988
BDP Co. | Carrier | 58DR150-B** | LPG | No Match | False | False | 1 |  | Down | No Match | No Match | No Match | No Match | No Match |  | No Match |  | 120000 | 88000 | 2075 | 1850 | 117680 | 775 | 65.8 | [8 empty] | 5 | Non Federally-Regulated | 07/26/1982 |  | 08/17/1983
Luxaire | Moncrief | FCU060AANA | Natural Gas | No Match | False | False | 1 |  | Up | No Match | No Match | No Match | No Match | No Match |  | No Match |  | 60000 | 43740 |  |  | 69786 | 426 | 66.7 | [8 empty] | 2 | Non Federally-Regulated | 03/11/1982 |  | 07/26/1982
Rheem Sales Company, Inc. | Rheem | RRGE-10E60DLR | Natural Gas | No Match |  | True | 1 |  | Horizontal | No Match | No Match | No Match | No Match | No Match |  | No Match |  | 100000 | 76000 |  |  | 79634 | 750 | 77.2 | [8 empty] | 4 | Non Federally-Regulated | 12/08/1986 |  | 06/29/1987
Consolidated Industries Corp. | Janitrol / GMC | HAC100NF4R | LPG | No Match | False | True | 1 |  | Horizontal | No Match | No Match | No Match | No Match | No Match |  | No Match |  | 97345 | 77000 | [14 empty] | Non Federally-Regulated | 08/17/1983 |  | 12/08/1986
Ducane | Heil Quaker | NRGF42DDB**(B) | Natural Gas | No Match |  | True | 1 |  | Horizontal | No Match | No Match | No Match | No Match | No Match |  | No Match |  | 80000 | 63095 | 1490 | 1055 | 77883 | 858 | 78.1 | [8 empty] | 6 | Non Federally-Regulated | 01/27/1988 |  | 01/15/1989
Snyder General Corp. | Comfortmaker | *PGD*060F100*I*** | Natural Gas | No Match |  | True | 1 |  | Down | No Match | No Match | No Match | No Match | No Match |  | No Match |  | 100000 | 79000 |  |  | 97857 | 470 | 80.2 | [8 empty] | 15 | Non Federally-Regulated | 03/15/1989 |  | 10/10/1989
Lennox Industries Inc. | Lennox | GCS16-953-200-1Y | Natural Gas | No Match |  | True | 1 |  | Horizontal | No Match | No Match | No Match | No Match | No Match |  | No Match |  | 200000 | 160000 | 3800 | 2400 | 177835 | 1340 | 78.2 | [8 empty] | 20 | Non Federally-Regulated | 12/08/1986 |  | 06/29/1987
Taylor | Taylor | THN075A948A | Natural Gas | No Match |  | False | 1 |  | Horizontal | No Match | No Match | No Match | No Match | No Match |  | No Match |  | 75000 | 59000 |  |  | 61197 | 530 | 75.2 | [8 empty] | 3 | Non Federally-Regulated | 01/27/1988 |  | 01/15/1989
Heil Quaker | Heil Quaker | NRGF60FDH**(C) | LPG | No Match |  | True | 1 |  | Horizontal | No Match | No Match | No Match | No Match | No Match |  | No Match |  | 145000 | 114777 | 1775 | 1550 | 138337 | 1210 | 77.8 | [8 empty] | 6 | Non Federally-Regulated | 01/15/1989 |  | 03/15/1989
Luxaire | Moncrief | GCH133UF | Natural Gas | No Match | False | False | 1 |  | Horizontal | No Match | No Match | No Match | No Match | No Match |  | No Match |  | 133000 | 100548 | 2000 |  | 139917 | 603 | 63.5 | [8 empty] | 5 | Non Federally-Regulated | 03/11/1982 |  | 07/26/1982
Ducane | Heil Quaker | NRGF60FDB**(A) | LPG | No Match |  | True | 1 |  | Horizontal | No Match | No Match | No Match | No Match | No Match |  | No Match |  | 80000 | 65700 | 1775 | 1550 | 74336 | 1034 | 82.4 | [8 empty] | 6 | Non Federally-Regulated | 06/29/1987 |  | 01/27/1988
Arco Comfort Products Co. | Arcoaire | GUD080NDAI | Natural Gas | No Match | False | False | 1 |  | Up | No Match | No Match | No Match | No Match | No Match |  | No Match |  | 80000 | 62400 | 1200 | [13 empty] | Non Federally-Regulated | 08/17/1983 |  | 12/08/1986
Heil Quaker | Heil Quaker | NRGF48EDH**(A) | Natural Gas | No Match |  | True | 1 |  | Horizontal | No Match | No Match | No Match | No Match | No Match |  | No Match |  | 80000 | 64472 | 2000 | 1675 | 75013 | 1170 | 79.7 | [8 empty] | 6 | Non Federally-Regulated | 03/15/1989 |  | 10/10/1989
Amana Refrigeration, Inc. | Amana | GCI45A25 | LPG | No Match |  | False | 1 |  | Down | No Match | No Match | No Match | No Match | No Match |  | No Match |  | 45000 | 38000 |  |  | 38858 | 290 | 79.4 | [9 empty] | Non Federally-Regulated | 06/29/1987 |  | 10/10/1989
Magic Chef | Gaffers & Sattler | EG83-75D2C3.5-5 | Natural Gas | No Match | False | False | 1 |  | Horizontal | No Match | No Match | No Match | No Match | No Match |  | No Match |  | 75497 | 57000 | 1002 | [13 empty] | Non Federally-Regulated | 08/17/1983 |  | 12/08/1986
Luxaire | Moncrief | 60REH0BNL | Natural Gas | No Match | False | False | 1 |  | Down | No Match | No Match | No Match | No Match | No Match |  | No Match |  | 60000 | 45180 |  |  | 67887 | 809 | 71.4 | [8 empty] | 2 | Non Federally-Regulated | 03/11/1982 |  | 07/26/1982
Heil Quaker | Whirlpool | NUGK080CG** | Natural Gas | No Match |  | False | 1 |  | Up | No Match | No Match | No Match | No Match | No Match |  | No Match |  | 80000 | 71778 | 1370 | 890 | 67037 | 768 | 91.4 | [8 empty] | 2 | Non Federally-Regulated | 12/08/1986 |  | 10/10/1989
Consolidated Industries Corp. | Premier | HAC100N(D,E,F)5RXC | Natural Gas | No Match |  | False | 1 |  | Horizontal | No Match | No Match | No Match | No Match | No Match |  | No Match |  | 100000 | 79000 |  |  | 102248 | 858 | 75.1 | [8 empty] | 3 | Non Federally-Regulated | 06/29/1987 |  | 01/15/1989
Rheem Sales Company, Inc. | Rheem | RRAD-06E30JR | Natural Gas | No Match | False | True | 1 |  | Horizontal | No Match | No Match | No Match | No Match | No Match |  | No Match |  | 60000 | 45000 |  |  | 68873 | 495 | 67.3 | [8 empty] | 4 | Non Federally-Regulated | 07/26/1982 |  | 08/17/1983
Amana Refrigeration, Inc. | Amana | GCE105DM-3 | LPG | No Match | False | False | 1 |  | Down | No Match | No Match | No Match | No Match | No Match |  | No Match |  | 105000 | 84000 | 1280 | 780 | 107415 | 530 | 72.9 | [8 empty] | 4 | Non Federally-Regulated | 07/26/1982 |  | 08/17/1983
Magic Chef | Johnson | 2.5D80 | Natural Gas | No Match | False | True | 1 |  | Horizontal | No Match | No Match | No Match | No Match | No Match |  | No Match |  | 80000 | 60000 | 975 | 700 | 81968 | 496 | 66.8 | [8 empty] | 19 | Non Federally-Regulated | 04/02/1981 |  | 10/13/1981
BDP Co. | Carrier | 48GL03660X, 61X | LPG | No Match | False | True | 1 |  | Horizontal | No Match | No Match | No Match | No Match | No Match |  | No Match |  | 75000 | 56250 | 1330 | 1060 | 76078 | 732 | 70.4 | [8 empty] | 3 | Non Federally-Regulated | 10/13/1981 |  | 03/11/1982
Luxaire | Luxaire | 90CE48BNL | Natural Gas | No Match | False | False | 1 |  | Up | No Match | No Match | No Match | No Match | No Match |  | No Match |  | 90000 | 68040 | 1530 | 1225 | 85420 | 671 | 71.9 | [8 empty] | 11 | Non Federally-Regulated | 10/13/1981 |  | 03/11/1982
BDP Co. | Carrier | 48GL04850 | Natural Gas | No Match | False | True | 1 |  | Horizontal | No Match | No Match | No Match | No Match | No Match |  | No Match |  | 80000 | 60000 | 2030 | 1145 | 88624 | 983 | 68.5 | [8 empty] | 325 | Non Federally-Regulated | 04/02/1981 |  | 10/13/1981
Heil Quaker | Sears | 867.81520*(A) | Natural Gas | No Match |  | True | 1 |  | Horizontal | No Match | No Match | No Match | No Match | No Match |  | No Match |  | 80000 | 66720 | 2000 | 1675 | 75040 | 1164 | 79.7 | [8 empty] | 6 | Non Federally-Regulated | 01/27/1988 |  | 01/15/1989
Rheem Sales Company, Inc. | Rheem | RRBD-08E36JR | Natural Gas | No Match | False | True | 1 |  | Horizontal | No Match | No Match | No Match | No Match | No Match |  | No Match |  | 79701 | 64000 | [14 empty] | Non Federally-Regulated | 08/17/1983 |  | 12/08/1986
Snyder General Corp. | Arcoaire | *PGD*060F075*I*** | Natural Gas | No Match |  | True | 1 |  | Down | No Match | No Match | No Match | No Match | No Match |  | No Match |  | 75000 | 59000 |  |  | 58465 | 331 | 80.2 | [8 empty] | 15 | Non Federally-Regulated | 01/15/1989 |  | 03/15/1989
Luxaire | Luxaire | GCH060AF | Natural Gas | No Match | False | True | 1 |  | Horizontal | No Match | No Match | No Match | No Match | No Match |  | No Match |  | 60000 | 47400 |  |  | 68743 | 569 | 67.9 | [8 empty] | 2 | Non Federally-Regulated | 10/13/1981 |  | 03/11/1982
Rheem Sales Company, Inc. | Heat Controller | TGR-36-1E-70 | Natural Gas | No Match |  | True | 1 |  | Horizontal | No Match | No Match | No Match | No Match | No Match |  | No Match |  | 75000 | 58000 |  |  | 68444 | 745 | 78.2 | [8 empty] | 4 | Non Federally-Regulated | 01/15/1989 |  | 03/15/1989
John Zink | Air Distribution Association | RBG-1802-33-3502-HC | Natural Gas | No Match | False | True | 3 |  | Horizontal | No Match | No Match | No Match | No Match | No Match |  | No Match |  | 350000 | 280000 | 6000 | [13 empty] | Non Federally-Regulated | 08/17/1983 |  | 12/08/1986
Amana Refrigeration, Inc. | Amana | EPCG3612-1B (B) | LPG | No Match | False | True | 1 |  | Horizontal | No Match | No Match | No Match | No Match | No Match |  | No Match |  | 100000 | 83430 |  |  | 95340 | 626 | 81.5 | [8 empty] | 22 | Non Federally-Regulated | 04/02/1981 |  | 10/13/1981
Consolidated Industries Corp. | Goodman | HBA120ND5RX | Natural Gas | No Match |  | False | 1 |  | Horizontal | No Match | No Match | No Match | No Match | No Match |  | No Match |  | 120000 | 94000 |  |  | 115050 | 1154 | 80.1 | [8 empty] | 3 | Non Federally-Regulated | 01/27/1988 |  | 10/10/1989
Carrier Corp. | Payne | 580AN042100 | Natural Gas | No Match |  | True | 1 |  | Down | No Match | No Match | No Match | No Match | No Match |  | No Match |  | 100000 | 78000 |  |  | 98012 | 920 | 78.5 | [8 empty] | 3 | Non Federally-Regulated | 03/15/1989 |  | 10/10/1989
Heil Quaker | Heil | NRGE42LAK** | Natural Gas | No Match | False | True | 1 |  | Horizontal | No Match | No Match | No Match | No Match | No Match |  | No Match |  | 94164 | 71000 | 1250 | [13 empty] | Non Federally-Regulated | 08/17/1983 |  | 12/08/1986
Heil Quaker | Sears | 867.76268* | Natural Gas | No Match | False | False | 1 |  | Up | No Match | No Match | No Match | No Match | No Match |  | No Match |  | 100381 | 79000 | 1340 | [13 empty] | Non Federally-Regulated | 08/17/1983 |  | 12/08/1986
Gaffers & Sattler | York | D1YD030N08006A | Natural Gas | No Match | False | True | 1 |  | Horizontal | No Match | No Match | No Match | No Match | No Match |  | No Match |  | 80000 | 57000 | 975 | 700 | 81968 | 496 | 66.8 | [8 empty] | 19 | Non Federally-Regulated | 10/13/1981 |  | 03/11/1982
York International | Luxaire | PAUT-LD16N105A | Natural Gas | No Match |  | False | 1 |  | Up | No Match | No Match | No Match | No Match | No Match |  | No Match |  | 105000 | 86000 | 1545 | 1115 | 93600 | 870 | 81.8 | [9 empty] | Non Federally-Regulated | 12/08/1986 |  | 01/27/1988
Arco Comfort Products Co. | Friedrich | GHA120NGCB | LPG | No Match | False | True | 1 |  | Horizontal | No Match | No Match | No Match | No Match | No Match |  | No Match |  | 120000 | 87000 |  |  | 118226 | 875 | 65.2 | [8 empty] | 2 | Non Federally-Regulated | 07/26/1982 |  | 08/17/1983
Luxaire | Luxaire | 100HCDAC | Natural Gas | No Match | False | True | 1 |  | Horizontal | No Match | No Match | No Match | No Match | No Match |  | No Match |  | 100000 | 76600 | 1565 | 1091 | 90775 | 580 | 69.1 | [8 empty] | 2 | Non Federally-Regulated | 04/02/1981 |  | 10/13/1981
Rheem Sales Company, Inc. | Arcoaire | AGUC100A016AIN | LPG | No Match |  | False | 1 |  | Up | No Match | No Match | No Match | No Match | No Match |  | No Match |  | 100000 | 92000 |  |  | 86889 | 771 | 89.1 | [8 empty] | 4 | Non Federally-Regulated | 06/29/1987 |  | 01/15/1989
Magic Chef | Gaffers & Sattler | EG6B60DC24-2 | Natural Gas | No Match | False | False | 1 |  | Up | No Match | No Match | No Match | No Match | No Match |  | No Match |  | 60502 | 53000 | 960 | [13 empty] | Non Federally-Regulated | 08/17/1983 |  | 12/08/1986
Rheem Sales Company, Inc. | Ruud | URGE-07N36JKR | Natural Gas | No Match |  | True | 1 |  | Horizontal | No Match | No Match | No Match | No Match | No Match |  | No Match |  | 75000 | 58000 |  |  | 68444 | 745 | 78.2 | [8 empty] | 4 | Non Federally-Regulated | 03/15/1989 |  | 10/10/1989
Trane U.S. Inc. | Trane | TUD090A936A | Natural Gas | No Match |  | False | 1 |  | Up | No Match | No Match | No Match | No Match | No Match |  | No Match |  | 90000 | 68000 | 1200 | 1200 | 79400 | 492 | 78.3 | [8 empty] | 5 | Non Federally-Regulated | 01/15/1989 |  | 10/10/1989
Borg Warner | Luxaire | 48ECW096GA | LPG | No Match | False | True | 1 |  | Horizontal | No Match | No Match | No Match | No Match | No Match |  | No Match |  | 96000 | 73728 | 1800 | 1560 | 88380 | 569 | 70.3 | [8 empty] | 5 | Non Federally-Regulated | 07/26/1982 |  | 08/17/1983
Magic Chef | Johnson | ENG6D120DC48-* | Natural Gas | No Match |  | False | 1 |  | Up | No Match | No Match | No Match | No Match | No Match |  | No Match |  | 120000 | 96000 | 1570 |  | 125614 | 691 | 73.3 | [8 empty] | 2 | Non Federally-Regulated | 12/08/1986 |  | 01/15/1989
Borg Warner | Moncrief | GCU110SF | Natural Gas | No Match | False | False | 1 |  | Up | No Match | No Match | No Match | No Match | No Match |  | No Match |  | 110519 | 83000 | 1440 | [13 empty] | Non Federally-Regulated | 08/17/1983 |  | 12/08/1986
Rheem Sales Company, Inc. | Rheem | RGGC-12KC | Natural Gas | No Match | False | False | 1 |  | Up | No Match | No Match | No Match | No Match | No Match |  | No Match |  | 125000 | 95000 |  |  | 135185 | 902 | 68.8 | [8 empty] | 4 | Non Federally-Regulated | 04/02/1981 |  | 08/17/1983
Rheem Sales Company, Inc. | Heat Controller | GTH120-T5NX | Natural Gas | No Match |  | False | 1 |  | Horizontal | No Match | No Match | No Match | No Match | No Match |  | No Match |  | 120000 | 94000 |  |  | 115050 | 1154 | 80.1 | [8 empty] | 3 | Non Federally-Regulated | 01/27/1988 |  | 01/15/1989
Lennox Industries Inc. | Lennox | GCS10-311-50-1P | Natural Gas | No Match |  | True | 1 |  | Horizontal | No Match | No Match | No Match | No Match | No Match |  | No Match |  | 50000 | 40000 | 1070 | 740 | 39204 | 426 | 78 | [8 empty] | 3 | Non Federally-Regulated | 01/27/1988 |  | 01/15/1989
Carrier Corp. | Payne | 580AP036060 | Natural Gas | No Match |  | True | 1 |  | Horizontal | No Match | No Match | No Match | No Match | No Match |  | No Match |  | 60000 | 46000 |  |  | 58749 | 565 | 78.5 | [8 empty] | 3 | Non Federally-Regulated | 03/15/1989 |  | 10/10/1989
Snyder General Corp. | McQuay | EPGHA048H100-L | LPG | No Match |  | True | 1 |  | Horizontal | No Match | No Match | No Match | No Match | No Match |  | No Match |  | 100000 | 74000 |  |  | 80919 | 408 | 77.4 | [8 empty] | 15 | Non Federally-Regulated | 12/08/1986 |  | 06/29/1987
Carrier Corp. | Carrier | 48KLA130300BE | Natural Gas | No Match |  | True | 1 |  | Horizontal | No Match | No Match | No Match | No Match | No Match |  | No Match |  | 40000 | 32000 | 1035 | 585 | 40780 | 375 | 75.4 | [8 empty] | 3 | Non Federally-Regulated | 01/27/1988 |  | 01/15/1989
SJC Corp. | Frigiking Tappan | UI160D15 | Natural Gas | No Match | False | False | 1 |  | Up | No Match | No Match | No Match | No Match | No Match |  | No Match |  | 160000 | 120000 | 1560 | 1320 | 164489 | 789 | 66.3 | [8 empty] | 0 | Non Federally-Regulated | 10/13/1981 |  | 07/26/1982
Amana Refrigeration, Inc. | Amana | EGHE60DA-3 (A) | Natural Gas | No Match |  | False | 1 |  | Up | No Match | No Match | No Match | No Match | No Match |  | No Match |  | 60000 | 58000 | 1140 | 650 | 61380 | 590 | 95.2 | [8 empty] | 0 | Non Federally-Regulated | 06/29/1987 |  | 01/27/1988
Heil Quaker | Dayton | 3E283B | Natural Gas | No Match | False | False | 1 |  | Down | No Match | No Match | No Match | No Match | No Match |  | No Match |  | 75000 | 57000 | 910 | 640 | 80897 | 544 | 76.9 | [8 empty] | 6 | Non Federally-Regulated | 07/26/1982 |  | 08/17/1983
Heil Quaker | Whirlpool | NRLE30MAK** | LPG | No Match | False | True | 1 |  | Horizontal | No Match | No Match | No Match | No Match | No Match |  | No Match |  | 74901 | 57000 | 950 | [13 empty] | Non Federally-Regulated | 08/17/1983 |  | 12/08/1986
Heil Quaker | Heil | NUGA100AG** | Natural Gas | No Match | False | False | 1 |  | Up | No Match | No Match | No Match | No Match | No Match |  | No Match |  | 100000 | 79000 | 1350 | 920 | 96890 | 327 | 80.2 | [8 empty] | 6 | Non Federally-Regulated | 07/26/1982 |  | 08/17/1983
BDP Co. | Day & Night | 585EJ036125 | Natural Gas | No Match | False | True | 1 |  | Horizontal | No Match | No Match | No Match | No Match | No Match |  | No Match |  | 99490 | 78000 | 1450 | [13 empty] | Non Federally-Regulated | 08/17/1983 |  | 12/08/1986
Heil Quaker | Sears | 867.76235* | Natural Gas | No Match |  | False | 1 |  | Down | No Match | No Match | No Match | No Match | No Match |  | No Match |  | 75000 | 57160 | 1360 | 670 | 71076 | 417 | 76.6 | [8 empty] | 1 | Non Federally-Regulated | 12/08/1986 |  | 10/10/1989
Ducane | Moncrief | HGC060HANA | Natural Gas | No Match | False | True | 1 |  | Horizontal | No Match | No Match | No Match | No Match | No Match |  | No Match |  | 58673 | 46000 | 154 | [13 empty] | Non Federally-Regulated | 08/17/1983 |  | 12/08/1986
Rheem Sales Company, Inc. | Rheem | RRGE-225075D | Natural Gas | No Match |  | True | 3 |  | Horizontal | No Match | No Match | No Match | No Match | No Match |  | No Match |  | 225000 | 174740 |  |  | 196785 | 1720 | 77.6 | [8 empty] | 6 | Non Federally-Regulated | 03/15/1989 |  | 10/10/1989
Rheem Sales Company, Inc. | Heat Controller | TGR-24-1E-70 | Natural Gas | No Match |  | True | 1 |  | Horizontal | No Match | No Match | No Match | No Match | No Match |  | No Match |  | 75000 | 58000 |  |  | 69642 | 475 | 78 | [8 empty] | 4 | Non Federally-Regulated | 01/27/1988 |  | 01/15/1989
Amana Refrigeration, Inc. | Amana | EPCG3612-1C (C) | LPG | No Match | False | True | 1 |  | Horizontal | No Match | No Match | No Match | No Match | No Match |  | No Match |  | 120000 | 99766 |  |  | 114120 | 835 | 81.5 | [8 empty] | 22 | Non Federally-Regulated | 10/13/1981 |  | 03/11/1982
Luxaire | Fraser Johnston | 36ECW060GA | Natural Gas | No Match | False | True | 1 |  | Horizontal | No Match | No Match | No Match | No Match | No Match |  | No Match |  | 60000 | 46200 | 1275 | 920 | 66991 | 591 | 68.3 | [8 empty] | 5 | Non Federally-Regulated | 04/02/1981 |  | 10/13/1981
Magic Chef | Airease | EMG66R-80D2C3.5-2 | Natural Gas | No Match | False | False | 1 |  | Up | No Match | No Match | No Match | No Match | No Match |  | No Match |  | 85333 | 64000 | 1435 | [13 empty] | Non Federally-Regulated | 08/17/1983 |  | 12/08/1986
John Zink | Air Distribution Association | RCG-0601-43-1402-CT | Natural Gas | No Match | False | True | 1 |  | Horizontal | No Match | No Match | No Match | No Match | No Match |  | No Match |  | 140000 | 110600 | 2200 | [13 empty] | Non Federally-Regulated | 08/17/1983 |  | 12/08/1986
Consolidated Industries Corp. | Coleman | 2506B736 | Natural Gas | No Match | False | False | 1 |  | Horizontal | No Match | No Match | No Match | No Match | No Match |  | No Match |  | 75094 | 60000 | [14 empty] | Non Federally-Regulated | 08/17/1983 |  | 12/08/1986
Rheem Sales Company, Inc. | Ruud | URGF-15E48DL* | Natural Gas | No Match |  | True | 1 |  | Horizontal | No Match | No Match | No Match | No Match | No Match |  | No Match |  | 150000 | 115000 |  |  | 140100 | 875 | 77.8 | [8 empty] | 4 | Non Federally-Regulated | 01/15/1989 |  | 03/15/1989
York International | Fraser Johnston | DACC-F048N073B | Natural Gas | No Match |  | True | 1 |  | Horizontal | No Match | No Match | No Match | No Match | No Match |  | No Match |  | 73500 | 59000 | 1720 | 1560 | 55559 | 892 | 81 | [9 empty] | Non Federally-Regulated | 06/29/1987 |  | 01/27/1988
BDP Co. | Payne | 396GAW060150* | LPG | No Match | False | False | 1 |  | Down | No Match | No Match | No Match | No Match | No Match |  | No Match |  | 112388 | 88000 | 2075 | [13 empty] | Non Federally-Regulated | 08/17/1983 |  | 12/08/1986
Carrier Corp. | Day & Night | 580AP060120 | Natural Gas | No Match |  | True | 1 |  | Down | No Match | No Match | No Match | No Match | No Match |  | No Match |  | 120000 | 94000 |  |  | 116416 | 1379 | 78.5 | [8 empty] | 3 | Non Federally-Regulated | 03/15/1989 |  | 10/10/1989
Heil Quaker | Heil Quaker | NRGF60EDB**(A) | Natural Gas | No Match |  | True | 1 |  | Horizontal | No Match | No Match | No Match | No Match | No Match |  | No Match |  | 80000 | 64472 | 2000 | 1675 | 75013 | 1170 | 79.7 | [8 empty] | 6 | Non Federally-Regulated | 03/15/1989 |  | 10/10/1989
John Zink | Air Distribution Association | RCG-0601-33-1401-EC | Natural Gas | No Match | False | True | 1 |  | Horizontal | No Match | No Match | No Match | No Match | No Match |  | No Match |  | 140000 | 110600 | 2200 | [13 empty] | Non Federally-Regulated | 08/17/1983 |  | 12/08/1986
Amana Refrigeration, Inc. | Amana | EPCG4812-1D (C) | LPG | No Match | False | True | 1 |  | Horizontal | No Match | No Match | No Match | No Match | No Match |  | No Match |  | 120000 | 99000 |  |  | 112800 | 456 | 83.5 | [8 empty] | 22 | Non Federally-Regulated | 07/26/1982 |  | 08/17/1983
Rheem Sales Company, Inc. | Montgomery Ward | SRM-51892A | LPG | No Match | False | False | 1 |  | Up | No Match | No Match | No Match | No Match | No Match |  | No Match |  | 100000 | 76000 |  |  | 92610 | 515 | 67.3 | [8 empty] | 5 | Non Federally-Regulated | 07/26/1982 |  | 08/17/1983
Heil Quaker | Sears | 867.76292* | Natural Gas | No Match | False | False | 1 |  | Horizontal | No Match | No Match | No Match | No Match | No Match |  | No Match |  | 77124 | 59000 | 1160 | [13 empty] | Non Federally-Regulated | 08/17/1983 |  | 12/08/1986
Carrier Corp. | Day & Night | 579DE120231 | Natural Gas | No Match |  | True | 3 |  | Down | No Match | No Match | No Match | No Match | No Match |  | No Match |  | 231000 | 183000 | 5000 | 3000 | 225000 | 1313 | 75.3 | [8 empty] | 5 | Non Federally-Regulated | 01/15/1989 |  | 03/15/1989
York International | York | D4SM060G0902S | Natural Gas | No Match |  | True | 1 |  | Horizontal | No Match | No Match | No Match | No Match | No Match |  | No Match |  | 90000 | 70000 | 2200 | 1740 | 79053 | 1003 | 76.7 | [9 empty] | Non Federally-Regulated | 03/15/1989 |  | 10/10/1989
BDP Co. | Carrier | 58SS080-BC | Natural Gas | No Match | False | False | 1 |  | Up | No Match | No Match | No Match | No Match | No Match |  | No Match |  | 89480 | 74000 | 1230 | [13 empty] | Non Federally-Regulated | 08/17/1983 |  | 12/08/1986
Borg Warner | Moncrief | FCU100UANA | Natural Gas | No Match | False | False | 1 |  | Up | No Match | No Match | No Match | No Match | No Match |  | No Match |  | 100000 | 76000 | 2500 | 2060 | 86680 | 918 | 68.5 | [8 empty] | 5 | Non Federally-Regulated | 07/26/1982 |  | 08/17/1983
York International | York | D1MG060N08225LN | Natural Gas | No Match |  | True | 1 |  | Horizontal | No Match | No Match | No Match | No Match | No Match |  | No Match |  | 100000 | 82000 | 1900 | 1900 | 91858 | 1047 | 78 | [8 empty] | 58 | Non Federally-Regulated | 01/15/1989 |  | 03/15/1989
Ducane | Lennox | GS11Q4E-100-4NLT | Natural Gas | No Match | False | True | 1 |  | Horizontal | No Match | No Match | No Match | No Match | No Match |  | No Match |  | 100000 | 69000 | 1550 | 1020 | 106542 | 665 | 58 | [8 empty] | 5 | Non Federally-Regulated | 10/13/1981 |  | 03/11/1982
Sunbeam Air Conditioning | Sunbeam Air Conditioning | 227*-048-31D-*3 | Natural Gas | No Match |  | True | 1 |  | Down | No Match | No Match | No Match | No Match | No Match |  | No Match |  | 108000 | 89640 | 1800 | 1400 | 97524 | 523 | 79.3 | [8 empty] | 4 | Non Federally-Regulated | 06/29/1987 |  | 01/27/1988
Amana Refrigeration, Inc. | Amana | EPCG3612-1D (C) | Natural Gas | No Match |  | True | 1 |  | Horizontal | No Match | No Match | No Match | No Match | No Match |  | No Match |  | 120000 | 98000 |  |  | 116160 | 434 | 81.2 | [8 empty] | 22 | Non Federally-Regulated | 03/15/1989 |  | 10/10/1989
Daikin Comfort Technologies Manufacturing, L.P. | Janitrol / GMC | PG042125-4 | Natural Gas | No Match |  | True | 1 |  | Horizontal | No Match | No Match | No Match | No Match | No Match |  | No Match |  | 125000 | 96000 | 1320 | 1030 | 104216 | 562 | 75 | [8 empty] | 5 | Non Federally-Regulated | 01/15/1989 |  | 03/15/1989
Ducane | Heil Quaker | NRGF48EDB**(B) | Natural Gas | No Match |  | True | 1 |  | Horizontal | No Match | No Match | No Match | No Match | No Match |  | No Match |  | 100000 | 78886 | 2000 | 1675 | 97374 | 1274 | 77.4 | [8 empty] | 6 | Non Federally-Regulated | 06/29/1987 |  | 01/27/1988
Borg Warner | Luxaire | 36ECW100GA | LPG | No Match | False | True | 1 |  | Horizontal | No Match | No Match | No Match | No Match | No Match |  | No Match |  | 100000 | 76800 | 1275 | [13 empty] | Non Federally-Regulated | 08/17/1983 |  | 12/08/1986
Magic Chef | Williams | CF-100AC4-2 | Natural Gas | No Match | False | False | 1 |  | Down | No Match | No Match | No Match | No Match | No Match |  | No Match |  | 100000 | 80000 | 1500 | 825 | 91576 | 574 | 66.9 | [8 empty] | 19 | Non Federally-Regulated | 04/02/1981 |  | 03/11/1982
Borg Warner | Moncrief | 42ECW080GA | LPG | No Match | False | True | 1 |  | Horizontal | No Match | No Match | No Match | No Match | No Match |  | No Match |  | 80000 | 64000 | 1275 | 995 | 88335 | 592 | 70 | [8 empty] | 5 | Non Federally-Regulated | 07/26/1982 |  | 08/17/1983
Coleman Company, Inc. | Coleman | 9175-679 | LPG | No Match |  | False | 1 |  | Up | No Match | No Match | No Match | No Match | No Match |  | No Match |  | 75000 | 64000 | 1500 | 950 | 72262 | 821 | 84.7 | [8 empty] | 3 | Non Federally-Regulated | 06/29/1987 |  | 10/10/1989
Snyder General Corp. | Arcoaire | *PGD*036G100*I*** | Natural Gas | No Match |  | True | 1 |  | Down | No Match | No Match | No Match | No Match | No Match |  | No Match |  | 100000 | 79000 |  |  | 97887 | 470 | 80.2 | [8 empty] | 15 | Non Federally-Regulated | 03/15/1989 |  | 10/10/1989
Luxaire | Westinghouse Electric | 48ECW120UA | Natural Gas | No Match | False | True | 1 |  | Horizontal | No Match | No Match | No Match | No Match | No Match |  | No Match |  | 120000 | 91800 | 1880 | 1560 | 114916 | 554 | 70 | [8 empty] | 5 | Non Federally-Regulated | 10/13/1981 |  | 03/11/1982
Luxaire | Fraser Johnston | 48ECW120WA | Natural Gas | No Match | False | True | 1 |  | Horizontal | No Match | No Match | No Match | No Match | No Match |  | No Match |  | 120000 | 91800 | 1880 | 1560 | 114916 | 554 | 70 | [8 empty] | 5 | Non Federally-Regulated | 04/02/1981 |  | 10/13/1981
BDP Co. | Carrier | 48GL06050, 51 | LPG | No Match | False | True | 1 |  | Horizontal | No Match | No Match | No Match | No Match | No Match |  | No Match |  | 100000 | 75000 | 2285 | 1265 | 88566 | 995 | 68.5 | [8 empty] | 3 | Non Federally-Regulated | 10/13/1981 |  | 03/11/1982
Amana Refrigeration, Inc. | Amana | EPCG4812-1C (B) | LPG | No Match | False | True | 1 |  | Horizontal | No Match | No Match | No Match | No Match | No Match |  | No Match |  | 97448 | 84000 | [14 empty] | Non Federally-Regulated | 08/17/1983 |  | 12/08/1986
Sunbeam Air Conditioning | Sunbeam Air Conditioning | RCG-0601-23-0952-EC | Natural Gas | No Match |  | True | 1 |  | Down | No Match | No Match | No Match | No Match | No Match |  | No Match |  | 95000 | 73150 | 2200 | 1800 | 81225 | 688 | 75.6 | [8 empty] | 4 | Non Federally-Regulated | 12/08/1986 |  | 06/29/1987
Gaffers & Sattler | York | D1YD036N06025B | Natural Gas | No Match | False | True | 1 |  | Horizontal | No Match | No Match | No Match | No Match | No Match |  | No Match |  | 60000 | 45000 | 1340 | 520 | 69097 | 655 | 68.9 | [8 empty] | 19 | Non Federally-Regulated | 04/02/1981 |  | 10/13/1981
Ducane | Moncrief | P2HSD10N10001A | Natural Gas | No Match | False | False | 1 |  | Horizontal | No Match | No Match | No Match | No Match | No Match |  | No Match |  | 100000 | 74000 | 1000 | 800 | 94163 | 810 | 65.1 | [8 empty] | 5 | Non Federally-Regulated | 07/26/1982 |  | 08/17/1983
Heil Quaker | Heil Quaker | NRGF48EBB**(B) | Natural Gas | No Match |  | True | 1 |  | Horizontal | No Match | No Match | No Match | No Match | No Match |  | No Match |  | 100000 | 81500 | 2000 | 1675 | 97388 | 1267 | 77.4 | [8 empty] | 6 | Non Federally-Regulated | 03/15/1989 |  | 10/10/1989
Borg Warner | Luxaire | FCU100EAPA | LPG | No Match | False | False | 1 |  | Up | No Match | No Match | No Match | No Match | No Match |  | No Match |  | 99476 | 76000 | 1180 | [13 empty] | Non Federally-Regulated | 08/17/1983 |  | 12/08/1986
Luxaire | Fraser Johnston | GCH095RF | Natural Gas | No Match | False | True | 1 |  | Horizontal | No Match | No Match | No Match | No Match | No Match |  | No Match |  | 95000 | 72580 | 1200 |  | 94725 | 509 | 65.5 | [8 empty] | 5 | Non Federally-Regulated | 10/13/1981 |  | 03/11/1982
Carrier Corp. | Carrier | 58SC035-BA | Natural Gas | No Match |  | False | 1 |  | Up | No Match | No Match | No Match | No Match | No Match |  | No Match |  | 43000 | 35000 |  |  | 46908 | 475 | 81.9 | [8 empty] | 5 | Non Federally-Regulated | 12/08/1986 |  | 06/29/1987
Coleman Company, Inc. | Coleman | 2669-746 | Natural Gas | No Match | False | False | 1 |  | Up | No Match | No Match | No Match | No Match | No Match |  | No Match |  | 120000 | 99000 | 1900 | 1200 | 115809 | 847 | 80.5 | [8 empty] | 10 | Non Federally-Regulated | 03/11/1982 |  | 08/17/1983
BDP Co. | Day & Night | 397HAW048120 | LPG | No Match | False | False | 1 |  | Up | No Match | No Match | No Match | No Match | No Match |  | No Match |  | 143000 | 110000 | 1620 | 1370 | 115491 | 814 | 80.8 | [8 empty] | 5 | Non Federally-Regulated | 07/26/1982 |  | 08/17/1983
York International | Fraser Johnston | DAUC-W036N100A | Natural Gas | No Match |  | True | 1 |  | Horizontal | No Match | No Match | No Match | No Match | No Match |  | No Match |  | 100000 | 81000 | 1600 | 1600 | 100034 | 1138 | 76 | [9 empty] | Non Federally-Regulated | 06/29/1987 |  | 01/27/1988
Magic Chef | Airease | EG83-100D2C3.5-5 | Natural Gas | No Match | False | False | 1 |  | Horizontal | No Match | No Match | No Match | No Match | No Match |  | No Match |  | 99741 | 77000 | 1014 | [13 empty] | Non Federally-Regulated | 08/17/1983 |  | 12/08/1986
Lennox Industries Inc. | Lennox | GCS10-653-75-2Y | Natural Gas | No Match | False | True | 1 |  | Horizontal | No Match | No Match | No Match | No Match | No Match |  | No Match |  | 75000 | 58500 | 2275 | 1300 | 60493 | 661 | 75.7 | [8 empty] | 3 | Non Federally-Regulated | 07/26/1982 |  | 08/17/1983
Magic Chef | Johnson | CF-100AC4-2 | Natural Gas | No Match | False | False | 1 |  | Down | No Match | No Match | No Match | No Match | No Match |  | No Match |  | 105402 | 80000 | 1500 | [13 empty] | Non Federally-Regulated | 08/17/1983 |  | 12/08/1986
Magic Chef | Johnson | 3D100-OH-1 | Natural Gas | No Match | False | True | 1 |  | Horizontal | No Match | No Match | No Match | No Match | No Match |  | No Match |  | 97911 | 75000 | 1340 | [13 empty] | Non Federally-Regulated | 08/17/1983 |  | 12/08/1986
Rheem Sales Company, Inc. | Heat Controller | TGR-60-1X-100 | Natural Gas | No Match |  | True | 1 |  | Horizontal | No Match | No Match | No Match | No Match | No Match |  | No Match |  | 100000 | 76000 |  |  | 79634 | 750 | 77.2 | [8 empty] | 4 | Non Federally-Regulated | 01/27/1988 |  | 01/15/1989
Heil Quaker | Heil | NHGA150AK01 | Natural Gas | No Match | False | True | 1 |  | Horizontal | No Match | No Match | No Match | No Match | No Match |  | No Match |  | 150000 | 109000 | 2025 | 1295 | 142170 | 1073 | 65 | [8 empty] | 1 | Non Federally-Regulated | 10/13/1981 |  | 03/11/1982
Borg Warner | Fraser Johnston | FCU100MAPA | LPG | No Match | False | False | 1 |  | Up | No Match | No Match | No Match | No Match | No Match |  | No Match |  | 100000 | 76000 |  |  | 90030 | 381 | 69.5 | [8 empty] | 2 | Non Federally-Regulated | 07/26/1982 |  | 08/17/1983
Carrier Corp. | Payne | 580AP060100-B | Natural Gas | No Match |  | True | 1 |  | Down | No Match | No Match | No Match | No Match | No Match |  | No Match |  | 100000 | 78000 |  |  | 97418 | 1056 | 78.5 | [8 empty] | 3 | Non Federally-Regulated | 03/15/1989 |  | 10/10/1989
Rheem Sales Company, Inc. | Square D | GUC045EAAN | Natural Gas | No Match | False | False | 1 |  | Up | No Match | No Match | No Match | No Match | No Match |  | No Match |  | 45000 | 34000 |  |  | 44822 | 313 | 69 | [8 empty] | 3 | Non Federally-Regulated | 03/11/1982 |  | 08/17/1983
Luxaire | Luxaire | 48ECW096WA | Natural Gas | No Match | False | True | 1 |  | Horizontal | No Match | No Match | No Match | No Match | No Match |  | No Match |  | 96000 | 73728 | 1880 | 1560 | 88380 | 569 | 70.3 | [8 empty] | 5 | Non Federally-Regulated | 04/02/1981 |  | 10/13/1981
Climate Control / Snyder General | Climate Control | G-U313125-12M-PD | Natural Gas | No Match | False | False | 1 |  | Up | No Match | No Match | No Match | No Match | No Match |  | No Match |  | 122650 | 92601 | 1430 | [13 empty] | Non Federally-Regulated | 08/17/1983 |  | 12/08/1986
Luxaire | Westinghouse Electric | GCH095TF | Natural Gas | No Match | False | False | 1 |  | Horizontal | No Match | No Match | No Match | No Match | No Match |  | No Match |  | 95060 | 72865 | 1530 |  | 89764 | 655 | 67.9 | [8 empty] | 5 | Non Federally-Regulated | 10/13/1981 |  | 03/11/1982
Luxaire | Fraser Johnston | 100CE42BNL | Natural Gas | No Match | False | False | 1 |  | Up | No Match | No Match | No Match | No Match | No Match |  | No Match |  | 100000 | 76100 | 1320 | 965 | 84845 | 748 | 74.1 | [8 empty] | 11 | Non Federally-Regulated | 10/13/1981 |  | 03/11/1982
Rheem Sales Company, Inc. | Ruud | UGAC-09KCB | Natural Gas | No Match | False | False | 1 |  | Up | No Match | No Match | No Match | No Match | No Match |  | No Match |  | 95000 | 71000 |  |  | 92487 | 543 | 66.6 | [8 empty] | 4 | Non Federally-Regulated | 04/02/1981 |  | 08/17/1983
Rheem Sales Company, Inc. | Rheem | RRGF-200125C | Natural Gas | No Match |  | True | 1 |  | Down | No Match | No Match | No Match | No Match | No Match |  | No Match |  | 200000 | 162052 |  |  | 187661 | 2840 | 80.2 | [8 empty] | 6 | Non Federally-Regulated | 01/15/1989 |  | 03/15/1989
Amana Refrigeration, Inc. | Amana | SPCG601153A | Natural Gas | No Match |  | True | 1 |  | Horizontal | No Match | No Match | No Match | No Match | No Match |  | No Match |  | 115000 | 93000 |  |  | 98594 | 1021 | 79.8 | [9 empty] | Non Federally-Regulated | 03/15/1989 |  | 10/10/1989
Amana Refrigeration, Inc. | Amana | EPCG4213-1B | LPG | No Match | False | True | 1 |  | Horizontal | No Match | No Match | No Match | No Match | No Match |  | No Match |  | 126450 | 109000 | [14 empty] | Non Federally-Regulated | 08/17/1983 |  | 12/08/1986
Snyder General Corp. | McQuay | *PGD*090F150*I*** | Natural Gas | No Match |  | True | 1 |  | Down | No Match | No Match | No Match | No Match | No Match |  | No Match |  | 150000 | 116000 |  |  | 139562 | 1362 | 77 | [8 empty] | 0 | Non Federally-Regulated | 03/15/1989 |  | 10/10/1989
Amana Refrigeration, Inc. | Amana | GLE140M-R4 | Natural Gas | No Match | False | False | 1 |  | Up | No Match | No Match | No Match | No Match | No Match |  | No Match |  | 140000 | 112000 | 1620 | 1089 | 147916 | 859 | 74.1 | [8 empty] | 4 | Non Federally-Regulated | 04/02/1981 |  | 07/26/1982
Rheem Sales Company, Inc. | Rheem | RRBD-08E48DT | LPG | No Match | False | True | 1 |  | Horizontal | No Match | No Match | No Match | No Match | No Match |  | No Match |  | 79404 | 64000 | [14 empty] | Non Federally-Regulated | 08/17/1983 |  | 12/08/1986
Carrier Corp. | Carrier | 48HD0063,5,6 | Natural Gas | No Match | False | True | 1 |  | Down | No Match | No Match | No Match | No Match | No Match |  | No Match |  | 125000 | 94250 | 1760 | [13 empty] | Non Federally-Regulated | 08/17/1983 |  | 12/08/1986
Snyder General Corp. | Comfortmaker | *PGDA036H050-IM-** | Natural Gas | No Match |  | True | 1 |  | Down | No Match | No Match | No Match | No Match | No Match |  | No Match |  | 50000 | 40000 |  |  | 37856 | 294 | 82 | [8 empty] | 15 | Non Federally-Regulated | 01/27/1988 |  | 01/15/1989
Ducane | Luxaire | HGC140JANA | Natural Gas | No Match | False | True | 1 |  | Horizontal | No Match | No Match | No Match | No Match | No Match |  | No Match |  | 138522 | 105000 | 1950 | [13 empty] | Non Federally-Regulated | 08/17/1983 |  | 12/08/1986
Borg Warner | Moncrief | FCU120HAPA | LPG | No Match | False | False | 1 |  | Up | No Match | No Match | No Match | No Match | No Match |  | No Match |  | 120000 | 91000 | 1650 | 1480 | 109812 | 593 | 69.5 | [8 empty] | 5 | Non Federally-Regulated | 07/26/1982 |  | 08/17/1983
Rheem Sales Company, Inc. | Addison Products | GUWC100-AD5 | Natural Gas | No Match |  | False | 1 |  | Up | No Match | No Match | No Match | No Match | No Match |  | No Match |  | 100000 | 80000 |  |  | 102747 | 982 | 74.9 | [8 empty] | 3 | Non Federally-Regulated | 12/08/1986 |  | 06/29/1987
Carrier Corp. | Day & Night | 376CAV024040 | Natural Gas | No Match |  | False | 1 |  | Horizontal | No Match | No Match | No Match | No Match | No Match |  | No Match |  | 46000 | 37000 |  |  | 48392 | 516 | 79.1 | [8 empty] | 5 | Non Federally-Regulated | 03/15/1989 |  | 10/10/1989
Carrier Corp. | Carrier | 48NMT03660 | LPG | No Match |  | True | 1 |  | Horizontal | No Match | No Match | No Match | No Match | No Match |  | No Match |  | 80000 | 61000 |  |  | 80004 | 585 | 77.5 | [8 empty] | 3 | Non Federally-Regulated | 01/27/1988 |  | 01/15/1989
Snyder General Corp. | McQuay | *PGDA024G075-IM-** | Natural Gas | No Match |  | True | 1 |  | Down | No Match | No Match | No Match | No Match | No Match |  | No Match |  | 75000 | 59000 |  |  | 58465 | 331 | 80 | [8 empty] | 15 | Non Federally-Regulated | 06/29/1987 |  | 01/27/1988
Amana Refrigeration, Inc. | Amana | ERGW0012-1A(C)W/EBWC | LPG | No Match |  | True | 1 |  | Horizontal | No Match | No Match | No Match | No Match | No Match |  | No Match |  | 120000 | 100000 | 1375 | 880 | 111960 | 598 | 83.4 | [8 empty] | 0 | Non Federally-Regulated | 12/08/1986 |  | 06/29/1987
Lennox Industries Inc. | Lennox | G16RQ3-75 | Natural Gas | No Match |  | False | 1 |  | Down | No Match | No Match | No Match | No Match | No Match |  | No Match |  | 75000 | 59000 | 1015 | 690 | 60000 | 520 | 77.1 | [8 empty] | 3 | Non Federally-Regulated | 06/29/1987 |  | 01/15/1989
Lennox Industries Inc. | Lennox | GCS10-513-75-1Y | Natural Gas | No Match |  | True | 1 |  | Horizontal | No Match | No Match | No Match | No Match | No Match |  | No Match |  | 75000 | 58000 | 2175 | 1130 | 60493 | 661 | 75.7 | [8 empty] | 3 | Non Federally-Regulated | 12/08/1986 |  | 06/29/1987
Amana Refrigeration, Inc. | Amana | EPCG6017-1E (A) | LPG | No Match |  | True | 1 |  | Horizontal | No Match | No Match | No Match | No Match | No Match |  | No Match |  | 130000 | 110000 |  |  | 128050 | 576 | 85.7 | [8 empty] | 22 | Non Federally-Regulated | 12/08/1986 |  | 06/29/1987
Carrier Corp. | Carrier | 48NLT060500-B | Natural Gas | No Match |  | True | 1 |  | Horizontal | No Match | No Match | No Match | No Match | No Match |  | No Match |  | 80000 | 62000 |  |  | 77268 | 998 | 78.5 | [8 empty] | 3 | Non Federally-Regulated | 03/15/1989 |  | 10/10/1989
Rheem Sales Company, Inc. | Fraser Johnston | P-UXD16N06401A | Natural Gas | No Match |  | False | 1 |  | Up | No Match | No Match | No Match | No Match | No Match |  | No Match |  | 80000 | 64000 |  |  | 80645 | 713 | 76.4 | [8 empty] | 3 | Non Federally-Regulated | 01/15/1989 |  | 10/10/1989
York International | Fraser Johnston | DBUC-W048N125 | Natural Gas | No Match |  | True | 1 |  | Horizontal | No Match | No Match | No Match | No Match | No Match |  | No Match |  | 125000 | 101000 | 1795 | 1541 | 118517 | 818 | 78.5 | [8 empty] | 58 | Non Federally-Regulated | 01/15/1989 |  | 03/15/1989
York International | Fraser Johnston | DACC-F024N052B | Natural Gas | No Match |  | True | 1 |  | Horizontal | No Match | No Match | No Match | No Match | No Match |  | No Match |  | 52500 | 42000 | 840 | 750 | 37550 | 474 | 81 | [9 empty] | Non Federally-Regulated | 01/15/1989 |  | 03/15/1989
Luxaire | Westinghouse Electric | FGHF120AAN | Natural Gas | No Match | False | True | 1 |  | Horizontal | No Match | No Match | No Match | No Match | No Match |  | No Match |  | 120000 | 92280 | 1565 | 1091 | 115120 | 780 | 69.1 | [8 empty] | 2 | Non Federally-Regulated | 04/02/1981 |  | 10/13/1981
Rheem Sales Company, Inc. | Weatherking | GPF4.0T125-4 | Natural Gas | No Match |  | True | 1 |  | Horizontal | No Match | No Match | No Match | No Match | No Match |  | No Match |  | 125000 | 97000 |  |  | 118760 | 910 | 78.3 | [8 empty] | 4 | Non Federally-Regulated | 01/15/1989 |  | 03/15/1989
Ducane | Trane | OLABA-15-D | Oil | No Match | False | False | 1 |  | Up | No Match | No Match | No Match | No Match | No Match |  | No Match |  | 186435 | 144000 | 2000 | 1000 | 169262 | 1134 | 73 | [9 empty] | Non Federally-Regulated | 07/26/1982 |  | 08/17/1983
Coleman Company, Inc. | Coleman | 7995-659 | LPG | No Match |  | False | 1 |  | Down | No Match | No Match | No Match | No Match | No Match |  | No Match |  | 95000 | 75000 |  | 830 | 78502 | 810 | 78.1 | [8 empty] | 3 | Non Federally-Regulated | 12/08/1986 |  | 10/10/1989
Carrier Corp. | Carrier | 48KHA048300BF | Natural Gas | No Match |  | True | 1 |  | Horizontal | No Match | No Match | No Match | No Match | No Match |  | No Match |  | 125000 | 97000 | 1590 | 1450 | 124949 | 625 | 75.2 | [8 empty] | 3 | Non Federally-Regulated | 01/27/1988 |  | 01/15/1989
Magic Chef | Airease | EMG66R-110D2C5-2 | Natural Gas | No Match | False | False | 1 |  | Up | No Match | No Match | No Match | No Match | No Match |  | No Match |  | 117333 | 88000 | 1990 | [13 empty] | Non Federally-Regulated | 08/17/1983 |  | 12/08/1986
Rheem Sales Company, Inc. | Square D | PN010-69-JM2700V1 | Natural Gas | No Match |  | True | 3 |  | Horizontal | No Match | No Match | No Match | No Match | No Match |  | No Match |  | 270000 | 206800 |  |  | 258405 | 3140 | 76.4 | [8 empty] | 6 | Non Federally-Regulated | 12/08/1986 |  | 06/29/1987
Snyder General Corp. | Comfortmaker | *R132D0*251*** | Natural Gas | No Match |  | True | 3 |  | Down | No Match | No Match | No Match | No Match | No Match |  | No Match |  | 250000 | 194000 |  |  | 219449 | 2624 | 76.2 | [8 empty] | 0 | Non Federally-Regulated | 01/15/1989 |  | 03/15/1989
Heil Quaker | Dayton | 3E286A | Natural Gas | No Match | False | False | 1 |  | Horizontal | No Match | No Match | No Match | No Match | No Match |  | No Match |  | 80000 | 61000 | 1160 | 760 | 90623 | 688 | 68.1 | [8 empty] | 1 | Non Federally-Regulated | 04/02/1981 |  | 08/17/1983
Ducane | Lennox | GS11Q4E-60-1 | Natural Gas | No Match | False | True | 1 |  | Horizontal | No Match | No Match | No Match | No Match | No Match |  | No Match |  | 60000 | 43000 | 1540 | 980 | 77796 | 629 | 59 | [8 empty] | 5 | Non Federally-Regulated | 07/26/1982 |  | 08/17/1983
Heil Quaker | Dayton | 3E286* | Natural Gas | No Match | False | False | 1 |  | Horizontal | No Match | No Match | No Match | No Match | No Match |  | No Match |  | 80000 | 61000 | 1160 | 760 | 90623 | 688 | 68.1 | [8 empty] | 1 | Non Federally-Regulated | 03/11/1982 |  | 08/17/1983
Ducane | Day & Night | 390C-048085 | Oil | No Match | False | False | 1 |  | Up | No Match | No Match | No Match | No Match | No Match |  | No Match |  | 105888 | 80000 | 1670 | 890 | 102487 | 604 | 75.4 | [8 empty] | 5 | Non Federally-Regulated | 07/26/1982 |  | 08/17/1983
Lennox Industries Inc. | Lennox | GCS16-953-200-1G | Natural Gas | No Match |  | True | 1 |  | Horizontal | No Match | No Match | No Match | No Match | No Match |  | No Match |  | 200000 | 160000 | 3800 | 2400 | 177835 | 1340 | 78.2 | [8 empty] | 20 | Non Federally-Regulated | 03/15/1989 |  | 10/10/1989
Amana Refrigeration, Inc. | Amana | EPCG3010-1D (A) | Natural Gas | No Match |  | True | 1 |  | Horizontal | No Match | No Match | No Match | No Match | No Match |  | No Match |  | 80000 | 67000 |  |  | 75520 | 259 | 83.2 | [8 empty] | 22 | Non Federally-Regulated | 12/08/1986 |  | 06/29/1987
Rheem Sales Company, Inc. | Weatherking | GPF3.0T075-1X | Natural Gas | No Match |  | True | 1 |  | Horizontal | No Match | No Match | No Match | No Match | No Match |  | No Match |  | 75000 | 58000 |  |  | 68444 | 745 | 78.2 | [8 empty] | 4 | Non Federally-Regulated | 03/15/1989 |  | 10/10/1989
Climate Control / Snyder General | Climate Control | *PGDA060H075-M** | Natural Gas | No Match |  | True | 1 |  | Down | No Match | No Match | No Match | No Match | No Match |  | No Match |  | 75000 | 59000 |  |  | 58465 | 331 | 80.2 | [8 empty] | 15 | Non Federally-Regulated | 12/08/1986 |  | 06/29/1987
Snyder General Corp. | Comfortmaker | *PGH*048H125*I*** | Natural Gas | No Match |  | True | 1 |  | Horizontal | No Match | No Match | No Match | No Match | No Match |  | No Match |  | 125000 | 93000 |  |  | 80919 | 522 | 76.1 | [8 empty] | 15 | Non Federally-Regulated | 03/15/1989 |  | 10/10/1989
Borg Warner | Luxaire | GCU165AF | LPG | No Match | False | False | 1 |  | Up | No Match | No Match | No Match | No Match | No Match |  | No Match |  | 165113 | 124000 | [14 empty] | Non Federally-Regulated | 08/17/1983 |  | 12/08/1986
Amana Refrigeration, Inc. | Amana | EPCG6017-3B (C) | LPG | No Match | False | True | 1 |  | Horizontal | No Match | No Match | No Match | No Match | No Match |  | No Match |  | 170000 | 143426 |  |  | 149422 | 1001 | 83.2 | [8 empty] | 22 | Non Federally-Regulated | 10/13/1981 |  | 03/11/1982
Heil Quaker | Whirlpool | NRGF48FDB**(B) | Natural Gas | No Match |  | True | 1 |  | Horizontal | No Match | No Match | No Match | No Match | No Match |  | No Match |  | 130000 | 103046 | 1775 | 1550 | 117468 | 1126 | 78.3 | [8 empty] | 6 | Non Federally-Regulated | 01/27/1988 |  | 01/15/1989
Ducane | Heil Quaker | NRGF36DCH**(A) | Natural Gas | No Match |  | True | 1 |  | Horizontal | No Match | No Match | No Match | No Match | No Match |  | No Match |  | 60000 | 49920 | 1490 | 1055 | 56307 | 831 | 79.7 | [8 empty] | 6 | Non Federally-Regulated | 01/27/1988 |  | 01/15/1989
Sunbeam Air Conditioning | Sunbeam Air Conditioning | 2278-060-13E-43 | Natural Gas | No Match |  | True | 1 |  | Down | No Match | No Match | No Match | No Match | No Match |  | No Match |  | 108000 | 89640 | 2200 | 1800 | 97956 | 526 | 79 | [8 empty] | 4 | Non Federally-Regulated | 12/08/1986 |  | 06/29/1987
SJC Corp. | Frigiking Tappan | UI060D08 | Natural Gas | No Match | False | False | 1 |  | Up | No Match | No Match | No Match | No Match | No Match |  | No Match |  | 60000 | 45000 | 800 | 780 | 70553 | 806 | 64.2 | [8 empty] | 0 | Non Federally-Regulated | 10/13/1981 |  | 07/26/1982
Luxaire | Fraser Johnston | 48ECW140GA | LPG | No Match | False | True | 1 |  | Horizontal | No Match | No Match | No Match | No Match | No Match |  | No Match |  | 140000 | 107940 | 2000 | 1485 | 133579 | 644 | 70 | [8 empty] | 5 | Non Federally-Regulated | 10/13/1981 |  | 03/11/1982
Carrier Corp. | Carrier | 48KLA048(500,600)CE | Natural Gas | No Match |  | True | 1 |  | Horizontal | No Match | No Match | No Match | No Match | No Match |  | No Match |  | 80000 | 60000 |  |  | 81255 | 748 | 75.7 | [8 empty] | 3 | Non Federally-Regulated | 01/15/1989 |  | 03/15/1989
Carrier Corp. | Day & Night | 580AN048120-B | Natural Gas | No Match |  | True | 1 |  | Horizontal | No Match | No Match | No Match | No Match | No Match |  | No Match |  | 120000 | 94000 |  |  | 114748 | 1763 | 78.5 | [8 empty] | 3 | Non Federally-Regulated | 03/15/1989 |  | 10/10/1989
Lennox Industries Inc. | Lennox | GCS10-513-75-1Y | Natural Gas | No Match |  | True | 1 |  | Horizontal | No Match | No Match | No Match | No Match | No Match |  | No Match |  | 75000 | 58000 | 2175 | 1130 | 60493 | 661 | 75.7 | [8 empty] | 3 | Non Federally-Regulated | 03/15/1989 |  | 10/10/1989
Snyder General Corp. | Arcoaire | *PGDA024G050-L* | LPG | No Match |  | True | 1 |  | Down | No Match | No Match | No Match | No Match | No Match |  | No Match |  | 50000 | 40000 |  |  | 37856 | 290 | 82 | [8 empty] | 15 | Non Federally-Regulated | 12/08/1986 |  | 06/29/1987
Luxaire | Moncrief | 80CEH0BNL | Natural Gas | No Match | False | False | 1 |  | Up | No Match | No Match | No Match | No Match | No Match |  | No Match |  | 80000 | 61760 |  |  | 86836 | 673 | 70.3 | [8 empty] | 2 | Non Federally-Regulated | 04/02/1981 |  | 10/13/1981
Borg Warner | Fraser Johnston | 48ECW096UA | LPG | No Match | False | True | 1 |  | Horizontal | No Match | No Match | No Match | No Match | No Match |  | No Match |  | 96000 | 73728 | 1800 | 1560 | 88380 | 569 | 70.3 | [8 empty] | 5 | Non Federally-Regulated | 07/26/1982 |  | 08/17/1983
Magic Chef | Gaffers & Sattler | ENG8D100DC60-1 | Natural Gas | No Match |  | False | 1 |  | Horizontal | No Match | No Match | No Match | No Match | No Match |  | No Match |  | 100000 | 78000 |  |  | 101596 | 1099 | 75 | [8 empty] | 3 | Non Federally-Regulated | 12/08/1986 |  | 06/29/1987
Consolidated Industries Corp. | Addison Products | GPE7.5T225-3K | Natural Gas | No Match |  | True | 3 |  | Horizontal | No Match | No Match | No Match | No Match | No Match |  | No Match |  | 225000 | 174740 |  |  | 196785 | 1720 | 77.6 | [8 empty] | 6 | Non Federally-Regulated | 01/27/1988 |  | 01/15/1989
Rheem Sales Company, Inc. | Ruud | URGE-370200D | Natural Gas | No Match |  | True | 3 |  | Horizontal | No Match | No Match | No Match | No Match | No Match |  | No Match |  | 370000 | 277500 |  |  | 263514 | 2067 | 76.3 | [8 empty] | 10 | Non Federally-Regulated | 01/15/1989 |  | 03/15/1989
Rheem Sales Company, Inc. | Ruud | URGG-15E48JK* | Natural Gas | No Match |  | True | 1 |  | Horizontal | No Match | No Match | No Match | No Match | No Match |  | No Match |  | 150000 | 115000 |  |  | 140100 | 875 | 77.8 | [8 empty] | 4 | Non Federally-Regulated | 03/15/1989 |  | 10/10/1989
Borg Warner | Luxaire | GCU165FF | Natural Gas | No Match | False | False | 1 |  | Up | No Match | No Match | No Match | No Match | No Match |  | No Match |  | 165113 | 124000 | 1470 | [13 empty] | Non Federally-Regulated | 08/17/1983 |  | 12/08/1986
Coleman Company, Inc. | Coleman | 2895A766 | Natural Gas | No Match |  | False | 1 |  | Up | No Match | No Match | No Match | No Match | No Match |  | No Match |  | 115000 | 96000 | 1600 | 1000 | 115000 | 990 | 80.6 | [8 empty] | 3 | Non Federally-Regulated | 01/15/1989 |  | 10/10/1989
Borg Warner | York | 60ECW140GA | LPG | No Match | False | True | 1 |  | Horizontal | No Match | No Match | No Match | No Match | No Match |  | No Match |  | 140000 | 108220 | 2140 | [13 empty] | Non Federally-Regulated | 08/17/1983 |  | 12/08/1986
Rheem Sales Company, Inc. | Luxaire | PCUMD20N09701A | Natural Gas | No Match |  | False | 1 |  | Up | No Match | No Match | No Match | No Match | No Match |  | No Match |  | 120000 | 96000 |  |  | 115981 | 1079 | 79.6 | [8 empty] | 4 | Non Federally-Regulated | 01/15/1989 |  | 10/10/1989
Snyder General Corp. | Arcoaire | *PGDA036H100-M** | Natural Gas | No Match |  | True | 1 |  | Down | No Match | No Match | No Match | No Match | No Match |  | No Match |  | 100000 | 79000 |  |  | 97887 | 470 | 80.2 | [8 empty] | 15 | Non Federally-Regulated | 12/08/1986 |  | 06/29/1987
Heil Quaker | Whirlpool | NUGF130AK** | Natural Gas | No Match | False | False | 1 |  | Up | No Match | No Match | No Match | No Match | No Match |  | No Match |  | 130435 | 99000 | 1550 | [13 empty] | Non Federally-Regulated | 08/17/1983 |  | 12/08/1986
Magic Chef | Johnson | 3A80-OH-3-6 | Natural Gas | No Match | False | True | 1 |  | Horizontal | No Match | No Match | No Match | No Match | No Match |  | No Match |  | 80000 | 60000 | 1340 | 700 | 79576 | 259 | 68.9 | [8 empty] | 19 | Non Federally-Regulated | 04/02/1981 |  | 10/13/1981
Trane U.S. Inc. | Trane Light Commercial Group | BYC130G3L(O,A)D | Natural Gas | No Match |  | True | 3 |  | Down | No Match | No Match | No Match | No Match | No Match |  | No Match |  | 160000 | 121600 |  |  | 138706 | 1804 | 76.3 | [9 empty] | Non Federally-Regulated | 06/29/1987 |  | 01/27/1988
Consolidated Industries Corp. | Addison Products | GPE15T370-3N | Natural Gas | No Match |  | True | 3 |  | Horizontal | No Match | No Match | No Match | No Match | No Match |  | No Match |  | 370000 | 277500 |  |  | 263514 | 2067 | 76.3 | [8 empty] | 10 | Non Federally-Regulated | 12/08/1986 |  | 06/29/1987
Heil Quaker | Sears | 867.81503*(A) | Natural Gas | No Match |  | True | 1 |  | Horizontal | No Match | No Match | No Match | No Match | No Match |  | No Match |  | 60000 | 49920 | 1490 | 1055 | 56307 | 831 | 79.7 | [8 empty] | 6 | Non Federally-Regulated | 12/08/1986 |  | 06/29/1987
Amana Refrigeration, Inc. | Amana | GCI70A30 | Natural Gas | No Match |  | False | 1 |  | Down | No Match | No Match | No Match | No Match | No Match |  | No Match |  | 70000 | 57000 |  |  | 60095 | 521 | 76.7 | [9 empty] | Non Federally-Regulated | 06/29/1987 |  | 10/10/1989
Heil Quaker | Whirlpool | NHGB120AK** | Natural Gas | No Match | False | False | 1 |  | Horizontal | No Match | No Match | No Match | No Match | No Match |  | No Match |  | 120000 | 90000 | 1920 | 1380 | 119408 | 1112 | 63.9 | [8 empty] | 1 | Non Federally-Regulated | 03/11/1982 |  | 08/17/1983
Rheem Sales Company, Inc. | Rheem | RGAA-10KCB | Natural Gas | No Match | False | False | 1 |  | Up | No Match | No Match | No Match | No Match | No Match |  | No Match |  | 100000 | 75000 |  |  | 91256 | 685 | 67.6 | [8 empty] | 4 | Non Federally-Regulated | 04/02/1981 |  | 03/11/1982
Heil Quaker | Sears | 867.76808* | Natural Gas | No Match |  | False | 1 |  | Down | No Match | No Match | No Match | No Match | No Match |  | No Match |  | 105000 | 80506 | 1200 | 770 | 101247 | 632 | 76.7 | [8 empty] | 1 | Non Federally-Regulated | 12/08/1986 |  | 10/10/1989
Luxaire | Moncrief | 48ECW140GA | LPG | No Match | False | True | 1 |  | Horizontal | No Match | No Match | No Match | No Match | No Match |  | No Match |  | 140000 | 107940 | 2000 | 1485 | 133579 | 644 | 70 | [8 empty] | 5 | Non Federally-Regulated | 10/13/1981 |  | 03/11/1982
Carrier Corp. | Day & Night | 585J(P,E)036060 | Natural Gas | No Match |  | True | 1 |  | Horizontal | No Match | No Match | No Match | No Match | No Match |  | No Match |  | 60000 | 45000 |  |  | 61042 | 538 | 75.7 | [8 empty] | 3 | Non Federally-Regulated | 12/08/1986 |  | 06/29/1987
Carrier Corp. | Payne | 585JP036125 | Natural Gas | No Match |  | True | 1 |  | Horizontal | No Match | No Match | No Match | No Match | No Match |  | No Match |  | 125000 | 94000 | 1800 | 1195 | 123831 | 871 | 75.2 | [8 empty] | 3 | Non Federally-Regulated | 01/15/1989 |  | 03/15/1989
Borg Warner | Moncrief | GCU165AF | Natural Gas | No Match | False | False | 1 |  | Up | No Match | No Match | No Match | No Match | No Match |  | No Match |  | 165113 | 124000 | [14 empty] | Non Federally-Regulated | 08/17/1983 |  | 12/08/1986
Rheem Sales Company, Inc. | Arcoaire | *GUD040A012-IN | Natural Gas | No Match |  | False | 1 |  | Up | No Match | No Match | No Match | No Match | No Match |  | No Match |  | 40000 | 32000 | 1150 | 795 | 40881 | 312 | 75.8 | [8 empty] | 3 | Non Federally-Regulated | 01/27/1988 |  | 01/15/1989
Rheem Sales Company, Inc. | Ruud | UGUG-10NA-JT | LPG | No Match |  | False | 1 |  | Horizontal | No Match | No Match | No Match | No Match | No Match |  | No Match |  | 100000 | 81000 |  |  | 100459 | 1041 | 76.2 | [8 empty] | 4 | Non Federally-Regulated | 01/27/1988 |  | 10/10/1989
BDP Co. | Payne | 394GAW024025 | Natural Gas | No Match | False | False | 1 |  | Up | No Match | No Match | No Match | No Match | No Match |  | No Match |  | 25000 | 20000 | 790 | 750 | 41091 | 657 | 72.5 | [8 empty] | 5 | Non Federally-Regulated | 03/11/1982 |  | 07/26/1982
Magic Chef | Gaffers & Sattler | 5D140-OH-3 | Natural Gas | No Match | False | True | 1 |  | Horizontal | No Match | No Match | No Match | No Match | No Match |  | No Match |  | 140000 | 105000 | 1950 | 1950 | 113871 | 659 | 68.2 | [8 empty] | 19 | Non Federally-Regulated | 10/13/1981 |  | 03/11/1982
Ducane | Day & Night | 349EAW000080 | LPG | No Match | False | False | 1 |  | Horizontal | No Match | No Match | No Match | No Match | No Match |  | No Match |  | 80000 | 55000 | 720 | 465 | 79493 | 578 | 58 | [8 empty] | 5 | Non Federally-Regulated | 04/02/1981 |  | 03/11/1982
Clare Brothers | Clare Brothers | 0HB-F | Oil | No Match |  | False | 1 |  | Up | No Match | No Match | No Match | No Match | No Match |  | No Match |  | 91000 | 76000 | 600 |  | 124920 | 652 | 83.2 | [8 empty] | 0 | Non Federally-Regulated | 01/27/1988 |  | 01/15/1989
Rheem Sales Company, Inc. | Century | TGR90-4F-150K | Natural Gas | No Match |  | True | 1 |  | Horizontal | No Match | No Match | No Match | No Match | No Match |  | No Match |  | 150000 | 123000 |  |  | 130116 | 1378 | 82.5 | [8 empty] | 6 | Non Federally-Regulated | 01/27/1988 |  | 01/15/1989
Consolidated Industries Corp. | Addison Products | GPE1.5T050-1 | Natural Gas | No Match |  | True | 1 |  | Horizontal | No Match | No Match | No Match | No Match | No Match |  | No Match |  | 50000 | 39000 |  |  | 49568 | 345 | 78.2 | [8 empty] | 4 | Non Federally-Regulated | 06/29/1987 |  | 01/27/1988
Snyder General Corp. | McQuay | *PGDA048G100-L* | LPG | No Match |  | True | 1 |  | Down | No Match | No Match | No Match | No Match | No Match |  | No Match |  | 100000 | 79000 |  |  | 97887 | 470 | 80.2 | [8 empty] | 15 | Non Federally-Regulated | 12/08/1986 |  | 06/29/1987
Carrier Corp. | Carrier | 58EDC100100CA | Natural Gas | No Match |  | False | 1 |  | Horizontal | No Match | No Match | No Match | No Match | No Match |  | No Match |  | 100000 | 77300 | 2010 | 1455 | 97000 | 1077 | 75.8 | [9 empty] | Non Federally-Regulated | 06/29/1987 |  | 01/27/1988
Rheem Sales Company, Inc. | Arcoaire | APGHA036H100-L | LPG | No Match |  | True | 1 |  | Horizontal | No Match | No Match | No Match | No Match | No Match |  | No Match |  | 100000 | 74000 |  |  | 81521 | 327 | 77.2 | [8 empty] | 15 | Non Federally-Regulated | 12/08/1986 |  | 06/29/1987
Rheem Sales Company, Inc. | Heat Controller | GYU-45-E2N-X1 | LPG | No Match |  | False | 1 |  | Up | No Match | No Match | No Match | No Match | No Match |  | No Match |  | 45000 | 37000 |  |  | 37913 | 498 | 80 | [8 empty] | 4 | Non Federally-Regulated | 01/27/1988 |  | 01/15/1989
Carrier Corp. | Payne | 394JAW036065-B | LPG | No Match |  | False | 1 |  | Up | No Match | No Match | No Match | No Match | No Match |  | No Match |  | 80000 | 64000 |  |  | 81444 | 730 | 75.6 | [8 empty] | 5 | Non Federally-Regulated | 12/08/1986 |  | 01/15/1989
Magic Chef | Armstrong | CF-100AC3-2 | Natural Gas | No Match | False | False | 1 |  | Down | No Match | No Match | No Match | No Match | No Match |  | No Match |  | 100000 | 80000 | 1225 | 825 | 93113 | 373 | 69.9 | [8 empty] | 19 | Non Federally-Regulated | 04/02/1981 |  | 08/17/1983
Heil Quaker | Heil Quaker | NRGF48FDB**(A) | Natural Gas | No Match |  | True | 1 |  | Horizontal | No Match | No Match | No Match | No Match | No Match |  | No Match |  | 80000 | 65700 | 1775 | 1550 | 74336 | 1034 | 82.4 | [8 empty] | 6 | Non Federally-Regulated | 03/15/1989 |  | 10/10/1989
Heil Quaker | Whirlpool | NRGF48EKB**(B) | Natural Gas | No Match |  | True | 1 |  | Horizontal | No Match | No Match | No Match | No Match | No Match |  | No Match |  | 100000 | 78886 | 2000 | 1675 | 97374 | 1274 | 77.4 | [8 empty] | 6 | Non Federally-Regulated | 03/15/1989 |  | 10/10/1989
Ducane | York | P-CMD14N06101A | Natural Gas | No Match |  | False | 1 |  | Down | No Match | No Match | No Match | No Match | No Match |  | No Match |  | 75000 | 60000 |  |  | 76372 | 1038 | 79.2 | [8 empty] | 4 | Non Federally-Regulated | 06/29/1987 |  | 01/27/1988
Ducane | Trane | FFHB-129D-A | LPG | No Match | False | True | 1 |  | Horizontal | No Match | No Match | No Match | No Match | No Match |  | No Match |  | 120000 | 83000 | 1840 | 1140 | 133003 | 861 | 58 | [8 empty] | 5 | Non Federally-Regulated | 10/13/1981 |  | 03/11/1982
Carrier Corp. | Carrier | 48DR0166 | Natural Gas | No Match | False | True | 3 |  | Down | No Match | No Match | No Match | No Match | No Match |  | No Match |  | 270000 | 216000 | 7500 | [13 empty] | Non Federally-Regulated | 08/17/1983 |  | 12/08/1986
SJC Corp. | Frigiking Tappan | UI138D20 | Natural Gas | No Match | False | False | 1 |  | Up | No Match | No Match | No Match | No Match | No Match |  | No Match |  | 138000 | 103500 | 2000 | 1620 | 138273 | 838 | 67.4 | [9 empty] | Non Federally-Regulated | 04/02/1981 |  | 10/13/1981
Heil Quaker | Heil | HULE080BG** | LPG | No Match | False | False | 1 |  | Up | No Match | No Match | No Match | No Match | No Match |  | No Match |  | 80000 | 65000 | 1360 | 900 | 76604 | 608 | 80.6 | [8 empty] | 2 | Non Federally-Regulated | 07/26/1982 |  | 08/17/1983
Luxaire | Westinghouse Electric | 42ECW080GA | Natural Gas | No Match | False | True | 1 |  | Horizontal | No Match | No Match | No Match | No Match | No Match |  | No Match |  | 80000 | 64000 | 1275 | 995 | 88335 | 592 | 70 | [8 empty] | 5 | Non Federally-Regulated | 04/02/1981 |  | 10/13/1981
Borg Warner | Moncrief | GCU110MF | Natural Gas | No Match | False | False | 1 |  | Up | No Match | No Match | No Match | No Match | No Match |  | No Match |  | 110519 | 83000 | [14 empty] | Non Federally-Regulated | 08/17/1983 |  | 12/08/1986
Rheem Sales Company, Inc. | Montgomery Ward | SRM-54692 | LPG | No Match | False | False | 1 |  | Up | No Match | No Match | No Match | No Match | No Match |  | No Match |  | 95000 | 73000 |  |  | 89793 | 519 | 69.4 | [8 empty] | 4 | Non Federally-Regulated | 07/26/1982 |  | 08/17/1983
Rheem Sales Company, Inc. | Ruud | UGMC-12EA | Natural Gas | No Match | False | False | 1 |  | Down | No Match | No Match | No Match | No Match | No Match |  | No Match |  | 125000 | 96000 |  |  | 135444 | 829 | 68.9 | [8 empty] | 3 | Non Federally-Regulated | 04/02/1981 |  | 08/17/1983
Daikin Comfort Technologies Manufacturing, L.P. | Janitrol / GMC | GDE100-5 | Natural Gas | No Match |  | False | 1 |  | Down | No Match | No Match | No Match | No Match | No Match |  | No Match |  | 100000 | 80000 |  |  | 105130 | 789 | 74.1 | [8 empty] | 2 | Non Federally-Regulated | 06/29/1987 |  | 01/27/1988
Rheem Sales Company, Inc. | Rheem | RGGA-10ECB | Natural Gas | No Match | False | False | 1 |  | Up | No Match | No Match | No Match | No Match | No Match |  | No Match |  | 100000 | 76000 |  |  | 90953 | 500 | 68.6 | [8 empty] | 4 | Non Federally-Regulated | 04/02/1981 |  | 08/17/1983
Heil Quaker | Whirlpool | NDLK100DG** | LPG | No Match |  | False | 1 |  | Down | No Match | No Match | No Match | No Match | No Match |  | No Match |  | 100000 | 88411 | 1370 | 1240 | 86698 | 605 | 89.6 | [8 empty] | 2 | Non Federally-Regulated | 12/08/1986 |  | 10/10/1989
Ducane | Trane | FOUA-109D-A | Oil | No Match | False | False | 1 |  | Up | No Match | No Match | No Match | No Match | No Match |  | No Match |  | 121212 | 96000 | 1610 | [13 empty] | Non Federally-Regulated | 08/17/1983 |  | 12/08/1986
John Zink | Air Distribution Association | RCG-0601-23-1401-FT | Natural Gas | No Match | False | True | 1 |  | Horizontal | No Match | No Match | No Match | No Match | No Match |  | No Match |  | 140000 | 110600 | 2200 | [13 empty] | Non Federally-Regulated | 08/17/1983 |  | 12/08/1986
Ducane | Heil Quaker | NULK100AH** | LPG | No Match |  | False | 1 |  | Up | No Match | No Match | No Match | No Match | No Match |  | No Match |  | 100000 | 89153 | 1490 | 1335 | 86159 | 753 | 89.6 | [8 empty] | 2 | Non Federally-Regulated | 01/27/1988 |  | 01/15/1989
Carrier Corp. | Day & Night | 585JJ030075 | Natural Gas | No Match |  | True | 1 |  | Horizontal | No Match | No Match | No Match | No Match | No Match |  | No Match |  | 75000 | 58000 | 955 | 840 | 72707 | 404 | 75.2 | [8 empty] | 3 | Non Federally-Regulated | 06/29/1987 |  | 01/27/1988
Amana Refrigeration, Inc. | Amana | GCI90A30 | LPG | No Match |  | False | 1 |  | Down | No Match | No Match | No Match | No Match | No Match |  | No Match |  | 90000 | 75000 |  |  | 77580 | 559 | 79.9 | [9 empty] | Non Federally-Regulated | 06/29/1987 |  | 10/10/1989
Rheem Sales Company, Inc. | Rheem | RRGE-10E60JKR | Natural Gas | No Match |  | True | 1 |  | Horizontal | No Match | No Match | No Match | No Match | No Match |  | No Match |  | 100000 | 76000 |  |  | 79634 | 750 | 77.2 | [8 empty] | 4 | Non Federally-Regulated | 01/27/1988 |  | 01/15/1989
Rheem Sales Company, Inc. | Heat Controller | TGR-240-2E-370-B | Natural Gas | No Match |  | True | 3 |  | Horizontal | No Match | No Match | No Match | No Match | No Match |  | No Match |  | 370000 | 277500 |  |  | 263514 | 2067 | 76.3 | [8 empty] | 10 | Non Federally-Regulated | 12/08/1986 |  | 06/29/1987
Heil Quaker | Whirlpool | NUGB075AF** | Natural Gas | No Match | False | False | 1 |  | Up | No Match | No Match | No Match | No Match | No Match |  | No Match |  | 74742 | 58000 | 1140 | [13 empty] | Non Federally-Regulated | 08/17/1983 |  | 12/08/1986
Heil Quaker | Sears | 867.76929* | Natural Gas | No Match |  | False | 1 |  | Up | No Match | No Match | No Match | No Match | No Match |  | No Match |  | 125000 | 109081 | 2010 | 1810 | 104140 | 1242 | 87.9 | [8 empty] | 2 | Non Federally-Regulated | 12/08/1986 |  | 10/10/1989
Consolidated Industries Corp. | Addison Products | GPE2.0T050-1X | Natural Gas | No Match |  | True | 1 |  | Horizontal | No Match | No Match | No Match | No Match | No Match |  | No Match |  | 50000 | 39000 |  |  | 49568 | 345 | 78.2 | [8 empty] | 4 | Non Federally-Regulated | 01/27/1988 |  | 01/15/1989
Ducane | Moncrief | P2HFD17F10001A | Oil | No Match | False | False | 1 |  | Horizontal | No Match | No Match | No Match | No Match | No Match |  | No Match |  | 125393 | 96000 | 1730 | 950 | 121640 | 673 | 76.5 | [8 empty] | 5 | Non Federally-Regulated | 07/26/1982 |  | 08/17/1983
Magic Chef | Williams | 3.5D60-OH-1 | Natural Gas | No Match | False | True | 1 |  | Horizontal | No Match | No Match | No Match | No Match | No Match |  | No Match |  | 60000 | 45000 | 1600 | 520 | 69097 | 655 | 68.9 | [8 empty] | 19 | Non Federally-Regulated | 07/26/1982 |  | 08/17/1983
Carrier Corp. | Carrier | 58SX040-CC | LPG | No Match |  | False | 1 |  | Up | No Match | No Match | No Match | No Match | No Match |  | No Match |  | 44000 | 40000 |  |  | 42275 | 422 | 91.3 | [8 empty] | 5 | Non Federally-Regulated | 01/27/1988 |  | 01/15/1989
Rheem Sales Company, Inc. | Square D | PA5.0-57-CM1500H7 | Natural Gas | No Match |  | True | 1 |  | Horizontal | No Match | No Match | No Match | No Match | No Match |  | No Match |  | 150000 | 117000 |  |  | 137154 | 1435 | 78.2 | [8 empty] | 4 | Non Federally-Regulated | 12/08/1986 |  | 06/29/1987
Rheem Sales Company, Inc. | Weatherking | GPE3.5T125-1 | Natural Gas | No Match |  | True | 1 |  | Horizontal | No Match | No Match | No Match | No Match | No Match |  | No Match |  | 125000 | 97000 |  |  | 118278 | 835 | 78.8 | [8 empty] | 4 | Non Federally-Regulated | 01/15/1989 |  | 03/15/1989
Heil Quaker | Dayton | 3E280A | Natural Gas | No Match | False | False | 1 |  | Up | No Match | No Match | No Match | No Match | No Match |  | No Match |  | 105333 | 79000 | 1350 | [13 empty] | Non Federally-Regulated | 08/17/1983 |  | 12/08/1986
Consolidated Industries Corp. | Addison Products | GPFA4.0T125-4 | Natural Gas | No Match |  | True | 1 |  | Horizontal | No Match | No Match | No Match | No Match | No Match |  | No Match |  | 125000 | 97000 |  |  | 118760 | 910 | 78.3 | [8 empty] | 4 | Non Federally-Regulated | 01/27/1988 |  | 01/15/1989
Borg Warner | Luxaire | FCU140RANA | Natural Gas | No Match | False | False | 1 |  | Up | No Match | No Match | No Match | No Match | No Match |  | No Match |  | 140000 | 107000 | 1440 | 1440 | 135296 | 774 | 68.5 | [8 empty] | 5 | Non Federally-Regulated | 07/26/1982 |  | 08/17/1983
Magic Chef | Airease | EMG66R-110D2C4-2 | Natural Gas | No Match | False | False | 1 |  | Up | No Match | No Match | No Match | No Match | No Match |  | No Match |  | 110000 | 88000 | 1580 | 1285 | 120865 | 582 | 64 | [8 empty] | 19 | Non Federally-Regulated | 04/02/1981 |  | 08/17/1983
Rheem Sales Company, Inc. | Rheem | RGAA-12EAB | Natural Gas | No Match | False | False | 1 |  | Up | No Match | No Match | No Match | No Match | No Match |  | No Match |  | 125000 | 94000 |  |  | 138940 | 843 | 67.1 | [8 empty] | 3 | Non Federally-Regulated | 04/02/1981 |  | 08/17/1983
Gaffers & Sattler | York | D1YD030N08006A | Natural Gas | No Match | False | True | 1 |  | Horizontal | No Match | No Match | No Match | No Match | No Match |  | No Match |  | 80000 | 57000 | 975 | 700 | 81968 | 496 | 66.8 | [8 empty] | 19 | Non Federally-Regulated | 07/26/1982 |  | 08/17/1983
York International | York | D1SE018N04306B | Natural Gas | No Match |  | True | 1 |  | Horizontal | No Match | No Match | No Match | No Match | No Match |  | No Match |  | 52500 | 42000 | 860 | 765 | 37550 | 474 | 81 | [9 empty] | Non Federally-Regulated | 03/15/1989 |  | 10/10/1989
Rheem Sales Company, Inc. | Ruud | UGEB-10NE-GS | Natural Gas | No Match |  | False | 1 |  | Up | No Match | No Match | No Match | No Match | No Match |  | No Match |  | 100000 | 92000 |  |  | 86889 | 771 | 89.1 | [8 empty] | 4 | Non Federally-Regulated | 03/15/1989 |  | 10/10/1989
Ducane | Trane | SFHC-B504-HB | Natural Gas | No Match |  | True | 1 |  | Horizontal | No Match | No Match | No Match | No Match | No Match |  | No Match |  | 120000 | 91000 | 2400 | 1600 | 99218 | 723 | 78 | [8 empty] | 0 | Non Federally-Regulated | 12/08/1986 |  | 06/29/1987
BDP Co. | Carrier | 58GS040-C* | Natural Gas | No Match | False | False | 1 |  | Up | No Match | No Match | No Match | No Match | No Match |  | No Match |  | 40000 | 29000 | 1170 | 740 | 41706 | 538 | 72.4 | [8 empty] | 5 | Non Federally-Regulated | 07/26/1982 |  | 08/17/1983
Clare Brothers | Clare Brothers | MEG 60-S | Natural Gas | No Match |  | False | 1 |  | Up | No Match | No Match | No Match | No Match | No Match |  | No Match |  | 60000 | 48000 | 1200 |  | 87180 | 508 | 79.5 | [9 empty] | Non Federally-Regulated | 01/27/1988 |  | 01/15/1989
John Zink | Magic Chef | RCG-0601-43-1401-EC | Natural Gas | No Match | False | True | 1 |  | Horizontal | No Match | No Match | No Match | No Match | No Match |  | No Match |  | 140000 | 110600 | 2200 | [13 empty] | Non Federally-Regulated | 08/17/1983 |  | 12/08/1986
Magic Chef | Williams | 5D120-OH-3 | Natural Gas | No Match | False | True | 1 |  | Horizontal | No Match | No Match | No Match | No Match | No Match |  | No Match |  | 120000 | 90000 | 1950 | 1950 | 113043 | 618 | 68.3 | [8 empty] | 19 | Non Federally-Regulated | 04/02/1981 |  | 10/13/1981
York International | Luxaire | DBUC-T048N075 | Natural Gas | No Match |  | True | 1 |  | Horizontal | No Match | No Match | No Match | No Match | No Match |  | No Match |  | 75000 | 62000 | 1924 | 1533 | 68893 | 818 | 78 | [8 empty] | 58 | Non Federally-Regulated | 03/15/1989 |  | 10/10/1989
Amana Refrigeration, Inc. | Amana | EPCG3010-1E (C) | Natural Gas | No Match |  | True | 1 |  | Horizontal | No Match | No Match | No Match | No Match | No Match |  | No Match |  | 120000 | 98000 |  |  | 116160 | 434 | 81.2 | [8 empty] | 22 | Non Federally-Regulated | 01/15/1989 |  | 03/15/1989
Luxaire | Westinghouse Electric | FGHF076AAN | Natural Gas | No Match | False | True | 1 |  | Horizontal | No Match | No Match | No Match | No Match | No Match |  | No Match |  | 76000 | 58368 |  |  | 83217 | 589 | 65.5 | [8 empty] | 2 | Non Federally-Regulated | 04/02/1981 |  | 10/13/1981
Consolidated Industries Corp. | Sun Dial | HAC120NF5R | LPG | No Match | False | True | 1 |  | Horizontal | No Match | No Match | No Match | No Match | No Match |  | No Match |  | 117497 | 92000 | [14 empty] | Non Federally-Regulated | 08/17/1983 |  | 12/08/1986
Rheem Sales Company, Inc. | Addison Products | GUWHE075A-D4C | LPG | No Match |  | False | 1 |  | Up | No Match | No Match | No Match | No Match | No Match |  | No Match |  | 75000 | 59000 |  |  | 70889 | 792 | 78 | [8 empty] | 4 | Non Federally-Regulated | 12/08/1986 |  | 06/29/1987
BDP Co. | Carrier | 58DR075-B* | LPG | No Match | False | False | 1 |  | Down | No Match | No Match | No Match | No Match | No Match |  | No Match |  | 70313 | 54000 | 1255 | [13 empty] | Non Federally-Regulated | 08/17/1983 |  | 12/08/1986
Heil Quaker | Heil | NHGA150AK01 | Natural Gas | No Match | False | False | 1 |  | Horizontal | No Match | No Match | No Match | No Match | No Match |  | No Match |  | 150000 | 114000 | 2025 | 1295 | 159921 | 1206 | 67.5 | [8 empty] | 1 | Non Federally-Regulated | 04/02/1981 |  | 08/17/1983
Rheem Sales Company, Inc. | Ruud | URGE-05N36JKR | Natural Gas | No Match |  | True | 1 |  | Horizontal | No Match | No Match | No Match | No Match | No Match |  | No Match |  | 50000 | 38000 |  |  | 49283 | 420 | 78.3 | [8 empty] | 4 | Non Federally-Regulated | 01/15/1989 |  | 03/15/1989
Daikin Comfort Technologies Manufacturing, L.P. | GMC | PGX036075-1 | Natural Gas | No Match |  | True | 1 |  | Horizontal | No Match | No Match | No Match | No Match | No Match |  | No Match |  | 75000 | 58000 | 1310 | 1220 | 61011 | 492 | 76 | [8 empty] | 5 | Non Federally-Regulated | 06/29/1987 |  | 01/27/1988
Heil Quaker | Heil | NHGA120LK** | Natural Gas | No Match | False | False | 1 |  | Horizontal | No Match | No Match | No Match | No Match | No Match |  | No Match |  | 120577 | 92000 | 1945 | [13 empty] | Non Federally-Regulated | 08/17/1983 |  | 12/08/1986
Magic Chef | Airease | 3.5D80-OH-1 | Natural Gas | No Match | False | True | 1 |  | Horizontal | No Match | No Match | No Match | No Match | No Match |  | No Match |  | 80000 | 60000 | 1600 | 700 | 81967 | 610 | 66.8 | [8 empty] | 19 | Non Federally-Regulated | 07/26/1982 |  | 08/17/1983
York International | Fraser Johnston | DACC-F048N073B | Natural Gas | No Match |  | True | 1 |  | Horizontal | No Match | No Match | No Match | No Match | No Match |  | No Match |  | 73500 | 59000 | 1720 | 1560 | 55559 | 892 | 81 | [9 empty] | Non Federally-Regulated | 12/08/1986 |  | 06/29/1987
Rheem Sales Company, Inc. | Comfortmaker | CPGHA042H125 | Natural Gas | No Match |  | True | 1 |  | Horizontal | No Match | No Match | No Match | No Match | No Match |  | No Match |  | 125000 | 93000 |  |  | 80919 | 522 | 76.1 | [8 empty] | 15 | Non Federally-Regulated | 12/08/1986 |  | 06/29/1987
Daikin Comfort Technologies Manufacturing, L.P. | Janitrol / GMC | PGX048075-3 | Natural Gas | No Match |  | True | 1 |  | Horizontal | No Match | No Match | No Match | No Match | No Match |  | No Match |  | 75000 | 58000 | 1630 | 1470 | 60144 | 685 | 76 | [9 empty] | Non Federally-Regulated | 01/15/1989 |  | 03/15/1989
Heil Quaker | Sears | 867.81503*(A) | Natural Gas | No Match |  | True | 1 |  | Horizontal | No Match | No Match | No Match | No Match | No Match |  | No Match |  | 60000 | 49920 | 1490 | 1055 | 56307 | 831 | 79.7 | [8 empty] | 6 | Non Federally-Regulated | 01/15/1989 |  | 03/15/1989
Rheem Sales Company, Inc. | Weatherking | GPE3.5T125-3 | Natural Gas | No Match |  | True | 1 |  | Horizontal | No Match | No Match | No Match | No Match | No Match |  | No Match |  | 125000 | 97000 |  |  | 118278 | 835 | 78.8 | [8 empty] | 4 | Non Federally-Regulated | 01/15/1989 |  | 03/15/1989
Carrier Corp. | Payne | 376BAW060095 | LPG | No Match |  | False | 1 |  | Down | No Match | No Match | No Match | No Match | No Match |  | No Match |  | 114000 | 94000 |  |  | 112705 | 978 | 82.3 | [8 empty] | 5 | Non Federally-Regulated | 01/27/1988 |  | 01/15/1989
Ducane | Trane | SFHCC30*L | Natural Gas | No Match |  | True | 3 |  | Down | No Match | No Match | No Match | No Match | No Match |  | No Match |  | 350000 | 263000 | 13500 | 12000 | 301000 | 2670 | 76.5 | [9 empty] | Non Federally-Regulated | 06/29/1987 |  | 01/27/1988
Duo-Matic / Olsen, Inc. | Ultramax | HCS-60 | Natural Gas | No Match |  | False | 1 |  | Up | No Match | No Match | No Match | No Match | No Match |  | No Match |  | 60000 | 53000 | 1090 | 820 | 51724 | 329 | 90.7 | [8 empty] | 40 | Non Federally-Regulated | 12/08/1986 |  | 10/10/1989
Heil Quaker | Whirlpool | WUGB055AD** | Natural Gas | No Match | False | False | 1 |  | Up | No Match | No Match | No Match | No Match | No Match |  | No Match |  | 55000 | 41000 | 820 | 610 | 39649 | 442 | 77 | [8 empty] | 6 | Non Federally-Regulated | 07/26/1982 |  | 08/17/1983
Ducane | Day & Night | 349EAW148120 | Natural Gas | No Match | False | False | 1 |  | Horizontal | No Match | No Match | No Match | No Match | No Match |  | No Match |  | 120000 | 83000 | 1600 | 960 | 134412 | 621 | 58 | [8 empty] | 5 | Non Federally-Regulated | 04/02/1981 |  | 08/17/1983
Consolidated Industries Corp. | Friedrich | GHB140NGAI | LPG | No Match | False | False | 1 |  | Horizontal | No Match | No Match | No Match | No Match | No Match |  | No Match |  | 140078 | 108000 | [14 empty] | Non Federally-Regulated | 08/17/1983 |  | 12/08/1986
Sunbeam Air Conditioning | Sunbeam Air Conditioning | RCG-0601-33-0952-CT | Natural Gas | No Match |  | True | 1 |  | Down | No Match | No Match | No Match | No Match | No Match |  | No Match |  | 95000 | 73150 | 2200 | 1800 | 81795 | 607 | 75.4 | [8 empty] | 4 | Non Federally-Regulated | 12/08/1986 |  | 06/29/1987
Coleman Company, Inc. | Coleman | 2840-466 | Natural Gas | No Match |  | False | 1 |  | Horizontal | No Match | No Match | No Match | No Match | No Match |  | No Match |  | 50000 | 41000 | 1256 | 923 | 47500 | 537 | 80.4 | [8 empty] | 3 | Non Federally-Regulated | 06/29/1987 |  | 10/10/1989
Carrier Corp. | Carrier | 48BH0063,5,6 | Natural Gas | No Match |  | True | 1 |  | Horizontal | No Match | No Match | No Match | No Match | No Match |  | No Match |  | 125000 | 99875 | 2500 | 1725 | 124790 | 954 | 75 | [8 empty] | 0 | Non Federally-Regulated | 01/27/1988 |  | 01/15/1989
Carrier Corp. | Carrier | 48EP008 | Natural Gas | No Match | False | True | 3 |  | Horizontal | No Match | No Match | No Match | No Match | No Match |  | No Match |  | 225000 | 168000 | 3300 | 2300 | [11 empty] | 25 | Non Federally-Regulated | 04/02/1981 |  | 10/13/1981
Rheem Sales Company, Inc. | Rheem | RRGF-07N42JK* | Natural Gas | No Match |  | True | 1 |  | Horizontal | No Match | No Match | No Match | No Match | No Match |  | No Match |  | 75000 | 58000 |  |  | 67229 | 755 | 79.1 | [8 empty] | 4 | Non Federally-Regulated | 01/15/1989 |  | 03/15/1989
Consolidated Industries Corp. | Premier | GHB160D-57A/E | LPG | No Match | False | False | 1 |  | Horizontal | No Match | No Match | No Match | No Match | No Match |  | No Match |  | 160365 | 123000 | [14 empty] | Non Federally-Regulated | 08/17/1983 |  | 12/08/1986
BDP Co. | Day & Night | 585CB048100 | Natural Gas | No Match | False | True | 1 |  | Horizontal | No Match | No Match | No Match | No Match | No Match |  | No Match |  | 100000 | 76000 | 1550 | 1150 | 87811 | 658 | 70.4 | [8 empty] | 3 | Non Federally-Regulated | 07/26/1982 |  | 08/17/1983
Carrier Corp. | Payne | 585HJ042060 | LPG | No Match |  | True | 1 |  | Horizontal | No Match | No Match | No Match | No Match | No Match |  | No Match |  | 60000 | 47000 | 1385 | 760 | 61655 | 457 | 75.4 | [8 empty] | 3 | Non Federally-Regulated | 01/27/1988 |  | 01/15/1989
Luxaire | Westinghouse Electric | 48ECW140WA | LPG | No Match | False | True | 1 |  | Horizontal | No Match | No Match | No Match | No Match | No Match |  | No Match |  | 140000 | 107940 | 2000 | 1485 | 133579 | 644 | 70 | [8 empty] | 5 | Non Federally-Regulated | 04/02/1981 |  | 10/13/1981
Carrier Corp. | Day & Night | 579DJ,P,E048120 | Natural Gas | No Match |  | True | 1 |  | Down | No Match | No Match | No Match | No Match | No Match |  | No Match |  | 120000 | 92400 | 1500 |  | 96960 | 841 | 76 | [8 empty] | 0 | Non Federally-Regulated | 06/29/1987 |  | 01/27/1988
Borg Warner | Moncrief | DACC-F060N102A | Natural Gas | No Match |  | True | 1 |  | Horizontal | No Match | No Match | No Match | No Match | No Match |  | No Match |  | 102400 | 83000 | 2210 | 2095 | 94482 | 1040 | 81 | [9 empty] | Non Federally-Regulated | 12/08/1986 |  | 06/29/1987
Snyder General Corp. | Comfortmaker | *PGHA036G075-IN-** | Natural Gas | No Match |  | True | 1 |  | Horizontal | No Match | No Match | No Match | No Match | No Match |  | No Match |  | 75000 | 55000 |  |  | 61990 | 327 | 76.5 | [8 empty] | 15 | Non Federally-Regulated | 01/27/1988 |  | 01/15/1989
Rheem Sales Company, Inc. | Rheem | RRGE-10E60CLR | Natural Gas | No Match |  | True | 1 |  | Horizontal | No Match | No Match | No Match | No Match | No Match |  | No Match |  | 100000 | 76000 |  |  | 79634 | 750 | 77.2 | [8 empty] | 4 | Non Federally-Regulated | 01/15/1989 |  | 03/15/1989
Magic Chef | Gaffers & Sattler | EG83-100D-7 | Natural Gas | No Match | False | False | 1 |  | Horizontal | No Match | No Match | No Match | No Match | No Match |  | No Match |  | 100000 | 77000 | 780 |  | 114000 | 509 | 65.8 | [8 empty] | 2 | Non Federally-Regulated | 07/26/1982 |  | 08/17/1983
Snyder General Corp. | Comfortmaker | *PGDA036H050-N* | Natural Gas | No Match |  | True | 1 |  | Down | No Match | No Match | No Match | No Match | No Match |  | No Match |  | 50000 | 40000 |  |  | 37856 | 290 | 82 | [8 empty] | 15 | Non Federally-Regulated | 12/08/1986 |  | 06/29/1987
Heil Quaker | Heil Quaker | NUGI045KD** | Natural Gas | No Match |  | False | 1 |  | Up | No Match | No Match | No Match | No Match | No Match |  | No Match |  | 45000 | 35325 | 900 | 880 | 50061 | 525 | 76.4 | [8 empty] | 4 | Non Federally-Regulated | 01/15/1989 |  | 10/10/1989
Rheem Sales Company, Inc. | Ruud | UGUG-07EA-GS | Natural Gas | No Match |  | False | 1 |  | Horizontal | No Match | No Match | No Match | No Match | No Match |  | No Match |  | 70000 | 56000 |  |  | 60610 | 566 | 76.1 | [8 empty] | 4 | Non Federally-Regulated | 01/27/1988 |  | 10/10/1989
Luxaire | Moncrief | 48ECW160WA | Natural Gas | No Match | False | True | 1 |  | Horizontal | No Match | No Match | No Match | No Match | No Match |  | No Match |  | 160000 | 122240 | 1860 | 1385 | 156152 | 809 | 70 | [8 empty] | 5 | Non Federally-Regulated | 10/13/1981 |  | 03/11/1982
BDP Co. | Payne | 585CJ036125 | Natural Gas | No Match | False | True | 1 |  | Horizontal | No Match | No Match | No Match | No Match | No Match |  | No Match |  | 125654 | 96000 | 1450 | [13 empty] | Non Federally-Regulated | 08/17/1983 |  | 12/08/1986
Borg Warner | Luxaire | GCU082RF | LPG | No Match | False | False | 1 |  | Up | No Match | No Match | No Match | No Match | No Match |  | No Match |  | 82557 | 62000 | 1240 | [13 empty] | Non Federally-Regulated | 08/17/1983 |  | 12/08/1986
Snyder General Corp. | McQuay | EPGHA042H100-M | Natural Gas | No Match |  | True | 1 |  | Horizontal | No Match | No Match | No Match | No Match | No Match |  | No Match |  | 100000 | 74000 |  |  | 80919 | 408 | 77.4 | [8 empty] | 15 | Non Federally-Regulated | 12/08/1986 |  | 06/29/1987
Climate Control / Snyder General | Climate Control | G-U313125-16B-PD | Natural Gas | No Match | False | False | 1 |  | Up | No Match | No Match | No Match | No Match | No Match |  | No Match |  | 122653 | 92726 | 1530 | [13 empty] | Non Federally-Regulated | 08/17/1983 |  | 12/08/1986
Amana Refrigeration, Inc. | Amana | EPCG2408-1C (C) | LPG | No Match | False | True | 1 |  | Horizontal | No Match | No Match | No Match | No Match | No Match |  | No Match |  | 120000 | 99766 |  |  | 114120 | 835 | 81.5 | [8 empty] | 22 | Non Federally-Regulated | 04/02/1981 |  | 10/13/1981
Heil Quaker | Heil | NDGF105AF01 | Natural Gas | No Match | False | False | 1 |  | Down | No Match | No Match | No Match | No Match | No Match |  | No Match |  | 105053 | 79000 | 1175 | [13 empty] | Non Federally-Regulated | 08/17/1983 |  | 12/08/1986
Gaffers & Sattler | York | D1YD030N06006A | Natural Gas | No Match | False | True | 1 |  | Horizontal | No Match | No Match | No Match | No Match | No Match |  | No Match |  | 60000 | 43000 | 975 | 520 | 69096 | 533 | 67.9 | [8 empty] | 19 | Non Federally-Regulated | 04/02/1981 |  | 10/13/1981
BDP Co. | Day & Night | 585CJ036075X | Natural Gas | No Match | False | True | 1 |  | Horizontal | No Match | No Match | No Match | No Match | No Match |  | No Match |  | 60000 | 45000 | 1255 | 895 | 66759 | 679 | 68.5 | [8 empty] | 325 | Non Federally-Regulated | 04/02/1981 |  | 10/13/1981
Carrier Corp. | Carrier | 48KHA036500CE | Natural Gas | No Match |  | True | 1 |  | Horizontal | No Match | No Match | No Match | No Match | No Match |  | No Match |  | 100000 | 75000 |  |  | 81399 | 716 | 75.7 | [8 empty] | 3 | Non Federally-Regulated | 01/27/1988 |  | 01/15/1989
Rheem Sales Company, Inc. | Ruud | UGMA-14KC | Natural Gas | No Match | False | False | 1 |  | Down | No Match | No Match | No Match | No Match | No Match |  | No Match |  | 140000 | 107000 |  |  | 133816 | 832 | 69.7 | [8 empty] | 4 | Non Federally-Regulated | 04/02/1981 |  | 08/17/1983
Coleman Company, Inc. | Coleman | 2668A746 | Natural Gas | No Match | False | False | 1 |  | Up | No Match | No Match | No Match | No Match | No Match |  | No Match |  | 90000 | 73000 | 1700 | 1200 | 76140 | 898 | 80.1 | [8 empty] | 3 | Non Federally-Regulated | 07/26/1982 |  | 08/17/1983
York International | Luxaire | DAUC-F048P075A | LPG | No Match |  | True | 1 |  | Horizontal | No Match | No Match | No Match | No Match | No Match |  | No Match |  | 75000 | 62000 | 1905 | 1905 | 57772 | 824 | 78.1 | [9 empty] | Non Federally-Regulated | 03/15/1989 |  | 10/10/1989
Carrier Corp. | Payne | 375AAW048080 | Natural Gas | No Match |  | False | 1 |  | Down | No Match | No Match | No Match | No Match | No Match |  | No Match |  | 95000 | 77000 |  |  | 96357 | 877 | 80 | [8 empty] | 5 | Non Federally-Regulated | 12/08/1986 |  | 06/29/1987
Carrier Corp. | Day & Night | 585HE060100 | Natural Gas | No Match |  | True | 1 |  | Horizontal | No Match | No Match | No Match | No Match | No Match |  | No Match |  | 100000 | 75000 | 2285 | 1260 | 81611 | 669 | 75.7 | [8 empty] | 3 | Non Federally-Regulated | 12/08/1986 |  | 06/29/1987
Heil Quaker | Whirlpool | NHOB084BF01 | Oil | No Match | False | False | 1 |  | Horizontal | No Match | No Match | No Match | No Match | No Match |  | No Match |  | 105193 | 79000 | 1100 | [13 empty] | Non Federally-Regulated | 08/17/1983 |  | 12/08/1986
Consolidated Industries Corp. | Consolidated Industries Corp. | HAC080P(D,E,F,K)4R | LPG | No Match | False | True | 1 |  | Horizontal | No Match | No Match | No Match | No Match | No Match |  | No Match |  | 78382 | 62000 | [14 empty] | Non Federally-Regulated | 08/17/1983 |  | 12/08/1986
Lennox Industries Inc. | Lennox | GCS10X-513-75-1Y | Natural Gas | No Match |  | True | 1 |  | Horizontal | No Match | No Match | No Match | No Match | No Match |  | No Match |  | 75000 | 58000 | 2175 | 1130 | 60493 | 661 | 75.7 | [8 empty] | 3 | Non Federally-Regulated | 01/15/1989 |  | 03/15/1989
Rheem Sales Company, Inc. | Century | TGR150-3F-250K | Natural Gas | No Match |  | True | 1 |  | Down | No Match | No Match | No Match | No Match | No Match |  | No Match |  | 200000 | 162052 |  |  | 187661 | 2840 | 80.2 | [8 empty] | 6 | Non Federally-Regulated | 01/15/1989 |  | 03/15/1989
Ducane | Borg Warner | P2HFB15F15001A | Oil | No Match | False | False | 1 |  | Horizontal | No Match | No Match | No Match | No Match | No Match |  | No Match |  | 188090 | 145000 | 1530 | 1160 | 180124 | 1328 | 77.1 | [8 empty] | 5 | Non Federally-Regulated | 07/26/1982 |  | 08/17/1983
Rheem Sales Company, Inc. | Ruud | URAB-04E18AR | Natural Gas | No Match | False | True | 1 |  | Horizontal | No Match | No Match | No Match | No Match | No Match |  | No Match |  | 40000 | 31000 |  |  | 44182 | 317 | 70.4 | [8 empty] | 5 | Non Federally-Regulated | 07/26/1982 |  | 08/17/1983
Luxaire | Luxaire | 60CE36BNL | Natural Gas | No Match | False | False | 1 |  | Up | No Match | No Match | No Match | No Match | No Match |  | No Match |  | 60000 | 45720 | 1130 | 805 | 62855 | 596 | 71.9 | [8 empty] | 11 | Non Federally-Regulated | 04/02/1981 |  | 10/13/1981
Heil Quaker | Whirlpool | NRGR90LL01A | Natural Gas | No Match |  | True | 1 |  | Horizontal | No Match | No Match | No Match | No Match | No Match |  | No Match |  | 150000 | 123000 |  |  | 130116 | 1378 | 82.5 | [8 empty] | 6 | Non Federally-Regulated | 12/08/1986 |  | 06/29/1987
Rheem Sales Company, Inc. | Ruud | UGUJ-10NA-JR | Natural Gas | No Match |  | False | 1 |  | Horizontal | No Match | No Match | No Match | No Match | No Match |  | No Match |  | 100000 | 81000 |  |  | 100459 | 1041 | 76.2 | [8 empty] | 4 | Non Federally-Regulated | 01/15/1989 |  | 10/10/1989
Magic Chef | Williams | CF-100AC3.5-2 | Natural Gas | No Match | False | False | 1 |  | Down | No Match | No Match | No Match | No Match | No Match |  | No Match |  | 104167 | 80000 | 1350 | [13 empty] | Non Federally-Regulated | 08/17/1983 |  | 12/08/1986
Rheem Sales Company, Inc. | Rheem | RRGE-12E48CLR | Natural Gas | No Match |  | True | 1 |  | Horizontal | No Match | No Match | No Match | No Match | No Match |  | No Match |  | 125000 | 97000 |  |  | 118760 | 910 | 78.3 | [8 empty] | 4 | Non Federally-Regulated | 12/08/1986 |  | 06/29/1987
Heil Quaker | Dayton | 3E284A | Natural Gas | No Match | False | False | 1 |  | Down | No Match | No Match | No Match | No Match | No Match |  | No Match |  | 105053 | 79000 | 1175 | [13 empty] | Non Federally-Regulated | 08/17/1983 |  | 12/08/1986
Rheem Sales Company, Inc. | Heat Controller | GSU-40E2NXC | Natural Gas | No Match |  | False | 1 |  | Up | No Match | No Match | No Match | No Match | No Match |  | No Match |  | 40000 | 32000 |  |  | 40140 | 356 | 76.8 | [8 empty] | 3 | Non Federally-Regulated | 01/27/1988 |  | 10/10/1989
Magic Chef | Williams | EG83-100D2C3.5-7 | Natural Gas | No Match | False | False | 1 |  | Horizontal | No Match | No Match | No Match | No Match | No Match |  | No Match |  | 99741 | 77000 | 1014 | [13 empty] | Non Federally-Regulated | 08/17/1983 |  | 12/08/1986
Amana Refrigeration, Inc. | Amana | EPCG6017-3C (A) | LPG | No Match | False | True | 1 |  | Horizontal | No Match | No Match | No Match | No Match | No Match |  | No Match |  | 130000 | 110956 |  |  | 128674 | 940 | 84.3 | [8 empty] | 22 | Non Federally-Regulated | 10/13/1981 |  | 03/11/1982
Snyder General Corp. | Arcoaire | *GUD060A016-IL | LPG | No Match |  | False | 1 |  | Up | No Match | No Match | No Match | No Match | No Match |  | No Match |  | 60000 | 48000 | 1400 | 805 | 61986 | 344 | 75.6 | [8 empty] | 3 | Non Federally-Regulated | 06/29/1987 |  | 01/27/1988
Snyder General Corp. | McQuay | *PGH*048H100*I*** | Natural Gas | No Match |  | True | 1 |  | Horizontal | No Match | No Match | No Match | No Match | No Match |  | No Match |  | 100000 | 74000 |  |  | 80919 | 408 | 77.4 | [8 empty] | 15 | Non Federally-Regulated | 01/15/1989 |  | 03/15/1989
Rheem Sales Company, Inc. | Ruud | URGE-07E36CLR | Natural Gas | No Match |  | True | 1 |  | Horizontal | No Match | No Match | No Match | No Match | No Match |  | No Match |  | 75000 | 58000 |  |  | 68444 | 745 | 78.2 | [8 empty] | 4 | Non Federally-Regulated | 03/15/1989 |  | 10/10/1989
Lennox Industries Inc. | Lennox | GCS9-463-120A-1Y | Natural Gas | No Match |  | True | 1 |  | Horizontal | No Match | No Match | No Match | No Match | No Match |  | No Match |  | 120000 | 93000 | 1500 | 1230 | 99366 | 550 | 78.7 | [8 empty] | 3 | Non Federally-Regulated | 12/08/1986 |  | 06/29/1987
Snyder General Corp. | Arcoaire | *PGDA060F150-N* | Natural Gas | No Match |  | True | 1 |  | Down | No Match | No Match | No Match | No Match | No Match |  | No Match |  | 150000 | 117000 |  |  | 138818 | 688 | 79.1 | [8 empty] | 15 | Non Federally-Regulated | 12/08/1986 |  | 06/29/1987
Heil Quaker | Dayton | 3E508 | Natural Gas | No Match |  | False | 1 |  | Up | No Match | No Match | No Match | No Match | No Match |  | No Match |  | 80000 | 62480 | 1615 | 1250 | 80779 | 648 | 75.8 | [8 empty] | 4 | Non Federally-Regulated | 01/27/1988 |  | 10/10/1989
BDP Co. | Carrier | 48GH02430X | LPG | No Match | False | True | 1 |  | Horizontal | No Match | No Match | No Match | No Match | No Match |  | No Match |  | 75000 | 57000 | 915 | 765 | 77135 | 514 | 70.4 | [8 empty] | 3 | Non Federally-Regulated | 10/13/1981 |  | 03/11/1982
Consolidated Industries Corp. | Heat Controller | GTH80-T4N | Natural Gas | No Match |  | False | 1 |  | Horizontal | No Match | No Match | No Match | No Match | No Match |  | No Match |  | 80000 | 63000 |  |  | 76756 | 756 | 80.1 | [8 empty] | 3 | Non Federally-Regulated | 01/15/1989 |  | 10/10/1989
Carrier Corp. | Carrier | 48DR0145,6 | Natural Gas | No Match |  | True | 3 |  | Down | No Match | No Match | No Match | No Match | No Match |  | No Match |  | 231000 | 183000 | 6250 | 3750 | 225000 | 1313 | 75.3 | [8 empty] | 5 | Non Federally-Regulated | 01/27/1988 |  | 01/15/1989
Rheem Sales Company, Inc. | Century | TGR-48-1F-150 | Natural Gas | No Match |  | True | 1 |  | Horizontal | No Match | No Match | No Match | No Match | No Match |  | No Match |  | 150000 | 115000 |  |  | 140100 | 875 | 77.8 | [8 empty] | 4 | Non Federally-Regulated | 03/15/1989 |  | 10/10/1989
Trane U.S. Inc. | Trane | BLD040K930B | Natural Gas | No Match |  | False | 1 |  | Down | No Match | No Match | No Match | No Match | No Match |  | No Match |  | 40000 | 37000 | 900 | 500 | 33300 | 374 | 92 | [8 empty] | 11 | Non Federally-Regulated | 12/08/1986 |  | 06/29/1987
Luxaire | Luxaire | 48ECW096UA | Natural Gas | No Match | False | True | 1 |  | Horizontal | No Match | No Match | No Match | No Match | No Match |  | No Match |  | 96000 | 73728 | 1880 | 1560 | 88380 | 569 | 70.3 | [8 empty] | 5 | Non Federally-Regulated | 10/13/1981 |  | 03/11/1982
BDP Co. | Carrier | 397HAW036100 | LPG | No Match | False | False | 1 |  | Up | No Match | No Match | No Match | No Match | No Match |  | No Match |  | 119000 | 93000 | 1255 | 1135 | 94298 | 669 | 82.5 | [8 empty] | 5 | Non Federally-Regulated | 07/26/1982 |  | 08/17/1983
Rheem Sales Company, Inc. | Ruud | UGGC-14KAB** | Natural Gas | No Match | False | False | 1 |  | Up | No Match | No Match | No Match | No Match | No Match |  | No Match |  | 139474 | 106000 | [14 empty] | Non Federally-Regulated | 08/17/1983 |  | 12/08/1986
Magic Chef | Williams | 4A120-OH-3-5 | Natural Gas | No Match | False | True | 1 |  | Horizontal | No Match | No Match | No Match | No Match | No Match |  | No Match |  | 117801 | 90000 | 1850 | [13 empty] | Non Federally-Regulated | 08/17/1983 |  | 12/08/1986
SJC Corp. | Janitrol | RT 36-75-31S | Natural Gas | No Match | False | True | 1 |  | Horizontal | No Match | No Match | No Match | No Match | No Match |  | No Match |  | 75000 | 57750 | 1150 | 700 | 58736 | 861 | 76.8 | [8 empty] | 0 | Non Federally-Regulated | 10/13/1981 |  | 03/11/1982
Rheem Sales Company, Inc. | Rheem | RGYA-09EC-JT | LPG | No Match | False | True | 1 |  | Horizontal | No Match | No Match | No Match | No Match | No Match |  | No Match |  | 95420 | 75000 | [14 empty] | Non Federally-Regulated | 08/17/1983 |  | 12/08/1986
Gaffers & Sattler | York | D1CG036P08225A | LPG | No Match |  | True | 1 |  | Horizontal | No Match | No Match | No Match | No Match | No Match |  | No Match |  | 100000 | 81000 | 1600 | 1600 | 100034 | 1138 | 76 | [9 empty] | Non Federally-Regulated | 06/29/1987 |  | 01/27/1988
Sunbeam Air Conditioning | Sunbeam Air Conditioning | RBG-1802-23-2801-HC | Natural Gas | No Match |  | True | 3 |  | Down | No Match | No Match | No Match | No Match | No Match |  | No Match |  | 280000 | 224000 | 6000 | 5250 | 257320 | 2522 | 77.6 | [8 empty] | 4 | Non Federally-Regulated | 12/08/1986 |  | 06/29/1987
BDP Co. | Payne | 394GAW048125 | Natural Gas | No Match | False | False | 1 |  | Up | No Match | No Match | No Match | No Match | No Match |  | No Match |  | 125000 | 96000 | 1550 | 1234 | 135803 | 701 | 69 | [8 empty] | 5 | Non Federally-Regulated | 04/02/1981 |  | 10/13/1981
Rheem Sales Company, Inc. | Arcoaire | *PGDA024G075-IL-** | LPG | No Match |  | True | 1 |  | Down | No Match | No Match | No Match | No Match | No Match |  | No Match |  | 75000 | 59000 |  |  | 58465 | 331 | 80 | [8 empty] | 15 | Non Federally-Regulated | 01/27/1988 |  | 01/15/1989
Rheem Sales Company, Inc. | Ruud | UGUG-10EA-JS | Natural Gas | No Match |  | False | 1 |  | Horizontal | No Match | No Match | No Match | No Match | No Match |  | No Match |  | 100000 | 81000 |  |  | 100459 | 1041 | 76.2 | [8 empty] | 4 | Non Federally-Regulated | 01/27/1988 |  | 10/10/1989
Magic Chef | Williams | 4D120-OH-1 | Natural Gas | No Match | False | True | 1 |  | Horizontal | No Match | No Match | No Match | No Match | No Match |  | No Match |  | 117801 | 90000 | 1850 | [13 empty] | Non Federally-Regulated | 08/17/1983 |  | 12/08/1986
Rheem Sales Company, Inc. | Ruud | URGF-07N48JK* | Natural Gas | No Match |  | True | 1 |  | Horizontal | No Match | No Match | No Match | No Match | No Match |  | No Match |  | 75000 | 56000 |  |  | 70734 | 910 | 76.6 | [8 empty] | 4 | Non Federally-Regulated | 01/27/1988 |  | 01/15/1989
Magic Chef | Armstrong | 4D140-OH-3 | Natural Gas | No Match | False | True | 1 |  | Horizontal | No Match | No Match | No Match | No Match | No Match |  | No Match |  | 140000 | 105000 | 1850 | 1850 | 131871 | 659 | 68.2 | [8 empty] | 19 | Non Federally-Regulated | 04/02/1981 |  | 10/13/1981
Coleman Company, Inc. | Coleman | 8630C639 | LPG | No Match | False | False | 1 |  | Up | No Match | No Match | No Match | No Match | No Match |  | No Match |  | 55000 | 44000 | 1130 | [13 empty] | Non Federally-Regulated | 08/17/1983 |  | 12/08/1986
Magic Chef | Armstrong | 3A60-OH-1-6 | Natural Gas | No Match | False | True | 1 |  | Horizontal | No Match | No Match | No Match | No Match | No Match |  | No Match |  | 60000 | 45000 | 1340 | 520 | 69097 | 655 | 68.9 | [8 empty] | 19 | Non Federally-Regulated | 10/13/1981 |  | 03/11/1982
Rheem Sales Company, Inc. | Ruud | URGE-15E60JKR | Natural Gas | No Match |  | True | 1 |  | Horizontal | No Match | No Match | No Match | No Match | No Match |  | No Match |  | 150000 | 117000 |  |  | 137154 | 1435 | 78.2 | [8 empty] | 4 | Non Federally-Regulated | 03/15/1989 |  | 10/10/1989
Ducane | Heil Quaker | NRGF30DDB**(A) | LPG | No Match |  | True | 1 |  | Horizontal | No Match | No Match | No Match | No Match | No Match |  | No Match |  | 60000 | 46600 | 870 | 705 | 59315 | 607 | 76.9 | [8 empty] | 6 | Non Federally-Regulated | 06/29/1987 |  | 01/27/1988
Ducane | Carrier | 58EG080101CA | LPG | No Match | False | False | 1 |  | Horizontal | No Match | No Match | No Match | No Match | No Match |  | No Match |  | 80000 | 57000 | 1970 | 800 | 77846 | 621 | 59 | [8 empty] | 5 | Non Federally-Regulated | 07/26/1982 |  | 08/17/1983
Lennox Industries Inc. | Lennox | DMS4-275-275,277 | Natural Gas | No Match | False | True | 3 |  | Horizontal | No Match | No Match | No Match | No Match | No Match |  | No Match |  | 275000 | 211750 | 10000 | 6000 | [11 empty] | 20 | Non Federally-Regulated | 10/13/1981 |  | 03/11/1982
Snyder General Corp. | Arcoaire | *PGHA024G050-IL-** | LPG | No Match |  | True | 1 |  | Horizontal | No Match | No Match | No Match | No Match | No Match |  | No Match |  | 50000 | 36000 |  |  | 41081 | 190 | 76.6 | [8 empty] | 15 | Non Federally-Regulated | 06/29/1987 |  | 01/27/1988
Lennox Industries Inc. | Lennox | GCS10-511-75-1P | Natural Gas | No Match |  | True | 1 |  | Horizontal | No Match | No Match | No Match | No Match | No Match |  | No Match |  | 75000 | 58000 | 2175 | 1130 | 60493 | 661 | 75.7 | [8 empty] | 3 | Non Federally-Regulated | 06/29/1987 |  | 01/27/1988
York International | Luxaire | PANU-LD10N060A | Natural Gas | No Match |  | False | 1 |  | Up | No Match | No Match | No Match | No Match | No Match |  | No Match |  | 60000 | 56900 | 960 | 780 | 49548 | 286 | 94.6 | [8 empty] | 5 | Non Federally-Regulated | 03/15/1989 |  | 10/10/1989
Heil Quaker | Whirlpool | NRGF30DBB**(A) | Natural Gas | No Match |  | True | 1 |  | Horizontal | No Match | No Match | No Match | No Match | No Match |  | No Match |  | 60000 | 48360 | 870 | 705 | 59330 | 605 | 76.9 | [8 empty] | 6 | Non Federally-Regulated | 01/27/1988 |  | 01/15/1989
Rheem Sales Company, Inc. | Square D | PN020-24-LB0370H1 | Natural Gas | No Match |  | True | 3 |  | Horizontal | No Match | No Match | No Match | No Match | No Match |  | No Match |  | 370000 | 277500 |  |  | 263514 | 2067 | 76.3 | [8 empty] | 10 | Non Federally-Regulated | 12/08/1986 |  | 06/29/1987
Magic Chef | Airease | EG83-75D2C3.5-7 | Natural Gas | No Match | False | False | 1 |  | Horizontal | No Match | No Match | No Match | No Match | No Match |  | No Match |  | 75000 | 57000 | 1002 | 1418 | 81000 | 540 | 64.6 | [8 empty] | 2 | Non Federally-Regulated | 07/26/1982 |  | 08/17/1983
Rheem Sales Company, Inc. | Rheem | RRAB-08E42CT | LPG | No Match | False | True | 1 |  | Horizontal | No Match | No Match | No Match | No Match | No Match |  | No Match |  | 80581 | 61000 | [14 empty] | Non Federally-Regulated | 08/17/1983 |  | 12/08/1986
Heil Quaker | Sears | 867.81501*(A) | Natural Gas | No Match |  | True | 1 |  | Horizontal | No Match | No Match | No Match | No Match | No Match |  | No Match |  | 60000 | 48360 | 870 | 705 | 59330 | 605 | 76.9 | [8 empty] | 6 | Non Federally-Regulated | 03/15/1989 |  | 10/10/1989
Snyder General Corp. | McQuay | *PGD*048F125*I*** | Natural Gas | No Match |  | True | 1 |  | Down | No Match | No Match | No Match | No Match | No Match |  | No Match |  | 125000 | 98000 |  |  | 118533 | 639 | 79.2 | [8 empty] | 15 | Non Federally-Regulated | 01/15/1989 |  | 03/15/1989
Carrier Corp. | Day & Night | 585EP,EE090146 | Natural Gas | No Match |  | True | 1 |  | Horizontal | No Match | No Match | No Match | No Match | No Match |  | No Match |  | 146000 | 116920 | 3700 | 3000 | 136240 | 1654 | 76.5 | [8 empty] | 0 | Non Federally-Regulated | 01/15/1989 |  | 03/15/1989
Magic Chef | Williams | U80-3 | Natural Gas | No Match | False | False | 1 |  | Up | No Match | No Match | No Match | No Match | No Match |  | No Match |  | 80000 | 64000 |  | 660 | 79558 | 369 | 68.3 | [8 empty] | 19 | Non Federally-Regulated | 04/02/1981 |  | 08/17/1983
Amana Refrigeration, Inc. | Amana | EPCG3010-1B (B) | LPG | No Match | False | True | 1 |  | Horizontal | No Match | No Match | No Match | No Match | No Match |  | No Match |  | 100000 | 83430 |  |  | 95340 | 626 | 81.5 | [8 empty] | 22 | Non Federally-Regulated | 04/02/1981 |  | 10/13/1981
John Zink | John Zink | RCG-0601-23-1402-CT | Natural Gas | No Match | False | True | 1 |  | Horizontal | No Match | No Match | No Match | No Match | No Match |  | No Match |  | 140000 | 110600 | 2200 | [13 empty] | Non Federally-Regulated | 08/17/1983 |  | 12/08/1986
SJC Corp. | Janitrol | UI060D07 | Natural Gas | No Match | False | False | 1 |  | Up | No Match | No Match | No Match | No Match | No Match |  | No Match |  | 60000 | 45000 | 680 | 600 | 74863 | 608 | 61.4 | [8 empty] | 0 | Non Federally-Regulated | 10/13/1981 |  | 07/26/1982
Heil Quaker | Whirlpool | NUGB150AK01 | Natural Gas | No Match | False | False | 1 |  | Up | No Match | No Match | No Match | No Match | No Match |  | No Match |  | 148825 | 114000 | 1930 | [13 empty] | Non Federally-Regulated | 08/17/1983 |  | 12/08/1986
Borg Warner | York | 60ECW096GA | LPG | No Match | False | True | 1 |  | Horizontal | No Match | No Match | No Match | No Match | No Match |  | No Match |  | 96000 | 74016 | 2030 | [13 empty] | Non Federally-Regulated | 08/17/1983 |  | 12/08/1986
BDP Co. | Day & Night | 585CJ030050 | Natural Gas | No Match | False | True | 1 |  | Horizontal | No Match | No Match | No Match | No Match | No Match |  | No Match |  | 50000 | 38000 | 1040 | 580 | 54179 | 556 | 70.4 | [8 empty] | 3 | Non Federally-Regulated | 07/26/1982 |  | 08/17/1983
Arco Comfort Products Co. | Friedrich | GHA120NGCB | Natural Gas | No Match | False | False | 1 |  | Horizontal | No Match | No Match | No Match | No Match | No Match |  | No Match |  | 118509 | 89000 | [14 empty] | Non Federally-Regulated | 08/17/1983 |  | 12/08/1986
Rheem Sales Company, Inc. | Century | TGR-60-3E-100 | Natural Gas | No Match |  | True | 1 |  | Horizontal | No Match | No Match | No Match | No Match | No Match |  | No Match |  | 100000 | 76000 |  |  | 79634 | 750 | 77.2 | [8 empty] | 4 | Non Federally-Regulated | 12/08/1986 |  | 06/29/1987
Luxaire | Westinghouse Electric | FGHF060QAN | Natural Gas | No Match | False | True | 1 |  | Horizontal | No Match | No Match | No Match | No Match | No Match |  | No Match |  | 60000 | 48000 | 1200 |  | 68405 | 502 | 67.9 | [8 empty] | 5 | Non Federally-Regulated | 04/02/1981 |  | 10/13/1981
Heil Quaker | Heil | NHGE080AF | Natural Gas | No Match |  | False | 1 |  | Horizontal | No Match | No Match | No Match | No Match | No Match |  | No Match |  | 80000 | 61256 | 1250 | 750 | 82103 | 604 | 75.3 | [8 empty] | 0 | Non Federally-Regulated | 12/08/1986 |  | 06/29/1987
Consolidated Industries Corp. | Janitrol / GMC | HAC120NF5R | LPG | No Match | False | False | 1 |  | Horizontal | No Match | No Match | No Match | No Match | No Match |  | No Match |  | 119898 | 94000 | [14 empty] | Non Federally-Regulated | 08/17/1983 |  | 12/08/1986
Rheem Sales Company, Inc. | Montgomery Ward | SRM-54179 | Natural Gas | No Match | False | False | 1 |  | Up | No Match | No Match | No Match | No Match | No Match |  | No Match |  | 125165 | 95000 | [14 empty] | Non Federally-Regulated | 08/17/1983 |  | 12/08/1986
Rheem Sales Company, Inc. | Rheem | RRAB-06E36CT | LPG | No Match | False | True | 1 |  | Horizontal | No Match | No Match | No Match | No Match | No Match |  | No Match |  | 60000 | 45000 |  |  | 68008 | 729 | 67 | [8 empty] | 5 | Non Federally-Regulated | 07/26/1982 |  | 08/17/1983
Rheem Sales Company, Inc. | Rheem | RRGF-10E60CK* | Natural Gas | No Match |  | True | 1 |  | Horizontal | No Match | No Match | No Match | No Match | No Match |  | No Match |  | 100000 | 76000 |  |  | 79634 | 750 | 77.2 | [8 empty] | 4 | Non Federally-Regulated | 01/15/1989 |  | 03/15/1989
Arco Comfort Products Co. | Arco Comfort Products Co. | GUE100NFAI | Natural Gas | No Match |  | False | 1 |  | Up | No Match | No Match | No Match | No Match | No Match |  | No Match |  | 100000 | 86000 | 1600 | 1260 | 89276 | 1007 | 85.9 | [9 empty] | Non Federally-Regulated | 12/08/1986 |  | 06/29/1987
Heil Quaker | Dayton | 3E285A* | Natural Gas | No Match | False | False | 1 |  | Down | No Match | No Match | No Match | No Match | No Match |  | No Match |  | 135000 | 102000 | 1560 | 990 | 120458 | 755 | 77.6 | [8 empty] | 6 | Non Federally-Regulated | 04/02/1981 |  | 03/11/1982
Magic Chef | Williams | 3.5A60-OH-3-6 | Natural Gas | No Match | False | True | 1 |  | Horizontal | No Match | No Match | No Match | No Match | No Match |  | No Match |  | 60000 | 45000 | 1600 | 520 | 69097 | 655 | 68.9 | [8 empty] | 19 | Non Federally-Regulated | 04/02/1981 |  | 10/13/1981
Borg Warner | Moncrief | FCU140JAPA | LPG | No Match | False | False | 1 |  | Up | No Match | No Match | No Match | No Match | No Match |  | No Match |  | 140420 | 107000 | 2080 | [13 empty] | Non Federally-Regulated | 08/17/1983 |  | 12/08/1986
Rheem Sales Company, Inc. | Ruud | UGLC-12EE-J* | Natural Gas | No Match |  | False | 1 |  | Down | No Match | No Match | No Match | No Match | No Match |  | No Match |  | 120000 | 96000 |  |  | 117425 | 767 | 79.6 | [8 empty] | 4 | Non Federally-Regulated | 01/27/1988 |  | 10/10/1989
Borg Warner | Luxaire | FCU100FANA | Natural Gas | No Match | False | False | 1 |  | Up | No Match | No Match | No Match | No Match | No Match |  | No Match |  | 99476 | 76000 | 1460 | [13 empty] | Non Federally-Regulated | 08/17/1983 |  | 12/08/1986
Rheem Sales Company, Inc. | Weatherking | GPG3.0T050-1 | Natural Gas | No Match |  | True | 1 |  | Horizontal | No Match | No Match | No Match | No Match | No Match |  | No Match |  | 50000 | 38000 |  |  | 49283 | 420 | 78.3 | [8 empty] | 4 | Non Federally-Regulated | 03/15/1989 |  | 10/10/1989
Carrier Corp. | Carrier | 48LD0043,5,6 | Natural Gas | No Match | False | True | 1 |  | Down | No Match | No Match | No Match | No Match | No Match |  | No Match |  | 75000 | 58350 | 1840 | [13 empty] | Non Federally-Regulated | 08/17/1983 |  | 12/08/1986
Amana Refrigeration, Inc. | Amana | EPCG4815-3D (A) | LPG | No Match |  | True | 1 |  | Horizontal | No Match | No Match | No Match | No Match | No Match |  | No Match |  | 130000 | 109000 |  |  | 130130 | 452 | 84.7 | [8 empty] | 22 | Non Federally-Regulated | 01/15/1989 |  | 03/15/1989
Carrier Corp. | Day & Night | 580AN048120 | Natural Gas | No Match |  | True | 1 |  | Down | No Match | No Match | No Match | No Match | No Match |  | No Match |  | 120000 | 94000 |  |  | 118351 | 934 | 78.5 | [8 empty] | 3 | Non Federally-Regulated | 03/15/1989 |  | 10/10/1989
Amana Refrigeration, Inc. | Amana | EPCG6017-1E (A) | Natural Gas | No Match |  | True | 1 |  | Horizontal | No Match | No Match | No Match | No Match | No Match |  | No Match |  | 130000 | 110000 |  |  | 111930 | 449 | 84.2 | [8 empty] | 22 | Non Federally-Regulated | 01/27/1988 |  | 01/15/1989
Consolidated Industries Corp. | Addison Products | GUWC060-AD3 | Natural Gas | No Match |  | False | 1 |  | Up | No Match | No Match | No Match | No Match | No Match |  | No Match |  | 60000 | 48000 |  |  | 59936 | 645 | 76.5 | [8 empty] | 3 | Non Federally-Regulated | 01/27/1988 |  | 01/15/1989
Daikin Comfort Technologies Manufacturing, L.P. | Janitrol | PGX036075-1 | Natural Gas | No Match |  | True | 1 |  | Horizontal | No Match | No Match | No Match | No Match | No Match |  | No Match |  | 75000 | 58000 | 1310 | 1220 | 61011 | 492 | 76 | [8 empty] | 5 | Non Federally-Regulated | 01/27/1988 |  | 01/15/1989
Climate Control / Snyder General | Climate Control | *PGDA036H100-L* | LPG | No Match |  | True | 1 |  | Down | No Match | No Match | No Match | No Match | No Match |  | No Match |  | 100000 | 79000 |  |  | 97887 | 470 | 80.2 | [8 empty] | 15 | Non Federally-Regulated | 12/08/1986 |  | 06/29/1987
Lennox Industries Inc. | Lennox | GCS9-513-150A-1Y | Natural Gas | No Match |  | True | 1 |  | Horizontal | No Match | No Match | No Match | No Match | No Match |  | No Match |  | 150000 | 114000 | 1915 | 1295 | 142345 | 1110 | 76.1 | [8 empty] | 3 | Non Federally-Regulated | 03/15/1989 |  | 10/10/1989
Heil Quaker | Heil | NUGK105CH** | Natural Gas | No Match |  | False | 1 |  | Up | No Match | No Match | No Match | No Match | No Match |  | No Match |  | 105000 | 93622 | 1400 | 885 | 97166 | 1030 | 89.5 | [8 empty] | 2 | Non Federally-Regulated | 12/08/1986 |  | 01/15/1989
Rheem Sales Company, Inc. | Century | TGR-30-1E-70 | Natural Gas | No Match |  | True | 1 |  | Horizontal | No Match | No Match | No Match | No Match | No Match |  | No Match |  | 75000 | 58000 |  |  | 68960 | 555 | 78.5 | [8 empty] | 4 | Non Federally-Regulated | 12/08/1986 |  | 06/29/1987
Climate Control / Snyder General | Climate Control | BPGHA060H100-M | Natural Gas | No Match |  | True | 1 |  | Horizontal | No Match | No Match | No Match | No Match | No Match |  | No Match |  | 100000 | 74000 |  |  | 80919 | 408 | 77.4 | [8 empty] | 15 | Non Federally-Regulated | 12/08/1986 |  | 06/29/1987
Heil Quaker | Sears | 867.81505*(A) | Natural Gas | No Match |  | True | 1 |  | Horizontal | No Match | No Match | No Match | No Match | No Match |  | No Match |  | 80000 | 66720 | 2000 | 1675 | 75040 | 1164 | 79.7 | [8 empty] | 6 | Non Federally-Regulated | 01/27/1988 |  | 01/15/1989
York International | Fraser Johnston | DAUC-T036N050A | Natural Gas | No Match |  | True | 1 |  | Horizontal | No Match | No Match | No Match | No Match | No Match |  | No Match |  | 50000 | 41000 | 1600 | 1600 | 37060 | 665 | 80 | [9 empty] | Non Federally-Regulated | 06/29/1987 |  | 01/27/1988
Rheem Sales Company, Inc. | Rheem | RRGE-12E60CLR | Natural Gas | No Match |  | True | 1 |  | Horizontal | No Match | No Match | No Match | No Match | No Match |  | No Match |  | 125000 | 97000 |  |  | 116216 | 1445 | 78.4 | [8 empty] | 4 | Non Federally-Regulated | 01/15/1989 |  | 03/15/1989
Carrier Corp. | Day & Night | 397HAW048080 | Natural Gas | No Match |  | False | 1 |  | Up | No Match | No Match | No Match | No Match | No Match |  | No Match |  | 95000 | 74000 |  |  | 80130 | 715 | 76.9 | [8 empty] | 5 | Non Federally-Regulated | 12/08/1986 |  | 06/29/1987
Magic Chef | Gaffers & Sattler | EG6D120DC60 | Natural Gas | No Match |  | False | 1 |  | Up | No Match | No Match | No Match | No Match | No Match |  | No Match |  | 120000 | 96000 | 2035 |  | 125614 | 796 | 73.7 | [8 empty] | 2 | Non Federally-Regulated | 12/08/1986 |  | 06/29/1987
Sunbeam Air Conditioning | Sunbeam Air Conditioning | RBG-1802-23-3502-JC | LPG | No Match |  | True | 3 |  | Down | No Match | No Match | No Match | No Match | No Match |  | No Match |  | 350000 | 280000 | 6000 | 5250 | 322350 | 2528 | 77.8 | [8 empty] | 4 | Non Federally-Regulated | 12/08/1986 |  | 06/29/1987
Magic Chef | Gaffers & Sattler | ACD13-U100-2 | Natural Gas | No Match | False | False | 1 |  | Up | No Match | No Match | No Match | No Match | No Match |  | No Match |  | 100000 | 80000 | 1290 | 825 | 93113 | 373 | 69.9 | [8 empty] | 19 | Non Federally-Regulated | 03/11/1982 |  | 08/17/1983
Carrier Corp. | Day & Night | 585EP036100 | Natural Gas | No Match |  | True | 1 |  | Horizontal | No Match | No Match | No Match | No Match | No Match |  | No Match |  | 100000 | 75000 | 1800 | 1195 | 81399 | 716 | 75.7 | [8 empty] | 3 | Non Federally-Regulated | 12/08/1986 |  | 06/29/1987
Consolidated Industries Corp. | Addison Products | GPFA4.0T075-3 | Natural Gas | No Match |  | True | 1 |  | Horizontal | No Match | No Match | No Match | No Match | No Match |  | No Match |  | 75000 | 56000 |  |  | 70734 | 910 | 76.6 | [8 empty] | 4 | Non Federally-Regulated | 01/27/1988 |  | 01/15/1989
Rheem Sales Company, Inc. | Century | TGR-60-3E-150 | Natural Gas | No Match |  | True | 1 |  | Horizontal | No Match | No Match | No Match | No Match | No Match |  | No Match |  | 150000 | 117000 |  |  | 137154 | 1435 | 78.2 | [8 empty] | 4 | Non Federally-Regulated | 12/08/1986 |  | 06/29/1987
Heil Quaker | Whirlpool | NRGF42DDB**(A) | Natural Gas | No Match |  | True | 1 |  | Horizontal | No Match | No Match | No Match | No Match | No Match |  | No Match |  | 60000 | 48220 | 1490 | 1055 | 56288 | 835 | 79.7 | [8 empty] | 6 | Non Federally-Regulated | 12/08/1986 |  | 06/29/1987
Snyder General Corp. | Arcoaire | *PGDA048G100-IL-** | LPG | No Match |  | True | 1 |  | Down | No Match | No Match | No Match | No Match | No Match |  | No Match |  | 100000 | 79000 |  |  | 97887 | 470 | 80.2 | [8 empty] | 15 | Non Federally-Regulated | 06/29/1987 |  | 01/27/1988
Rheem Sales Company, Inc. | Ruud | UGGC-08KCA** | Natural Gas | No Match | False | False | 1 |  | Up | No Match | No Match | No Match | No Match | No Match |  | No Match |  | 80158 | 61000 | [14 empty] | Non Federally-Regulated | 08/17/1983 |  | 12/08/1986
Intertherm | Intertherm | MG* 075 A* I* | LPG | No Match |  | False | 1 |  | Down | No Match | No Match | No Match | No Match | No Match |  | No Match |  | 75000 | 62000 | 626 |  | 81113 | 789 | 75.7 | [8 empty] | 0 | Non Federally-Regulated | 12/08/1986 |  | 06/29/1987
Schneider Electric (Square D Wiring Devices) | Sun Dial | GHB60D-60E | LPG | No Match | False | True | 1 |  | Horizontal | No Match | No Match | No Match | No Match | No Match |  | No Match |  | 54688 | 42000 | [14 empty] | Non Federally-Regulated | 08/17/1983 |  | 12/08/1986
Rheem Sales Company, Inc. | Rheem | RRGE-07E48DLR | Natural Gas | No Match |  | True | 1 |  | Horizontal | No Match | No Match | No Match | No Match | No Match |  | No Match |  | 75000 | 56000 |  |  | 70734 | 910 | 76.6 | [8 empty] | 4 | Non Federally-Regulated | 01/27/1988 |  | 01/15/1989
John Zink | Magic Chef | RBG-1802-43-2802-H | Natural Gas | No Match | False | True | 3 |  | Horizontal | No Match | No Match | No Match | No Match | No Match |  | No Match |  | 280000 | 224000 | 6000 | [13 empty] | Non Federally-Regulated | 08/17/1983 |  | 12/08/1986
Borg Warner | Fraser Johnston | FCU120TAPA | LPG | No Match | False | False | 1 |  | Up | No Match | No Match | No Match | No Match | No Match |  | No Match |  | 120000 | 91000 | 1620 | 1620 | 111912 | 473 | 69.5 | [8 empty] | 5 | Non Federally-Regulated | 07/26/1982 |  | 08/17/1983
Luxaire | Fraser Johnston | 60ECW120WA | Natural Gas | No Match | False | True | 1 |  | Horizontal | No Match | No Match | No Match | No Match | No Match |  | No Match |  | 120000 | 93240 | 2030 | 1890 | 112137 | 604 | 70 | [8 empty] | 5 | Non Federally-Regulated | 10/13/1981 |  | 03/11/1982
Luxaire | Moncrief | 60ECW140GA | Natural Gas | No Match | False | True | 1 |  | Horizontal | No Match | No Match | No Match | No Match | No Match |  | No Match |  | 140000 | 108220 | 2140 | 1790 | 131719 | 739 | 70 | [8 empty] | 5 | Non Federally-Regulated | 04/02/1981 |  | 10/13/1981
York International | Fraser Johnston | DAUC-T060P100A | LPG | No Match |  | True | 1 |  | Horizontal | No Match | No Match | No Match | No Match | No Match |  | No Match |  | 100000 | 81000 | 2340 | 2340 | 98177 | 1239 | 77.1 | [9 empty] | Non Federally-Regulated | 03/15/1989 |  | 10/10/1989
Snyder General Corp. | Arcoaire | *R132D1*251*** | Natural Gas | No Match |  | True | 3 |  | Down | No Match | No Match | No Match | No Match | No Match |  | No Match |  | 250000 | 194000 |  |  | 219449 | 2624 | 76.2 | [8 empty] | 0 | Non Federally-Regulated | 01/15/1989 |  | 03/15/1989
Rheem Sales Company, Inc. | Century | TGR-48-1G-150 | Natural Gas | No Match |  | True | 1 |  | Horizontal | No Match | No Match | No Match | No Match | No Match |  | No Match |  | 150000 | 115000 |  |  | 140100 | 875 | 77.8 | [8 empty] | 4 | Non Federally-Regulated | 01/15/1989 |  | 03/15/1989
Luxaire | Westinghouse Electric | IE042BDAON | LPG | No Match | False | True | 1 |  | Horizontal | No Match | No Match | No Match | No Match | No Match |  | No Match |  | 80000 | 64000 | 1275 | 995 | 88335 | 592 | 70 | [8 empty] | 5 | Non Federally-Regulated | 04/02/1981 |  | 10/13/1981
Lennox Industries Inc. | Lennox | GCS16-1353-270-3Y | Natural Gas | No Match |  | True | 3 |  | Horizontal | No Match | No Match | No Match | No Match | No Match |  | No Match |  | 270000 | 216297 | 5200 | 3600 | 256004 | 1950 | 78.5 | [8 empty] | 20 | Non Federally-Regulated | 12/08/1986 |  | 06/29/1987
Ducane | BDP Co. | 391D-060100 | Oil | No Match | False | False | 1 |  | Down | No Match | No Match | No Match | No Match | No Match |  | No Match |  | 125393 | 96000 | 1700 | 1040 | 121293 | 751 | 76.5 | [8 empty] | 5 | Non Federally-Regulated | 07/26/1982 |  | 08/17/1983
BDP Co. | Carrier | 48GL04250 | Natural Gas | No Match | False | True | 1 |  | Horizontal | No Match | No Match | No Match | No Match | No Match |  | No Match |  | 60000 | 45000 | 1790 | 905 | 66035 | 824 | 68.5 | [8 empty] | 3 | Non Federally-Regulated | 10/13/1981 |  | 03/11/1982
Luxaire | Westinghouse Electric | FGHY120AAN | LPG | No Match | False | True | 1 |  | Horizontal | No Match | No Match | No Match | No Match | No Match |  | No Match |  | 120000 | 92280 | 1565 | 1091 | 115120 | 780 | 69.1 | [8 empty] | 2 | Non Federally-Regulated | 10/13/1981 |  | 03/11/1982
Heil Quaker | Coleman | 6336H411(B) | Natural Gas | No Match |  | True | 1 |  | Horizontal | No Match | No Match | No Match | No Match | No Match |  | No Match |  | 100000 | 77679 | 1555 | 1080 | 100036 | 946 | 76.5 | [9 empty] | Non Federally-Regulated | 01/15/1989 |  | 03/15/1989
Rheem Sales Company, Inc. | Rheem | RGWC-07EC-** | Natural Gas | No Match | False | True | 1 |  | Horizontal | No Match | No Match | No Match | No Match | No Match |  | No Match |  | 75497 | 57000 | [14 empty] | Non Federally-Regulated | 08/17/1983 |  | 12/08/1986
Carrier Corp. | Payne | 580AP048120-B | Natural Gas | No Match |  | True | 1 |  | Down | No Match | No Match | No Match | No Match | No Match |  | No Match |  | 120000 | 94000 |  |  | 114748 | 1763 | 78.5 | [8 empty] | 3 | Non Federally-Regulated | 03/15/1989 |  | 10/10/1989
Heil Quaker | Whirlpool | NUGF075AF** | Natural Gas | No Match | False | False | 1 |  | Up | No Match | No Match | No Match | No Match | No Match |  | No Match |  | 75000 | 58000 | 1140 | 690 | 69790 | 299 | 78.9 | [8 empty] | 6 | Non Federally-Regulated | 07/26/1982 |  | 08/17/1983
Snyder General Corp. | Comfortmaker | *PGDA060H100-L* | LPG | No Match |  | True | 1 |  | Down | No Match | No Match | No Match | No Match | No Match |  | No Match |  | 100000 | 79000 |  |  | 97887 | 470 | 80.2 | [8 empty] | 15 | Non Federally-Regulated | 12/08/1986 |  | 06/29/1987
Rheem Sales Company, Inc. | Arcoaire | GHB060NFCI | Natural Gas | No Match |  | False | 1 |  | Horizontal | No Match | No Match | No Match | No Match | No Match |  | No Match |  | 60000 | 47000 |  |  | 61258 | 517 | 75.2 | [8 empty] | 3 | Non Federally-Regulated | 12/08/1986 |  | 06/29/1987
York International | Fraser Johnston | DBUC-F048N125 | Natural Gas | No Match |  | True | 1 |  | Horizontal | No Match | No Match | No Match | No Match | No Match |  | No Match |  | 125000 | 103000 | 1795 | 1541 | 118517 | 818 | 78.5 | [8 empty] | 58 | Non Federally-Regulated | 03/15/1989 |  | 10/10/1989
Luxaire | Westinghouse Electric | FGHF133SAN | Natural Gas | No Match | False | False | 1 |  | Horizontal | No Match | No Match | No Match | No Match | No Match |  | No Match |  | 133000 | 100548 | 2000 |  | 121594 | 743 | 69.4 | [8 empty] | 11 | Non Federally-Regulated | 10/13/1981 |  | 03/11/1982
Rheem Sales Company, Inc. | Ruud | UGDC-10EC-** | Natural Gas | No Match |  | False | 1 |  | Up | No Match | No Match | No Match | No Match | No Match |  | No Match |  | 100000 | 80000 |  |  | 97900 | 884 | 78.7 | [8 empty] | 4 | Non Federally-Regulated | 12/08/1986 |  | 01/27/1988
Luxaire | Fraser Johnston | 36ECW080GA | LPG | No Match | False | True | 1 |  | Horizontal | No Match | No Match | No Match | No Match | No Match |  | No Match |  | 80000 | 62640 | 1275 | 920 | 87857 | 581 | 70 | [8 empty] | 5 | Non Federally-Regulated | 04/02/1981 |  | 10/13/1981
Consolidated Industries Corp. | Addison Products | GPE4.0T075-1 | Natural Gas | No Match |  | True | 1 |  | Horizontal | No Match | No Match | No Match | No Match | No Match |  | No Match |  | 75000 | 56000 |  |  | 70734 | 910 | 76.6 | [8 empty] | 4 | Non Federally-Regulated | 12/08/1986 |  | 06/29/1987
Daikin Comfort Technologies Manufacturing, L.P. | Janitrol / GMC | GUX100-5 | Natural Gas | No Match |  | False | 1 |  | Up | No Match | No Match | No Match | No Match | No Match |  | No Match |  | 100000 | 80000 | 2075 | 1450 | 105130 | 789 | 74.1 | [8 empty] | 2 | Non Federally-Regulated | 12/08/1986 |  | 01/27/1988
Ducane | Borg Warner | P2LFD16F10001A | Oil | No Match | False | False | 1 |  | Up | No Match | No Match | No Match | No Match | No Match |  | No Match |  | 120988 | 98000 | 1630 | [13 empty] | Non Federally-Regulated | 08/17/1983 |  | 12/08/1986
Rheem Sales Company, Inc. | Weatherking | GPF10T250-4L* | Natural Gas | No Match |  | True | 3 |  | Down | No Match | No Match | No Match | No Match | No Match |  | No Match |  | 250000 | 199491 |  |  | 250851 | 2519 | 79.6 | [8 empty] | 6 | Non Federally-Regulated | 01/15/1989 |  | 03/15/1989
Carrier Corp. | Carrier | 58SS080-CC | Natural Gas | No Match |  | False | 1 |  | Up | No Match | No Match | No Match | No Match | No Match |  | No Match |  | 95000 | 74000 |  |  | 80130 | 715 | 76.9 | [8 empty] | 5 | Non Federally-Regulated | 12/08/1986 |  | 06/29/1987
Trane U.S. Inc. | American Standard, Inc. | BYC100G3L(O,A)D | Natural Gas | No Match |  | True | 1 |  | Horizontal | No Match | No Match | No Match | No Match | No Match |  | No Match |  | 120000 | 97200 |  |  | 94807 | 1677 | 78.3 | [8 empty] | 0 | Non Federally-Regulated | 01/15/1989 |  | 03/15/1989
Amana Refrigeration, Inc. | Amana | EPCG4812-1C (A) | LPG | No Match | False | True | 1 |  | Horizontal | No Match | No Match | No Match | No Match | No Match |  | No Match |  | 80000 | 68926 |  |  | 72232 | 715 | 84.8 | [8 empty] | 22 | Non Federally-Regulated | 04/02/1981 |  | 10/13/1981
Heil Quaker | Whirlpool | NRGF60ECB**(B) | Natural Gas | No Match |  | True | 1 |  | Horizontal | No Match | No Match | No Match | No Match | No Match |  | No Match |  | 100000 | 81500 | 2000 | 1675 | 97388 | 1267 | 77.4 | [8 empty] | 6 | Non Federally-Regulated | 01/27/1988 |  | 01/15/1989
Luxaire | Westinghouse Electric | GCH075HF | Natural Gas | No Match | False | False | 1 |  | Horizontal | No Match | No Match | No Match | No Match | No Match |  | No Match |  | 75000 | 58275 | 1500 | 1170 | 76491 | 1061 | 70 | [8 empty] | 5 | Non Federally-Regulated | 03/11/1982 |  | 07/26/1982
Rheem Sales Company, Inc. | Addison Products | GUWHC075A-D3C | Natural Gas | No Match |  | False | 1 |  | Up | No Match | No Match | No Match | No Match | No Match |  | No Match |  | 75000 | 70000 |  |  | 67604 | 872 | 90.3 | [8 empty] | 4 | Non Federally-Regulated | 12/08/1986 |  | 01/27/1988
Heil Quaker | Whirlpool | WULE080BG01 | LPG | No Match | False | False | 1 |  | Up | No Match | No Match | No Match | No Match | No Match |  | No Match |  | 80000 | 65000 | 1360 | 900 | 76604 | 608 | 80.6 | [8 empty] | 2 | Non Federally-Regulated | 07/26/1982 |  | 08/17/1983
Snyder General Corp. | McQuay | *PGHA030G050-IN-** | Natural Gas | No Match |  | True | 1 |  | Horizontal | No Match | No Match | No Match | No Match | No Match |  | No Match |  | 50000 | 36000 |  |  | 41081 | 166 | 76.6 | [8 empty] | 15 | Non Federally-Regulated | 06/29/1987 |  | 01/27/1988
John Zink | Magic Chef | RCG-0601-43-1402-CT | Natural Gas | No Match | False | True | 1 |  | Horizontal | No Match | No Match | No Match | No Match | No Match |  | No Match |  | 140000 | 110600 | 2200 | [13 empty] | Non Federally-Regulated | 08/17/1983 |  | 12/08/1986
Rheem Sales Company, Inc. | Century | TGR-48-1E-120 | Natural Gas | No Match |  | True | 1 |  | Horizontal | No Match | No Match | No Match | No Match | No Match |  | No Match |  | 125000 | 97000 |  |  | 118760 | 910 | 78.3 | [8 empty] | 4 | Non Federally-Regulated | 03/15/1989 |  | 10/10/1989
Rheem Sales Company, Inc. | Arcoaire | PGE03606GAB | Natural Gas | No Match | False | True | 1 |  | Horizontal | No Match | No Match | No Match | No Match | No Match |  | No Match |  | 60150 | 48000 | [14 empty] | Non Federally-Regulated | 08/17/1983 |  | 12/08/1986
Ducane | Trane | SFHC-B252-LB | Natural Gas | No Match |  | True | 1 |  | Horizontal | No Match | No Match | No Match | No Match | No Match |  | No Match |  | 60000 | 47000 | 1030 | 910 | 59051 | 500 | 78 | [8 empty] | 0 | Non Federally-Regulated | 12/08/1986 |  | 06/29/1987
Lennox Industries Inc. | Lennox | G14Q4-60 | Natural Gas | No Match |  | False | 1 |  | Up | No Match | No Match | No Match | No Match | No Match |  | No Match |  | 60000 | 54894 | 1517 | 1012 | 49717 | 605 | 92.5 | [8 empty] | 3 | Non Federally-Regulated | 12/08/1986 |  | 10/10/1989
BDP Co. | Carrier | 48GH03030, 31 | LPG | No Match | False | True | 1 |  | Horizontal | No Match | No Match | No Match | No Match | No Match |  | No Match |  | 60000 | 45000 | 955 | 825 | 67201 | 590 | 68.5 | [8 empty] | 325 | Non Federally-Regulated | 04/02/1981 |  | 10/13/1981
Climate Control / Snyder General | Climate Control | BPGHA060G100-L | LPG | No Match |  | True | 1 |  | Horizontal | No Match | No Match | No Match | No Match | No Match |  | No Match |  | 100000 | 74000 |  |  | 80919 | 408 | 77.4 | [8 empty] | 15 | Non Federally-Regulated | 12/08/1986 |  | 06/29/1987
Ducane | Luxaire | P2HFB17F12501A | Oil | No Match | False | False | 1 |  | Horizontal | No Match | No Match | No Match | No Match | No Match |  | No Match |  | 150943 | 120000 | 1700 | [13 empty] | Non Federally-Regulated | 08/17/1983 |  | 12/08/1986
Borg Warner | Luxaire | 60ECW140UA | LPG | No Match | False | True | 1 |  | Horizontal | No Match | No Match | No Match | No Match | No Match |  | No Match |  | 140000 | 108220 | 2140 | 1790 | 131719 | 739 | 70 | [8 empty] | 5 | Non Federally-Regulated | 07/26/1982 |  | 08/17/1983
Heil Quaker | Sears | 867.81503*(A) | Natural Gas | No Match |  | True | 1 |  | Horizontal | No Match | No Match | No Match | No Match | No Match |  | No Match |  | 60000 | 49920 | 1490 | 1055 | 56307 | 831 | 79.7 | [8 empty] | 6 | Non Federally-Regulated | 03/15/1989 |  | 10/10/1989
Heil Quaker | Whirlpool | NUGF105AH01 | Natural Gas | No Match | False | False | 1 |  | Up | No Match | No Match | No Match | No Match | No Match |  | No Match |  | 104787 | 81000 | 1515 | [13 empty] | Non Federally-Regulated | 08/17/1983 |  | 12/08/1986
Rheem Sales Company, Inc. | Heat Controller | TGR-120-3E-270-K | Natural Gas | No Match |  | True | 3 |  | Horizontal | No Match | No Match | No Match | No Match | No Match |  | No Match |  | 270000 | 206800 |  |  | 258405 | 3140 | 76.4 | [8 empty] | 6 | Non Federally-Regulated | 01/15/1989 |  | 03/15/1989
Lennox Industries Inc. | Lennox | GCS10X-463-75-2Y | Natural Gas | No Match |  | True | 1 |  | Horizontal | No Match | No Match | No Match | No Match | No Match |  | No Match |  | 75000 | 58000 | 1225 | 710 | 60493 | 661 | 75.7 | [8 empty] | 3 | Non Federally-Regulated | 01/27/1988 |  | 01/15/1989
Rheem Sales Company, Inc. | Century | TGR-42-3E-120 | Natural Gas | No Match |  | True | 1 |  | Horizontal | No Match | No Match | No Match | No Match | No Match |  | No Match |  | 125000 | 97000 |  |  | 118278 | 835 | 78.8 | [8 empty] | 4 | Non Federally-Regulated | 01/27/1988 |  | 01/15/1989
Snyder General Corp. | McQuay | *PGDA048G075-M* | Natural Gas | No Match |  | True | 1 |  | Down | No Match | No Match | No Match | No Match | No Match |  | No Match |  | 75000 | 59000 |  |  | 58465 | 331 | 80.2 | [8 empty] | 15 | Non Federally-Regulated | 12/08/1986 |  | 06/29/1987
Snyder General Corp. | Arcoaire | *PGD*090F150*I*** | Natural Gas | No Match |  | True | 1 |  | Down | No Match | No Match | No Match | No Match | No Match |  | No Match |  | 150000 | 116000 |  |  | 139562 | 1362 | 77 | [8 empty] | 0 | Non Federally-Regulated | 01/15/1989 |  | 03/15/1989
John Zink | John Zink | RBG-1802-33-2802-JC | Natural Gas | No Match | False | True | 3 |  | Horizontal | No Match | No Match | No Match | No Match | No Match |  | No Match |  | 280000 | 224000 | 6000 | [13 empty] | Non Federally-Regulated | 08/17/1983 |  | 12/08/1986
Carrier Corp. | Day & Night | 580AN030080 | Natural Gas | No Match |  | True | 1 |  | Horizontal | No Match | No Match | No Match | No Match | No Match |  | No Match |  | 80000 | 61000 |  |  | 80004 | 585 | 77.5 | [8 empty] | 3 | Non Federally-Regulated | 01/27/1988 |  | 01/15/1989
Heil Quaker | Heil | NUGE125BH** | Natural Gas | No Match | False | False | 1 |  | Up | No Match | No Match | No Match | No Match | No Match |  | No Match |  | 125000 | 100000 | 1590 | 1250 | 116576 | 830 | 79.7 | [8 empty] | 2 | Non Federally-Regulated | 07/26/1982 |  | 08/17/1983
Carrier Corp. | Day & Night | 579DJ,P,E048080 | Natural Gas | No Match |  | True | 1 |  | Down | No Match | No Match | No Match | No Match | No Match |  | No Match |  | 80000 | 61600 | 1500 |  | 71610 | 413 | 75 | [8 empty] | 0 | Non Federally-Regulated | 12/08/1986 |  | 06/29/1987
Magic Chef | Williams | U100-2 | Natural Gas | No Match | False | False | 1 |  | Up | No Match | No Match | No Match | No Match | No Match |  | No Match |  | 106525 | 80000 | [14 empty] | Non Federally-Regulated | 08/17/1983 |  | 12/08/1986
Rheem Sales Company, Inc. | Ruud | UGMC-12KC-** | Natural Gas | No Match | False | False | 1 |  | Down | No Match | No Match | No Match | No Match | No Match |  | No Match |  | 125326 | 96000 | [14 empty] | Non Federally-Regulated | 08/17/1983 |  | 12/08/1986
Rheem Sales Company, Inc. | Rheem | RRGE-370150F | Natural Gas | No Match |  | True | 3 |  | Horizontal | No Match | No Match | No Match | No Match | No Match |  | No Match |  | 370000 | 277500 |  |  | 263514 | 2067 | 76.3 | [8 empty] | 10 | Non Federally-Regulated | 06/29/1987 |  | 01/27/1988
Amana Refrigeration, Inc. | Amana | ERGW0015-1A(A)W/EBWC | LPG | No Match |  | True | 1 |  | Horizontal | No Match | No Match | No Match | No Match | No Match |  | No Match |  | 130000 | 112000 |  |  | 110370 | 815 | 83.9 | [9 empty] | Non Federally-Regulated | 03/15/1989 |  | 10/10/1989
BDP Co. | Payne | 585CJ018050X | Natural Gas | No Match | False | True | 1 |  | Horizontal | No Match | No Match | No Match | No Match | No Match |  | No Match |  | 40000 | 30000 | 630 | 510 | 44567 | 440 | 68.5 | [8 empty] | 3 | Non Federally-Regulated | 10/13/1981 |  | 03/11/1982
Snyder General Corp. | McQuay | *PGDA048F075-IM-** | Natural Gas | No Match |  | True | 1 |  | Down | No Match | No Match | No Match | No Match | No Match |  | No Match |  | 75000 | 59000 |  |  | 58465 | 331 | 80.2 | [8 empty] | 15 | Non Federally-Regulated | 01/27/1988 |  | 01/15/1989
Luxaire | Fraser Johnston | GCH095MF | Natural Gas | No Match | False | True | 1 |  | Horizontal | No Match | No Match | No Match | No Match | No Match |  | No Match |  | 95000 | 71440 |  |  | 97232 | 410 | 65.5 | [8 empty] | 2 | Non Federally-Regulated | 10/13/1981 |  | 03/11/1982
Consolidated Industries Corp. | Premier | HBA080ND4R | Natural Gas | No Match |  | False | 1 |  | Horizontal | No Match | No Match | No Match | No Match | No Match |  | No Match |  | 80000 | 63000 |  |  | 78738 | 995 | 77 | [8 empty] | 3 | Non Federally-Regulated | 06/29/1987 |  | 01/27/1988
Ducane | Lennox | GS11D2E-100-3NLT | LPG | No Match | False | True | 1 |  | Horizontal | No Match | No Match | No Match | No Match | No Match |  | No Match |  | 100000 | 69000 | 1000 | 800 | 105135 | 904 | 58 | [8 empty] | 5 | Non Federally-Regulated | 07/26/1982 |  | 08/17/1983
Rheem Sales Company, Inc. | Ruud | URGF-10E36CL* | Natural Gas | No Match |  | True | 1 |  | Horizontal | No Match | No Match | No Match | No Match | No Match |  | No Match |  | 100000 | 76000 |  |  | 80594 | 610 | 76.9 | [8 empty] | 4 | Non Federally-Regulated | 01/15/1989 |  | 03/15/1989
Magic Chef | Williams | EG6B90DC36-1 | Natural Gas | No Match | False | False | 1 |  | Up | No Match | No Match | No Match | No Match | No Match |  | No Match |  | 87007 | 75000 | 1380 | [13 empty] | Non Federally-Regulated | 08/17/1983 |  | 12/08/1986
Carrier Corp. | Payne | 395BAW048095 | Natural Gas | No Match |  | False | 1 |  | Up | No Match | No Match | No Match | No Match | No Match |  | No Match |  | 114000 | 93000 |  |  | 95921 | 782 | 80.7 | [8 empty] | 5 | Non Federally-Regulated | 12/08/1986 |  | 01/27/1988
Rheem Sales Company, Inc. | Arcoaire | *GUA080A016-IL | LPG | No Match |  | False | 1 |  | Up | No Match | No Match | No Match | No Match | No Match |  | No Match |  | 80000 | 65000 | 1660 | 1090 | 75456 | 544 | 82.4 | [8 empty] | 3 | Non Federally-Regulated | 01/27/1988 |  | 01/15/1989
Luxaire | Westinghouse Electric | FGHF114AAN | Natural Gas | No Match | False | False | 1 |  | Horizontal | No Match | No Match | No Match | No Match | No Match |  | No Match |  | 114000 | 89718 |  |  | 112237 | 826 | 67.9 | [8 empty] | 2 | Non Federally-Regulated | 04/02/1981 |  | 10/13/1981
Gaffers & Sattler | York | D1YD036N08025B | Natural Gas | No Match | False | True | 1 |  | Horizontal | No Match | No Match | No Match | No Match | No Match |  | No Match |  | 80000 | 60000 | 1340 | 700 | 79576 | 259 | 68.9 | [8 empty] | 19 | Non Federally-Regulated | 04/02/1981 |  | 10/13/1981
Bard Manufacturing Company, Inc. | Bard | IL85D42C | Natural Gas | No Match |  | False | 1 |  | Up | No Match | No Match | No Match | No Match | No Match |  | No Match |  | 86000 | 68000 | 1440 | 1100 | 76276 | 670 | 82.6 | [8 empty] | 3 | Non Federally-Regulated | 12/08/1986 |  | 10/10/1989
Rheem Sales Company, Inc. | Ruud | URGE-12E36CLR | Natural Gas | No Match |  | True | 1 |  | Horizontal | No Match | No Match | No Match | No Match | No Match |  | No Match |  | 125000 | 96000 |  |  | 122462 | 670 | 76.6 | [8 empty] | 4 | Non Federally-Regulated | 03/15/1989 |  | 10/10/1989
Magic Chef | Armstrong | AC12U120-3 | Natural Gas | No Match | False | False | 1 |  | Up | No Match | No Match | No Match | No Match | No Match |  | No Match |  | 120000 | 96000 | 1530 | 990 | 114776 | 610 | 67.3 | [8 empty] | 19 | Non Federally-Regulated | 04/02/1981 |  | 08/17/1983
BDP Co. | Day & Night | 585CP048100X | Natural Gas | No Match | False | True | 1 |  | Horizontal | No Match | No Match | No Match | No Match | No Match |  | No Match |  | 80000 | 60000 | 2030 | 1145 | 88263 | 1056 | 68.5 | [8 empty] | 3 | Non Federally-Regulated | 07/26/1982 |  | 08/17/1983
Rheem Sales Company, Inc. | Century | TGR-60-1E-100 | Natural Gas | No Match |  | True | 1 |  | Horizontal | No Match | No Match | No Match | No Match | No Match |  | No Match |  | 100000 | 76000 |  |  | 79634 | 750 | 77.2 | [8 empty] | 4 | Non Federally-Regulated | 06/29/1987 |  | 01/27/1988
Heil Quaker | Bard | PGA24A060(A) | Natural Gas | No Match |  | True | 1 |  | Horizontal | No Match | No Match | No Match | No Match | No Match |  | No Match |  | 60000 | 46578 | 870 | 705 | 59330 | 605 | 76.9 | [8 empty] | 6 | Non Federally-Regulated | 06/29/1987 |  | 01/27/1988
Rheem Sales Company, Inc. | Ruud | URGF-12E47CK* | Natural Gas | No Match |  | True | 1 |  | Horizontal | No Match | No Match | No Match | No Match | No Match |  | No Match |  | 125000 | 97000 |  |  | 118760 | 910 | 78.3 | [8 empty] | 4 | Non Federally-Regulated | 01/15/1989 |  | 03/15/1989
Borg Warner | Moncrief | FCU080HANA | Natural Gas | No Match | False | False | 1 |  | Up | No Match | No Match | No Match | No Match | No Match |  | No Match |  | 80000 | 61000 | 1790 | 1575 | 86992 | 804 | 69.5 | [8 empty] | 5 | Non Federally-Regulated | 07/26/1982 |  | 08/17/1983
Heil Quaker | Heil | NRGC24MAK02 | Natural Gas | No Match | False | True | 1 |  | Horizontal | No Match | No Match | No Match | No Match | No Match |  | No Match |  | 76115 | 58000 | 950 | [13 empty] | Non Federally-Regulated | 08/17/1983 |  | 12/08/1986
Amana Refrigeration, Inc. | Amana | GCE80DM-3 | LPG | No Match | False | False | 1 |  | Down | No Match | No Match | No Match | No Match | No Match |  | No Match |  | 80666 | 63000 | 1280 | [13 empty] | Non Federally-Regulated | 08/17/1983 |  | 12/08/1986
Consolidated Industries Corp. | Addison Products | GPE5.0T125-1 | Natural Gas | No Match |  | True | 1 |  | Horizontal | No Match | No Match | No Match | No Match | No Match |  | No Match |  | 125000 | 97000 |  |  | 116216 | 1445 | 78.4 | [8 empty] | 4 | Non Federally-Regulated | 06/29/1987 |  | 01/27/1988
John Zink | Air Distribution Association | RCG-0601-33-0952-EC | Natural Gas | No Match | False | True | 1 |  | Horizontal | No Match | No Match | No Match | No Match | No Match |  | No Match |  | 95000 | 73150 | 2200 | [13 empty] | Non Federally-Regulated | 08/17/1983 |  | 12/08/1986
Gaffers & Sattler | York | D1CG036N04125A | Natural Gas | No Match |  | True | 1 |  | Horizontal | No Match | No Match | No Match | No Match | No Match |  | No Match |  | 50000 | 41000 | 1600 | 1600 | 37060 | 665 | 80 | [9 empty] | Non Federally-Regulated | 06/29/1987 |  | 01/27/1988
Rheem Sales Company, Inc. | Montgomery Ward | SRM-51881A | Natural Gas | No Match | False | True | 1 |  | Horizontal | No Match | No Match | No Match | No Match | No Match |  | No Match |  | 40000 | 30000 |  |  | 45404 | 319 | 68.1 | [8 empty] | 48 | Non Federally-Regulated | 04/02/1981 |  | 10/13/1981
Consolidated Industries Corp. | Addison Products | GPE4.0T125-4 | Natural Gas | No Match |  | True | 1 |  | Horizontal | No Match | No Match | No Match | No Match | No Match |  | No Match |  | 125000 | 97000 |  |  | 118760 | 910 | 78.3 | [8 empty] | 4 | Non Federally-Regulated | 12/08/1986 |  | 06/29/1987
Consolidated Industries Corp. | Premier | HCC080ND5RX | Natural Gas | No Match |  | False | 1 |  | Horizontal | No Match | No Match | No Match | No Match | No Match |  | No Match |  | 80000 | 64000 |  |  | 79870 | 844 | 76.6 | [8 empty] | 3 | Non Federally-Regulated | 01/27/1988 |  | 10/10/1989
Ducane | Fraser Johnston | P2HFB15F15001A | Oil | No Match | False | False | 1 |  | Horizontal | No Match | No Match | No Match | No Match | No Match |  | No Match |  | 182390 | 145000 | 1530 | [13 empty] | Non Federally-Regulated | 08/17/1983 |  | 12/08/1986
Amana Refrigeration, Inc. | Amana | EPCG6012-1E (C) | LPG | No Match |  | True | 1 |  | Horizontal | No Match | No Match | No Match | No Match | No Match |  | No Match |  | 120000 | 99000 |  |  | 112800 | 456 | 83.5 | [8 empty] | 22 | Non Federally-Regulated | 01/27/1988 |  | 01/15/1989
Luxaire | Westinghouse Electric | IE042DCVON | LPG | No Match | False | True | 1 |  | Horizontal | No Match | No Match | No Match | No Match | No Match |  | No Match |  | 120000 | 93480 | 1275 | 995 | 112450 | 606 | 70 | [8 empty] | 5 | Non Federally-Regulated | 10/13/1981 |  | 03/11/1982
Carrier Corp. | Day & Night | 580AN042100-B | Natural Gas | No Match |  | True | 1 |  | Horizontal | No Match | No Match | No Match | No Match | No Match |  | No Match |  | 100000 | 78000 |  |  | 97418 | 1056 | 78.5 | [8 empty] | 3 | Non Federally-Regulated | 03/15/1989 |  | 10/10/1989
BDP Co. | Carrier | 48GH06030, 31 | Natural Gas | No Match | False | True | 1 |  | Horizontal | No Match | No Match | No Match | No Match | No Match |  | No Match |  | 125000 | 90000 | 1930 | 1625 | 111633 | 1058 | 68.5 | [8 empty] | 3 | Non Federally-Regulated | 07/26/1982 |  | 08/17/1983
Trane U.S. Inc. | Trane | SFHDC30*L | Natural Gas | No Match |  | True | 3 |  | Down | No Match | No Match | No Match | No Match | No Match |  | No Match |  | 350000 | 263000 | 13500 | 12000 | 301000 | 2670 | 76.5 | [9 empty] | Non Federally-Regulated | 03/15/1989 |  | 10/10/1989
Snyder General Corp. | McQuay | *PGHA048F125-IL-** | LPG | No Match |  | True | 1 |  | Horizontal | No Match | No Match | No Match | No Match | No Match |  | No Match |  | 125000 | 93000 |  |  | 80919 | 522 | 76.1 | [8 empty] | 15 | Non Federally-Regulated | 01/27/1988 |  | 01/15/1989
BDP Co. | Carrier | 58DR150-B | Natural Gas | No Match | False | False | 1 |  | Down | No Match | No Match | No Match | No Match | No Match |  | No Match |  | 149740 | 115000 | 2075 | [13 empty] | Non Federally-Regulated | 08/17/1983 |  | 12/08/1986
Carrier Corp. | Day & Night | 376BAW048095 | Natural Gas | No Match |  | False | 1 |  | Down | No Match | No Match | No Match | No Match | No Match |  | No Match |  | 114000 | 94000 |  |  | 113410 | 808 | 82.3 | [8 empty] | 5 | Non Federally-Regulated | 01/27/1988 |  | 10/10/1989
Borg Warner | Moncrief | FCU080EANA | Natural Gas | No Match | False | False | 1 |  | Up | No Match | No Match | No Match | No Match | No Match |  | No Match |  | 80000 | 61000 | 1020 | 840 | 89176 | 421 | 69 | [8 empty] | 5 | Non Federally-Regulated | 07/26/1982 |  | 08/17/1983
Amana Refrigeration, Inc. | Amana | EPCG2408-1B (B) | Natural Gas | No Match | False | True | 1 |  | Horizontal | No Match | No Match | No Match | No Match | No Match |  | No Match |  | 100000 | 83430 |  |  | 95340 | 626 | 81.5 | [8 empty] | 22 | Non Federally-Regulated | 10/13/1981 |  | 03/11/1982
Lennox Industries Inc. | Lennox | GCS9-653-120-1G | Natural Gas | No Match | False | True | 1 |  | Down | No Match | No Match | No Match | No Match | No Match |  | No Match |  | 120000 | 93000 | 2000 | 1320 | 100161 | 749 | 77.4 | [8 empty] | 43 | Non Federally-Regulated | 04/02/1981 |  | 10/13/1981
BDP Co. | Carrier | 58SE100-1 | Natural Gas | No Match | False | False | 1 |  | Up | No Match | No Match | No Match | No Match | No Match |  | No Match |  | 100000 | 78000 | [14 empty] | Non Federally-Regulated | 08/17/1983 |  | 12/08/1986
Magic Chef | Gaffers & Sattler | EG6A40D-5 | Natural Gas | No Match | False | False | 1 |  | Up | No Match | No Match | No Match | No Match | No Match |  | No Match |  | 39950 | 32000 | 610 | [13 empty] | Non Federally-Regulated | 08/17/1983 |  | 12/08/1986
Heil Quaker | Heil | NRGE60MAK** | Natural Gas | No Match | False | True | 1 |  | Horizontal | No Match | No Match | No Match | No Match | No Match |  | No Match |  | 140957 | 106000 | 1800 | [13 empty] | Non Federally-Regulated | 08/17/1983 |  | 12/08/1986
Ducane | Heil Quaker | NDGK125DK** | LPG | No Match |  | False | 1 |  | Down | No Match | No Match | No Match | No Match | No Match |  | No Match |  | 125000 | 108971 | 1965 | 1780 | 105032 | 1220 | 87.1 | [8 empty] | 2 | Non Federally-Regulated | 12/08/1986 |  | 01/15/1989
Heil Quaker | Whirlpool | NHGA080CF** | Natural Gas | No Match | False | False | 1 |  | Horizontal | No Match | No Match | No Match | No Match | No Match |  | No Match |  | 79739 | 61000 | 1160 | [13 empty] | Non Federally-Regulated | 08/17/1983 |  | 12/08/1986
Magic Chef | Gaffers & Sattler | EG82-150D-12 | Natural Gas | No Match | False | False | 1 |  | Horizontal | No Match | No Match | No Match | No Match | No Match |  | No Match |  | 150000 | 120000 |  | 1460 | 150991 | 653 | 67.3 | [8 empty] | 19 | Non Federally-Regulated | 04/02/1981 |  | 07/26/1982
Luxaire | Westinghouse Electric | 60ECW096WA | Natural Gas | No Match | False | True | 1 |  | Horizontal | No Match | No Match | No Match | No Match | No Match |  | No Match |  | 96000 | 74016 | 2030 | 1890 | 87764 | 603 | 70.3 | [8 empty] | 5 | Non Federally-Regulated | 10/13/1981 |  | 03/11/1982
Rheem Sales Company, Inc. | Ruud | URGE-10E60CKR | Natural Gas | No Match |  | True | 1 |  | Horizontal | No Match | No Match | No Match | No Match | No Match |  | No Match |  | 100000 | 76000 |  |  | 79634 | 750 | 77.2 | [8 empty] | 4 | Non Federally-Regulated | 01/27/1988 |  | 01/15/1989
BDP Co. | Carrier | 48GL03630, 31 | Natural Gas | No Match | False | True | 1 |  | Horizontal | No Match | No Match | No Match | No Match | No Match |  | No Match |  | 60000 | 45000 | 1255 | 895 | 66759 | 679 | 68.3 | [8 empty] | 3 | Non Federally-Regulated | 07/26/1982 |  | 08/17/1983
Luxaire | Westinghouse Electric | 100HCDAC | Natural Gas | No Match | False | True | 1 |  | Horizontal | No Match | No Match | No Match | No Match | No Match |  | No Match |  | 100000 | 76600 | 1565 | 1091 | 90775 | 580 | 69.1 | [8 empty] | 2 | Non Federally-Regulated | 10/13/1981 |  | 03/11/1982
Rheem Sales Company, Inc. | Ruud | UGNC-08KC-** | Natural Gas | No Match | False | False | 1 |  | Down | No Match | No Match | No Match | No Match | No Match |  | No Match |  | 80460 | 63000 | [14 empty] | Non Federally-Regulated | 08/17/1983 |  | 12/08/1986
AAON, Inc. | Aaon | RE-10-*-2*-*1* | Natural Gas | No Match |  | True | 3 |  | Down | No Match | No Match | No Match | No Match | No Match |  | No Match |  | 228000 | 181440 | 5000 | 4000 | 205177 | 3406 | 80.2 | [8 empty] | 4 | Non Federally-Regulated | 03/15/1989 |  | 10/10/1989
Rheem Sales Company, Inc. | Heat Controller | GYD-75-E4N-X3 | Natural Gas | No Match |  | False | 1 |  | Down | No Match | No Match | No Match | No Match | No Match |  | No Match |  | 75000 | 60000 |  |  | 76372 | 1038 | 79.2 | [8 empty] | 4 | Non Federally-Regulated | 06/29/1987 |  | 01/27/1988
Lennox Industries Inc. | Lennox | GCS10X-513-75-1G | Natural Gas | No Match |  | True | 1 |  | Horizontal | No Match | No Match | No Match | No Match | No Match |  | No Match |  | 75000 | 58000 | 2175 | 1130 | 60493 | 661 | 75.7 | [8 empty] | 3 | Non Federally-Regulated | 06/29/1987 |  | 01/27/1988
Magic Chef | Gaffers & Sattler | 2.5C60-5 | Natural Gas | No Match | False | True | 1 |  | Horizontal | No Match | No Match | No Match | No Match | No Match |  | No Match |  | 59055 | 45000 | 975 | [13 empty] | Non Federally-Regulated | 08/17/1983 |  | 12/08/1986
Rheem Sales Company, Inc. | Heat Controller | TGR-42-3E-120 | Natural Gas | No Match |  | True | 1 |  | Horizontal | No Match | No Match | No Match | No Match | No Match |  | No Match |  | 125000 | 97000 |  |  | 118278 | 835 | 78.8 | [8 empty] | 4 | Non Federally-Regulated | 01/27/1988 |  | 01/15/1989
Amana Refrigeration, Inc. | Amana | EPCG4815-1C (B) | Natural Gas | No Match |  | True | 1 |  | Horizontal | No Match | No Match | No Match | No Match | No Match |  | No Match |  | 150000 | 125000 |  |  | 133275 | 460 | 82.7 | [8 empty] | 22 | Non Federally-Regulated | 12/08/1986 |  | 06/29/1987
Rheem Sales Company, Inc. | Ruud | UGLD-06EC-ES | Natural Gas | No Match |  | False | 1 |  | Down | No Match | No Match | No Match | No Match | No Match |  | No Match |  | 60000 | 48000 |  |  | 60133 | 647 | 76.7 | [8 empty] | 4 | Non Federally-Regulated | 01/27/1988 |  | 10/10/1989
John Zink | Magic Chef | RBG-1802-33-2802-H | Natural Gas | No Match | False | True | 3 |  | Horizontal | No Match | No Match | No Match | No Match | No Match |  | No Match |  | 280000 | 224000 | 6000 | [13 empty] | Non Federally-Regulated | 08/17/1983 |  | 12/08/1986
Rheem Sales Company, Inc. | Ruud | UGGC-08EAA | Natural Gas | No Match | False | False | 1 |  | Up | No Match | No Match | No Match | No Match | No Match |  | No Match |  | 80000 | 61000 |  |  | 90612 | 462 | 69 | [8 empty] | 3 | Non Federally-Regulated | 04/02/1981 |  | 08/17/1983
Snyder General Corp. | Arcoaire | *GUD100A020-IL | LPG | No Match |  | False | 1 |  | Up | No Match | No Match | No Match | No Match | No Match |  | No Match |  | 100000 | 80000 | 1770 | 1245 | 102566 | 768 | 75.5 | [8 empty] | 3 | Non Federally-Regulated | 06/29/1987 |  | 01/27/1988
Carrier Corp. | Day & Night | 398AAW060120 | LPG | No Match |  | False | 1 |  | Up | No Match | No Match | No Match | No Match | No Match |  | No Match |  | 132000 | 122000 |  |  | 120568 | 595 | 91.3 | [8 empty] | 5 | Non Federally-Regulated | 01/27/1988 |  | 01/15/1989
Rheem Sales Company, Inc. | Ruud | URGE-15E48JKR | Natural Gas | No Match |  | True | 1 |  | Horizontal | No Match | No Match | No Match | No Match | No Match |  | No Match |  | 150000 | 115000 |  |  | 140100 | 875 | 77.8 | [8 empty] | 4 | Non Federally-Regulated | 01/27/1988 |  | 01/15/1989
Rheem Sales Company, Inc. | Ruud | URGE-15E60CKR | Natural Gas | No Match |  | True | 1 |  | Horizontal | No Match | No Match | No Match | No Match | No Match |  | No Match |  | 150000 | 117000 |  |  | 137154 | 1435 | 78.2 | [8 empty] | 4 | Non Federally-Regulated | 12/08/1986 |  | 06/29/1987
Snyder General Corp. | McQuay | *PGDA036H050-IL-** | LPG | No Match |  | True | 1 |  | Down | No Match | No Match | No Match | No Match | No Match |  | No Match |  | 50000 | 40000 |  |  | 37856 | 294 | 82 | [8 empty] | 15 | Non Federally-Regulated | 06/29/1987 |  | 01/27/1988
Trane U.S. Inc. | Trane | BYC060F3H,F4H | Natural Gas | No Match |  | True | 1 |  | Down | No Match | No Match | No Match | No Match | No Match |  | No Match |  | 131000 | 100000 |  |  | 121500 | 742 | 76.1 | [8 empty] | 0 | Non Federally-Regulated | 01/27/1988 |  | 01/15/1989
Trane U.S. Inc. | Trane | BLD060K942B | Natural Gas | No Match |  | False | 1 |  | Down | No Match | No Match | No Match | No Match | No Match |  | No Match |  | 60000 | 54000 | 1400 | 1125 | 51500 | 468 | 90 | [8 empty] | 11 | Non Federally-Regulated | 03/15/1989 |  | 10/10/1989
Consolidated Industries Corp. | Consolidated Industries Corp. | HAC075N(D,E,F,K)3R | Natural Gas | No Match | False | False | 1 |  | Horizontal | No Match | No Match | No Match | No Match | No Match |  | No Match |  | 75094 | 60000 | [14 empty] | Non Federally-Regulated | 08/17/1983 |  | 12/08/1986
Gaffers & Sattler | York | D1YD036N08025B | Natural Gas | No Match | False | True | 1 |  | Horizontal | No Match | No Match | No Match | No Match | No Match |  | No Match |  | 80000 | 60000 | 1340 | 700 | 79576 | 259 | 68.9 | [8 empty] | 19 | Non Federally-Regulated | 07/26/1982 |  | 08/17/1983
Rheem Sales Company, Inc. | Weatherking | GPF5.0T100-3 | Natural Gas | No Match |  | True | 1 |  | Horizontal | No Match | No Match | No Match | No Match | No Match |  | No Match |  | 100000 | 76000 |  |  | 79634 | 750 | 77.2 | [8 empty] | 4 | Non Federally-Regulated | 01/15/1989 |  | 03/15/1989
Magic Chef | Armstrong | ACD15-U80-3 | Natural Gas | No Match | False | False | 1 |  | Up | No Match | No Match | No Match | No Match | No Match |  | No Match |  | 85333 | 64000 | 750 | [13 empty] | Non Federally-Regulated | 08/17/1983 |  | 12/08/1986
Heil Quaker | Whirlpool | NUGA125AG** | Natural Gas | No Match | False | False | 1 |  | Up | No Match | No Match | No Match | No Match | No Match |  | No Match |  | 125480 | 98000 | 1370 | [13 empty] | Non Federally-Regulated | 08/17/1983 |  | 12/08/1986
Amana Refrigeration, Inc. | Amana | EPCG2408-1C (B) | Natural Gas | No Match | False | True | 1 |  | Horizontal | No Match | No Match | No Match | No Match | No Match |  | No Match |  | 100000 | 83430 |  |  | 95340 | 626 | 81.5 | [8 empty] | 22 | Non Federally-Regulated | 04/02/1981 |  | 10/13/1981
Magic Chef | Johnson | EG82-125D2C5-12 | Natural Gas | No Match | False | False | 1 |  | Horizontal | No Match | No Match | No Match | No Match | No Match |  | No Match |  | 125000 | 100000 | 2064 | 1342 | 119242 | 763 | 67.3 | [8 empty] | 19 | Non Federally-Regulated | 04/02/1981 |  | 07/26/1982
Rheem Sales Company, Inc. | Rheem | RGVC-07EA-ER | Natural Gas | No Match |  | False | 1 |  | Horizontal | No Match | No Match | No Match | No Match | No Match |  | No Match |  | 70000 | 55000 |  |  | 57639 | 682 | 79.5 | [8 empty] | 4 | Non Federally-Regulated | 01/15/1989 |  | 10/10/1989
Luxaire | Luxaire | 48ECW120UA | LPG | No Match | False | True | 1 |  | Horizontal | No Match | No Match | No Match | No Match | No Match |  | No Match |  | 120000 | 91800 | 1880 | 1560 | 114916 | 554 | 70 | [8 empty] | 5 | Non Federally-Regulated | 04/02/1981 |  | 10/13/1981
Rheem Sales Company, Inc. | Ruud | URAB-08E48CR | Natural Gas | No Match | False | True | 1 |  | Horizontal | No Match | No Match | No Match | No Match | No Match |  | No Match |  | 80000 | 60000 |  |  | 94450 | 565 | 65.8 | [8 empty] | 48 | Non Federally-Regulated | 04/02/1981 |  | 10/13/1981
Heil Quaker | Whirlpool | NRGR090LN01C | Natural Gas | No Match |  | True | 3 |  | Horizontal | No Match | No Match | No Match | No Match | No Match |  | No Match |  | 225000 | 174740 |  |  | 196785 | 1720 | 77.6 | [8 empty] | 6 | Non Federally-Regulated | 01/27/1988 |  | 01/15/1989
Magic Chef | Airease | EMG-80C5-4 | Natural Gas | No Match | False | False | 1 |  | Up | No Match | No Match | No Match | No Match | No Match |  | No Match |  | 85333 | 64000 | 1990 | [13 empty] | Non Federally-Regulated | 08/17/1983 |  | 12/08/1986
Magic Chef | Airease | 3.5D100-OH-1 | Natural Gas | No Match | False | True | 1 |  | Horizontal | No Match | No Match | No Match | No Match | No Match |  | No Match |  | 97911 | 75000 | 1600 | [13 empty] | Non Federally-Regulated | 08/17/1983 |  | 12/08/1986
Rheem Sales Company, Inc. | Rheem | RGMA-08ECC | Natural Gas | No Match | False | False | 1 |  | Down | No Match | No Match | No Match | No Match | No Match |  | No Match |  | 80000 | 61000 |  |  | 90992 | 672 | 67.9 | [8 empty] | 4 | Non Federally-Regulated | 04/02/1981 |  | 08/17/1983
Coleman Company, Inc. | Coleman | 8975-676 | Natural Gas | No Match |  | False | 1 |  | Up | No Match | No Match | No Match | No Match | No Match |  | No Match |  | 75000 | 63000 | 1500 | 950 | 75525 | 778 | 81.3 | [8 empty] | 3 | Non Federally-Regulated | 12/08/1986 |  | 10/10/1989
John Zink | Air Distribution Association | RCG-0601-43-0952-FC | Natural Gas | No Match | False | True | 1 |  | Horizontal | No Match | No Match | No Match | No Match | No Match |  | No Match |  | 95000 | 73150 | 2200 | [13 empty] | Non Federally-Regulated | 08/17/1983 |  | 12/08/1986
Magic Chef | Gaffers & Sattler | EG83-125D2C3.5-5 | Natural Gas | No Match | False | False | 1 |  | Horizontal | No Match | No Match | No Match | No Match | No Match |  | No Match |  | 125000 | 92000 | 1090 | 1575 | 114500 | 481 | 66.7 | [8 empty] | 2 | Non Federally-Regulated | 07/26/1982 |  | 08/17/1983
Snyder General Corp. | Comfortmaker | *PGDA060G075-IN-** | Natural Gas | No Match |  | True | 1 |  | Down | No Match | No Match | No Match | No Match | No Match |  | No Match |  | 75000 | 59000 |  |  | 58465 | 331 | 80.2 | [8 empty] | 15 | Non Federally-Regulated | 06/29/1987 |  | 01/27/1988
Carrier Corp. | Payne | 580AN042060 | Natural Gas | No Match |  | True | 1 |  | Down | No Match | No Match | No Match | No Match | No Match |  | No Match |  | 60000 | 46000 |  |  | 58749 | 565 | 78.5 | [8 empty] | 3 | Non Federally-Regulated | 03/15/1989 |  | 10/10/1989
Luxaire | Fraser Johnston | 42ECW080GB | Natural Gas | No Match | False | True | 1 |  | Horizontal | No Match | No Match | No Match | No Match | No Match |  | No Match |  | 80000 | 64000 | 1275 | 995 | 88335 | 592 | 70 | [8 empty] | 5 | Non Federally-Regulated | 10/13/1981 |  | 03/11/1982
Rheem Sales Company, Inc. | Century | TGR-18-1XA-50 | Natural Gas | No Match |  | True | 1 |  | Horizontal | No Match | No Match | No Match | No Match | No Match |  | No Match |  | 50000 | 39000 |  |  | 49568 | 345 | 78.2 | [8 empty] | 4 | Non Federally-Regulated | 01/27/1988 |  | 01/15/1989
Heil Quaker | Heil | NRGC36LAK02 | Natural Gas | No Match | False | True | 1 |  | Horizontal | No Match | No Match | No Match | No Match | No Match |  | No Match |  | 80000 | 58000 | 1200 | 940 | 65209 | 495 | 70.7 | [8 empty] | 1 | Non Federally-Regulated | 10/13/1981 |  | 03/11/1982
Rheem Sales Company, Inc. | Ruud | URAB-04E24AT | LPG | No Match | False | True | 1 |  | Horizontal | No Match | No Match | No Match | No Match | No Match |  | No Match |  | 40000 | 30000 |  |  | 45404 | 319 | 68.1 | [8 empty] | 48 | Non Federally-Regulated | 04/02/1981 |  | 10/13/1981
Heil Quaker | Whirlpool | NRGF42EBB**(A) | Natural Gas | No Match |  | True | 1 |  | Horizontal | No Match | No Match | No Match | No Match | No Match |  | No Match |  | 80000 | 65360 | 1555 | 1080 | 78575 | 710 | 78 | [8 empty] | 6 | Non Federally-Regulated | 06/29/1987 |  | 01/27/1988
BDP Co. | Payne | 397GAW060175 | Natural Gas | No Match | False | False | 1 |  | Up | No Match | No Match | No Match | No Match | No Match |  | No Match |  | 175000 | 137000 | 2000 | 1728 | 155405 | 887 | 80.5 | [8 empty] | 11 | Non Federally-Regulated | 10/13/1981 |  | 03/11/1982
Amana Refrigeration, Inc. | Amana | EPCG6012-1E (A) | Natural Gas | No Match |  | True | 1 |  | Horizontal | No Match | No Match | No Match | No Match | No Match |  | No Match |  | 80000 | 68000 |  |  | 74646 | 347 | 84 | [8 empty] | 22 | Non Federally-Regulated | 01/27/1988 |  | 01/15/1989
BDP Co. | Carrier | 48GH04250 | LPG | No Match | False | True | 1 |  | Horizontal | No Match | No Match | No Match | No Match | No Match |  | No Match |  | 80000 | 60000 | 1670 | 1310 | 88624 | 983 | 68.5 | [8 empty] | 3 | Non Federally-Regulated | 07/26/1982 |  | 08/17/1983
Snyder General Corp. | McQuay | *PGDA060H100-IM-** | Natural Gas | No Match |  | True | 1 |  | Down | No Match | No Match | No Match | No Match | No Match |  | No Match |  | 100000 | 79000 |  |  | 97887 | 470 | 80.2 | [8 empty] | 15 | Non Federally-Regulated | 06/29/1987 |  | 01/27/1988
Heil Quaker | Bard | PGA42A090(B) | Natural Gas | No Match |  | True | 1 |  | Horizontal | No Match | No Match | No Match | No Match | No Match |  | No Match |  | 80000 | 65360 | 1490 | 1055 | 77903 | 853 | 78.1 | [8 empty] | 6 | Non Federally-Regulated | 06/29/1987 |  | 01/27/1988
Borg Warner | Fraser Johnston | GCU082AF | LPG | No Match | False | False | 1 |  | Up | No Match | No Match | No Match | No Match | No Match |  | No Match |  | 82557 | 62000 | [14 empty] | Non Federally-Regulated | 08/17/1983 |  | 12/08/1986
Rheem Sales Company, Inc. | Addison Products | GUWHC045B-D3C | Natural Gas | No Match |  | False | 1 |  | Up | No Match | No Match | No Match | No Match | No Match |  | No Match |  | 45000 | 43000 |  |  | 49388 | 862 | 91.6 | [8 empty] | 4 | Non Federally-Regulated | 03/15/1989 |  | 10/10/1989
Lennox Industries Inc. | Lennox | GCS16-953-200-4Y | Natural Gas | No Match |  | True | 1 |  | Horizontal | No Match | No Match | No Match | No Match | No Match |  | No Match |  | 200000 | 160000 | 3800 | 2400 | 177835 | 1340 | 78.2 | [8 empty] | 20 | Non Federally-Regulated | 06/29/1987 |  | 01/27/1988
Lennox Industries Inc. | Lennox | G16RQ4-100 | Natural Gas | No Match |  | False | 1 |  | Down | No Match | No Match | No Match | No Match | No Match |  | No Match |  | 100000 | 79725 | 1500 | 920 | 99013 | 1067 | 77.2 | [8 empty] | 3 | Non Federally-Regulated | 12/08/1986 |  | 06/29/1987
Luxaire | Westinghouse Electric | 24ECW060GA | LPG | No Match | False | True | 1 |  | Horizontal | No Match | No Match | No Match | No Match | No Match |  | No Match |  | 60000 | 47400 | 930 | 675 | 65575 | 600 | 70 | [8 empty] | 5 | Non Federally-Regulated | 04/02/1981 |  | 10/13/1981
Ducane | Luxaire | P2HSD15N10001A | Natural Gas | No Match | False | False | 1 |  | Horizontal | No Match | No Match | No Match | No Match | No Match |  | No Match |  | 9763 | 7400 | 1550 | [13 empty] | Non Federally-Regulated | 08/17/1983 |  | 12/08/1986
Heil Quaker | Dayton | 3C582(B) | Natural Gas | No Match |  | True | 1 |  | Horizontal | No Match | No Match | No Match | No Match | No Match |  | No Match |  | 80000 | 64960 | 870 | 705 | 79926 | 577 | 77.3 | [8 empty] | 6 | Non Federally-Regulated | 06/29/1987 |  | 01/27/1988
Rheem Sales Company, Inc. | Arcoaire | *PGDA060H125-IN-** | Natural Gas | No Match |  | True | 1 |  | Down | No Match | No Match | No Match | No Match | No Match |  | No Match |  | 125000 | 98000 |  |  | 118533 | 639 | 79.2 | [8 empty] | 15 | Non Federally-Regulated | 01/27/1988 |  | 01/15/1989
Sunbeam Air Conditioning | Sunbeam Air Conditioning | 2274-048-31D-53 | Natural Gas | No Match |  | True | 1 |  | Down | No Match | No Match | No Match | No Match | No Match |  | No Match |  | 108000 | 89640 | 1800 | 1575 | 97524 | 523 | 79.3 | [8 empty] | 4 | Non Federally-Regulated | 12/08/1986 |  | 06/29/1987
Consolidated Industries Corp. | Goettl | HAC060ND4RC | Natural Gas | No Match |  | False | 1 |  | Horizontal | No Match | No Match | No Match | No Match | No Match |  | No Match |  | 60000 | 47000 |  |  | 61258 | 517 | 75.2 | [8 empty] | 3 | Non Federally-Regulated | 01/27/1988 |  | 01/15/1989
Lennox Industries Inc. | Lennox | RVZ1-275-276,278 | Natural Gas | No Match | False | True | 3 |  | Horizontal | No Match | No Match | No Match | No Match | No Match |  | No Match |  | 275000 | 211750 | 10000 | 6000 | [11 empty] | 20 | Non Federally-Regulated | 04/02/1981 |  | 10/13/1981
Carrier Corp. | Carrier | 48KH024300BF | Natural Gas | No Match |  | True | 1 |  | Horizontal | No Match | No Match | No Match | No Match | No Match |  | No Match |  | 75000 | 58000 | 915 | 780 | 72422 | 467 | 75.2 | [8 empty] | 3 | Non Federally-Regulated | 12/08/1986 |  | 06/29/1987
Carrier Corp. | Payne | 580AE048100 | Natural Gas | No Match |  | True | 1 |  | Horizontal | No Match | No Match | No Match | No Match | No Match |  | No Match |  | 100000 | 78000 |  |  | 98012 | 920 | 78.5 | [8 empty] | 3 | Non Federally-Regulated | 03/15/1989 |  | 10/10/1989
Heil Quaker | Bard | PGA30A090(B) | Natural Gas | No Match |  | True | 1 |  | Horizontal | No Match | No Match | No Match | No Match | No Match |  | No Match |  | 80000 | 62678 | 870 | 705 | 79101 | 770 | 77.3 | [8 empty] | 6 | Non Federally-Regulated | 06/29/1987 |  | 01/27/1988
Carrier Corp. | Payne | 580AE048120 | Natural Gas | No Match |  | True | 1 |  | Down | No Match | No Match | No Match | No Match | No Match |  | No Match |  | 120000 | 94000 |  |  | 118351 | 934 | 78.5 | [8 empty] | 3 | Non Federally-Regulated | 03/15/1989 |  | 10/10/1989
Bard Manufacturing Company, Inc. | Bard | ESG080D60AC | Natural Gas | No Match |  | False | 1 |  | Horizontal | No Match | No Match | No Match | No Match | No Match |  | No Match |  | 80000 | 64000 |  |  | 82861 | 996 | 75 | [8 empty] | 3 | Non Federally-Regulated | 12/08/1986 |  | 01/15/1989
BDP Co. | Carrier | 58SS100-DC | LPG | No Match | False | False | 1 |  | Up | No Match | No Match | No Match | No Match | No Match |  | No Match |  | 112048 | 93000 | 2230 | [13 empty] | Non Federally-Regulated | 08/17/1983 |  | 12/08/1986
Rheem Sales Company, Inc. | Ruud | UGGA-12EA | Natural Gas | No Match | False | False | 1 |  | Up | No Match | No Match | No Match | No Match | No Match |  | No Match |  | 125000 | 95000 |  |  | 136654 | 638 | 68.7 | [8 empty] | 3 | Non Federally-Regulated | 04/02/1981 |  | 08/17/1983
Heil Quaker | Bard | XC125D60AL | LPG | No Match |  | False | 1 |  | Down | No Match | No Match | No Match | No Match | No Match |  | No Match |  | 125000 | 110000 | 1965 | 1780 | 104139 | 1262 | 87.8 | [8 empty] | 2 | Non Federally-Regulated | 01/15/1989 |  | 10/10/1989
BDP Co. | Carrier | 48GH03650,51 | Natural Gas | No Match | False | True | 1 |  | Horizontal | No Match | No Match | No Match | No Match | No Match |  | No Match |  | 100000 | 75000 | 1800 | [13 empty] | Non Federally-Regulated | 08/17/1983 |  | 12/08/1986
Magic Chef | Gaffers & Sattler | EG83-100D2C4-7 | Natural Gas | No Match | False | False | 1 |  | Horizontal | No Match | No Match | No Match | No Match | No Match |  | No Match |  | 99741 | 77000 | 1170 | [13 empty] | Non Federally-Regulated | 08/17/1983 |  | 12/08/1986
Ducane | Lennox | GS11Q3E-60-3NLT | LPG | No Match | False | True | 1 |  | Horizontal | No Match | No Match | No Match | No Match | No Match |  | No Match |  | 60000 | 41000 | 1160 | 520 | 52718 | 427 | 58 | [8 empty] | 5 | Non Federally-Regulated | 10/13/1981 |  | 03/11/1982
Climate Control / Snyder General | Climate Control | BPGHA060F100 | Natural Gas | No Match |  | True | 1 |  | Horizontal | No Match | No Match | No Match | No Match | No Match |  | No Match |  | 100000 | 74000 |  |  | 80919 | 408 | 77.4 | [8 empty] | 15 | Non Federally-Regulated | 12/08/1986 |  | 06/29/1987
Snyder General Corp. | McQuay | *PGHA060H150-IN-** | Natural Gas | No Match |  | True | 1 |  | Horizontal | No Match | No Match | No Match | No Match | No Match |  | No Match |  | 150000 | 111000 |  |  | 142868 | 767 | 76.1 | [8 empty] | 15 | Non Federally-Regulated | 06/29/1987 |  | 01/27/1988
Luxaire | Montgomery Ward | 100CEH0BNL | Natural Gas | No Match | False | False | 1 |  | Up | No Match | No Match | No Match | No Match | No Match |  | No Match |  | 100000 | 75400 |  |  | 92764 | 258 | 70.3 | [8 empty] | 2 | Non Federally-Regulated | 10/13/1981 |  | 03/11/1982
Rheem Sales Company, Inc. | Rheem | RRGE-07E24JKR | Natural Gas | No Match |  | True | 1 |  | Horizontal | No Match | No Match | No Match | No Match | No Match |  | No Match |  | 75000 | 58000 |  |  | 69642 | 475 | 78 | [8 empty] | 4 | Non Federally-Regulated | 03/15/1989 |  | 10/10/1989
Heil Quaker | Coleman | 6348H511(C) | LPG | No Match |  | True | 1 |  | Horizontal | No Match | No Match | No Match | No Match | No Match |  | No Match |  | 145000 | 114777 | 1775 | 1550 | 138337 | 1210 | 77.8 | [9 empty] | Non Federally-Regulated | 03/15/1989 |  | 10/10/1989
Amana Refrigeration, Inc. | Amana | EPCG6012-1D (C) | Natural Gas | No Match |  | True | 1 |  | Horizontal | No Match | No Match | No Match | No Match | No Match |  | No Match |  | 120000 | 99000 |  |  | 114924 | 430 | 82 | [8 empty] | 22 | Non Federally-Regulated | 12/08/1986 |  | 06/29/1987
Snyder General Corp. | Comfortmaker | *PGDA024G075-IL-** | LPG | No Match |  | True | 1 |  | Down | No Match | No Match | No Match | No Match | No Match |  | No Match |  | 75000 | 59000 |  |  | 58465 | 331 | 80 | [8 empty] | 15 | Non Federally-Regulated | 01/27/1988 |  | 01/15/1989
Rheem Sales Company, Inc. | Heat Controller | GYD-60-E3N-X3 | LPG | No Match |  | False | 1 |  | Down | No Match | No Match | No Match | No Match | No Match |  | No Match |  | 60000 | 48000 |  |  | 57125 | 643 | 80.3 | [8 empty] | 4 | Non Federally-Regulated | 01/27/1988 |  | 01/15/1989
Heil Quaker | Dayton | 3C583(A) | Natural Gas | No Match |  | True | 1 |  | Horizontal | No Match | No Match | No Match | No Match | No Match |  | No Match |  | 60000 | 48360 | 870 | 705 | 58330 | 605 | 76.9 | [8 empty] | 6 | Non Federally-Regulated | 06/29/1987 |  | 01/27/1988
Carrier Corp. | Day & Night | 585EP,EE090146 | Natural Gas | No Match |  | True | 1 |  | Horizontal | No Match | No Match | No Match | No Match | No Match |  | No Match |  | 146000 | 116920 | 3700 | 3000 | 136240 | 1654 | 76.5 | [8 empty] | 0 | Non Federally-Regulated | 12/08/1986 |  | 06/29/1987
Heil Quaker | Heil Quaker | NUGK100DH** | Natural Gas | No Match |  | False | 1 |  | Up | No Match | No Match | No Match | No Match | No Match |  | No Match |  | 100000 | 88770 | 1490 | 1335 | 86818 | 696 | 89.2 | [8 empty] | 2 | Non Federally-Regulated | 01/15/1989 |  | 10/10/1989
Rheem Sales Company, Inc. | Addison Products | GD80-FDI2.5P | LPG | No Match | False | False | 1 |  | Down | No Match | No Match | No Match | No Match | No Match |  | No Match |  | 80000 | 61000 |  |  | 90992 | 672 | 67.9 | [8 empty] | 4 | Non Federally-Regulated | 07/26/1982 |  | 08/17/1983
Rheem Sales Company, Inc. | Heat Controller | TGR36-1G-70 | Natural Gas | No Match |  | True | 1 |  | Horizontal | No Match | No Match | No Match | No Match | No Match |  | No Match |  | 75000 | 58000 |  |  | 68444 | 745 | 78.2 | [8 empty] | 4 | Non Federally-Regulated | 03/15/1989 |  | 10/10/1989
Snyder General Corp. | Comfortmaker | *PGDA048F075-N* | Natural Gas | No Match |  | True | 1 |  | Down | No Match | No Match | No Match | No Match | No Match |  | No Match |  | 75000 | 59000 |  |  | 58465 | 331 | 80.2 | [8 empty] | 15 | Non Federally-Regulated | 12/08/1986 |  | 06/29/1987
Rheem Sales Company, Inc. | Weatherking | GPF10T200-3K* | Natural Gas | No Match |  | True | 1 |  | Down | No Match | No Match | No Match | No Match | No Match |  | No Match |  | 200000 | 159227 |  |  | 171438 | 2152 | 79.8 | [8 empty] | 6 | Non Federally-Regulated | 03/15/1989 |  | 10/10/1989
BDP Co. | Day & Night | 397GAY048125 | LPG | No Match | False | False | 1 |  | Up | No Match | No Match | No Match | No Match | No Match |  | No Match |  | 125000 | 98000 | 1550 | 1234 | 116818 | 603 | 80.5 | [8 empty] | 11 | Non Federally-Regulated | 10/13/1981 |  | 03/11/1982
Snyder General Corp. | McQuay | *PGHA048G100-IL-** | LPG | No Match |  | True | 1 |  | Horizontal | No Match | No Match | No Match | No Match | No Match |  | No Match |  | 100000 | 74000 |  |  | 80919 | 408 | 77.4 | [8 empty] | 15 | Non Federally-Regulated | 01/27/1988 |  | 01/15/1989
Lennox Industries Inc. | Lennox | GCS9-513-120A-2G | Natural Gas | No Match |  | True | 1 |  | Horizontal | No Match | No Match | No Match | No Match | No Match |  | No Match |  | 120000 | 93000 | 1915 | 1295 | 100161 | 749 | 77.4 | [8 empty] | 3 | Non Federally-Regulated | 01/15/1989 |  | 03/15/1989
Consolidated Industries Corp. | Addison Products | GPE1.5T050-1X | Natural Gas | No Match |  | True | 1 |  | Horizontal | No Match | No Match | No Match | No Match | No Match |  | No Match |  | 50000 | 39000 |  |  | 49568 | 345 | 78.2 | [8 empty] | 4 | Non Federally-Regulated | 06/29/1987 |  | 01/27/1988
Luxaire | Fraser Johnston | GCH095RF | Natural Gas | No Match | False | False | 1 |  | Horizontal | No Match | No Match | No Match | No Match | No Match |  | No Match |  | 95000 | 72580 | 1200 |  | 91129 | 532 | 67.9 | [8 empty] | 5 | Non Federally-Regulated | 03/11/1982 |  | 07/26/1982
Heil Quaker | Heil Quaker | NRGF36EBB**(B) | Natural Gas | No Match |  | True | 1 |  | Horizontal | No Match | No Match | No Match | No Match | No Match |  | No Match |  | 100000 | 80200 | 1555 | 1080 | 100060 | 946 | 76.5 | [8 empty] | 6 | Non Federally-Regulated | 03/15/1989 |  | 10/10/1989
Rheem Sales Company, Inc. | Ruud | URGF-200125D | Natural Gas | No Match |  | True | 1 |  | Down | No Match | No Match | No Match | No Match | No Match |  | No Match |  | 200000 | 162052 |  |  | 187661 | 2840 | 80.2 | [8 empty] | 6 | Non Federally-Regulated | 03/15/1989 |  | 10/10/1989
York International | York | D1CG102N16546 | Natural Gas | No Match |  | True | 1 |  | Horizontal | No Match | No Match | No Match | No Match | No Match |  | No Match |  | 204000 | 161000 | 3300 | 2600 | 193091 | 2500 | 80 | [8 empty] | 58 | Non Federally-Regulated | 03/15/1989 |  | 10/10/1989
Amana Refrigeration, Inc. | Amana | EPCG4212-1B (A) | Natural Gas | No Match | False | True | 1 |  | Horizontal | No Match | No Match | No Match | No Match | No Match |  | No Match |  | 80000 | 68000 |  |  | 74646 | 347 | 84 | [8 empty] | 22 | Non Federally-Regulated | 07/26/1982 |  | 08/17/1983
Magic Chef | Airease | ENG8D60DC48-2 | Natural Gas | No Match |  | False | 1 |  | Horizontal | No Match | No Match | No Match | No Match | No Match |  | No Match |  | 60000 | 47000 |  |  | 61258 | 517 | 75.2 | [8 empty] | 3 | Non Federally-Regulated | 12/08/1986 |  | 01/27/1988
Trane U.S. Inc. | American Standard, Inc. | YCC030A1LOA | Natural Gas | No Match |  | True | 1 |  | Horizontal | No Match | No Match | No Match | No Match | No Match |  | No Match |  | 60000 | 46000 | 1165 | 895 | 59600 | 234 | 79.1 | [8 empty] | 0 | Non Federally-Regulated | 01/15/1989 |  | 03/15/1989
Rheem Sales Company, Inc. | Ruud | URAD-04E24JT | LPG | No Match | False | True | 1 |  | Horizontal | No Match | No Match | No Match | No Match | No Match |  | No Match |  | 39683 | 30000 | [14 empty] | Non Federally-Regulated | 08/17/1983 |  | 12/08/1986
Heil Quaker | Bard | PGA48A120(A) | Natural Gas | No Match |  | True | 1 |  | Horizontal | No Match | No Match | No Match | No Match | No Match |  | No Match |  | 80000 | 66720 | 2000 | 1675 | 75040 | 1164 | 79.7 | [8 empty] | 6 | Non Federally-Regulated | 01/15/1989 |  | 03/15/1989
Luxaire | Westinghouse Electric | FGHF060AAN | Natural Gas | No Match | False | False | 1 |  | Horizontal | No Match | No Match | No Match | No Match | No Match |  | No Match |  | 60000 | 47400 |  |  | 61264 | 524 | 75 | [8 empty] | 8 | Non Federally-Regulated | 10/13/1981 |  | 03/11/1982
Magic Chef | Armstrong | 3D100-OH-1 | Natural Gas | No Match | False | True | 1 |  | Horizontal | No Match | No Match | No Match | No Match | No Match |  | No Match |  | 100000 | 75000 | 1340 | 870 | 76585 | 166 | 67.3 | [8 empty] | 19 | Non Federally-Regulated | 07/26/1982 |  | 08/17/1983
Rheem Sales Company, Inc. | Heat Controller | GCK140-D5 | Natural Gas | No Match | False | False | 1 |  | Up | No Match | No Match | No Match | No Match | No Match |  | No Match |  | 140625 | 108000 | [14 empty] | Non Federally-Regulated | 08/17/1983 |  | 12/08/1986
Ducane | Heil Quaker | NRGF42DKB**(B) | Natural Gas | No Match |  | True | 1 |  | Horizontal | No Match | No Match | No Match | No Match | No Match |  | No Match |  | 80000 | 63095 | 1490 | 1055 | 77883 | 858 | 78.1 | [8 empty] | 6 | Non Federally-Regulated | 01/27/1988 |  | 01/15/1989
Suburban Manufacturing Co. | Suburban | HF-35 | LPG | No Match |  | False | 1 |  | Horizontal | No Match | No Match | No Match | No Match | No Match |  | No Match |  | 35000 | 30000 | 810 |  | 39033 | 195 | 85.9 | [9 empty] | Non Federally-Regulated | 01/15/1989 |  | 10/10/1989
BDP Co. | Carrier | 58SE100-3 | Natural Gas | No Match | False | False | 1 |  | Up | No Match | No Match | No Match | No Match | No Match |  | No Match |  | 100000 | 78000 | 1610 | 1234 | 109900 | 569 | 71.1 | [8 empty] | 5 | Non Federally-Regulated | 03/11/1982 |  | 07/26/1982
Carrier Corp. | Day & Night | 376CAV048095 | Natural Gas | No Match |  | False | 1 |  | Down | No Match | No Match | No Match | No Match | No Match |  | No Match |  | 115000 | 93000 |  |  | 97929 | 766 | 79.1 | [8 empty] | 5 | Non Federally-Regulated | 03/15/1989 |  | 10/10/1989
BDP Co. | Payne | 394GAW000075 | Natural Gas | No Match | False | False | 1 |  | Up | No Match | No Match | No Match | No Match | No Match |  | No Match |  | 75000 | 54000 |  |  | 77726 | 460 | 70.1 | [8 empty] | 5 | Non Federally-Regulated | 07/26/1982 |  | 08/17/1983
Amana Refrigeration, Inc. | Amana | GHE65DM-2 | Natural Gas | No Match | False | False | 1 |  | Up | No Match | No Match | No Match | No Match | No Match |  | No Match |  | 64000 | 50000 | 900 | 670 | 65600 | 335 | 70.4 | [8 empty] | 4 | Non Federally-Regulated | 07/26/1982 |  | 08/17/1983
Carrier Corp. | Payne | 585HJ030040 | Natural Gas | No Match |  | True | 1 |  | Horizontal | No Match | No Match | No Match | No Match | No Match |  | No Match |  | 40000 | 32000 | 1035 | 585 | 40780 | 375 | 75.4 | [8 empty] | 3 | Non Federally-Regulated | 01/27/1988 |  | 01/15/1989
Carrier Corp. | Payne | 580AP042080 | Natural Gas | No Match |  | True | 1 |  | Down | No Match | No Match | No Match | No Match | No Match |  | No Match |  | 80000 | 62000 |  |  | 79165 | 562 | 78.5 | [8 empty] | 3 | Non Federally-Regulated | 03/15/1989 |  | 10/10/1989
SJC Corp. | Frigiking Tappan | UR040D10 | Natural Gas | No Match | False | False | 1 |  | Up | No Match | No Match | No Match | No Match | No Match |  | No Match |  | 40000 | 35000 | 1000 | 630 | 34723 | 539 | 87 | [9 empty] | Non Federally-Regulated | 04/02/1981 |  | 10/13/1981
Ducane | Day & Night | 349EAW060120-B | Natural Gas | No Match | False | False | 1 |  | Horizontal | No Match | No Match | No Match | No Match | No Match |  | No Match |  | 120000 | 89000 | 1840 | 1140 | 118621 | 768 | 65.3 | [8 empty] | 5 | Non Federally-Regulated | 07/26/1982 |  | 08/17/1983
Ducane | Carrier | 58EG140321 | LPG | No Match | False | False | 1 |  | Horizontal | No Match | No Match | No Match | No Match | No Match |  | No Match |  | 129333 | 97000 | 1950 | [13 empty] | Non Federally-Regulated | 08/17/1983 |  | 12/08/1986
Heil Quaker | Bard | PGA30A090(A) | Natural Gas | No Match |  | True | 1 |  | Horizontal | No Match | No Match | No Match | No Match | No Match |  | No Match |  | 60000 | 48360 | 870 | 705 | 59330 | 605 | 76.9 | [8 empty] | 6 | Non Federally-Regulated | 12/08/1986 |  | 06/29/1987
Snyder General Corp. | Arcoaire | *PGH*060H125*I*** | Natural Gas | No Match |  | True | 1 |  | Horizontal | No Match | No Match | No Match | No Match | No Match |  | No Match |  | 125000 | 93000 |  |  | 80919 | 522 | 76.1 | [8 empty] | 15 | Non Federally-Regulated | 01/15/1989 |  | 03/15/1989
Amana Refrigeration, Inc. | Amana | EPCG2408-1B (A) | LPG | No Match | False | True | 1 |  | Horizontal | No Match | No Match | No Match | No Match | No Match |  | No Match |  | 77100 | 67000 | [14 empty] | Non Federally-Regulated | 08/17/1983 |  | 12/08/1986
Heil Quaker | Whirlpool | NRGF60FDB**(C) | Natural Gas | No Match |  | True | 1 |  | Horizontal | No Match | No Match | No Match | No Match | No Match |  | No Match |  | 145000 | 114777 | 1775 | 1550 | 138337 | 1210 | 77.8 | [8 empty] | 6 | Non Federally-Regulated | 01/15/1989 |  | 03/15/1989
Luxaire | Luxaire | GCH133UF | Natural Gas | No Match | False | True | 1 |  | Horizontal | No Match | No Match | No Match | No Match | No Match |  | No Match |  | 133000 | 100548 | 2000 |  | 145505 | 791 | 65.5 | [8 empty] | 5 | Non Federally-Regulated | 04/02/1981 |  | 10/13/1981
Amana Refrigeration, Inc. | Amana | EPCG6017-1D (C) | Natural Gas | No Match | False | True | 1 |  | Horizontal | No Match | No Match | No Match | No Match | No Match |  | No Match |  | 168258 | 141000 | [14 empty] | Non Federally-Regulated | 08/17/1983 |  | 12/08/1986
Borg Warner | Luxaire | 30ECW060GA | Natural Gas | No Match | False | True | 1 |  | Horizontal | No Match | No Match | No Match | No Match | No Match |  | No Match |  | 60000 | 47880 | 920 | [13 empty] | Non Federally-Regulated | 08/17/1983 |  | 12/08/1986
Magic Chef | Williams | 4A120-OH-1-5 | Natural Gas | No Match | False | True | 1 |  | Horizontal | No Match | No Match | No Match | No Match | No Match |  | No Match |  | 120000 | 90000 | 1850 | 1850 | 113032 | 659 | 68.3 | [8 empty] | 19 | Non Federally-Regulated | 07/26/1982 |  | 08/17/1983
BDP Co. | Day & Night | 585CE036075X | Natural Gas | No Match | False | True | 1 |  | Horizontal | No Match | No Match | No Match | No Match | No Match |  | No Match |  | 60000 | 45000 | 1330 | 1060 | 66179 | 796 | 68.5 | [8 empty] | 3 | Non Federally-Regulated | 10/13/1981 |  | 03/11/1982
Luxaire | Fraser Johnston | 45CEH0BNL | Natural Gas | No Match | False | False | 1 |  | Up | No Match | No Match | No Match | No Match | No Match |  | No Match |  | 45000 | 33340 |  |  | 45609 | 378 | 67.5 | [8 empty] | 2 | Non Federally-Regulated | 10/13/1981 |  | 03/11/1982
Carrier Corp. | Payne | 580AP048080 | Natural Gas | No Match |  | True | 1 |  | Horizontal | No Match | No Match | No Match | No Match | No Match |  | No Match |  | 80000 | 62000 |  |  | 77802 | 875 | 78.5 | [8 empty] | 3 | Non Federally-Regulated | 03/15/1989 |  | 10/10/1989
Magic Chef | Airease | 3A100-OH-1-6 | Natural Gas | No Match | False | True | 1 |  | Horizontal | No Match | No Match | No Match | No Match | No Match |  | No Match |  | 100000 | 75000 | 1340 | 870 | 76585 | 166 | 67.3 | [8 empty] | 19 | Non Federally-Regulated | 04/02/1981 |  | 10/13/1981
Snyder General Corp. | Arcoaire | *PGDA048F125-L* | LPG | No Match |  | True | 1 |  | Down | No Match | No Match | No Match | No Match | No Match |  | No Match |  | 125000 | 98000 |  |  | 118533 | 639 | 79.2 | [8 empty] | 15 | Non Federally-Regulated | 12/08/1986 |  | 06/29/1987
Borg Warner | Fraser Johnston | GCU110AF | Natural Gas | No Match | False | False | 1 |  | Up | No Match | No Match | No Match | No Match | No Match |  | No Match |  | 110519 | 83000 | [14 empty] | Non Federally-Regulated | 08/17/1983 |  | 12/08/1986
Magic Chef | Johnson | AC15U60-4 | Natural Gas | No Match | False | False | 1 |  | Up | No Match | No Match | No Match | No Match | No Match |  | No Match |  | 63576 | 48000 | 750 | [13 empty] | Non Federally-Regulated | 08/17/1983 |  | 12/08/1986
Rheem Sales Company, Inc. | Arcoaire | APGHA060F100-M | Natural Gas | No Match |  | True | 1 |  | Horizontal | No Match | No Match | No Match | No Match | No Match |  | No Match |  | 100000 | 74000 |  |  | 80919 | 408 | 77.4 | [8 empty] | 15 | Non Federally-Regulated | 12/08/1986 |  | 06/29/1987
Rheem Sales Company, Inc. | Ruud | UGWC-07EC-** | Natural Gas | No Match | False | True | 1 |  | Horizontal | No Match | No Match | No Match | No Match | No Match |  | No Match |  | 75497 | 57000 | [14 empty] | Non Federally-Regulated | 08/17/1983 |  | 12/08/1986
Heil Quaker | Whirlpool | NUGB125AK** | Natural Gas | No Match | False | False | 1 |  | Up | No Match | No Match | No Match | No Match | No Match |  | No Match |  | 125000 | 99000 | 1940 | 1320 | 115676 | 1060 | 79.9 | [8 empty] | 6 | Non Federally-Regulated | 07/26/1982 |  | 08/17/1983
BDP Co. | Payne | 394GAW048150 | Natural Gas | No Match | False | False | 1 |  | Up | No Match | No Match | No Match | No Match | No Match |  | No Match |  | 150000 | 115000 | 1600 | 1388 | 157566 | 994 | 69 | [8 empty] | 5 | Non Federally-Regulated | 04/02/1981 |  | 10/13/1981
Rheem Sales Company, Inc. | Ruud | URAB-10E52CR | Natural Gas | No Match | False | True | 1 |  | Horizontal | No Match | No Match | No Match | No Match | No Match |  | No Match |  | 100000 | 76000 |  |  | 92610 | 515 | 67.3 | [8 empty] | 48 | Non Federally-Regulated | 04/02/1981 |  | 10/13/1981
Rheem Sales Company, Inc. | Rheem | RRGF-12E42JK* | Natural Gas | No Match |  | True | 1 |  | Horizontal | No Match | No Match | No Match | No Match | No Match |  | No Match |  | 125000 | 97000 |  |  | 118278 | 835 | 78.8 | [8 empty] | 4 | Non Federally-Regulated | 03/15/1989 |  | 10/10/1989
Climate Control / Snyder General | Climate Control | *PGDA060H100-L* | LPG | No Match |  | True | 1 |  | Down | No Match | No Match | No Match | No Match | No Match |  | No Match |  | 100000 | 79000 |  |  | 97887 | 470 | 80.2 | [8 empty] | 15 | Non Federally-Regulated | 12/08/1986 |  | 06/29/1987
Rheem Sales Company, Inc. | Weatherking | GPE3.5T125-1 | Natural Gas | No Match |  | True | 1 |  | Horizontal | No Match | No Match | No Match | No Match | No Match |  | No Match |  | 125000 | 97000 |  |  | 118278 | 835 | 78.8 | [8 empty] | 4 | Non Federally-Regulated | 03/15/1989 |  | 10/10/1989
Amana Refrigeration, Inc. | Amana | EPCG6017-3E (B) | LPG | No Match |  | True | 1 |  | Horizontal | No Match | No Match | No Match | No Match | No Match |  | No Match |  | 150000 | 125000 |  |  | 129600 | 582 | 84.7 | [8 empty] | 22 | Non Federally-Regulated | 01/27/1988 |  | 01/15/1989
York International | York | D4SM090G1602S | Natural Gas | No Match |  | True | 1 |  | Down | No Match | No Match | No Match | No Match | No Match |  | No Match |  | 160000 | 124160 | 3600 | 2400 | 141920 | 931 | 75.6 | [8 empty] | 100 | Non Federally-Regulated | 03/15/1989 |  | 10/10/1989
Rheem Sales Company, Inc. | Rheem | RRGE-10E60CKR | Natural Gas | No Match |  | True | 1 |  | Horizontal | No Match | No Match | No Match | No Match | No Match |  | No Match |  | 100000 | 76000 |  |  | 79634 | 750 | 77.2 | [8 empty] | 4 | Non Federally-Regulated | 01/27/1988 |  | 01/15/1989
Carrier Corp. | Carrier | 58SSB080-BC | LPG | No Match |  | False | 1 |  | Up | No Match | No Match | No Match | No Match | No Match |  | No Match |  | 95000 | 77000 |  |  | 96353 | 765 | 80.4 | [8 empty] | 5 | Non Federally-Regulated | 12/08/1986 |  | 01/27/1988
Arkla Industries, Inc. | Climate Control | G-C611120-16M | Natural Gas | No Match | False | False | 1 |  | Down | No Match | No Match | No Match | No Match | No Match |  | No Match |  | 120510 | 104000 | 1600 | [13 empty] | Non Federally-Regulated | 08/17/1983 |  | 12/08/1986
York International | Luxaire | DACC-F024N052B | Natural Gas | No Match |  | True | 1 |  | Horizontal | No Match | No Match | No Match | No Match | No Match |  | No Match |  | 52500 | 42000 | 840 | 750 | 37550 | 474 | 81 | [9 empty] | Non Federally-Regulated | 01/15/1989 |  | 03/15/1989
Climate Control / Snyder General | Climate Control | BPGHA048H100 | Natural Gas | No Match |  | True | 1 |  | Horizontal | No Match | No Match | No Match | No Match | No Match |  | No Match |  | 100000 | 74000 |  |  | 80919 | 408 | 77.4 | [8 empty] | 15 | Non Federally-Regulated | 12/08/1986 |  | 06/29/1987
Amana Refrigeration, Inc. | Amana | EPCG4812-3D (B) | Natural Gas | No Match |  | True | 1 |  | Horizontal | No Match | No Match | No Match | No Match | No Match |  | No Match |  | 100000 | 84000 |  |  | 94125 | 382 | 83.3 | [8 empty] | 22 | Non Federally-Regulated | 06/29/1987 |  | 01/27/1988
Rheem Sales Company, Inc. | Ruud | UGAC-17KA | Natural Gas | No Match | False | False | 1 |  | Up | No Match | No Match | No Match | No Match | No Match |  | No Match |  | 175000 | 135000 |  |  | 178318 | 1050 | 69.7 | [8 empty] | 3 | Non Federally-Regulated | 04/02/1981 |  | 03/11/1982
Sunbeam Air Conditioning | Sunbeam Air Conditioning | 2274-048-11D-53 | Natural Gas | No Match |  | True | 1 |  | Down | No Match | No Match | No Match | No Match | No Match |  | No Match |  | 75000 | 62250 | 1800 | 1575 | 76275 | 590 | 80.2 | [8 empty] | 4 | Non Federally-Regulated | 12/08/1986 |  | 06/29/1987
Heil Quaker | Heil | NDGF060AH01* | Natural Gas | No Match | False | False | 1 |  | Down | No Match | No Match | No Match | No Match | No Match |  | No Match |  | 60000 | 47000 | 1600 | 960 | 56982 | 708 | 80.1 | [8 empty] | 6 | Non Federally-Regulated | 04/02/1981 |  | 10/13/1981
Carrier Corp. | Payne | 580AN030040 | Natural Gas | No Match |  | True | 1 |  | Horizontal | No Match | No Match | No Match | No Match | No Match |  | No Match |  | 40000 | 31000 |  |  | 38599 | 507 | 78.5 | [8 empty] | 3 | Non Federally-Regulated | 03/15/1989 |  | 10/10/1989
Trane U.S. Inc. | Trane Dealer Products Group | BLU100J948A | Natural Gas | No Match |  | False | 1 |  | Up | No Match | No Match | No Match | No Match | No Match |  | No Match |  | 100000 | 80000 | 1600 | 1200 | 97400 | 926 | 78.7 | [8 empty] | 11 | Non Federally-Regulated | 06/29/1987 |  | 01/27/1988
BDP Co. | Carrier | 48GL04250X | Natural Gas | No Match | False | True | 1 |  | Horizontal | No Match | No Match | No Match | No Match | No Match |  | No Match |  | 75000 | 56250 | 1790 | 905 | 75948 | 758 | 70.4 | [8 empty] | 3 | Non Federally-Regulated | 07/26/1982 |  | 08/17/1983
Heil Quaker | Sears | 867.76809* | Natural Gas | No Match |  | False | 1 |  | Down | No Match | No Match | No Match | No Match | No Match |  | No Match |  | 125000 | 98723 | 1550 | 990 | 117328 | 991 | 78.8 | [8 empty] | 1 | Non Federally-Regulated | 12/08/1986 |  | 10/10/1989
Heil Quaker | Heil | NUGF125AF** | Natural Gas | No Match | False | False | 1 |  | Up | No Match | No Match | No Match | No Match | No Match |  | No Match |  | 125161 | 97000 | 1160 | [13 empty] | Non Federally-Regulated | 08/17/1983 |  | 12/08/1986
Sunbeam Air Conditioning | Sunbeam Air Conditioning | 2278-060-11D-53 | Natural Gas | No Match |  | True | 1 |  | Down | No Match | No Match | No Match | No Match | No Match |  | No Match |  | 75000 | 62250 | 2200 | 1800 | 76275 | 590 | 80.2 | [8 empty] | 4 | Non Federally-Regulated | 06/29/1987 |  | 01/27/1988
Suburban Manufacturing Co. | Suburban | DCF 30 | LPG | No Match | False | False | 1 |  | Horizontal | No Match | No Match | No Match | No Match | No Match |  | No Match |  | 30000 | 21000 | 305 |  | 34033 |  | 67.5 | [8 empty] | 2 | Non Federally-Regulated | 07/26/1982 |  | 08/17/1983
Snyder General Corp. | McQuay | EPGHA042F100-M | Natural Gas | No Match |  | True | 1 |  | Horizontal | No Match | No Match | No Match | No Match | No Match |  | No Match |  | 100000 | 74000 |  |  | 80919 | 408 | 77.4 | [8 empty] | 15 | Non Federally-Regulated | 12/08/1986 |  | 06/29/1987
Heil Quaker | Sears | 867.763730* | Natural Gas | No Match | False | False | 1 |  | Up | No Match | No Match | No Match | No Match | No Match |  | No Match |  | 105000 | 80000 | 1155 | 700 | 98771 | 613 | 78.9 | [8 empty] | 6 | Non Federally-Regulated | 10/13/1981 |  | 03/11/1982
Heil Quaker | Dayton | 3C587(A) | Natural Gas | No Match |  | True | 1 |  | Horizontal | No Match | No Match | No Match | No Match | No Match |  | No Match |  | 80000 | 66720 | 2000 | 1675 | 75040 | 1164 | 79.7 | [8 empty] | 6 | Non Federally-Regulated | 06/29/1987 |  | 01/27/1988
Sunbeam Air Conditioning | Sunbeam Air Conditioning | 227*-060-31E-*3 | Natural Gas | No Match |  | True | 1 |  | Down | No Match | No Match | No Match | No Match | No Match |  | No Match |  | 108000 | 89640 | 2250 | 1750 | 97956 | 526 | 79 | [8 empty] | 4 | Non Federally-Regulated | 01/27/1988 |  | 01/15/1989
Luxaire | Westinghouse Electric | GCH114SF | Natural Gas | No Match | False | False | 1 |  | Horizontal | No Match | No Match | No Match | No Match | No Match |  | No Match |  | 114000 | 85842 | 1470 |  | 110847 | 526 | 68.2 | [8 empty] | 5 | Non Federally-Regulated | 03/11/1982 |  | 07/26/1982
Luxaire | Fraser Johnston | 48ECW096UA | Natural Gas | No Match | False | True | 1 |  | Horizontal | No Match | No Match | No Match | No Match | No Match |  | No Match |  | 96000 | 73728 | 1880 | 1560 | 88380 | 569 | 70.3 | [8 empty] | 5 | Non Federally-Regulated | 10/13/1981 |  | 03/11/1982
Carrier Corp. | Carrier | 48NVT042300-B | Natural Gas | No Match |  | True | 1 |  | Down | No Match | No Match | No Match | No Match | No Match |  | No Match |  | 120000 | 94000 |  |  | 114748 | 1763 | 78.5 | [8 empty] | 3 | Non Federally-Regulated | 03/15/1989 |  | 10/10/1989
Ducane | General Electric | BLH060FK36A1 | LPG | No Match | False | True | 1 |  | Horizontal | No Match | No Match | No Match | No Match | No Match |  | No Match |  | 60000 | 41000 | 1160 | 520 | 52718 | 427 | 58 | [8 empty] | 5 | Non Federally-Regulated | 07/26/1982 |  | 08/17/1983
Ducane | Trane | FOBA-109D-A | Oil | No Match | False | False | 1 |  | Up | No Match | No Match | No Match | No Match | No Match |  | No Match |  | 125393 | 98000 | 1630 | 980 | 119483 | 740 | 77.7 | [8 empty] | 5 | Non Federally-Regulated | 07/26/1982 |  | 08/17/1983
York International | York | D1NS030N04506A | Natural Gas | No Match |  | True | 1 |  | Horizontal | No Match | No Match | No Match | No Match | No Match |  | No Match |  | 55000 | 44000 | 1000 | 812 | 57638 | 509 | 80 | [8 empty] | 3 | Non Federally-Regulated | 01/15/1989 |  | 03/15/1989
Rheem Sales Company, Inc. | Rheem | RRGE-12E48DLR | Natural Gas | No Match |  | True | 1 |  | Horizontal | No Match | No Match | No Match | No Match | No Match |  | No Match |  | 125000 | 97000 |  |  | 118760 | 910 | 78.3 | [8 empty] | 4 | Non Federally-Regulated | 01/15/1989 |  | 03/15/1989
Heil Quaker | Heil Quaker | NRGF30DBB**(B) | Natural Gas | No Match |  | True | 1 |  | Horizontal | No Match | No Match | No Match | No Match | No Match |  | No Match |  | 80000 | 64960 | 870 | 705 | 79926 | 577 | 77.3 | [8 empty] | 6 | Non Federally-Regulated | 03/15/1989 |  | 10/10/1989
Rheem Sales Company, Inc. | Heat Controller | GBD100-D3 | Natural Gas | No Match | False | False | 1 |  | Up | No Match | No Match | No Match | No Match | No Match |  | No Match |  | 100000 | 76000 |  |  | 90953 | 500 | 68.6 | [8 empty] | 4 | Non Federally-Regulated | 04/02/1981 |  | 08/17/1983
Magic Chef | Gaffers & Sattler | 4D140-OH-3 | Natural Gas | No Match | False | True | 1 |  | Horizontal | No Match | No Match | No Match | No Match | No Match |  | No Match |  | 140000 | 105000 | 1850 | 1850 | 131871 | 659 | 68.2 | [8 empty] | 19 | Non Federally-Regulated | 04/02/1981 |  | 10/13/1981
Rheem Sales Company, Inc. | Weatherking | GPE5.0T125-3 | Natural Gas | No Match |  | True | 1 |  | Horizontal | No Match | No Match | No Match | No Match | No Match |  | No Match |  | 125000 | 97000 |  |  | 116216 | 1445 | 78.4 | [8 empty] | 4 | Non Federally-Regulated | 03/15/1989 |  | 10/10/1989
Amana Refrigeration, Inc. | Amana | EPCG6017-3C (C) | LPG | No Match | False | True | 1 |  | Horizontal | No Match | No Match | No Match | No Match | No Match |  | No Match |  | 170000 | 143426 |  |  | 149422 | 1001 | 83.2 | [8 empty] | 22 | Non Federally-Regulated | 04/02/1981 |  | 10/13/1981
Luxaire | Moncrief | 42ECW100GB | Natural Gas | No Match | False | True | 1 |  | Horizontal | No Match | No Match | No Match | No Match | No Match |  | No Match |  | 100000 | 76900 | 1275 | 995 | 92105 | 518 | 70 | [8 empty] | 5 | Non Federally-Regulated | 04/02/1981 |  | 10/13/1981
John Zink | Air Distribution Association | RCG-0601-33-0951-EC | Natural Gas | No Match | False | True | 1 |  | Horizontal | No Match | No Match | No Match | No Match | No Match |  | No Match |  | 95000 | 73150 | 2200 | [13 empty] | Non Federally-Regulated | 08/17/1983 |  | 12/08/1986
Carrier Corp. | Payne | 398BAW036060 | Natural Gas | No Match |  | False | 1 |  | Up | No Match | No Match | No Match | No Match | No Match |  | No Match |  | 63000 | 60000 |  |  | 66254 | 126 | 93.9 | [8 empty] | 15 | Non Federally-Regulated | 01/27/1988 |  | 01/15/1989
Rheem Sales Company, Inc. | Rheem | RGYA-09NC-JR | Natural Gas | No Match |  | False | 1 |  | Horizontal | No Match | No Match | No Match | No Match | No Match |  | No Match |  | 95000 | 75000 |  |  | 79237 | 675 | 77.2 | [8 empty] | 4 | Non Federally-Regulated | 12/08/1986 |  | 10/10/1989
Amana Refrigeration, Inc. | Amana | ERGW0015-1A(B)W/EBWC | LPG | No Match |  | True | 1 |  | Horizontal | No Match | No Match | No Match | No Match | No Match |  | No Match |  | 150000 | 128000 |  |  | 130500 | 980 | 82.8 | [9 empty] | Non Federally-Regulated | 03/15/1989 |  | 10/10/1989
Magic Chef | Williams | EG83-125D-7 | Natural Gas | No Match | False | False | 1 |  | Horizontal | No Match | No Match | No Match | No Match | No Match |  | No Match |  | 125000 | 92000 | 940 |  | 114500 | 435 | 66.7 | [8 empty] | 2 | Non Federally-Regulated | 07/26/1982 |  | 08/17/1983
Amana Refrigeration, Inc. | Amana | GCN70A30 | Natural Gas | No Match |  | False | 1 |  | Down | No Match | No Match | No Match | No Match | No Match |  | No Match |  | 70000 | 65000 |  |  | 68000 | 533 | 91.1 | [9 empty] | Non Federally-Regulated | 01/27/1988 |  | 10/10/1989
Luxaire | Westinghouse Electric | FGHF060QAN | Natural Gas | No Match | False | False | 1 |  | Horizontal | No Match | No Match | No Match | No Match | No Match |  | No Match |  | 60000 | 48000 | 1200 |  | 61167 | 495 | 75 | [8 empty] | 11 | Non Federally-Regulated | 10/13/1981 |  | 03/11/1982
Rheem Sales Company, Inc. | Rheem | RGBC-08EC | Natural Gas | No Match | False | False | 1 |  | Up | No Match | No Match | No Match | No Match | No Match |  | No Match |  | 80000 | 62000 |  |  | 86717 | 840 | 70.5 | [8 empty] | 4 | Non Federally-Regulated | 03/11/1982 |  | 08/17/1983
Rheem Sales Company, Inc. | Rheem | RGUG-05EA-ET | LPG | No Match |  | False | 1 |  | Horizontal | No Match | No Match | No Match | No Match | No Match |  | No Match |  | 50000 | 40000 |  |  | 39494 | 453 | 77.2 | [8 empty] | 4 | Non Federally-Regulated | 01/27/1988 |  | 10/10/1989
Heil Quaker | Heil Quaker | NDGK100KG** | Natural Gas | No Match |  | False | 1 |  | Down | No Match | No Match | No Match | No Match | No Match |  | No Match |  | 100000 | 88174 | 1370 | 1240 | 88212 | 642 | 87.9 | [8 empty] | 2 | Non Federally-Regulated | 01/15/1989 |  | 10/10/1989
Rheem Sales Company, Inc. | Rheem | RRGF-200100C | Natural Gas | No Match |  | True | 1 |  | Down | No Match | No Match | No Match | No Match | No Match |  | No Match |  | 200000 | 159227 |  |  | 171438 | 2152 | 79.8 | [8 empty] | 6 | Non Federally-Regulated | 01/15/1989 |  | 03/15/1989
Snyder General Corp. | McQuay | *PGH*060H150*I*** | Natural Gas | No Match |  | True | 1 |  | Horizontal | No Match | No Match | No Match | No Match | No Match |  | No Match |  | 150000 | 111000 |  |  | 142868 | 767 | 76.1 | [8 empty] | 15 | Non Federally-Regulated | 03/15/1989 |  | 10/10/1989
Luxaire | Moncrief | 36ECW080GA | LPG | No Match | False | True | 1 |  | Horizontal | No Match | No Match | No Match | No Match | No Match |  | No Match |  | 80000 | 62640 | 1275 | 920 | 87857 | 581 | 70 | [8 empty] | 5 | Non Federally-Regulated | 10/13/1981 |  | 03/11/1982
Heil Quaker | Sears | 867.81513*(B) | LPG | No Match |  | True | 1 |  | Horizontal | No Match | No Match | No Match | No Match | No Match |  | No Match |  | 80000 | 65360 | 1490 | 1055 | 77903 | 853 | 78.1 | [8 empty] | 6 | Non Federally-Regulated | 03/15/1989 |  | 10/10/1989
Trane U.S. Inc. | Trane Light Commercial Group | BYC042H1LNA | Natural Gas | No Match |  | True | 3 |  | Horizontal | No Match | No Match | No Match | No Match | No Match |  | No Match |  | 100000 | 78000 | 1635 | 1255 | 79300 | 385 | 79 | [8 empty] | 0 | Non Federally-Regulated | 01/27/1988 |  | 01/15/1989
Luxaire | Moncrief | 60ECW140UA | LPG | No Match | False | True | 1 |  | Horizontal | No Match | No Match | No Match | No Match | No Match |  | No Match |  | 140000 | 108220 | 2140 | 1790 | 131719 | 739 | 70 | [8 empty] | 5 | Non Federally-Regulated | 04/02/1981 |  | 10/13/1981
Heil Quaker | Whirlpool | NRGF48FBB**(A) | Natural Gas | No Match |  | True | 1 |  | Horizontal | No Match | No Match | No Match | No Match | No Match |  | No Match |  | 80000 | 67840 | 1775 | 1550 | 74185 | 1037 | 81.2 | [8 empty] | 6 | Non Federally-Regulated | 03/15/1989 |  | 10/10/1989
York International | Fraser Johnston | DACC-F036N059B | Natural Gas | No Match |  | True | 1 |  | Horizontal | No Match | No Match | No Match | No Match | No Match |  | No Match |  | 59000 | 47000 | 1360 | 1285 | 55584 | 886 | 81 | [9 empty] | Non Federally-Regulated | 03/15/1989 |  | 10/10/1989
Schneider Electric (Square D Wiring Devices) | Sun Dial | GU3M060H3.5C7 | Natural Gas | No Match |  | False | 1 |  | Up | No Match | No Match | No Match | No Match | No Match |  | No Match |  | 60000 | 48000 | 1365 |  | 62979 | 315 | 73.2 | [8 empty] | 2 | Non Federally-Regulated | 12/08/1986 |  | 06/29/1987
Amana Refrigeration, Inc. | Amana | GHE120DM-4 | LPG | No Match | False | False | 1 |  | Up | No Match | No Match | No Match | No Match | No Match |  | No Match |  | 120577 | 92000 | 1600 | [13 empty] | Non Federally-Regulated | 08/17/1983 |  | 12/08/1986
Rheem Sales Company, Inc. | Heat Controller | TGR-240-4E-370-B | Natural Gas | No Match |  | True | 3 |  | Horizontal | No Match | No Match | No Match | No Match | No Match |  | No Match |  | 370000 | 277500 |  |  | 263514 | 2067 | 76.3 | [8 empty] | 10 | Non Federally-Regulated | 12/08/1986 |  | 06/29/1987
Ducane | General Electric | BLH080FK36A1 | LPG | No Match | False | True | 1 |  | Horizontal | No Match | No Match | No Match | No Match | No Match |  | No Match |  | 73333 | 55000 | 1250 | [13 empty] | Non Federally-Regulated | 08/17/1983 |  | 12/08/1986
Carrier Corp. | Carrier | 58DX100-DC | Natural Gas | No Match |  | False | 1 |  | Down | No Match | No Match | No Match | No Match | No Match |  | No Match |  | 110000 | 102000 |  |  | 102987 | 817 | 90.6 | [8 empty] | 5 | Non Federally-Regulated | 01/15/1989 |  | 10/10/1989
York International | York | D1CG090N13025 | Natural Gas | No Match |  | True | 1 |  | Horizontal | No Match | No Match | No Match | No Match | No Match |  | No Match |  | 163000 | 129000 | 3300 | 2600 | 154473 | 2200 | 79 | [8 empty] | 58 | Non Federally-Regulated | 03/15/1989 |  | 10/10/1989
Magic Chef | Williams | 5A120-OH-3-5 | Natural Gas | No Match | False | True | 1 |  | Horizontal | No Match | No Match | No Match | No Match | No Match |  | No Match |  | 120000 | 90000 | 1950 | 1950 | 113043 | 618 | 68.3 | [8 empty] | 19 | Non Federally-Regulated | 10/13/1981 |  | 03/11/1982
Carrier Corp. | Carrier | 48KH136300BE | Natural Gas | No Match |  | True | 1 |  | Horizontal | No Match | No Match | No Match | No Match | No Match |  | No Match |  | 100000 | 79000 | 1475 | 1160 | 102954 | 718 | 75.4 | [8 empty] | 3 | Non Federally-Regulated | 12/08/1986 |  | 06/29/1987
Lennox Industries Inc. | Lennox | GCS10-653-75-2Y | Natural Gas | No Match | False | True | 1 |  | Horizontal | No Match | No Match | No Match | No Match | No Match |  | No Match |  | 75000 | 58500 | 2275 | [13 empty] | Non Federally-Regulated | 08/17/1983 |  | 12/08/1986
Sunbeam Air Conditioning | Sunbeam Air Conditioning | 2278-060-13D-43 | Natural Gas | No Match |  | True | 1 |  | Down | No Match | No Match | No Match | No Match | No Match |  | No Match |  | 108000 | 89640 | 2200 | 1800 | 97524 | 523 | 79.3 | [8 empty] | 4 | Non Federally-Regulated | 01/27/1988 |  | 01/15/1989
Rheem Sales Company, Inc. | Ruud | UGAA-08EAA | Natural Gas | No Match | False | False | 1 |  | Up | No Match | No Match | No Match | No Match | No Match |  | No Match |  | 80000 | 60000 |  |  | 92346 | 546 | 67.4 | [8 empty] | 3 | Non Federally-Regulated | 04/02/1981 |  | 08/17/1983
Snyder General Corp. | McQuay | *PGHA060G125-IM-** | Natural Gas | No Match |  | True | 1 |  | Horizontal | No Match | No Match | No Match | No Match | No Match |  | No Match |  | 125000 | 93000 |  |  | 80919 | 522 | 76.1 | [8 empty] | 15 | Non Federally-Regulated | 01/27/1988 |  | 01/15/1989
Heil Quaker | Whirlpool | NUGE080BG** | Natural Gas | No Match |  | False | 1 |  | Up | No Match | No Match | No Match | No Match | No Match |  | No Match |  | 80000 | 62372 | 1360 | 900 | 79628 | 632 | 77.4 | [8 empty] | 2 | Non Federally-Regulated | 12/08/1986 |  | 10/10/1989
Rheem Sales Company, Inc. | Heat Controller | GYU-45-E2N-X | Natural Gas | No Match |  | False | 1 |  | Up | No Match | No Match | No Match | No Match | No Match |  | No Match |  | 45000 | 37000 |  |  | 47799 | 627 | 79.2 | [8 empty] | 4 | Non Federally-Regulated | 12/08/1986 |  | 06/29/1987
Snyder General Corp. | Comfortmaker | *PGDA060H100-IL-** | LPG | No Match |  | True | 1 |  | Down | No Match | No Match | No Match | No Match | No Match |  | No Match |  | 100000 | 79000 |  |  | 97887 | 470 | 80.2 | [8 empty] | 15 | Non Federally-Regulated | 01/27/1988 |  | 01/15/1989
Heil Quaker | Sears | 867.81512*(A) | LPG | No Match |  | True | 1 |  | Horizontal | No Match | No Match | No Match | No Match | No Match |  | No Match |  | 60000 | 48360 | 870 | 705 | 59330 | 605 | 76.9 | [8 empty] | 6 | Non Federally-Regulated | 06/29/1987 |  | 01/27/1988
Lennox Industries Inc. | Lennox | GCS9-651-150-1P | Natural Gas | No Match | False | True | 1 |  | Down | No Match | No Match | No Match | No Match | No Match |  | No Match |  | 150000 | 114000 | 2000 | 1320 | 142345 | 1110 | 76.1 | [8 empty] | 43 | Non Federally-Regulated | 04/02/1981 |  | 10/13/1981
Luxaire | Fraser Johnston | 42ECW120GA | LPG | No Match | False | True | 1 |  | Horizontal | No Match | No Match | No Match | No Match | No Match |  | No Match |  | 120000 | 93480 | 1275 | 995 | 112450 | 606 | 70 | [8 empty] | 5 | Non Federally-Regulated | 10/13/1981 |  | 03/11/1982
Rheem Sales Company, Inc. | Ruud | UGDC-12NE-** | LPG | No Match |  | False | 1 |  | Up | No Match | No Match | No Match | No Match | No Match |  | No Match |  | 120000 | 96000 |  |  | 115981 | 1079 | 79.6 | [8 empty] | 4 | Non Federally-Regulated | 01/27/1988 |  | 01/15/1989
Snyder General Corp. | Comfortmaker | *PGHA042F125-IN-** | Natural Gas | No Match |  | True | 1 |  | Horizontal | No Match | No Match | No Match | No Match | No Match |  | No Match |  | 125000 | 93000 |  |  | 80919 | 522 | 76.1 | [8 empty] | 15 | Non Federally-Regulated | 06/29/1987 |  | 01/27/1988
Rheem Sales Company, Inc. | Arcoaire | *GDE090A012-IM | Natural Gas | No Match |  | False | 1 |  | Down | No Match | No Match | No Match | No Match | No Match |  | No Match |  | 90000 | 72000 | 1205 | 1030 | 82329 | 558 | 75.5 | [8 empty] | 3 | Non Federally-Regulated | 01/27/1988 |  | 01/15/1989
Luxaire | Moncrief | 48ECW140WA | LPG | No Match | False | True | 1 |  | Horizontal | No Match | No Match | No Match | No Match | No Match |  | No Match |  | 140000 | 107940 | 2000 | 1485 | 133579 | 644 | 70 | [8 empty] | 5 | Non Federally-Regulated | 10/13/1981 |  | 03/11/1982
John Zink | Magic Chef | RBG-120-43-2801-GT | Natural Gas | No Match | False | True | 3 |  | Horizontal | No Match | No Match | No Match | No Match | No Match |  | No Match |  | 280000 | 224000 | 4400 | [13 empty] | Non Federally-Regulated | 08/17/1983 |  | 12/08/1986
Snyder General Corp. | Comfortmaker | *PGDA024G050-IL-** | LPG | No Match |  | True | 1 |  | Down | No Match | No Match | No Match | No Match | No Match |  | No Match |  | 50000 | 40000 |  |  | 37856 | 290 | 82 | [8 empty] | 15 | Non Federally-Regulated | 06/29/1987 |  | 01/27/1988
Ducane | Heil Quaker | NRGR90HL01A | Natural Gas | No Match |  | True | 1 |  | Horizontal | No Match | No Match | No Match | No Match | No Match |  | No Match |  | 150000 | 123000 |  |  | 130116 | 1378 | 82.5 | [8 empty] | 6 | Non Federally-Regulated | 12/08/1986 |  | 06/29/1987
BDP Co. | Carrier | 397HAW036040 | LPG | No Match | False | False | 1 |  | Up | No Match | No Match | No Match | No Match | No Match |  | No Match |  | 43000 | 33000 | 1155 | 1015 | 36851 | 607 | 81.3 | [8 empty] | 5 | Non Federally-Regulated | 07/26/1982 |  | 08/17/1983
Heil Quaker | Whirlpool | NRGF36EBB**(A) | Natural Gas | No Match |  | True | 1 |  | Horizontal | No Match | No Match | No Match | No Match | No Match |  | No Match |  | 80000 | 65360 | 1555 | 1080 | 78575 | 710 | 78 | [8 empty] | 6 | Non Federally-Regulated | 01/15/1989 |  | 03/15/1989
Arco Comfort Products Co. | Friedrich | GHA140NGCB | LPG | No Match | False | True | 1 |  | Horizontal | No Match | No Match | No Match | No Match | No Match |  | No Match |  | 133929 | 105000 | [14 empty] | Non Federally-Regulated | 08/17/1983 |  | 12/08/1986
BDP Co. | Payne | 585CP060125X | Natural Gas | No Match | False | True | 1 |  | Horizontal | No Match | No Match | No Match | No Match | No Match |  | No Match |  | 100000 | 75000 | 2285 | 1265 | 88566 | 995 | 68.5 | [8 empty] | 3 | Non Federally-Regulated | 10/13/1981 |  | 03/11/1982
Amana Refrigeration, Inc. | Amana | EPCG6017-1C (C) | Natural Gas | No Match | False | True | 1 |  | Horizontal | No Match | No Match | No Match | No Match | No Match |  | No Match |  | 170000 | 143426 |  |  | 149422 | 1001 | 83.2 | [8 empty] | 22 | Non Federally-Regulated | 04/02/1981 |  | 10/13/1981
John Zink | Air Distribution Association | RBG-120-23-2101-GT | Natural Gas | No Match | False | True | 1 |  | Horizontal | No Match | No Match | No Match | No Match | No Match |  | No Match |  | 210000 | 165900 | 4400 | [13 empty] | Non Federally-Regulated | 08/17/1983 |  | 12/08/1986
Rheem Sales Company, Inc. | Ruud | URGE-12E60DLR | Natural Gas | No Match |  | True | 1 |  | Horizontal | No Match | No Match | No Match | No Match | No Match |  | No Match |  | 125000 | 97000 |  |  | 116216 | 1445 | 78.4 | [8 empty] | 4 | Non Federally-Regulated | 01/27/1988 |  | 01/15/1989
Snyder General Corp. | Arcoaire | *GUD040A012*I* | Natural Gas | No Match |  | False | 1 |  | Up | No Match | No Match | No Match | No Match | No Match |  | No Match |  | 40000 | 32000 | 1150 | 795 | 40881 | 312 | 75.9 | [8 empty] | 3 | Non Federally-Regulated | 01/15/1989 |  | 10/10/1989
Heil Quaker | Heil | NRGC30HAK02 | Natural Gas | No Match | False | True | 1 |  | Horizontal | No Match | No Match | No Match | No Match | No Match |  | No Match |  | 117333 | 88000 | 1420 | [13 empty] | Non Federally-Regulated | 08/17/1983 |  | 12/08/1986
Heil Quaker | Heil | HUGF130AH** | Natural Gas | No Match | False | False | 1 |  | Up | No Match | No Match | No Match | No Match | No Match |  | No Match |  | 129973 | 98000 | 1550 | [13 empty] | Non Federally-Regulated | 08/17/1983 |  | 12/08/1986
Magic Chef | Williams | AC13U80-5 | Natural Gas | No Match | False | False | 1 |  | Up | No Match | No Match | No Match | No Match | No Match |  | No Match |  | 80000 | 64000 | 1180 | 660 | 80160 | 352 | 67.9 | [8 empty] | 19 | Non Federally-Regulated | 04/02/1981 |  | 08/17/1983
Rheem Sales Company, Inc. | Addison Products | GU100-FDI3 | Natural Gas | No Match | False | False | 1 |  | Up | No Match | No Match | No Match | No Match | No Match |  | No Match |  | 99734 | 75000 | [14 empty] | Non Federally-Regulated | 08/17/1983 |  | 12/08/1986
Trane U.S. Inc. | Trane | SFDB-C146-LD | Natural Gas | No Match |  | True | 1 |  | Down | No Match | No Match | No Match | No Match | No Match |  | No Match |  | 160000 | 123520 | 4000 | 6000 | 133266 | 2311 | 78.1 | [8 empty] | 0 | Non Federally-Regulated | 03/15/1989 |  | 10/10/1989
Consolidated Industries Corp. | Premier | HAC040N(D,E,F)3RXC | Natural Gas | No Match |  | False | 1 |  | Horizontal | No Match | No Match | No Match | No Match | No Match |  | No Match |  | 40000 | 30000 |  |  | 40591 | 351 | 75.6 | [8 empty] | 3 | Non Federally-Regulated | 06/29/1987 |  | 01/27/1988
Consolidated Industries Corp. | Sunburst | HAC075N(D,E,F)4RXC | Natural Gas | No Match |  | False | 1 |  | Horizontal | No Match | No Match | No Match | No Match | No Match |  | No Match |  | 75000 | 58000 |  |  | 63994 | 676 | 75 | [8 empty] | 3 | Non Federally-Regulated | 12/08/1986 |  | 06/29/1987
Lennox Industries Inc. | Lennox | G12DE-110 | Natural Gas | No Match | False | False | 1 |  | Up | No Match | No Match | No Match | No Match | No Match |  | No Match |  | 110000 | 84000 |  |  | 113579 | 634 | 68.6 | [8 empty] | 3 | Non Federally-Regulated | 04/02/1981 |  | 08/17/1983
Snyder General Corp. | Arcoaire | *PGHA042F075-IL-** | LPG | No Match |  | True | 1 |  | Horizontal | No Match | No Match | No Match | No Match | No Match |  | No Match |  | 75000 | 56000 |  |  | 60783 | 318 | 77.3 | [8 empty] | 15 | Non Federally-Regulated | 06/29/1987 |  | 01/27/1988
Ducane | York | P1HSD15N10001A | Natural Gas | No Match | False | True | 1 |  | Horizontal | No Match | No Match | No Match | No Match | No Match |  | No Match |  | 100000 | 69000 | 1550 | 1020 | 106542 | 665 | 58 | [8 empty] | 5 | Non Federally-Regulated | 04/02/1981 |  | 10/13/1981
Rheem Sales Company, Inc. | Century | TGR-60-1X-100 | Natural Gas | No Match |  | True | 1 |  | Horizontal | No Match | No Match | No Match | No Match | No Match |  | No Match |  | 100000 | 76000 |  |  | 79634 | 750 | 77.2 | [8 empty] | 4 | Non Federally-Regulated | 01/27/1988 |  | 01/15/1989
Amana Refrigeration, Inc. | Amana | ERGW0012-1A(C)W/EBWC | LPG | No Match |  | True | 1 |  | Up | No Match | No Match | No Match | No Match | No Match |  | No Match |  | 120000 | 100000 | 1375 | 880 | 111960 | 598 | 83.4 | [8 empty] | 0 | Non Federally-Regulated | 01/27/1988 |  | 01/15/1989
Climate Control / Snyder General | Climate Control | *PGDA048H075-N** | Natural Gas | No Match |  | True | 1 |  | Down | No Match | No Match | No Match | No Match | No Match |  | No Match |  | 75000 | 59000 |  |  | 58465 | 331 | 80.2 | [8 empty] | 15 | Non Federally-Regulated | 12/08/1986 |  | 06/29/1987
Rheem Sales Company, Inc. | Century | TGR180-3F-350K | Natural Gas | No Match |  | True | 3 |  | Down | No Match | No Match | No Match | No Match | No Match |  | No Match |  | 250000 | 200335 |  |  | 245647 | 3794 | 79.5 | [8 empty] | 6 | Non Federally-Regulated | 03/15/1989 |  | 10/10/1989
Heil Quaker | Whirlpool | NRGF60FBH**(C) | Natural Gas | No Match |  | True | 1 |  | Horizontal | No Match | No Match | No Match | No Match | No Match |  | No Match |  | 145000 | 117885 | 1775 | 1550 | 138392 | 1204 | 77.8 | [8 empty] | 6 | Non Federally-Regulated | 01/27/1988 |  | 01/15/1989
Rheem Sales Company, Inc. | Heat Controller | GYU-60-E3N3 | Natural Gas | No Match |  | False | 1 |  | Up | No Match | No Match | No Match | No Match | No Match |  | No Match |  | 60000 | 48000 |  |  | 58131 | 620 | 79 | [8 empty] | 4 | Non Federally-Regulated | 01/27/1988 |  | 10/10/1989
Rheem Sales Company, Inc. | Ruud | URGE-12E42CKR | Natural Gas | No Match |  | True | 1 |  | Horizontal | No Match | No Match | No Match | No Match | No Match |  | No Match |  | 125000 | 97000 |  |  | 118278 | 835 | 78.8 | [8 empty] | 4 | Non Federally-Regulated | 01/27/1988 |  | 01/15/1989
Rheem Sales Company, Inc. | Rheem | RRGE-12E60DLR | Natural Gas | No Match |  | True | 1 |  | Horizontal | No Match | No Match | No Match | No Match | No Match |  | No Match |  | 125000 | 97000 |  |  | 116216 | 1445 | 78.4 | [8 empty] | 4 | Non Federally-Regulated | 01/15/1989 |  | 03/15/1989
Carrier Corp. | Payne | 580AN048100 | Natural Gas | No Match |  | True | 1 |  | Horizontal | No Match | No Match | No Match | No Match | No Match |  | No Match |  | 100000 | 78000 |  |  | 98012 | 920 | 78.5 | [8 empty] | 3 | Non Federally-Regulated | 03/15/1989 |  | 10/10/1989
Rheem Sales Company, Inc. | Century | TGR-36-3E-70 | Natural Gas | No Match |  | True | 1 |  | Horizontal | No Match | No Match | No Match | No Match | No Match |  | No Match |  | 75000 | 58000 |  |  | 68444 | 745 | 78.2 | [8 empty] | 4 | Non Federally-Regulated | 01/27/1988 |  | 01/15/1989
Carrier Corp. | Carrier | 48NHT048500-B | Natural Gas | No Match |  | True | 1 |  | Horizontal | No Match | No Match | No Match | No Match | No Match |  | No Match |  | 120000 | 94000 |  |  | 114748 | 1763 | 78.5 | [8 empty] | 3 | Non Federally-Regulated | 03/15/1989 |  | 10/10/1989
Luxaire | Westinghouse Electric | IE048SCAON | Natural Gas | No Match | False | True | 1 |  | Horizontal | No Match | No Match | No Match | No Match | No Match |  | No Match |  | 96000 | 73728 | 1880 | 1560 | 88380 | 569 | 70.3 | [8 empty] | 5 | Non Federally-Regulated | 10/13/1981 |  | 03/11/1982
Borg Warner | York | 36ECW120UA | LPG | No Match | False | True | 1 |  | Horizontal | No Match | No Match | No Match | No Match | No Match |  | No Match |  | 120000 | 93720 | 1275 | [13 empty] | Non Federally-Regulated | 08/17/1983 |  | 12/08/1986
Carrier Corp. | Carrier | 48HH006 | Natural Gas | No Match |  | True | 1 |  | Horizontal | No Match | No Match | No Match | No Match | No Match |  | No Match |  | 120000 | 92400 | 2000 |  | 96960 | 841 | 76 | [8 empty] | 0 | Non Federally-Regulated | 12/08/1986 |  | 06/29/1987
Coleman Company, Inc. | Coleman | 2630J639 | LPG | No Match | False | False | 1 |  | Up | No Match | No Match | No Match | No Match | No Match |  | No Match |  | 55000 | 44000 | 1130 | [13 empty] | Non Federally-Regulated | 08/17/1983 |  | 12/08/1986
Amana Refrigeration, Inc. | Amana | EPCG2408-1E (C) | LPG | No Match |  | True | 1 |  | Horizontal | No Match | No Match | No Match | No Match | No Match |  | No Match |  | 120000 | 98000 |  |  | 114000 | 434 | 82.7 | [8 empty] | 22 | Non Federally-Regulated | 03/15/1989 |  | 10/10/1989
Borg Warner | Moncrief | FCU120AAPA | LPG | No Match | False | False | 1 |  | Up | No Match | No Match | No Match | No Match | No Match |  | No Match |  | 120000 | 91000 |  |  | 110556 | 517 | 69.5 | [8 empty] | 2 | Non Federally-Regulated | 07/26/1982 |  | 08/17/1983
Rheem Sales Company, Inc. | Weatherking | GPG3.5T075-3 | Natural Gas | No Match |  | True | 1 |  | Horizontal | No Match | No Match | No Match | No Match | No Match |  | No Match |  | 75000 | 58000 |  |  | 67229 | 755 | 79.1 | [8 empty] | 4 | Non Federally-Regulated | 03/15/1989 |  | 10/10/1989
Magic Chef | Johnson | EG83-100D2C4-5 | Natural Gas | No Match | False | False | 1 |  | Horizontal | No Match | No Match | No Match | No Match | No Match |  | No Match |  | 99741 | 77000 | 1170 | [13 empty] | Non Federally-Regulated | 08/17/1983 |  | 12/08/1986
SJC Corp. | Janitrol | UI080D13 | Natural Gas | No Match | False | False | 1 |  | Up | No Match | No Match | No Match | No Match | No Match |  | No Match |  | 80000 | 60000 | 1360 | 1230 | 71793 | 510 | 64.5 | [8 empty] | 0 | Non Federally-Regulated | 10/13/1981 |  | 07/26/1982
BDP Co. | Day & Night | 397GAW036125 | Natural Gas | No Match | False | False | 1 |  | Up | No Match | No Match | No Match | No Match | No Match |  | No Match |  | 125000 | 98000 | 1230 | 1157 | 131855 | 688 | 71.1 | [8 empty] | 5 | Non Federally-Regulated | 03/11/1982 |  | 07/26/1982
Rheem Sales Company, Inc. | Comfortmaker | CPGHA036G075-M | Natural Gas | No Match |  | True | 1 |  | Horizontal | No Match | No Match | No Match | No Match | No Match |  | No Match |  | 75000 | 55000 |  |  | 61990 | 327 | 76.5 | [8 empty] | 15 | Non Federally-Regulated | 12/08/1986 |  | 06/29/1987
BDP Co. | Carrier | 58GS075-2 | Natural Gas | No Match | False | False | 1 |  | Up | No Match | No Match | No Match | No Match | No Match |  | No Match |  | 75000 | 54000 | 800 | 793 | 77944 | 415 | 70.1 | [8 empty] | 5 | Non Federally-Regulated | 07/26/1982 |  | 08/17/1983
Snyder General Corp. | Arcoaire | *PGDA036H075-IL-** | LPG | No Match |  | True | 1 |  | Down | No Match | No Match | No Match | No Match | No Match |  | No Match |  | 75000 | 59000 |  |  | 58465 | 331 | 80.2 | [8 empty] | 15 | Non Federally-Regulated | 06/29/1987 |  | 01/27/1988
Trane U.S. Inc. | Trane | BYC030H1LOA | Natural Gas | No Match |  | True | 1 |  | Horizontal | No Match | No Match | No Match | No Match | No Match |  | No Match |  | 60000 | 46000 | 1165 | 895 | 59600 | 234 | 79.1 | [8 empty] | 0 | Non Federally-Regulated | 01/15/1989 |  | 03/15/1989
Duo-Matic / Olsen, Inc. | Ultramax | HCS-60A | Natural Gas | No Match |  | False | 1 |  | Up | No Match | No Match | No Match | No Match | No Match |  | No Match |  | 60000 | 56000 | 1300 | 1040 | 50636 | 323 | 92.7 | [8 empty] | 40 | Non Federally-Regulated | 12/08/1986 |  | 10/10/1989
Amana Refrigeration, Inc. | Amana | EPCG4815-1B (A) | LPG | No Match | False | True | 1 |  | Horizontal | No Match | No Match | No Match | No Match | No Match |  | No Match |  | 130000 | 110956 |  |  | 128674 | 940 | 84.3 | [8 empty] | 22 | Non Federally-Regulated | 10/13/1981 |  | 03/11/1982
Rheem Sales Company, Inc. | Heat Controller | GTH40-T3NX | Natural Gas | No Match |  | False | 1 |  | Horizontal | No Match | No Match | No Match | No Match | No Match |  | No Match |  | 40000 | 31000 |  |  | 37948 | 479 | 80.1 | [8 empty] | 3 | Non Federally-Regulated | 01/27/1988 |  | 01/15/1989
Luxaire | Fraser Johnston | 48ECW120WA | Natural Gas | No Match | False | True | 1 |  | Horizontal | No Match | No Match | No Match | No Match | No Match |  | No Match |  | 120000 | 91800 | 1880 | 1560 | 114916 | 554 | 70 | [8 empty] | 5 | Non Federally-Regulated | 10/13/1981 |  | 03/11/1982
Heil Quaker | Dayton | 3E284A* | Natural Gas | No Match | False | False | 1 |  | Down | No Match | No Match | No Match | No Match | No Match |  | No Match |  | 105000 | 79000 | 1175 | 910 | 101740 | 575 | 76.8 | [8 empty] | 6 | Non Federally-Regulated | 04/02/1981 |  | 03/11/1982
Consolidated Industries Corp. | Friedrich | GHB060NDAI | LPG | No Match | False | True | 1 |  | Horizontal | No Match | No Match | No Match | No Match | No Match |  | No Match |  | 58111 | 48000 | [14 empty] | Non Federally-Regulated | 08/17/1983 |  | 12/08/1986
Ducane | Carrier | 58EG080131 | LPG | No Match | False | False | 1 |  | Horizontal | No Match | No Match | No Match | No Match | No Match |  | No Match |  | 77836 | 59000 | 720 | [13 empty] | Non Federally-Regulated | 08/17/1983 |  | 12/08/1986
Rheem Sales Company, Inc. | Ruud | UGMC-14EA | Natural Gas | No Match | False | False | 1 |  | Down | No Match | No Match | No Match | No Match | No Match |  | No Match |  | 140000 | 108000 |  |  | 136139 | 1036 | 69.7 | [8 empty] | 3 | Non Federally-Regulated | 04/02/1981 |  | 08/17/1983
Ducane | Heil Quaker | NRGF36DDB**(A) | LPG | No Match |  | True | 1 |  | Horizontal | No Match | No Match | No Match | No Match | No Match |  | No Match |  | 60000 | 48220 | 1490 | 1055 | 56288 | 835 | 79.7 | [8 empty] | 6 | Non Federally-Regulated | 01/27/1988 |  | 01/15/1989
Amana Refrigeration, Inc. | Amana | EPCG6012-3E (C) | Natural Gas | No Match |  | True | 1 |  | Horizontal | No Match | No Match | No Match | No Match | No Match |  | No Match |  | 120000 | 99000 |  |  | 114924 | 430 | 82 | [8 empty] | 22 | Non Federally-Regulated | 01/15/1989 |  | 03/15/1989
Heil Quaker | Whirlpool | NRGF60EDB**(A) | Natural Gas | No Match |  | True | 1 |  | Horizontal | No Match | No Match | No Match | No Match | No Match |  | No Match |  | 80000 | 64472 | 2000 | 1675 | 75013 | 1170 | 79.7 | [8 empty] | 6 | Non Federally-Regulated | 06/29/1987 |  | 01/27/1988
Ducane | Ducane | HGP-110D12RNE | Natural Gas | No Match |  | False | 1 |  | Horizontal | No Match | No Match | No Match | No Match | No Match |  | No Match |  | 110000 | 86229 | 1840 | 1140 | 102643 | 710 | 75.5 | [8 empty] | 0 | Non Federally-Regulated | 12/08/1986 |  | 06/29/1987
Lennox Industries Inc. | Lennox | GCS11-1353-330 | Natural Gas | No Match | False | True | 3 |  | Horizontal | No Match | No Match | No Match | No Match | No Match |  | No Match |  | 330000 | 267300 | 5600 | 3800 | [11 empty] | 23 | Non Federally-Regulated | 07/26/1982 |  | 08/17/1983
Heil Quaker | Heil Quaker | NRGF60EKB**(B) | Natural Gas | No Match |  | True | 1 |  | Horizontal | No Match | No Match | No Match | No Match | No Match |  | No Match |  | 100000 | 78886 | 2000 | 1675 | 97374 | 1274 | 77.4 | [8 empty] | 6 | Non Federally-Regulated | 01/15/1989 |  | 03/15/1989
Borg Warner | Moncrief | GCU165MF | Natural Gas | No Match | False | False | 1 |  | Up | No Match | No Match | No Match | No Match | No Match |  | No Match |  | 165113 | 124000 | [14 empty] | Non Federally-Regulated | 08/17/1983 |  | 12/08/1986
Heil Quaker | Heil | NUGF130AH01* | Natural Gas | No Match | False | False | 1 |  | Up | No Match | No Match | No Match | No Match | No Match |  | No Match |  | 130000 | 98000 | 1550 | 1260 | 120920 | 757 | 77.3 | [8 empty] | 6 | Non Federally-Regulated | 04/02/1981 |  | 03/11/1982
Ducane | Payne | 349EAW000100-B | LPG | No Match | False | False | 1 |  | Horizontal | No Match | No Match | No Match | No Match | No Match |  | No Match |  | 100000 | 74000 | 1000 | 800 | 94163 | 810 | 65.1 | [8 empty] | 5 | Non Federally-Regulated | 07/26/1982 |  | 08/17/1983
John Zink | Air Distribution Association | RCG-0601-43-0952-CC | Natural Gas | No Match | False | True | 1 |  | Horizontal | No Match | No Match | No Match | No Match | No Match |  | No Match |  | 95000 | 73150 | 2200 | [13 empty] | Non Federally-Regulated | 08/17/1983 |  | 12/08/1986
Luxaire | Moncrief | GCH133TF | Natural Gas | No Match | False | True | 1 |  | Horizontal | No Match | No Match | No Match | No Match | No Match |  | No Match |  | 133000 | 102277 | 1600 |  | 142197 | 549 | 65.5 | [8 empty] | 5 | Non Federally-Regulated | 10/13/1981 |  | 03/11/1982
Rheem Sales Company, Inc. | Heat Controller | TGR-48-1XB-70 | Natural Gas | No Match |  | True | 1 |  | Horizontal | No Match | No Match | No Match | No Match | No Match |  | No Match |  | 75000 | 56000 |  |  | 70734 | 910 | 76.6 | [8 empty] | 4 | Non Federally-Regulated | 01/15/1989 |  | 03/15/1989
Magic Chef | Gaffers & Sattler | EG8D100DC60-1 | Natural Gas | No Match |  | False | 1 |  | Horizontal | No Match | No Match | No Match | No Match | No Match |  | No Match |  | 100000 | 78000 |  |  | 101596 | 1099 | 75 | [8 empty] | 3 | Non Federally-Regulated | 12/08/1986 |  | 06/29/1987
Heil Quaker | Heil Quaker | NRGF48EDH**(B) | Natural Gas | No Match |  | True | 1 |  | Horizontal | No Match | No Match | No Match | No Match | No Match |  | No Match |  | 100000 | 78886 | 2000 | 1675 | 97374 | 1274 | 77.4 | [8 empty] | 6 | Non Federally-Regulated | 01/15/1989 |  | 03/15/1989
Heil Quaker | Trane | GCBDA-10-C | Natural Gas | No Match | False | False | 1 |  | Down | No Match | No Match | No Match | No Match | No Match |  | No Match |  | 105000 | 79000 | 1175 | 910 | 115759 | 654 | 67.2 | [8 empty] | 1 | Non Federally-Regulated | 04/02/1981 |  | 07/26/1982
Trane U.S. Inc. | Trane | SFHC-B506-HA | Natural Gas | No Match | False | True | 1 |  | Horizontal | No Match | No Match | No Match | No Match | No Match |  | No Match |  | 134115 | 103000 | 2000 | [13 empty] | Non Federally-Regulated | 08/17/1983 |  | 12/08/1986
Heil Quaker | Whirlpool | NLOB140AH01 | Oil | No Match | False | False | 1 |  | Up | No Match | No Match | No Match | No Match | No Match |  | No Match |  | 174185 | 139000 | 1650 | [13 empty] | Non Federally-Regulated | 08/17/1983 |  | 12/08/1986
Heil Quaker | Sears | 867.81540*(B) | Natural Gas | No Match |  | True | 1 |  | Horizontal | No Match | No Match | No Match | No Match | No Match |  | No Match |  | 80000 | 63095 | 1490 | 1055 | 77883 | 858 | 78.1 | [8 empty] | 6 | Non Federally-Regulated | 06/29/1987 |  | 01/27/1988
Rheem Sales Company, Inc. | Weatherking | GUWHC100B-D3C | Natural Gas | No Match |  | False | 1 |  | Up | No Match | No Match | No Match | No Match | No Match |  | No Match |  | 100000 | 92000 |  |  | 86889 | 771 | 89.1 | [8 empty] | 4 | Non Federally-Regulated | 01/15/1989 |  | 10/10/1989
Heil Quaker | Whirlpool | NRGF36DDB**(A) | Natural Gas | No Match |  | True | 1 |  | Horizontal | No Match | No Match | No Match | No Match | No Match |  | No Match |  | 60000 | 48220 | 1490 | 1055 | 56288 | 835 | 79.7 | [8 empty] | 6 | Non Federally-Regulated | 12/08/1986 |  | 06/29/1987
Magic Chef | Gaffers & Sattler | 3A60-OH-1-6 | Natural Gas | No Match | False | True | 1 |  | Horizontal | No Match | No Match | No Match | No Match | No Match |  | No Match |  | 60000 | 45000 | 1340 | 520 | 69097 | 655 | 68.9 | [8 empty] | 19 | Non Federally-Regulated | 07/26/1982 |  | 08/17/1983
Luxaire | Fraser Johnston | 36ECW100GA | LPG | No Match | False | True | 1 |  | Horizontal | No Match | No Match | No Match | No Match | No Match |  | No Match |  | 100000 | 76800 | 1275 | 995 | 91413 | 495 | 70 | [8 empty] | 5 | Non Federally-Regulated | 10/13/1981 |  | 03/11/1982
Amana Refrigeration, Inc. | Amana | ERGW0015-1A(A)W/EBWC | Natural Gas | No Match |  | True | 1 |  | Up | No Match | No Match | No Match | No Match | No Match |  | No Match |  | 130000 | 111000 |  |  | 111865 | 785 | 82.9 | [9 empty] | Non Federally-Regulated | 01/27/1988 |  | 01/15/1989
Rheem Sales Company, Inc. | Ruud | UGAA-12KAB | Natural Gas | No Match | False | False | 1 |  | Up | No Match | No Match | No Match | No Match | No Match |  | No Match |  | 125000 | 94000 |  |  | 138940 | 843 | 67.1 | [8 empty] | 3 | Non Federally-Regulated | 04/02/1981 |  | 08/17/1983
York International | York | D1CG036P08246A | LPG | No Match |  | True | 1 |  | Horizontal | No Match | No Match | No Match | No Match | No Match |  | No Match |  | 100000 | 81000 | 1600 | 1600 | 100034 | 1138 | 76 | [9 empty] | Non Federally-Regulated | 03/15/1989 |  | 10/10/1989
Clare Brothers | Clare Brothers | HEMB 130-S | Natural Gas | No Match |  | False | 1 |  | Up | No Match | No Match | No Match | No Match | No Match |  | No Match |  | 130000 | 123000 | 1200 |  | 159900 | 710 | 93.2 | [8 empty] | 0 | Non Federally-Regulated | 03/15/1989 |  | 10/10/1989
Magic Chef | Airease | EG8D40DC36-2 | Natural Gas | No Match |  | False | 1 |  | Horizontal | No Match | No Match | No Match | No Match | No Match |  | No Match |  | 40000 | 30000 |  |  | 40591 | 351 | 75.6 | [8 empty] | 3 | Non Federally-Regulated | 12/08/1986 |  | 01/27/1988
BDP Co. | Carrier | 48GL03660X, 61X | Natural Gas | No Match | False | True | 1 |  | Horizontal | No Match | No Match | No Match | No Match | No Match |  | No Match |  | 75000 | 56250 | 1330 | [13 empty] | Non Federally-Regulated | 08/17/1983 |  | 12/08/1986
SJC Corp. | Janitrol | DR100D16 | Natural Gas | No Match | False | False | 1 |  | Up | No Match | No Match | No Match | No Match | No Match |  | No Match |  | 100000 | 87000 | 1600 | 1260 | 88603 | 1228 | 85.7 | [9 empty] | Non Federally-Regulated | 04/02/1981 |  | 10/13/1981
York International | Fraser Johnston | DACC-F048N073A | Natural Gas | No Match |  | True | 1 |  | Horizontal | No Match | No Match | No Match | No Match | No Match |  | No Match |  | 73500 | 59000 | 1720 | 1560 | 55559 | 892 | 81 | [9 empty] | Non Federally-Regulated | 06/29/1987 |  | 01/27/1988
Luxaire | Westinghouse Electric | IE042BCVON | Natural Gas | No Match | False | True | 1 |  | Horizontal | No Match | No Match | No Match | No Match | No Match |  | No Match |  | 80000 | 64000 | 1275 | 995 | 88335 | 592 | 70 | [8 empty] | 5 | Non Federally-Regulated | 10/13/1981 |  | 03/11/1982
Rheem Sales Company, Inc. | Weatherking | GPE4.0T075-1X | Natural Gas | No Match |  | True | 1 |  | Horizontal | No Match | No Match | No Match | No Match | No Match |  | No Match |  | 75000 | 56000 |  |  | 70734 | 910 | 76.6 | [8 empty] | 4 | Non Federally-Regulated | 03/15/1989 |  | 10/10/1989
York International | Luxaire | DAUC-W048P125A | LPG | No Match |  | True | 1 |  | Horizontal | No Match | No Match | No Match | No Match | No Match |  | No Match |  | 125000 | 99000 | 1905 | 1905 | 122384 | 1150 | 75.1 | [9 empty] | Non Federally-Regulated | 01/15/1989 |  | 03/15/1989
Magic Chef | Armstrong | ACD13-U80-4 | Natural Gas | No Match | False | False | 1 |  | Up | No Match | No Match | No Match | No Match | No Match |  | No Match |  | 80000 | 64000 | 1180 | 660 | 80160 | 352 | 67.9 | [8 empty] | 19 | Non Federally-Regulated | 04/02/1981 |  | 08/17/1983
Heil Quaker | Whirlpool | WULE080BG** | LPG | No Match | False | False | 1 |  | Up | No Match | No Match | No Match | No Match | No Match |  | No Match |  | 80446 | 65000 | 1360 | [13 empty] | Non Federally-Regulated | 08/17/1983 |  | 12/08/1986
Rheem Sales Company, Inc. | Rheem | RGDC-12NE-** | Natural Gas | No Match |  | False | 1 |  | Up | No Match | No Match | No Match | No Match | No Match |  | No Match |  | 120000 | 96000 |  |  | 115981 | 1079 | 79.6 | [8 empty] | 4 | Non Federally-Regulated | 01/27/1988 |  | 10/10/1989
Snyder General Corp. | McQuay | *PGHA060H075-IL-** | LPG | No Match |  | True | 1 |  | Horizontal | No Match | No Match | No Match | No Match | No Match |  | No Match |  | 75000 | 56000 |  |  | 60783 | 318 | 77.3 | [8 empty] | 15 | Non Federally-Regulated | 06/29/1987 |  | 01/27/1988
Bard Manufacturing Company, Inc. | Bard | PGA30A060(A) | Natural Gas | No Match |  | True | 1 |  | Horizontal | No Match | No Match | No Match | No Match | No Match |  | No Match |  | 60000 | 46578 | 870 | 705 | 59330 | 605 | 76.9 | [8 empty] | 6 | Non Federally-Regulated | 01/27/1988 |  | 01/15/1989
Ducane | Moncrief | P2HSD20N12001A | LPG | No Match | False | False | 1 |  | Horizontal | No Match | No Match | No Match | No Match | No Match |  | No Match |  | 117414 | 89000 | 1840 | [13 empty] | Non Federally-Regulated | 08/17/1983 |  | 12/08/1986
Ducane | Moncrief | HGC100HANA | Natural Gas | No Match | False | True | 1 |  | Horizontal | No Match | No Match | No Match | No Match | No Match |  | No Match |  | 100000 | 74000 | 1550 | 1020 | 95291 | 595 | 65.1 | [8 empty] | 5 | Non Federally-Regulated | 07/26/1982 |  | 08/17/1983
BDP Co. | Carrier | 58SE100-6 | LPG | No Match | False | False | 1 |  | Up | No Match | No Match | No Match | No Match | No Match |  | No Match |  | 100000 | 78000 | 1155 | 987 | 109424 | 668 | 71.1 | [8 empty] | 5 | Non Federally-Regulated | 04/02/1981 |  | 10/13/1981
York International | York | D1RG060N10325LN | Natural Gas | No Match |  | True | 1 |  | Horizontal | No Match | No Match | No Match | No Match | No Match |  | No Match |  | 125000 | 101000 | 1860 | 1860 | 114823 | 1047 | 80.5 | [8 empty] | 58 | Non Federally-Regulated | 01/15/1989 |  | 03/15/1989
Rheem Sales Company, Inc. | Ruud | UGMA-14KCB | Natural Gas | No Match | False | False | 1 |  | Down | No Match | No Match | No Match | No Match | No Match |  | No Match |  | 140000 | 107000 |  |  | 133816 | 832 | 69.7 | [8 empty] | 4 | Non Federally-Regulated | 04/02/1981 |  | 08/17/1983
Consolidated Industries Corp. | Premier | HCC040ND3RX | Natural Gas | No Match |  | False | 1 |  | Horizontal | No Match | No Match | No Match | No Match | No Match |  | No Match |  | 40000 | 32000 |  |  | 40083 | 398 | 76.6 | [8 empty] | 3 | Non Federally-Regulated | 01/27/1988 |  | 10/10/1989
BDP Co. | Day & Night | 585CP036075X | Natural Gas | No Match | False | True | 1 |  | Horizontal | No Match | No Match | No Match | No Match | No Match |  | No Match |  | 60000 | 45000 | 1405 | [13 empty] | Non Federally-Regulated | 08/17/1983 |  | 12/08/1986
BDP Co. | Carrier | 58GS060-D | Natural Gas | No Match | False | False | 1 |  | Up | No Match | No Match | No Match | No Match | No Match |  | No Match |  | 75000 | 54000 | 1600 | 1235 | 77617 | 482 | 70.1 | [8 empty] | 5 | Non Federally-Regulated | 07/26/1982 |  | 08/17/1983
Carrier Corp. | Carrier | 58SS040-CC | Natural Gas | No Match |  | False | 1 |  | Up | No Match | No Match | No Match | No Match | No Match |  | No Match |  | 48000 | 37000 |  |  | 49096 | 669 | 76.9 | [8 empty] | 5 | Non Federally-Regulated | 12/08/1986 |  | 06/29/1987
Rheem Sales Company, Inc. | Heat Controller | GYU-45-E2N-X3 | LPG | No Match |  | False | 1 |  | Up | No Match | No Match | No Match | No Match | No Match |  | No Match |  | 45000 | 37000 |  |  | 47799 | 627 | 79.2 | [8 empty] | 4 | Non Federally-Regulated | 06/29/1987 |  | 01/27/1988
Ducane | York | P-UMD18N08101A | Natural Gas | No Match |  | False | 1 |  | Up | No Match | No Match | No Match | No Match | No Match |  | No Match |  | 100000 | 80000 |  |  | 97252 | 879 | 79.3 | [8 empty] | 4 | Non Federally-Regulated | 01/27/1988 |  | 01/15/1989
Snyder General Corp. | Comfortmaker | *PGHA042F125-IM-** | Natural Gas | No Match |  | True | 1 |  | Horizontal | No Match | No Match | No Match | No Match | No Match |  | No Match |  | 125000 | 93000 |  |  | 80919 | 522 | 76.1 | [8 empty] | 15 | Non Federally-Regulated | 01/27/1988 |  | 01/15/1989
Sunbeam Air Conditioning | Sunbeam Air Conditioning | RBG-1802-43-3502-JC | Natural Gas | No Match |  | True | 3 |  | Down | No Match | No Match | No Match | No Match | No Match |  | No Match |  | 350000 | 280000 | 6000 | 5250 | 322350 | 2528 | 77.8 | [8 empty] | 4 | Non Federally-Regulated | 12/08/1986 |  | 06/29/1987
BDP Co. | Day & Night | 394GAW048150 | LPG | No Match | False | False | 1 |  | Up | No Match | No Match | No Match | No Match | No Match |  | No Match |  | 150000 | 107000 | 1600 | 1388 | 133000 | 839 | 70.1 | [8 empty] | 5 | Non Federally-Regulated | 07/26/1982 |  | 08/17/1983
Heil Quaker | Bard | PGA48A145(B) | Natural Gas | No Match |  | True | 1 |  | Horizontal | No Match | No Match | No Match | No Match | No Match |  | No Match |  | 130000 | 106080 | 1775 | 1550 | 117495 | 1120 | 78.3 | [8 empty] | 6 | Non Federally-Regulated | 06/29/1987 |  | 01/27/1988
Carrier Corp. | Carrier | 48DR0145,6 | Natural Gas | No Match |  | True | 3 |  | Down | No Match | No Match | No Match | No Match | No Match |  | No Match |  | 231000 | 183000 | 6250 | 3750 | 225000 | 1313 | 75.3 | [8 empty] | 5 | Non Federally-Regulated | 01/15/1989 |  | 03/15/1989
BDP Co. | Day & Night | 397HAW060100 | Natural Gas | No Match | False | False | 1 |  | Up | No Match | No Match | No Match | No Match | No Match |  | No Match |  | 112048 | 93000 | 2230 | [13 empty] | Non Federally-Regulated | 08/17/1983 |  | 12/08/1986
Lennox Industries Inc. | Lennox | DMS4-205-275,277 | Natural Gas | No Match | False | True | 3 |  | Horizontal | No Match | No Match | No Match | No Match | No Match |  | No Match |  | 275000 | 211750 | 10000 | 6000 | [11 empty] | 20 | Non Federally-Regulated | 10/13/1981 |  | 03/11/1982
BDP Co. | Day & Night | 585CP042075X | Natural Gas | No Match | False | True | 1 |  | Horizontal | No Match | No Match | No Match | No Match | No Match |  | No Match |  | 60000 | 45000 | 1790 | 905 | 66035 | 824 | 68.5 | [8 empty] | 3 | Non Federally-Regulated | 07/26/1982 |  | 08/17/1983
Snyder General Corp. | Comfortmaker | *PGHA036H075-IL-** | LPG | No Match |  | True | 1 |  | Horizontal | No Match | No Match | No Match | No Match | No Match |  | No Match |  | 75000 | 55000 |  |  | 61990 | 327 | 76.5 | [8 empty] | 15 | Non Federally-Regulated | 01/27/1988 |  | 01/15/1989
Lennox Industries Inc. | Lennox | G14Q3-40 | Natural Gas | No Match | True | False | 1 |  | Up | No Match | No Match | No Match | No Match | No Match |  | No Match |  | 40000 | 38000 | 1282 | 803 | 32263 | 311 | 96 | [8 empty] | 3 | Non Federally-Regulated | 07/26/1982 |  | 08/17/1983
Luxaire | Westinghouse Electric | FGHF100AAN | Natural Gas | No Match | False | True | 1 |  | Horizontal | No Match | No Match | No Match | No Match | No Match |  | No Match |  | 100000 | 76600 | 1565 | 1091 | 90775 | 580 | 69.1 | [8 empty] | 2 | Non Federally-Regulated | 04/02/1981 |  | 10/13/1981
Amana Refrigeration, Inc. | Amana | EPCG6012-1C (C) | LPG | No Match | False | True | 1 |  | Horizontal | No Match | No Match | No Match | No Match | No Match |  | No Match |  | 120000 | 99000 |  |  | 112800 | 456 | 83.5 | [8 empty] | 22 | Non Federally-Regulated | 07/26/1982 |  | 08/17/1983
Carrier Corp. | Payne | 580AN048100 | Natural Gas | No Match |  | True | 1 |  | Down | No Match | No Match | No Match | No Match | No Match |  | No Match |  | 100000 | 78000 |  |  | 98012 | 920 | 78.5 | [8 empty] | 3 | Non Federally-Regulated | 03/15/1989 |  | 10/10/1989
Amana Refrigeration, Inc. | Amana | EPCG2408-1B (C) | Natural Gas | No Match | False | True | 1 |  | Horizontal | No Match | No Match | No Match | No Match | No Match |  | No Match |  | 120000 | 98000 |  |  | 116160 | 434 | 81.2 | [8 empty] | 22 | Non Federally-Regulated | 07/26/1982 |  | 08/17/1983
Trane U.S. Inc. | Trane | SBHDC20*L | LPG | No Match | False | True | 3 |  | Horizontal | No Match | No Match | No Match | No Match | No Match |  | No Match |  | 234667 | 176000 | 9000 | [13 empty] | Non Federally-Regulated | 08/17/1983 |  | 12/08/1986
SJC Corp. | Janitrol | DI100D08 | Natural Gas | No Match | False | False | 1 |  | Down | No Match | No Match | No Match | No Match | No Match |  | No Match |  | 100000 | 75000 | 840 | 800 | 91877 | 609 | 67.4 | [9 empty] | Non Federally-Regulated | 04/02/1981 |  | 10/13/1981
Magic Chef | Airease | EG8D50DC36-2D | Natural Gas | No Match |  | False | 1 |  | Horizontal | No Match | No Match | No Match | No Match | No Match |  | No Match |  | 50000 | 38000 |  |  | 40993 | 352 | 75.3 | [8 empty] | 3 | Non Federally-Regulated | 06/29/1987 |  | 01/27/1988
Rheem Sales Company, Inc. | Weatherking | GPF12.5T200-3L* | Natural Gas | No Match |  | True | 1 |  | Down | No Match | No Match | No Match | No Match | No Match |  | No Match |  | 200000 | 162052 |  |  | 187661 | 2840 | 80.2 | [8 empty] | 6 | Non Federally-Regulated | 03/15/1989 |  | 10/10/1989
Rheem Sales Company, Inc. | Heat Controller | GCK140-D5 | Natural Gas | No Match | False | False | 1 |  | Up | No Match | No Match | No Match | No Match | No Match |  | No Match |  | 140000 | 108000 |  |  | 133769 | 831 | 69.7 | [8 empty] | 4 | Non Federally-Regulated | 04/02/1981 |  | 08/17/1983
Trane U.S. Inc. | American Standard, Inc. | TDD060A936A | Natural Gas | No Match |  | False | 1 |  | Down | No Match | No Match | No Match | No Match | No Match |  | No Match |  | 60000 | 48000 | 1200 | 1100 | 58200 | 385 | 79.9 | [8 empty] | 5 | Non Federally-Regulated | 03/15/1989 |  | 10/10/1989
Heil Quaker | Whirlpool | NDGE105LF** | Natural Gas | No Match |  | False | 1 |  | Down | No Match | No Match | No Match | No Match | No Match |  | No Match |  | 105000 | 80506 | 1200 | 770 | 101247 | 632 | 76.7 | [8 empty] | 1 | Non Federally-Regulated | 12/08/1986 |  | 10/10/1989
Snyder General Corp. | Comfortmaker | *PGHA060G075-IL-** | LPG | No Match |  | True | 1 |  | Horizontal | No Match | No Match | No Match | No Match | No Match |  | No Match |  | 75000 | 56000 |  |  | 60783 | 318 | 77.3 | [8 empty] | 15 | Non Federally-Regulated | 06/29/1987 |  | 01/27/1988
Ducane | Lennox | GS11Q5E-120-3NLT | Natural Gas | No Match | False | True | 1 |  | Horizontal | No Match | No Match | No Match | No Match | No Match |  | No Match |  | 120000 | 83000 | 1840 | 1140 | 133003 | 861 | 58 | [8 empty] | 5 | Non Federally-Regulated | 04/02/1981 |  | 10/13/1981
BDP Co. | Carrier | 48GL03630X, 31X | Natural Gas | No Match | False | True | 1 |  | Horizontal | No Match | No Match | No Match | No Match | No Match |  | No Match |  | 75000 | 57000 | 1255 | 895 | 76603 | 623 | 70.4 | [8 empty] | 3 | Non Federally-Regulated | 07/26/1982 |  | 08/17/1983
Rheem Sales Company, Inc. | Rheem | RGUG-10EA-JT | LPG | No Match |  | False | 1 |  | Horizontal | No Match | No Match | No Match | No Match | No Match |  | No Match |  | 100000 | 81000 |  |  | 100459 | 1041 | 76.2 | [8 empty] | 4 | Non Federally-Regulated | 01/27/1988 |  | 10/10/1989
Ducane | Heil Quaker | NRGF24DDB**(B) | LPG | No Match |  | True | 1 |  | Horizontal | No Match | No Match | No Match | No Match | No Match |  | No Match |  | 80000 | 62678 | 870 | 705 | 79101 | 770 | 77.3 | [8 empty] | 6 | Non Federally-Regulated | 06/29/1987 |  | 01/27/1988
Rheem Sales Company, Inc. | Ruud | UGLC-10NC-J* | Natural Gas | No Match |  | False | 1 |  | Down | No Match | No Match | No Match | No Match | No Match |  | No Match |  | 100000 | 80000 |  |  | 97404 | 804 | 79.4 | [8 empty] | 4 | Non Federally-Regulated | 01/27/1988 |  | 10/10/1989
BDP Co. | Payne | 394GAW036125 | Natural Gas | No Match | False | False | 1 |  | Up | No Match | No Match | No Match | No Match | No Match |  | No Match |  | 125000 | 89000 | 1230 | 1157 | 111243 | 615 | 70.1 | [8 empty] | 5 | Non Federally-Regulated | 07/26/1982 |  | 08/17/1983
Carrier Corp. | Payne | 580AN036100 | Natural Gas | No Match |  | True | 1 |  | Down | No Match | No Match | No Match | No Match | No Match |  | No Match |  | 100000 | 78000 |  |  | 98012 | 920 | 78.5 | [8 empty] | 3 | Non Federally-Regulated | 03/15/1989 |  | 10/10/1989
Bard Manufacturing Company, Inc. | Bard | XH125D60AN | Natural Gas | No Match |  | False | 1 |  | Up | No Match | No Match | No Match | No Match | No Match |  | No Match |  | 125000 | 109081 | 2010 | 1810 | 104140 | 1242 | 87.9 | [8 empty] | 2 | Non Federally-Regulated | 01/27/1988 |  | 01/15/1989
Heil Quaker | Whirlpool | NRLC48LAK01 | LPG | No Match | False | True | 1 |  | Horizontal | No Match | No Match | No Match | No Match | No Match |  | No Match |  | 118509 | 89000 | 1860 | [13 empty] | Non Federally-Regulated | 08/17/1983 |  | 12/08/1986
Heil Quaker | Sears | 867.81512*(B) | LPG | No Match |  | True | 1 |  | Horizontal | No Match | No Match | No Match | No Match | No Match |  | No Match |  | 80000 | 64960 | 870 | 705 | 79926 | 577 | 77.3 | [8 empty] | 6 | Non Federally-Regulated | 03/15/1989 |  | 10/10/1989
Rheem Sales Company, Inc. | Rheem | RGVC-04EA-ER | Natural Gas | No Match |  | False | 1 |  | Horizontal | No Match | No Match | No Match | No Match | No Match |  | No Match |  | 45000 | 36000 |  |  | 38340 | 459 | 79 | [8 empty] | 4 | Non Federally-Regulated | 01/15/1989 |  | 10/10/1989
Luxaire | Luxaire | 120HCDAC | LPG | No Match | False | True | 1 |  | Horizontal | No Match | No Match | No Match | No Match | No Match |  | No Match |  | 120000 | 92280 | 1565 | 1091 | 115120 | 780 | 69.1 | [8 empty] | 2 | Non Federally-Regulated | 10/13/1981 |  | 03/11/1982
Borg Warner | Fraser Johnston | FCU100FANA | Natural Gas | No Match | False | False | 1 |  | Up | No Match | No Match | No Match | No Match | No Match |  | No Match |  | 100000 | 76000 | 1460 | 1260 | 89780 | 519 | 69.5 | [8 empty] | 5 | Non Federally-Regulated | 07/26/1982 |  | 08/17/1983
BDP Co. | Payne | 397GAW060150 | LPG | No Match | False | False | 1 |  | Up | No Match | No Match | No Match | No Match | No Match |  | No Match |  | 150000 | 110000 | 2110 | 1600 | 129778 | 816 | 71.9 | [8 empty] | 5 | Non Federally-Regulated | 07/26/1982 |  | 08/17/1983
Rheem Sales Company, Inc. | Century | GSH50-T3NC | Natural Gas | No Match |  | False | 1 |  | Horizontal | No Match | No Match | No Match | No Match | No Match |  | No Match |  | 50000 | 38000 |  |  | 42321 | 480 | 75 | [8 empty] | 3 | Non Federally-Regulated | 12/08/1986 |  | 01/15/1989
Rheem Sales Company, Inc. | Heat Controller | TGR-42-3F-120 | Natural Gas | No Match |  | True | 1 |  | Horizontal | No Match | No Match | No Match | No Match | No Match |  | No Match |  | 125000 | 97000 |  |  | 118278 | 835 | 78.8 | [8 empty] | 4 | Non Federally-Regulated | 01/15/1989 |  | 03/15/1989
Magic Chef | Williams | ACD13-U80-4 | Natural Gas | No Match | False | False | 1 |  | Up | No Match | No Match | No Match | No Match | No Match |  | No Match |  | 84656 | 64000 | 1180 | [13 empty] | Non Federally-Regulated | 08/17/1983 |  | 12/08/1986
Magic Chef | Gaffers & Sattler | AC12U100-4-3 | Natural Gas | No Match | False | False | 1 |  | Up | No Match | No Match | No Match | No Match | No Match |  | No Match |  | 100000 | 80000 | 1530 | 990 | 93113 | 373 | 69.9 | [8 empty] | 19 | Non Federally-Regulated | 03/11/1982 |  | 08/17/1983
Rheem Sales Company, Inc. | Rheem | RRGE-07N36JKR | Natural Gas | No Match |  | True | 1 |  | Horizontal | No Match | No Match | No Match | No Match | No Match |  | No Match |  | 75000 | 58000 |  |  | 68444 | 745 | 78.2 | [8 empty] | 4 | Non Federally-Regulated | 06/29/1987 |  | 01/27/1988
Consolidated Industries Corp. | Addison Products | GPE4.0T075-1X | Natural Gas | No Match |  | True | 1 |  | Horizontal | No Match | No Match | No Match | No Match | No Match |  | No Match |  | 75000 | 56000 |  |  | 70734 | 910 | 76.6 | [8 empty] | 4 | Non Federally-Regulated | 06/29/1987 |  | 01/27/1988
Trane U.S. Inc. | Trane Light Commercial Group | BYC100G3L(O,A)D | Natural Gas | No Match |  | True | 3 |  | Horizontal | No Match | No Match | No Match | No Match | No Match |  | No Match |  | 120000 | 97200 |  |  | 94807 | 1677 | 78.3 | [9 empty] | Non Federally-Regulated | 06/29/1987 |  | 01/27/1988
Borg Warner | Luxaire | FCU040EANA | Natural Gas | No Match | False | False | 1 |  | Up | No Match | No Match | No Match | No Match | No Match |  | No Match |  | 40000 | 30000 | 1085 | 855 | 43772 | 501 | 69 | [8 empty] | 5 | Non Federally-Regulated | 07/26/1982 |  | 08/17/1983
York International | Fraser Johnston | DAUC-T060P125A | LPG | No Match |  | True | 1 |  | Horizontal | No Match | No Match | No Match | No Match | No Match |  | No Match |  | 125000 | 100000 | 2340 | 2340 | 120533 | 1284 | 75.9 | [9 empty] | Non Federally-Regulated | 01/15/1989 |  | 03/15/1989
Rheem Sales Company, Inc. | Heat Controller | GCK100-D3 | Natural Gas | No Match | False | False | 1 |  | Up | No Match | No Match | No Match | No Match | No Match |  | No Match |  | 100000 | 75000 |  |  | 91772 | 535 | 67.8 | [8 empty] | 4 | Non Federally-Regulated | 04/02/1981 |  | 08/17/1983
Borg Warner | Fraser Johnston | PAGC-LD09N165 | Natural Gas | No Match | False | False | 1 |  | Up | No Match | No Match | No Match | No Match | No Match |  | No Match |  | 165113 | 124000 | [14 empty] | Non Federally-Regulated | 08/17/1983 |  | 12/08/1986
Consolidated Industries Corp. | Comfort-Aire | GSH50-T3ND-1 | Natural Gas | No Match |  | False | 1 |  | Horizontal | No Match | No Match | No Match | No Match | No Match |  | No Match |  | 50000 | 38000 |  |  | 40993 | 352 | 75.3 | [8 empty] | 3 | Non Federally-Regulated | 06/29/1987 |  | 01/15/1989
Borg Warner | Luxaire | 60ECW096UA | Natural Gas | No Match | False | True | 1 |  | Horizontal | No Match | No Match | No Match | No Match | No Match |  | No Match |  | 96000 | 74016 | 2030 | [13 empty] | Non Federally-Regulated | 08/17/1983 |  | 12/08/1986
Snyder General Corp. | McQuay | *PGDA036H050-M** | Natural Gas | No Match |  | True | 1 |  | Down | No Match | No Match | No Match | No Match | No Match |  | No Match |  | 50000 | 40000 |  |  | 37856 | 290 | 82 | [8 empty] | 15 | Non Federally-Regulated | 12/08/1986 |  | 06/29/1987
Magic Chef | Magic Chef | ENG6D120DC60-* | Natural Gas | No Match |  | False | 1 |  | Up | No Match | No Match | No Match | No Match | No Match |  | No Match |  | 120000 | 96000 | 2035 |  | 125614 | 796 | 73.7 | [8 empty] | 2 | Non Federally-Regulated | 12/08/1986 |  | 01/15/1989
Rheem Sales Company, Inc. | Weatherking | GPF3.0T125-1 | Natural Gas | No Match |  | True | 1 |  | Horizontal | No Match | No Match | No Match | No Match | No Match |  | No Match |  | 125000 | 96000 |  |  | 122462 | 670 | 76.6 | [8 empty] | 4 | Non Federally-Regulated | 03/15/1989 |  | 10/10/1989
Consolidated Industries Corp. | Addison Products | GPE4.0T150-3 | Natural Gas | No Match |  | True | 1 |  | Horizontal | No Match | No Match | No Match | No Match | No Match |  | No Match |  | 150000 | 115000 |  |  | 140100 | 875 | 77.8 | [8 empty] | 4 | Non Federally-Regulated | 01/27/1988 |  | 01/15/1989
Rheem Sales Company, Inc. | Ruud | URGG-07E36CL* | Natural Gas | No Match |  | True | 1 |  | Horizontal | No Match | No Match | No Match | No Match | No Match |  | No Match |  | 75000 | 58000 |  |  | 68444 | 745 | 78.2 | [8 empty] | 4 | Non Federally-Regulated | 03/15/1989 |  | 10/10/1989
Carrier Corp. | Day & Night | 585HE036060 | Natural Gas | No Match |  | True | 1 |  | Horizontal | No Match | No Match | No Match | No Match | No Match |  | No Match |  | 60000 | 45000 | 1405 | 1075 | 61042 | 538 | 75.7 | [8 empty] | 3 | Non Federally-Regulated | 01/27/1988 |  | 01/15/1989
Rheem Sales Company, Inc. | Weatherking | GUWHC075A-D3C | Natural Gas | No Match |  | False | 1 |  | Up | No Match | No Match | No Match | No Match | No Match |  | No Match |  | 75000 | 70000 |  |  | 67604 | 872 | 90.3 | [8 empty] | 4 | Non Federally-Regulated | 01/15/1989 |  | 10/10/1989
Rheem Sales Company, Inc. | Rheem | RRGE-07E30JKR | Natural Gas | No Match |  | True | 1 |  | Horizontal | No Match | No Match | No Match | No Match | No Match |  | No Match |  | 75000 | 58000 |  |  | 68960 | 555 | 78.5 | [8 empty] | 4 | Non Federally-Regulated | 12/08/1986 |  | 06/29/1987
Magic Chef | Williams | 5D140-OH-1 | Natural Gas | No Match | False | True | 1 |  | Horizontal | No Match | No Match | No Match | No Match | No Match |  | No Match |  | 140000 | 105000 | 1950 | 1950 | 113871 | 659 | 68.2 | [8 empty] | 19 | Non Federally-Regulated | 07/26/1982 |  | 08/17/1983
Borg Warner | Fraser Johnston | FCU080EAPA | LPG | No Match | False | False | 1 |  | Up | No Match | No Match | No Match | No Match | No Match |  | No Match |  | 80000 | 61000 | 1020 | 840 | 89176 | 421 | 69 | [8 empty] | 5 | Non Federally-Regulated | 07/26/1982 |  | 08/17/1983
Rheem Sales Company, Inc. | Ruud | URGE-07E36JKR | Natural Gas | No Match |  | True | 1 |  | Horizontal | No Match | No Match | No Match | No Match | No Match |  | No Match |  | 75000 | 58000 |  |  | 68444 | 745 | 78.2 | [8 empty] | 4 | Non Federally-Regulated | 03/15/1989 |  | 10/10/1989
Rheem Sales Company, Inc. | Ruud | URGE-12E42CKR | Natural Gas | No Match |  | True | 1 |  | Horizontal | No Match | No Match | No Match | No Match | No Match |  | No Match |  | 125000 | 97000 |  |  | 118278 | 835 | 78.8 | [8 empty] | 4 | Non Federally-Regulated | 03/15/1989 |  | 10/10/1989
Consolidated Industries Corp. | Amana | GSE050DN-3C | Natural Gas | No Match |  | False | 1 |  | Horizontal | No Match | No Match | No Match | No Match | No Match |  | No Match |  | 50000 | 38000 |  |  | 42321 | 480 | 75 | [8 empty] | 3 | Non Federally-Regulated | 12/08/1986 |  | 06/29/1987
Luxaire | Westinghouse Electric | 36ECW060GB | Natural Gas | No Match | False | True | 1 |  | Horizontal | No Match | No Match | No Match | No Match | No Match |  | No Match |  | 60000 | 46200 | 1275 | 920 | 66991 | 591 | 68.3 | [8 empty] | 5 | Non Federally-Regulated | 10/13/1981 |  | 03/11/1982
Borg Warner | Moncrief | 36ECW060GA | LPG | No Match | False | True | 1 |  | Horizontal | No Match | No Match | No Match | No Match | No Match |  | No Match |  | 60000 | 46200 | 1275 | 920 | 66991 | 591 | 68.3 | [8 empty] | 5 | Non Federally-Regulated | 07/26/1982 |  | 08/17/1983
Luxaire | Fraser Johnston | 140HCDAC | Natural Gas | No Match | False | True | 1 |  | Horizontal | No Match | No Match | No Match | No Match | No Match |  | No Match |  | 140000 | 106680 | 1580 | 1505 | 135710 | 1394 | 69.1 | [8 empty] | 2 | Non Federally-Regulated | 04/02/1981 |  | 10/13/1981
Heil Quaker | Whirlpool | NHGA120LK** | Natural Gas | No Match | False | False | 1 |  | Horizontal | No Match | No Match | No Match | No Match | No Match |  | No Match |  | 120000 | 92000 | 1945 | 1300 | 115320 | 796 | 67.3 | [8 empty] | 1 | Non Federally-Regulated | 03/11/1982 |  | 07/26/1982
Rheem Sales Company, Inc. | Rheem | RRGG-05N30JK* | Natural Gas | No Match |  | True | 1 |  | Horizontal | No Match | No Match | No Match | No Match | No Match |  | No Match |  | 50000 | 39000 |  |  | 51134 | 390 | 78.8 | [8 empty] | 4 | Non Federally-Regulated | 03/15/1989 |  | 10/10/1989
Rheem Sales Company, Inc. | Weatherking | GPF2.5T050-1 | Natural Gas | No Match |  | True | 1 |  | Horizontal | No Match | No Match | No Match | No Match | No Match |  | No Match |  | 50000 | 39000 |  |  | 51134 | 390 | 78.8 | [8 empty] | 4 | Non Federally-Regulated | 03/15/1989 |  | 10/10/1989
Rheem Sales Company, Inc. | Heat Controller | TGR-240-3E-370-B | Natural Gas | No Match |  | True | 3 |  | Horizontal | No Match | No Match | No Match | No Match | No Match |  | No Match |  | 370000 | 277500 |  |  | 263514 | 2067 | 76.3 | [8 empty] | 10 | Non Federally-Regulated | 01/15/1989 |  | 03/15/1989
Rheem Sales Company, Inc. | Heat Controller | TGR-18-1E-50 | Natural Gas | No Match |  | True | 1 |  | Horizontal | No Match | No Match | No Match | No Match | No Match |  | No Match |  | 50000 | 39000 |  |  | 49568 | 345 | 78.2 | [8 empty] | 4 | Non Federally-Regulated | 01/27/1988 |  | 01/15/1989
Lennox Industries Inc. | Lennox | G12DE-110 | Natural Gas | No Match | False | False | 1 |  | Up | No Match | No Match | No Match | No Match | No Match |  | No Match |  | 109661 | 84000 | [14 empty] | Non Federally-Regulated | 08/17/1983 |  | 12/08/1986
BDP Co. | Carrier | 58DR150-B* | Natural Gas | No Match | False | False | 1 |  | Down | No Match | No Match | No Match | No Match | No Match |  | No Match |  | 120000 | 94000 | 2075 | 1850 | 133562 | 880 | 69.7 | [8 empty] | 5 | Non Federally-Regulated | 03/11/1982 |  | 07/26/1982
Rheem Sales Company, Inc. | Ruud | URGE-12E42JKR | Natural Gas | No Match |  | True | 1 |  | Horizontal | No Match | No Match | No Match | No Match | No Match |  | No Match |  | 125000 | 97000 |  |  | 118278 | 835 | 78.8 | [8 empty] | 4 | Non Federally-Regulated | 01/27/1988 |  | 01/15/1989
Heil Quaker | Dayton | 3E279A | Natural Gas | No Match | False | False | 1 |  | Up | No Match | No Match | No Match | No Match | No Match |  | No Match |  | 79681 | 60000 | 1395 | [13 empty] | Non Federally-Regulated | 08/17/1983 |  | 12/08/1986
Trane U.S. Inc. | Trane | SBHCC25*L | LPG | No Match | False | True | 3 |  | Horizontal | No Match | No Match | No Match | No Match | No Match |  | No Match |  | 235000 | 176000 | 11000 | 10000 | [12 empty] | Non Federally-Regulated | 07/26/1982 |  | 08/17/1983
Luxaire | Fraser Johnston | FCU080EANA | Natural Gas | No Match | False | False | 1 |  | Up | No Match | No Match | No Match | No Match | No Match |  | No Match |  | 80000 | 58400 | 1020 | 840 | 80336 | 375 | 68 | [8 empty] | 5 | Non Federally-Regulated | 03/11/1982 |  | 07/26/1982
Ducane | Heil Quaker | NRGF36DDH**(A) | LPG | No Match |  | True | 1 |  | Horizontal | No Match | No Match | No Match | No Match | No Match |  | No Match |  | 60000 | 48220 | 1490 | 1055 | 56288 | 835 | 79.7 | [8 empty] | 6 | Non Federally-Regulated | 01/27/1988 |  | 01/15/1989
Snyder General Corp. | McQuay | *PGHA042H125-IN-** | Natural Gas | No Match |  | True | 1 |  | Horizontal | No Match | No Match | No Match | No Match | No Match |  | No Match |  | 125000 | 93000 |  |  | 80919 | 522 | 76.1 | [8 empty] | 15 | Non Federally-Regulated | 01/27/1988 |  | 01/15/1989
Borg Warner | Fraser Johnston | 80HCDAC | LPG | No Match | False | True | 1 |  | Horizontal | No Match | No Match | No Match | No Match | No Match |  | No Match |  | 80000 | 63440 | 946 | [13 empty] | Non Federally-Regulated | 08/17/1983 |  | 12/08/1986
Rheem Sales Company, Inc. | Century | GSH100-T3NXD | Natural Gas | No Match |  | False | 1 |  | Horizontal | No Match | No Match | No Match | No Match | No Match |  | No Match |  | 100000 | 79000 |  |  | 102248 | 858 | 75.1 | [8 empty] | 3 | Non Federally-Regulated | 06/29/1987 |  | 01/15/1989
Borg Warner | Moncrief | 48ECW140UA | LPG | No Match | False | True | 1 |  | Horizontal | No Match | No Match | No Match | No Match | No Match |  | No Match |  | 140000 | 107940 | 2000 | [13 empty] | Non Federally-Regulated | 08/17/1983 |  | 12/08/1986
Borg Warner | York | 42ECW080GA | Natural Gas | No Match | False | True | 1 |  | Horizontal | No Match | No Match | No Match | No Match | No Match |  | No Match |  | 80000 | 64000 | 1275 | 995 | 88335 | 592 | 70 | [8 empty] | 5 | Non Federally-Regulated | 07/26/1982 |  | 08/17/1983
Ducane | Trane | FFHB-169D-A | LPG | No Match | False | True | 1 |  | Horizontal | No Match | No Match | No Match | No Match | No Match |  | No Match |  | 160000 | 110000 | 1980 | 1170 | 158410 | 1236 | 58 | [8 empty] | 5 | Non Federally-Regulated | 04/02/1981 |  | 10/13/1981
Snyder General Corp. | Comfortmaker | *GDE090A016-IN | Natural Gas | No Match |  | False | 1 |  | Down | No Match | No Match | No Match | No Match | No Match |  | No Match |  | 90000 | 72000 | 1670 | 1190 | 82329 | 558 | 75.5 | [8 empty] | 3 | Non Federally-Regulated | 06/29/1987 |  | 01/15/1989
Snyder General Corp. | Arcoaire | *PGH*036H100*I*** | Natural Gas | No Match |  | True | 1 |  | Horizontal | No Match | No Match | No Match | No Match | No Match |  | No Match |  | 100000 | 74000 |  |  | 81521 | 327 | 77.2 | [8 empty] | 15 | Non Federally-Regulated | 03/15/1989 |  | 10/10/1989
Magic Chef | General Electric | BGC02408C21F | Natural Gas | No Match | False | True | 1 |  | Horizontal | No Match | No Match | No Match | No Match | No Match |  | No Match |  | 80000 | 60000 | 805 | 700 | 81975 | 270 | 66.8 | [8 empty] | 19 | Non Federally-Regulated | 07/26/1982 |  | 08/17/1983
Luxaire | Fraser Johnston | 60ECW120UA | Natural Gas | No Match | False | True | 1 |  | Horizontal | No Match | No Match | No Match | No Match | No Match |  | No Match |  | 120000 | 93240 | 2030 | 1890 | 112137 | 604 | 70 | [8 empty] | 5 | Non Federally-Regulated | 04/02/1981 |  | 10/13/1981
BDP Co. | Carrier | 58DR100-B | Natural Gas | No Match | False | False | 1 |  | Down | No Match | No Match | No Match | No Match | No Match |  | No Match |  | 100000 | 77000 | 1630 | 990 | 98679 | 506 | 79.4 | [8 empty] | 11 | Non Federally-Regulated | 10/13/1981 |  | 03/11/1982
Rheem Sales Company, Inc. | Ruud | UGAC-08EA-** | Natural Gas | No Match | False | False | 1 |  | Up | No Match | No Match | No Match | No Match | No Match |  | No Match |  | 80581 | 61000 | [14 empty] | Non Federally-Regulated | 08/17/1983 |  | 12/08/1986
Consolidated Industries Corp. | Consolidated Industries Corp. | HAC075N(D,E,F)4R | Natural Gas | No Match |  | False | 1 |  | Horizontal | No Match | No Match | No Match | No Match | No Match |  | No Match |  | 75000 | 59000 |  |  | 61147 | 605 | 75.2 | [8 empty] | 3 | Non Federally-Regulated | 12/08/1986 |  | 06/29/1987
Rheem Sales Company, Inc. | Arcoaire | GHB050NDCI | Natural Gas | No Match |  | False | 1 |  | Horizontal | No Match | No Match | No Match | No Match | No Match |  | No Match |  | 50000 | 38000 |  |  | 40993 | 352 | 75.3 | [8 empty] | 3 | Non Federally-Regulated | 12/08/1986 |  | 06/29/1987
Rheem Sales Company, Inc. | Ruud | URGE-10E36JKR | Natural Gas | No Match |  | True | 1 |  | Horizontal | No Match | No Match | No Match | No Match | No Match |  | No Match |  | 100000 | 76000 |  |  | 80594 | 610 | 76.9 | [8 empty] | 4 | Non Federally-Regulated | 01/27/1988 |  | 01/15/1989
Carrier Corp. | Day & Night | 585HB060100 | Natural Gas | No Match |  | True | 1 |  | Horizontal | No Match | No Match | No Match | No Match | No Match |  | No Match |  | 100000 | 79000 | 1905 | 1495 | 103049 | 697 | 75.4 | [8 empty] | 3 | Non Federally-Regulated | 03/15/1989 |  | 10/10/1989
Rheem Sales Company, Inc. | Heat Controller | TGR-36-1E-120 | Natural Gas | No Match |  | True | 1 |  | Horizontal | No Match | No Match | No Match | No Match | No Match |  | No Match |  | 125000 | 96000 |  |  | 122462 | 670 | 76.6 | [8 empty] | 4 | Non Federally-Regulated | 01/15/1989 |  | 03/15/1989
BDP Co. | Payne | 585CP060150X | Natural Gas | No Match | False | True | 1 |  | Horizontal | No Match | No Match | No Match | No Match | No Match |  | No Match |  | 120000 | 90000 | 2195 | 1275 | 110298 | 1326 | 68.5 | [8 empty] | 3 | Non Federally-Regulated | 07/26/1982 |  | 08/17/1983
Rheem Sales Company, Inc. | Square D | GCC125EAAN | Natural Gas | No Match | False | False | 1 |  | Down | No Match | No Match | No Match | No Match | No Match |  | No Match |  | 125326 | 96000 | [14 empty] | Non Federally-Regulated | 08/17/1983 |  | 12/08/1986
Amana Refrigeration, Inc. | Amana | EPCG3612-1B (B) | Natural Gas | No Match | False | True | 1 |  | Horizontal | No Match | No Match | No Match | No Match | No Match |  | No Match |  | 100000 | 83000 |  |  | 95500 | 329 | 82.3 | [8 empty] | 22 | Non Federally-Regulated | 07/26/1982 |  | 08/17/1983
Magic Chef | Williams | EMG66R-110D2C3.5-2 | Natural Gas | No Match | False | False | 1 |  | Up | No Match | No Match | No Match | No Match | No Match |  | No Match |  | 117333 | 88000 | 1435 | [13 empty] | Non Federally-Regulated | 08/17/1983 |  | 12/08/1986
Daikin Comfort Technologies Manufacturing, L.P. | Janitrol | PG048150-3 | Natural Gas | No Match |  | True | 1 |  | Horizontal | No Match | No Match | No Match | No Match | No Match |  | No Match |  | 150000 | 115000 | 1630 | 1470 | 145706 | 830 | 75 | [8 empty] | 5 | Non Federally-Regulated | 06/29/1987 |  | 01/27/1988
Snyder General Corp. | Arcoaire | *PGD*048F075*I*** | Natural Gas | No Match |  | True | 1 |  | Down | No Match | No Match | No Match | No Match | No Match |  | No Match |  | 75000 | 59000 |  |  | 58465 | 331 | 80.2 | [8 empty] | 15 | Non Federally-Regulated | 01/15/1989 |  | 03/15/1989
Magic Chef | Airease | 3.5A80-OH-3-6 | Natural Gas | No Match | False | True | 1 |  | Horizontal | No Match | No Match | No Match | No Match | No Match |  | No Match |  | 80000 | 60000 | 1600 | 700 | 81967 | 610 | 66.8 | [8 empty] | 19 | Non Federally-Regulated | 07/26/1982 |  | 08/17/1983
Rheem Sales Company, Inc. | Rheem | RRGE-12E48DLR | Natural Gas | No Match |  | True | 1 |  | Horizontal | No Match | No Match | No Match | No Match | No Match |  | No Match |  | 125000 | 97000 |  |  | 118760 | 910 | 78.3 | [8 empty] | 4 | Non Federally-Regulated | 06/29/1987 |  | 01/27/1988
Amana Refrigeration, Inc. | Amana | EPCG3010-1C (B) | Natural Gas | No Match |  | True | 1 |  | Horizontal | No Match | No Match | No Match | No Match | No Match |  | No Match |  | 100000 | 83000 |  |  | 95500 | 329 | 82.3 | [8 empty] | 22 | Non Federally-Regulated | 12/08/1986 |  | 06/29/1987
Consolidated Industries Corp. | Premier | GHB100D-21A/E | LPG | No Match | False | True | 1 |  | Horizontal | No Match | No Match | No Match | No Match | No Match |  | No Match |  | 100000 | 72000 |  |  | 97239 | 593 | 63.8 | [8 empty] | 2 | Non Federally-Regulated | 07/26/1982 |  | 08/17/1983
Lennox Industries Inc. | Lennox | GCS10X-413-75-1G | Natural Gas | No Match |  | True | 1 |  | Horizontal | No Match | No Match | No Match | No Match | No Match |  | No Match |  | 75000 | 58000 | 1250 | 800 | 60493 | 661 | 75.7 | [8 empty] | 3 | Non Federally-Regulated | 06/29/1987 |  | 01/27/1988
York International | Fraser Johnston | DAUC-W036N100A | Natural Gas | No Match |  | True | 1 |  | Horizontal | No Match | No Match | No Match | No Match | No Match |  | No Match |  | 100000 | 81000 | 1600 | 1600 | 100034 | 1138 | 76 | [9 empty] | Non Federally-Regulated | 03/15/1989 |  | 10/10/1989
Ducane | Trane | SFDA-B506-LA | Natural Gas | No Match |  | True | 1 |  | Down | No Match | No Match | No Match | No Match | No Match |  | No Match |  | 87500 | 69600 | 4285 | 1428 | 77500 | 763 | 78 | [8 empty] | 0 | Non Federally-Regulated | 12/08/1986 |  | 06/29/1987
Heil Quaker | Dayton | 3E282B | Natural Gas | No Match | False | False | 1 |  | Up | No Match | No Match | No Match | No Match | No Match |  | No Match |  | 150131 | 115000 | 1930 | [13 empty] | Non Federally-Regulated | 08/17/1983 |  | 12/08/1986
Heil Quaker | Whirlpool | NRGF30DDB**(B) | LPG | No Match |  | True | 1 |  | Horizontal | No Match | No Match | No Match | No Match | No Match |  | No Match |  | 80000 | 62678 | 870 | 705 | 79101 | 770 | 77.3 | [8 empty] | 6 | Non Federally-Regulated | 06/29/1987 |  | 01/27/1988
Rheem Sales Company, Inc. | Rheem | RGUG-05NA-ER | Natural Gas | No Match |  | False | 1 |  | Horizontal | No Match | No Match | No Match | No Match | No Match |  | No Match |  | 50000 | 40000 |  |  | 39494 | 453 | 77.2 | [8 empty] | 4 | Non Federally-Regulated | 01/27/1988 |  | 10/10/1989
Heil Quaker | Amana | OS112DG | Oil | No Match | False | False | 1 |  | Horizontal | No Match | No Match | No Match | No Match | No Match |  | No Match |  | 140000 | 106000 | 1550 | 1115 | 128005 | 639 | 72.8 | [8 empty] | 1 | Non Federally-Regulated | 04/02/1981 |  | 10/13/1981
Magic Chef | Armstrong | EMG66R-60D2C4-2 | Natural Gas | No Match | False | False | 1 |  | Up | No Match | No Match | No Match | No Match | No Match |  | No Match |  | 60000 | 48000 | 1580 | 1285 | 64214 | 589 | 70.5 | [8 empty] | 19 | Non Federally-Regulated | 04/02/1981 |  | 08/17/1983
Consolidated Industries Corp. | Amana | GSE60DM-3 | Natural Gas | No Match | False | True | 1 |  | Horizontal | No Match | No Match | No Match | No Match | No Match |  | No Match |  | 60000 | 42000 |  |  | 49806 | 391 | 61.6 | [8 empty] | 2 | Non Federally-Regulated | 07/26/1982 |  | 08/17/1983
Consolidated Industries Corp. | Addison Products | GPE20T370-2N | Natural Gas | No Match |  | True | 3 |  | Horizontal | No Match | No Match | No Match | No Match | No Match |  | No Match |  | 370000 | 277500 |  |  | 263514 | 2067 | 76.3 | [8 empty] | 10 | Non Federally-Regulated | 01/27/1988 |  | 01/15/1989
Rheem Sales Company, Inc. | Ruud | UGYA-09EC-JT | LPG | No Match | False | True | 1 |  | Horizontal | No Match | No Match | No Match | No Match | No Match |  | No Match |  | 95420 | 75000 | [14 empty] | Non Federally-Regulated | 08/17/1983 |  | 12/08/1986
Magic Chef | Williams | CF-120-2 | Natural Gas | No Match | False | False | 1 |  | Down | No Match | No Match | No Match | No Match | No Match |  | No Match |  | 120000 | 64000 |  | 990 | 113535 | 532 | 68.3 | [8 empty] | 19 | Non Federally-Regulated | 04/02/1981 |  | 08/17/1983
Heil Quaker | Whirlpool | NUGA050AD** | Natural Gas | No Match | False | False | 1 |  | Up | No Match | No Match | No Match | No Match | No Match |  | No Match |  | 50000 | 40000 | 775 | 715 | 48448 | 298 | 80.7 | [8 empty] | 6 | Non Federally-Regulated | 07/26/1982 |  | 08/17/1983
Trane U.S. Inc. | Trane | SFHCC30*L | Natural Gas | No Match |  | True | 3 |  | Down | No Match | No Match | No Match | No Match | No Match |  | No Match |  | 350000 | 263000 | 13500 | 12000 | 301000 | 2670 | 76.5 | [9 empty] | Non Federally-Regulated | 12/08/1986 |  | 06/29/1987
Luxaire | Fraser Johnston | 36ECW060UA | Natural Gas | No Match | False | True | 1 |  | Horizontal | No Match | No Match | No Match | No Match | No Match |  | No Match |  | 60000 | 46200 | 1275 | 920 | 66991 | 591 | 68.3 | [8 empty] | 5 | Non Federally-Regulated | 04/02/1981 |  | 10/13/1981
Ducane | Day & Night | 349EAW060140-B | LPG | No Match | False | False | 1 |  | Horizontal | No Match | No Match | No Match | No Match | No Match |  | No Match |  | 138522 | 105000 | 1950 | [13 empty] | Non Federally-Regulated | 08/17/1983 |  | 12/08/1986
York International | York | D2CG048N10325 | Natural Gas | No Match |  | True | 1 |  | Horizontal | No Match | No Match | No Match | No Match | No Match |  | No Match |  | 125000 | 103000 | 1795 | 1541 | 118517 | 818 | 78.5 | [8 empty] | 58 | Non Federally-Regulated | 03/15/1989 |  | 10/10/1989
Clare Brothers | Clare Brothers | HEG-B 80-S | LPG | No Match |  | False | 1 |  | Up | No Match | No Match | No Match | No Match | No Match |  | No Match |  | 80000 | 77000 | 1000 |  | 98400 | 560 | 96 | [8 empty] | 0 | Non Federally-Regulated | 01/27/1988 |  | 01/15/1989
Borg Warner | Moncrief | FCU120FANA | Natural Gas | No Match | False | False | 1 |  | Up | No Match | No Match | No Match | No Match | No Match |  | No Match |  | 120000 | 91000 | 1460 | 1260 | 110508 | 561 | 69.5 | [8 empty] | 5 | Non Federally-Regulated | 07/26/1982 |  | 08/17/1983
Snyder General Corp. | Comfortmaker | *PGDA048H100-IM-** | Natural Gas | No Match |  | True | 1 |  | Down | No Match | No Match | No Match | No Match | No Match |  | No Match |  | 100000 | 79000 |  |  | 97887 | 470 | 80.2 | [8 empty] | 15 | Non Federally-Regulated | 06/29/1987 |  | 01/27/1988
Arkla Industries, Inc. | Arkla | UI060D13 | Natural Gas | No Match | False | False | 1 |  | Up | No Match | No Match | No Match | No Match | No Match |  | No Match |  | 60000 | 45000 | 1360 | 1230 | 69509 | 569 | 66.3 | [9 empty] | Non Federally-Regulated | 07/26/1982 |  | 08/17/1983
Amana Refrigeration, Inc. | Amana | SPCG300701A | Natural Gas | No Match |  | True | 1 |  | Horizontal | No Match | No Match | No Match | No Match | No Match |  | No Match |  | 70000 | 57000 |  |  | 57470 | 543 | 80 | [9 empty] | Non Federally-Regulated | 01/15/1989 |  | 03/15/1989
Heil Quaker | Heil | NHGE095CH | Natural Gas | No Match |  | False | 1 |  | Horizontal | No Match | No Match | No Match | No Match | No Match |  | No Match |  | 95000 | 72704 | 1550 | 1000 | 104628 | 726 | 74.5 | [8 empty] | 0 | Non Federally-Regulated | 12/08/1986 |  | 06/29/1987
Daikin Comfort Technologies Manufacturing, L.P. | Janitrol | PG024075-1 | Natural Gas | No Match |  | True | 1 |  | Horizontal | No Match | No Match | No Match | No Match | No Match |  | No Match |  | 75000 | 58000 | 815 | 720 | 61604 | 360 | 76 | [8 empty] | 5 | Non Federally-Regulated | 01/27/1988 |  | 01/15/1989
Schneider Electric (Square D Wiring Devices) | Sun Dial | GHB75D-15E | Natural Gas | No Match | False | False | 1 |  | Horizontal | No Match | No Match | No Match | No Match | No Match |  | No Match |  | 75000 | 54000 |  |  | 73459 | 598 | 62.6 | [8 empty] | 2 | Non Federally-Regulated | 07/26/1982 |  | 08/17/1983
Magic Chef | Airease | EG7B60DC36-* | Natural Gas | No Match |  | False | 1 |  | Down | No Match | No Match | No Match | No Match | No Match |  | No Match |  | 60000 | 52000 | 1360 | 960 | 62404 | 467 | 85.8 | [8 empty] | 2 | Non Federally-Regulated | 12/08/1986 |  | 06/29/1987
Amana Refrigeration, Inc. | Amana | EPCG3612-1B (C) | LPG | No Match | False | True | 1 |  | Horizontal | No Match | No Match | No Match | No Match | No Match |  | No Match |  | 120000 | 98000 |  |  | 114000 | 434 | 82.7 | [8 empty] | 22 | Non Federally-Regulated | 07/26/1982 |  | 08/17/1983
Borg Warner | Moncrief | DACC-W060N102A | Natural Gas | No Match |  | True | 1 |  | Horizontal | No Match | No Match | No Match | No Match | No Match |  | No Match |  | 102400 | 83000 | 2210 | 2095 | 94482 | 1040 | 81 | [9 empty] | Non Federally-Regulated | 12/08/1986 |  | 06/29/1987
SJC Corp. | Janitrol | RT 48-100-51T | Natural Gas | No Match | False | True | 1 |  | Horizontal | No Match | No Match | No Match | No Match | No Match |  | No Match |  | 100000 | 77000 | 1620 | 950 | 82523 | 767 | 74.4 | [9 empty] | Non Federally-Regulated | 04/02/1981 |  | 10/13/1981
Magic Chef | Williams | EG6B60DC36-1 | Natural Gas | No Match | False | False | 1 |  | Up | No Match | No Match | No Match | No Match | No Match |  | No Match |  | 60502 | 53000 | 1380 | [13 empty] | Non Federally-Regulated | 08/17/1983 |  | 12/08/1986
Heil Quaker | Dayton | 3C589(A) | Natural Gas | No Match |  | True | 1 |  | Horizontal | No Match | No Match | No Match | No Match | No Match |  | No Match |  | 80000 | 66720 | 2000 | 1675 | 75040 | 1164 | 79.7 | [8 empty] | 6 | Non Federally-Regulated | 12/08/1986 |  | 06/29/1987
Rheem Sales Company, Inc. | Addison Products | GU125-FWDI5 | Natural Gas | No Match | False | False | 1 |  | Up | No Match | No Match | No Match | No Match | No Match |  | No Match |  | 125000 | 96000 |  |  | 137466 | 702 | 68.2 | [8 empty] | 4 | Non Federally-Regulated | 10/13/1981 |  | 08/17/1983
Ducane | Climate Control | 0L125116B | Oil | No Match | False | False | 1 |  | Up | No Match | No Match | No Match | No Match | No Match |  | No Match |  | 156045 | 122000 | 1654 | 1458 | 138548 | 985 | 78 | [8 empty] | 5 | Non Federally-Regulated | 07/26/1982 |  | 08/17/1983
Heil Quaker | Tempstar | NUGI060CG** | Natural Gas | No Match |  | False | 1 |  | Up | No Match | No Match | No Match | No Match | No Match |  | No Match |  | 60000 | 47580 | 1480 | 700 | 62907 | 408 | 73.5 | [8 empty] | 4 | Non Federally-Regulated | 01/27/1988 |  | 01/15/1989
Luxaire | Fraser Johnston | GCH060FF | Natural Gas | No Match | False | False | 1 |  | Horizontal | No Match | No Match | No Match | No Match | No Match |  | No Match |  | 60000 | 47760 | 1190 | 700 | 63004 | 815 | 70 | [8 empty] | 5 | Non Federally-Regulated | 04/02/1981 |  | 10/13/1981
Consolidated Industries Corp. | Addison Products | GPF5.0T150-4 | Natural Gas | No Match |  | True | 1 |  | Horizontal | No Match | No Match | No Match | No Match | No Match |  | No Match |  | 150000 | 117000 |  |  | 137154 | 1435 | 78.2 | [8 empty] | 4 | Non Federally-Regulated | 01/27/1988 |  | 01/15/1989
Heil Quaker | Whirlpool | NUGF080AG01 | Natural Gas | No Match | False | False | 1 |  | Up | No Match | No Match | No Match | No Match | No Match |  | No Match |  | 80000 | 60000 | 1395 | 900 | 89233 | 932 | 68.1 | [8 empty] | 1 | Non Federally-Regulated | 04/02/1981 |  | 08/17/1983
Heil Quaker | Whirlpool | NRGF36DDH**(A) | Natural Gas | No Match |  | True | 1 |  | Horizontal | No Match | No Match | No Match | No Match | No Match |  | No Match |  | 60000 | 48220 | 1490 | 1055 | 56288 | 835 | 79.7 | [8 empty] | 6 | Non Federally-Regulated | 03/15/1989 |  | 10/10/1989
Lennox Industries Inc. | Lennox | GSR14Q4/5-100 | Natural Gas | No Match |  | False | 1 |  | Down | No Match | No Match | No Match | No Match | No Match |  | No Match |  | 100000 | 92000 | 1925 | 1235 | 86414 | 626 | 90.2 | [8 empty] | 3 | Non Federally-Regulated | 12/08/1986 |  | 10/10/1989
Rheem Sales Company, Inc. | Rheem | RGBC-10KC | Natural Gas | No Match | False | False | 1 |  | Up | No Match | No Match | No Match | No Match | No Match |  | No Match |  | 100000 | 78000 |  |  | 109982 | 672 | 70.7 | [8 empty] | 4 | Non Federally-Regulated | 04/02/1981 |  | 08/17/1983
Rheem Sales Company, Inc. | Century | TGR36-3G-70 | Natural Gas | No Match |  | True | 1 |  | Horizontal | No Match | No Match | No Match | No Match | No Match |  | No Match |  | 75000 | 58000 |  |  | 68444 | 745 | 78.2 | [8 empty] | 4 | Non Federally-Regulated | 03/15/1989 |  | 10/10/1989
Luxaire | Westinghouse Electric | FGHF133MAN | Natural Gas | No Match | False | True | 1 |  | Horizontal | No Match | No Match | No Match | No Match | No Match |  | No Match |  | 133000 | 100814 |  |  | 147974 | 599 | 65.5 | [8 empty] | 2 | Non Federally-Regulated | 10/13/1981 |  | 03/11/1982
York International | Fraser Johnston | DAUC-W060P100A | LPG | No Match |  | True | 1 |  | Horizontal | No Match | No Match | No Match | No Match | No Match |  | No Match |  | 100000 | 81000 | 2340 | 2340 | 98177 | 1239 | 77.1 | [9 empty] | Non Federally-Regulated | 06/29/1987 |  | 01/27/1988
York International | Fraser Johnston | DAUC-T048N125A | Natural Gas | No Match |  | True | 1 |  | Horizontal | No Match | No Match | No Match | No Match | No Match |  | No Match |  | 125000 | 99000 | 1905 | 1905 | 122384 | 1150 | 75.1 | [9 empty] | Non Federally-Regulated | 03/15/1989 |  | 10/10/1989
John Zink | John Zink | RBG-1802-23-2801-HC | Natural Gas | No Match | False | True | 3 |  | Horizontal | No Match | No Match | No Match | No Match | No Match |  | No Match |  | 280000 | 224000 | 6000 | [13 empty] | Non Federally-Regulated | 08/17/1983 |  | 12/08/1986
Lennox Industries Inc. | Lennox | DMS4-300-350,352 | Natural Gas | No Match | False | True | 3 |  | Horizontal | No Match | No Match | No Match | No Match | No Match |  | No Match |  | 350000 | 262500 | 10000 | 6000 | [11 empty] | 20 | Non Federally-Regulated | 10/13/1981 |  | 03/11/1982
Ducane | Payne | 390C-048125 | Oil | No Match | False | False | 1 |  | Up | No Match | No Match | No Match | No Match | No Match |  | No Match |  | 150253 | 119000 | 1630 | [13 empty] | Non Federally-Regulated | 08/17/1983 |  | 12/08/1986
Magic Chef | Gaffers & Sattler | 5A120-OH-1-5 | Natural Gas | No Match | False | True | 1 |  | Horizontal | No Match | No Match | No Match | No Match | No Match |  | No Match |  | 120000 | 90000 | 1950 | 1950 | 113043 | 618 | 68.3 | [8 empty] | 19 | Non Federally-Regulated | 10/13/1981 |  | 03/11/1982
Luxaire | Westinghouse Electric | IE042CCVON | Natural Gas | No Match | False | True | 1 |  | Horizontal | No Match | No Match | No Match | No Match | No Match |  | No Match |  | 100000 | 76900 | 1275 | 995 | 92105 | 518 | 70 | [8 empty] | 5 | Non Federally-Regulated | 10/13/1981 |  | 03/11/1982
Climate Control / Snyder General | Climate Control | *PGDA036G075-L* | LPG | No Match |  | True | 1 |  | Down | No Match | No Match | No Match | No Match | No Match |  | No Match |  | 75000 | 59000 |  |  | 58465 | 331 | 80.2 | [8 empty] | 15 | Non Federally-Regulated | 12/08/1986 |  | 06/29/1987
Rheem Sales Company, Inc. | Arcoaire | *PGHA030G075-IM-** | Natural Gas | No Match |  | True | 1 |  | Horizontal | No Match | No Match | No Match | No Match | No Match |  | No Match |  | 75000 | 55000 |  |  | 61990 | 166 | 76.5 | [8 empty] | 15 | Non Federally-Regulated | 01/27/1988 |  | 01/15/1989
Magic Chef | Armstrong | 24C80-5 | Natural Gas | No Match | False | True | 1 |  | Horizontal | No Match | No Match | No Match | No Match | No Match |  | No Match |  | 79893 | 60000 | 805 | [13 empty] | Non Federally-Regulated | 08/17/1983 |  | 12/08/1986
Heil Quaker | Heil | NUGF047AG** | Natural Gas | No Match | False | False | 1 |  | Up | No Match | No Match | No Match | No Match | No Match |  | No Match |  | 47323 | 38000 | 1380 | [13 empty] | Non Federally-Regulated | 08/17/1983 |  | 12/08/1986
Amana Refrigeration, Inc. | Amana | EPCG4812-1D (A) | Natural Gas | No Match |  | True | 1 |  | Horizontal | No Match | No Match | No Match | No Match | No Match |  | No Match |  | 80000 | 68000 |  |  | 74646 | 347 | 84 | [8 empty] | 22 | Non Federally-Regulated | 06/29/1987 |  | 01/27/1988
Rheem Sales Company, Inc. | Rheem | RGAC-17KC | Natural Gas | No Match | False | False | 1 |  | Up | No Match | No Match | No Match | No Match | No Match |  | No Match |  | 175000 | 135000 |  |  | 178318 | 1021 | 69.7 | [8 empty] | 4 | Non Federally-Regulated | 03/11/1982 |  | 08/17/1983
Luxaire | Fraser Johnston | 120CE48BNL | Natural Gas | No Match | False | False | 1 |  | Up | No Match | No Match | No Match | No Match | No Match |  | No Match |  | 120000 | 94440 | 1530 | 1225 | 130069 | 770 | 70.3 | [8 empty] | 5 | Non Federally-Regulated | 03/11/1982 |  | 07/26/1982
Luxaire | Luxaire | 42ECW080GB | Natural Gas | No Match | False | True | 1 |  | Horizontal | No Match | No Match | No Match | No Match | No Match |  | No Match |  | 80000 | 64000 | 1275 | 995 | 88335 | 592 | 70 | [8 empty] | 5 | Non Federally-Regulated | 04/02/1981 |  | 10/13/1981
Rheem Sales Company, Inc. | Ruud | UGAC-04EAB** | Natural Gas | No Match | False | False | 1 |  | Up | No Match | No Match | No Match | No Match | No Match |  | No Match |  | 45333 | 34000 | [14 empty] | Non Federally-Regulated | 08/17/1983 |  | 12/08/1986
Carrier Corp. | Carrier | 48HDT006 | Natural Gas | No Match |  | True | 1 |  | Down | No Match | No Match | No Match | No Match | No Match |  | No Match |  | 120000 | 92400 | 2000 |  | 96960 | 841 | 76 | [8 empty] | 0 | Non Federally-Regulated | 01/15/1989 |  | 03/15/1989
Carrier Corp. | Payne | 580AN036100-B | Natural Gas | No Match |  | True | 1 |  | Horizontal | No Match | No Match | No Match | No Match | No Match |  | No Match |  | 100000 | 78000 |  |  | 97418 | 1056 | 78.5 | [8 empty] | 3 | Non Federally-Regulated | 03/15/1989 |  | 10/10/1989
Amana Refrigeration, Inc. | Amana | EPCG6012-3B (C) | Natural Gas | No Match | False | True | 1 |  | Horizontal | No Match | No Match | No Match | No Match | No Match |  | No Match |  | 120000 | 101822 |  |  | 111120 | 792 | 83.7 | [8 empty] | 22 | Non Federally-Regulated | 10/13/1981 |  | 03/11/1982
Snyder General Corp. | McQuay | *PGHA048G100-IL-** | LPG | No Match |  | True | 1 |  | Horizontal | No Match | No Match | No Match | No Match | No Match |  | No Match |  | 100000 | 74000 |  |  | 80919 | 408 | 77.4 | [8 empty] | 15 | Non Federally-Regulated | 06/29/1987 |  | 01/27/1988
Carrier Corp. | Day & Night | 580B*V048115 | Natural Gas | No Match |  | True | 1 |  | Down | No Match | No Match | No Match | No Match | No Match |  | No Match |  | 115000 | 90850 | 1475 | 1230 | 102810 | 372 | 76.1 | [8 empty] | 3 | Non Federally-Regulated | 03/15/1989 |  | 10/10/1989
Ducane | Moncrief | P2HSD07N08001A | Natural Gas | No Match | False | False | 1 |  | Horizontal | No Match | No Match | No Match | No Match | No Match |  | No Match |  | 80000 | 59000 | 720 | 465 | 71622 | 522 | 64.6 | [8 empty] | 5 | Non Federally-Regulated | 07/26/1982 |  | 08/17/1983
Luxaire | Fraser Johnston | 80CEH0BNL | Natural Gas | No Match | False | False | 1 |  | Up | No Match | No Match | No Match | No Match | No Match |  | No Match |  | 80000 | 61760 |  |  | 86836 | 673 | 70.3 | [8 empty] | 2 | Non Federally-Regulated | 04/02/1981 |  | 10/13/1981
Trane U.S. Inc. | Trane | BLU112L960A | Natural Gas | No Match |  | False | 1 |  | Up | No Match | No Match | No Match | No Match | No Match |  | No Match |  | 112000 | 89000 | 2075 | 1025 | 102700 | 944 | 74.8 | [8 empty] | 0 | Non Federally-Regulated | 12/08/1986 |  | 06/29/1987
Carrier Corp. | Payne | 395BAW060095 | Natural Gas | No Match |  | False | 1 |  | Up | No Match | No Match | No Match | No Match | No Match |  | No Match |  | 114000 | 93000 |  |  | 95625 | 852 | 80.7 | [8 empty] | 5 | Non Federally-Regulated | 12/08/1986 |  | 01/27/1988
Ducane | York | P1HSD19P08001A | LPG | No Match | False | True | 1 |  | Horizontal | No Match | No Match | No Match | No Match | No Match |  | No Match |  | 80000 | 57000 | 1970 | 800 | 77846 | 621 | 59 | [8 empty] | 5 | Non Federally-Regulated | 07/26/1982 |  | 08/17/1983
Rheem Sales Company, Inc. | Heat Controller | TGR-36-1X-70 | Natural Gas | No Match |  | True | 1 |  | Horizontal | No Match | No Match | No Match | No Match | No Match |  | No Match |  | 75000 | 58000 |  |  | 68444 | 745 | 78.2 | [8 empty] | 4 | Non Federally-Regulated | 03/15/1989 |  | 10/10/1989
Rheem Sales Company, Inc. | Square D | GUC125ECJN | Natural Gas | No Match | False | False | 1 |  | Up | No Match | No Match | No Match | No Match | No Match |  | No Match |  | 125000 | 96000 |  |  | 136775 | 760 | 68.3 | [8 empty] | 4 | Non Federally-Regulated | 03/11/1982 |  | 07/26/1982
BDP Co. | Carrier | 48GL03630, 31 | LPG | No Match | False | True | 1 |  | Horizontal | No Match | No Match | No Match | No Match | No Match |  | No Match |  | 60000 | 45000 | 1255 | 895 | 66759 | 679 | 68.3 | [8 empty] | 3 | Non Federally-Regulated | 10/13/1981 |  | 03/11/1982
Rheem Sales Company, Inc. | Ruud | UGMC-08EA | Natural Gas | No Match | False | False | 1 |  | Down | No Match | No Match | No Match | No Match | No Match |  | No Match |  | 80000 | 61000 |  |  | 90639 | 575 | 68.5 | [8 empty] | 3 | Non Federally-Regulated | 04/02/1981 |  | 08/17/1983
Amana Refrigeration, Inc. | Amana | EPCG6012-3D (C) | LPG | No Match | False | True | 1 |  | Horizontal | No Match | No Match | No Match | No Match | No Match |  | No Match |  | 116471 | 99000 | [14 empty] | Non Federally-Regulated | 08/17/1983 |  | 12/08/1986
Rheem Sales Company, Inc. | Rheem | RGLC-10NC-J* | LPG | No Match |  | False | 1 |  | Down | No Match | No Match | No Match | No Match | No Match |  | No Match |  | 100000 | 80000 |  |  | 97823 | 807 | 79 | [8 empty] | 4 | Non Federally-Regulated | 12/08/1986 |  | 01/27/1988
Lennox Industries Inc. | Lennox | GCS9-513-120A-2Y | Natural Gas | No Match |  | True | 1 |  | Horizontal | No Match | No Match | No Match | No Match | No Match |  | No Match |  | 120000 | 93000 | 1915 | 1295 | 100161 | 749 | 77.4 | [8 empty] | 3 | Non Federally-Regulated | 03/15/1989 |  | 10/10/1989
Luxaire | Westinghouse Electric | FGHF095EAN | Natural Gas | No Match | False | False | 1 |  | Horizontal | No Match | No Match | No Match | No Match | No Match |  | No Match |  | 95000 | 72485 | 1200 | 1000 | 92489 | 776 | 67.9 | [8 empty] | 5 | Non Federally-Regulated | 04/02/1981 |  | 10/13/1981
BDP Co. | Payne | 585CE048100X | Natural Gas | No Match | False | True | 1 |  | Horizontal | No Match | No Match | No Match | No Match | No Match |  | No Match |  | 80000 | 60000 | 1775 | 1365 | 88624 | 983 | 68.5 | [8 empty] | 325 | Non Federally-Regulated | 04/02/1981 |  | 10/13/1981
Consolidated Industries Corp. | Consolidated Industries Corp. | HAC080P(D,E,F,K)0T | LPG | No Match | False | False | 1 |  | Horizontal | No Match | No Match | No Match | No Match | No Match |  | No Match |  | 80255 | 63000 | [14 empty] | Non Federally-Regulated | 08/17/1983 |  | 12/08/1986
Schneider Electric (Square D Wiring Devices) | Sun Dial | GHB120D-37E | LPG | No Match | False | False | 1 |  | Horizontal | No Match | No Match | No Match | No Match | No Match |  | No Match |  | 119481 | 92000 | [14 empty] | Non Federally-Regulated | 08/17/1983 |  | 12/08/1986
Rheem Sales Company, Inc. | Ruud | URGG-05N24JK* | Natural Gas | No Match |  | True | 1 |  | Horizontal | No Match | No Match | No Match | No Match | No Match |  | No Match |  | 50000 | 39000 |  |  | 49568 | 345 | 78.2 | [8 empty] | 4 | Non Federally-Regulated | 03/15/1989 |  | 10/10/1989
Luxaire | Moncrief | 30ECW060GA | Natural Gas | No Match | False | True | 1 |  | Horizontal | No Match | No Match | No Match | No Match | No Match |  | No Match |  | 60000 | 47880 | 920 | 760 | 64878 | 443 | 70 | [8 empty] | 5 | Non Federally-Regulated | 10/13/1981 |  | 03/11/1982
Rheem Sales Company, Inc. | Comfortmaker | CGUD100A020-IL | LPG | No Match |  | False | 1 |  | Up | No Match | No Match | No Match | No Match | No Match |  | No Match |  | 100000 | 80000 | 1770 | 1245 | 103114 | 744 | 75.2 | [8 empty] | 3 | Non Federally-Regulated | 12/08/1986 |  | 06/29/1987
Carrier Corp. | Payne | 579J(P,E)060125 | Natural Gas | No Match |  | True | 1 |  | Horizontal | No Match | No Match | No Match | No Match | No Match |  | No Match |  | 125000 | 94000 |  |  | 123921 | 870 | 75.7 | [8 empty] | 3 | Non Federally-Regulated | 01/15/1989 |  | 03/15/1989
Luxaire | Moncrief | 42ECW120UA | Natural Gas | No Match | False | True | 1 |  | Horizontal | No Match | No Match | No Match | No Match | No Match |  | No Match |  | 120000 | 93480 | 1275 | 995 | 112450 | 606 | 70 | [8 empty] | 5 | Non Federally-Regulated | 10/13/1981 |  | 03/11/1982
Carrier Corp. | Payne | 395BAW036060 | LPG | No Match |  | False | 1 |  | Up | No Match | No Match | No Match | No Match | No Match |  | No Match |  | 71000 | 57000 |  |  | 66790 | 690 | 80.4 | [8 empty] | 5 | Non Federally-Regulated | 12/08/1986 |  | 01/27/1988
Consolidated Industries Corp. | Addison Products | GUWHE140B-D5H | LPG | No Match |  | False | 1 |  | Up | No Match | No Match | No Match | No Match | No Match |  | No Match |  | 140000 | 112000 |  |  | 136917 | 1097 | 80.2 | [8 empty] | 4 | Non Federally-Regulated | 01/27/1988 |  | 01/15/1989
Trane U.S. Inc. | American Standard, Inc. | YCD060A(3,4)HOA | Natural Gas | No Match |  | True | 1 |  | Down | No Match | No Match | No Match | No Match | No Match |  | No Match |  | 135000 | 102000 |  |  | 120800 | 856 | 77 | [8 empty] | 0 | Non Federally-Regulated | 01/15/1989 |  | 03/15/1989
Magic Chef | Williams | 3.5A80-OH-3-6 | Natural Gas | No Match | False | True | 1 |  | Horizontal | No Match | No Match | No Match | No Match | No Match |  | No Match |  | 78844 | 60000 | 1600 | [13 empty] | Non Federally-Regulated | 08/17/1983 |  | 12/08/1986
BDP Co. | Carrier | 58SE125-8 | LPG | No Match | False | False | 1 |  | Up | No Match | No Match | No Match | No Match | No Match |  | No Match |  | 125000 | 98000 | 2110 | 1543 | 116096 | 773 | 80.5 | [8 empty] | 11 | Non Federally-Regulated | 07/26/1982 |  | 08/17/1983
Luxaire | Fraser Johnston | 48ECW140UA | Natural Gas | No Match | False | True | 1 |  | Horizontal | No Match | No Match | No Match | No Match | No Match |  | No Match |  | 140000 | 107940 | 2000 | 1485 | 133579 | 644 | 70 | [8 empty] | 5 | Non Federally-Regulated | 10/13/1981 |  | 03/11/1982
Gaffers & Sattler | York | D1YD060N14006A | Natural Gas | No Match | False | True | 1 |  | Horizontal | No Match | No Match | No Match | No Match | No Match |  | No Match |  | 140000 | 102000 | 1950 | 1950 | 138171 | 659 | 68.2 | [8 empty] | 19 | Non Federally-Regulated | 04/02/1981 |  | 10/13/1981
BDP Co. | Day & Night | 585EJ042100 | Natural Gas | No Match | False | True | 1 |  | Horizontal | No Match | No Match | No Match | No Match | No Match |  | No Match |  | 80357 | 63000 | 1415 | [13 empty] | Non Federally-Regulated | 08/17/1983 |  | 12/08/1986
Ducane | Lennox | GS11Q5E-140-3NLT | Natural Gas | No Match | False | True | 1 |  | Horizontal | No Match | No Match | No Match | No Match | No Match |  | No Match |  | 140000 | 97000 | 2360 | 1390 | 159365 | 1074 | 58 | [8 empty] | 5 | Non Federally-Regulated | 04/02/1981 |  | 10/13/1981
Snyder General Corp. | McQuay | *PGDA060F075-IM-** | Natural Gas | No Match |  | True | 1 |  | Down | No Match | No Match | No Match | No Match | No Match |  | No Match |  | 75000 | 59000 |  |  | 58465 | 331 | 80.2 | [8 empty] | 15 | Non Federally-Regulated | 01/27/1988 |  | 01/15/1989
Consolidated Industries Corp. | Goettl | HCC040ND3RX | Natural Gas | No Match |  | False | 1 |  | Horizontal | No Match | No Match | No Match | No Match | No Match |  | No Match |  | 40000 | 32000 |  |  | 40083 | 398 | 76.6 | [8 empty] | 3 | Non Federally-Regulated | 01/27/1988 |  | 10/10/1989
Rheem Sales Company, Inc. | Ruud | UGAA-15KA | Natural Gas | No Match | False | False | 1 |  | Up | No Match | No Match | No Match | No Match | No Match |  | No Match |  | 150000 | 113000 |  |  | 161780 | 900 | 67.4 | [8 empty] | 3 | Non Federally-Regulated | 04/02/1981 |  | 08/17/1983
Ducane | Payne | 349EAW060140 | Natural Gas | No Match | False | False | 1 |  | Horizontal | No Match | No Match | No Match | No Match | No Match |  | No Match |  | 140000 | 97000 | 1950 | 1130 | 160264 | 921 | 58 | [8 empty] | 5 | Non Federally-Regulated | 04/02/1981 |  | 08/17/1983
Rheem Sales Company, Inc. | Arcoaire | *GDE113A020-IL | LPG | No Match |  | False | 1 |  | Down | No Match | No Match | No Match | No Match | No Match |  | No Match |  | 113000 | 91000 | 1935 | 1420 | 103864 | 676 | 74.9 | [8 empty] | 3 | Non Federally-Regulated | 01/27/1988 |  | 01/15/1989
Heil Quaker | Sears | 867.7635 | Natural Gas | No Match | False | False | 1 |  | Up | No Match | No Match | No Match | No Match | No Match |  | No Match |  | 150000 | 113000 | 1660 | 1020 | 158730 | 1020 | 68.4 | [8 empty] | 1 | Non Federally-Regulated | 04/02/1981 |  | 08/17/1983
Magic Chef | Airease | CF100AC4-3 | Natural Gas | No Match | False | False | 1 |  | Down | No Match | No Match | No Match | No Match | No Match |  | No Match |  | 100000 | 80000 | 1500 | 825 | 91576 | 574 | 66.9 | [8 empty] | 19 | Non Federally-Regulated | 04/02/1981 |  | 08/17/1983
Luxaire | Westinghouse Electric | 60CEH0BNL | Natural Gas | No Match | False | False | 1 |  | Up | No Match | No Match | No Match | No Match | No Match |  | No Match |  | 60000 | 45660 |  |  | 63297 | 497 | 74.1 | [8 empty] | 8 | Non Federally-Regulated | 10/13/1981 |  | 03/11/1982
Lennox Industries Inc. | Lennox | GCS9-511-150A-2P | Natural Gas | No Match |  | True | 1 |  | Horizontal | No Match | No Match | No Match | No Match | No Match |  | No Match |  | 150000 | 114000 | 1915 | 1295 | 142345 | 1110 | 76.1 | [8 empty] | 3 | Non Federally-Regulated | 01/15/1989 |  | 03/15/1989
Magic Chef | Williams | 3.5A60-OH-3-6 | Natural Gas | No Match | False | True | 1 |  | Horizontal | No Match | No Match | No Match | No Match | No Match |  | No Match |  | 60000 | 45000 | 1600 | 520 | 69097 | 655 | 68.9 | [8 empty] | 19 | Non Federally-Regulated | 10/13/1981 |  | 03/11/1982
Snyder General Corp. | Comfortmaker | *PGHA048H100-IN-** | Natural Gas | No Match |  | True | 1 |  | Horizontal | No Match | No Match | No Match | No Match | No Match |  | No Match |  | 100000 | 74000 |  |  | 80919 | 408 | 77.4 | [8 empty] | 15 | Non Federally-Regulated | 06/29/1987 |  | 01/27/1988
Rheem Sales Company, Inc. | Ruud | URGF-250125D | Natural Gas | No Match |  | True | 3 |  | Down | No Match | No Match | No Match | No Match | No Match |  | No Match |  | 250000 | 199733 |  |  | 249547 | 3022 | 79.3 | [8 empty] | 6 | Non Federally-Regulated | 03/15/1989 |  | 10/10/1989
Heil Quaker | Heil | NRGF42DBB**(B) | Natural Gas | No Match |  | True | 1 |  | Horizontal | No Match | No Match | No Match | No Match | No Match |  | No Match |  | 80000 | 65360 | 1490 | 1055 | 77903 | 853 | 78.1 | [8 empty] | 6 | Non Federally-Regulated | 06/29/1987 |  | 01/27/1988
Luxaire | Luxaire | 36ECW060UA | Natural Gas | No Match | False | True | 1 |  | Horizontal | No Match | No Match | No Match | No Match | No Match |  | No Match |  | 60000 | 46200 | 1275 | 920 | 66991 | 591 | 68.3 | [8 empty] | 5 | Non Federally-Regulated | 10/13/1981 |  | 03/11/1982
Carrier Corp. | Day & Night | 580AN060120-B | Natural Gas | No Match |  | True | 1 |  | Down | No Match | No Match | No Match | No Match | No Match |  | No Match |  | 120000 | 94000 |  |  | 114748 | 1763 | 78.5 | [8 empty] | 3 | Non Federally-Regulated | 03/15/1989 |  | 10/10/1989
Snyder General Corp. | Comfortmaker | *PGDA036H100-IL-** | LPG | No Match |  | True | 1 |  | Down | No Match | No Match | No Match | No Match | No Match |  | No Match |  | 100000 | 79000 |  |  | 97887 | 470 | 80.2 | [8 empty] | 15 | Non Federally-Regulated | 06/29/1987 |  | 01/27/1988
York International | Fraser Johnston | DAUC-T120N245 | Natural Gas | No Match |  | True | 3 |  | Horizontal | No Match | No Match | No Match | No Match | No Match |  | No Match |  | 245000 | 194000 | 4500 | 3750 | 231709 | 2940 | 80 | [8 empty] | 58 | Non Federally-Regulated | 03/15/1989 |  | 10/10/1989
Amana Refrigeration, Inc. | Amana | EPCG4822-3C (B) | Natural Gas | No Match | False | True | 1 |  | Horizontal | No Match | No Match | No Match | No Match | No Match |  | No Match |  | 100000 | 85516 |  |  | 79154 | 765 | 84.2 | [8 empty] | 22 | Non Federally-Regulated | 04/02/1981 |  | 10/13/1981
Carrier Corp. | Day & Night | 398AAW048080 | Natural Gas | No Match |  | False | 1 |  | Up | No Match | No Match | No Match | No Match | No Match |  | No Match |  | 88000 | 81000 |  |  | 85435 | 608 | 91.3 | [8 empty] | 5 | Non Federally-Regulated | 01/27/1988 |  | 03/15/1989
Heil Quaker | Heil | NRGF42DBB**(B) | Natural Gas | No Match |  | True | 1 |  | Horizontal | No Match | No Match | No Match | No Match | No Match |  | No Match |  | 80000 | 65360 | 1490 | 1055 | 77903 | 853 | 78.1 | [8 empty] | 6 | Non Federally-Regulated | 12/08/1986 |  | 06/29/1987
BDP Co. | Carrier | 48GL04230 | Natural Gas | No Match | False | True | 1 |  | Horizontal | No Match | No Match | No Match | No Match | No Match |  | No Match |  | 60000 | 45000 | 1385 | 775 | 66540 | 723 | 68.5 | [8 empty] | 325 | Non Federally-Regulated | 04/02/1981 |  | 10/13/1981
Rheem Sales Company, Inc. | Addison Products | GU80G-DI3P | LPG | No Match | False | False | 1 |  | Up | No Match | No Match | No Match | No Match | No Match |  | No Match |  | 80000 | 61000 |  |  | 87500 | 654 | 70.7 | [8 empty] | 4 | Non Federally-Regulated | 07/26/1982 |  | 08/17/1983
Lennox Industries Inc. | Lennox | G12RD2E-55 | Natural Gas | No Match | False | False | 1 |  | Down | No Match | No Match | No Match | No Match | No Match |  | No Match |  | 55482 | 42000 | 690 | [13 empty] | Non Federally-Regulated | 08/17/1983 |  | 12/08/1986
Rheem Sales Company, Inc. | Arcoaire | *PGDA060G100-IN-** | Natural Gas | No Match |  | True | 1 |  | Down | No Match | No Match | No Match | No Match | No Match |  | No Match |  | 100000 | 79000 |  |  | 97887 | 470 | 80.2 | [8 empty] | 15 | Non Federally-Regulated | 01/27/1988 |  | 01/15/1989
Rheem Sales Company, Inc. | Rheem | RRGE-15E48CLR | Natural Gas | No Match |  | True | 1 |  | Horizontal | No Match | No Match | No Match | No Match | No Match |  | No Match |  | 150000 | 115000 |  |  | 140100 | 875 | 77.8 | [8 empty] | 4 | Non Federally-Regulated | 06/29/1987 |  | 01/27/1988
Carrier Corp. | Payne | 585JP048125 | Natural Gas | No Match |  | True | 1 |  | Horizontal | No Match | No Match | No Match | No Match | No Match |  | No Match |  | 125000 | 94000 | 1905 | 1385 | 124031 | 827 | 75.2 | [8 empty] | 3 | Non Federally-Regulated | 01/27/1988 |  | 01/15/1989
Carrier Corp. | Carrier | 48DR0165 | LPG | No Match | False | True | 3 |  | Down | No Match | No Match | No Match | No Match | No Match |  | No Match |  | 270000 | 216000 | 7500 | 5000 | [11 empty] | 25 | Non Federally-Regulated | 07/26/1982 |  | 08/17/1983
Rheem Sales Company, Inc. | Rheem | RGVA-09EA-AR | Natural Gas | No Match | False | True | 1 |  | Horizontal | No Match | No Match | No Match | No Match | No Match |  | No Match |  | 94682 | 73000 | [14 empty] | Non Federally-Regulated | 08/17/1983 |  | 12/08/1986
Consolidated Industries Corp. | Premier | HAC140PF5R | LPG | No Match | False | False | 1 |  | Horizontal | No Match | No Match | No Match | No Match | No Match |  | No Match |  | 140078 | 108000 | [14 empty] | Non Federally-Regulated | 08/17/1983 |  | 12/08/1986
AAON, Inc. | Aaon | 227*-120-1*G-*3 | Natural Gas | No Match |  | True | 1 |  | Down | No Match | No Match | No Match | No Match | No Match |  | No Match |  | 150000 | 128550 | 4400 | 3500 | 125850 | 1208 | 81.7 | [8 empty] | 4 | Non Federally-Regulated | 01/15/1989 |  | 03/15/1989
Amana Refrigeration, Inc. | Amana | GHE80-4C | Natural Gas | No Match |  | False | 1 |  | Up | No Match | No Match | No Match | No Match | No Match |  | No Match |  | 80000 | 62480 | 1615 | 1250 | 80779 | 648 | 75.8 | [8 empty] | 4 | Non Federally-Regulated | 01/27/1988 |  | 01/15/1989
Snyder General Corp. | Comfortmaker | *PGHA060F100-IL-** | LPG | No Match |  | True | 1 |  | Horizontal | No Match | No Match | No Match | No Match | No Match |  | No Match |  | 100000 | 74000 |  |  | 80919 | 408 | 77.4 | [8 empty] | 15 | Non Federally-Regulated | 01/27/1988 |  | 01/15/1989
John Zink | Air Distribution Association | RBG-1802-33-2801-HC | Natural Gas | No Match | False | True | 3 |  | Horizontal | No Match | No Match | No Match | No Match | No Match |  | No Match |  | 280000 | 224000 | 6000 | [13 empty] | Non Federally-Regulated | 08/17/1983 |  | 12/08/1986
Luxaire | Westinghouse Electric | FGHF060QAN | Natural Gas | No Match | False | False | 1 |  | Horizontal | No Match | No Match | No Match | No Match | No Match |  | No Match |  | 60000 | 48000 | 1200 |  | 61167 | 495 | 75 | [8 empty] | 11 | Non Federally-Regulated | 04/02/1981 |  | 10/13/1981
Rheem Sales Company, Inc. | Rheem | RRAB-10E52JT | LPG | No Match | False | True | 1 |  | Horizontal | No Match | No Match | No Match | No Match | No Match |  | No Match |  | 100000 | 76000 |  |  | 92610 | 515 | 67.3 | [8 empty] | 5 | Non Federally-Regulated | 07/26/1982 |  | 08/17/1983
Rheem Sales Company, Inc. | Ruud | UGUG-05NA-EV | LPG | No Match |  | False | 1 |  | Horizontal | No Match | No Match | No Match | No Match | No Match |  | No Match |  | 50000 | 40000 |  |  | 39494 | 453 | 77.2 | [8 empty] | 4 | Non Federally-Regulated | 01/27/1988 |  | 10/10/1989
Magic Chef | Johnson | EMG66R-80D2C5-2 | Natural Gas | No Match | False | False | 1 |  | Up | No Match | No Match | No Match | No Match | No Match |  | No Match |  | 80000 | 64000 | 1990 | 1400 | 90502 | 798 | 66.6 | [8 empty] | 19 | Non Federally-Regulated | 04/02/1981 |  | 08/17/1983
Carrier Corp. | Carrier | 48NMT060600-B | Natural Gas | No Match |  | True | 1 |  | Down | No Match | No Match | No Match | No Match | No Match |  | No Match |  | 100000 | 78000 |  |  | 97418 | 1056 | 78.5 | [8 empty] | 3 | Non Federally-Regulated | 03/15/1989 |  | 10/10/1989
Gaffers & Sattler | York | D1YD048N12006A | Natural Gas | No Match | False | True | 1 |  | Horizontal | No Match | No Match | No Match | No Match | No Match |  | No Match |  | 120000 | 87000 | 1850 | 1850 | 113032 | 659 | 68.3 | [8 empty] | 19 | Non Federally-Regulated | 04/02/1981 |  | 10/13/1981
Carrier Corp. | Payne | 349JAW060100 | Natural Gas | No Match |  | False | 1 |  | Horizontal | No Match | No Match | No Match | No Match | No Match |  | No Match |  | 100000 | 78900 | 2010 | 1455 | 97000 | 1077 | 76.7 | [9 empty] | Non Federally-Regulated | 01/27/1988 |  | 01/15/1989
Amana Refrigeration, Inc. | Amana | EPCG6017-3C (B) | Natural Gas | No Match | False | True | 1 |  | Horizontal | No Match | No Match | No Match | No Match | No Match |  | No Match |  | 150000 | 127320 |  |  | 129713 | 854 | 83.9 | [8 empty] | 22 | Non Federally-Regulated | 10/13/1981 |  | 03/11/1982
Rheem Sales Company, Inc. | Rheem | RGWC-07EC | Natural Gas | No Match | False | True | 1 |  | Horizontal | No Match | No Match | No Match | No Match | No Match |  | No Match |  | 75000 | 57000 |  |  | 77896 | 776 | 68.5 | [8 empty] | 4 | Non Federally-Regulated | 10/13/1981 |  | 03/11/1982
Ducane | Carrier | 58EG140221 | Natural Gas | No Match | False | False | 1 |  | Horizontal | No Match | No Match | No Match | No Match | No Match |  | No Match |  | 140000 | 97000 | 1650 | 940 | 161173 | 766 | 58 | [8 empty] | 5 | Non Federally-Regulated | 04/02/1981 |  | 08/17/1983
BDP Co. | Carrier | 397HAW036060 | LPG | No Match | False | False | 1 |  | Up | No Match | No Match | No Match | No Match | No Match |  | No Match |  | 66185 | 55000 | 1160 | [13 empty] | Non Federally-Regulated | 08/17/1983 |  | 12/08/1986
Amana Refrigeration, Inc. | Amana | EPCG6017-1C (A) | Natural Gas | No Match | False | True | 1 |  | Horizontal | No Match | No Match | No Match | No Match | No Match |  | No Match |  | 130000 | 110956 |  |  | 128674 | 940 | 84.3 | [8 empty] | 22 | Non Federally-Regulated | 10/13/1981 |  | 03/11/1982
Rheem Sales Company, Inc. | Rheem | RGVA-07EA-AT | LPG | No Match | False | True | 1 |  | Horizontal | No Match | No Match | No Match | No Match | No Match |  | No Match |  | 74742 | 58000 | [14 empty] | Non Federally-Regulated | 08/17/1983 |  | 12/08/1986
Snyder General Corp. | Comfortmaker | *GDA100A016-IM | Natural Gas | No Match |  | False | 1 |  | Down | No Match | No Match | No Match | No Match | No Match |  | No Match |  | 100000 | 80000 | 1695 | 1225 | 96208 | 675 | 80.8 | [8 empty] | 3 | Non Federally-Regulated | 06/29/1987 |  | 01/15/1989
Magic Chef | Gaffers & Sattler | 4A140-OH-3-5 | Natural Gas | No Match | False | True | 1 |  | Horizontal | No Match | No Match | No Match | No Match | No Match |  | No Match |  | 140000 | 105000 | 1850 | 1850 | 131871 | 659 | 68.2 | [8 empty] | 19 | Non Federally-Regulated | 10/13/1981 |  | 03/11/1982
Luxaire | Westinghouse Electric | IE048ECRON | LPG | No Match | False | True | 1 |  | Horizontal | No Match | No Match | No Match | No Match | No Match |  | No Match |  | 140000 | 107940 | 2000 | 1485 | 133579 | 644 | 70 | [8 empty] | 5 | Non Federally-Regulated | 04/02/1981 |  | 10/13/1981
Heil Quaker | Heil | NUGB175AK01* | Natural Gas | No Match | False | False | 1 |  | Up | No Match | No Match | No Match | No Match | No Match |  | No Match |  | 175000 | 133000 | 1900 | 1290 | 158353 | 1061 | 78.6 | [8 empty] | 6 | Non Federally-Regulated | 04/02/1981 |  | 03/11/1982
Carrier Corp. | Day & Night | 585HJ036060 | Natural Gas | No Match |  | True | 1 |  | Horizontal | No Match | No Match | No Match | No Match | No Match |  | No Match |  | 60000 | 47000 |  |  | 61530 | 484 | 75.4 | [8 empty] | 3 | Non Federally-Regulated | 12/08/1986 |  | 06/29/1987
York International | Luxaire | DAHG-F018N040A | Natural Gas | No Match |  | True | 1 |  | Horizontal | No Match | No Match | No Match | No Match | No Match |  | No Match |  | 40000 | 31000 | 644 | 524 | 38446 | 311 | 80 | [8 empty] | 3 | Non Federally-Regulated | 01/15/1989 |  | 03/15/1989
Snyder General Corp. | Arcoaire | *PGD*036H050*I*** | Natural Gas | No Match |  | True | 1 |  | Down | No Match | No Match | No Match | No Match | No Match |  | No Match |  | 50000 | 40000 |  |  | 37856 | 294 | 82 | [8 empty] | 15 | Non Federally-Regulated | 01/15/1989 |  | 03/15/1989
Lennox Industries Inc. | Lennox | GCS10-413-75-2Y | Natural Gas | No Match |  | True | 1 |  | Horizontal | No Match | No Match | No Match | No Match | No Match |  | No Match |  | 75000 | 58000 | 1250 | 800 | 60493 | 661 | 75.7 | [8 empty] | 3 | Non Federally-Regulated | 01/15/1989 |  | 03/15/1989
Luxaire | Westinghouse Electric | FGHF095QAN | Natural Gas | No Match | False | False | 1 |  | Horizontal | No Match | No Match | No Match | No Match | No Match |  | No Match |  | 95000 | 72580 | 1200 |  | 84568 | 494 | 73.3 | [8 empty] | 11 | Non Federally-Regulated | 04/02/1981 |  | 10/13/1981
York International | Luxaire | DAUC-F048P075A | LPG | No Match |  | True | 1 |  | Horizontal | No Match | No Match | No Match | No Match | No Match |  | No Match |  | 75000 | 62000 | 1905 | 1905 | 57772 | 824 | 78.4 | [9 empty] | Non Federally-Regulated | 01/27/1988 |  | 01/15/1989
Heil Quaker | Whirlpool | NUGI040KD** | Natural Gas | No Match |  | False | 1 |  | Up | No Match | No Match | No Match | No Match | No Match |  | No Match |  | 40000 | 31960 | 900 | 880 | 40904 | 328 | 74.2 | [8 empty] | 4 | Non Federally-Regulated | 12/08/1986 |  | 01/27/1988
Gaffers & Sattler | York | D1YD024N06006A | Natural Gas | No Match | False | True | 1 |  | Horizontal | No Match | No Match | No Match | No Match | No Match |  | No Match |  | 60000 | 43000 | 805 | 520 | 69096 | 232 | 67.2 | [8 empty] | 19 | Non Federally-Regulated | 04/02/1981 |  | 10/13/1981
Snyder General Corp. | Comfortmaker | *PGHA036H100-IL-** | LPG | No Match |  | True | 1 |  | Horizontal | No Match | No Match | No Match | No Match | No Match |  | No Match |  | 100000 | 74000 |  |  | 81521 | 327 | 77.2 | [8 empty] | 15 | Non Federally-Regulated | 01/27/1988 |  | 01/15/1989
York International | Luxaire | DAUC-W048N075A | Natural Gas | No Match |  | True | 1 |  | Horizontal | No Match | No Match | No Match | No Match | No Match |  | No Match |  | 75000 | 62000 | 1905 | 1905 | 57772 | 824 | 78.1 | [9 empty] | Non Federally-Regulated | 01/15/1989 |  | 03/15/1989
Consolidated Industries Corp. | Premier | HBA040ND3R | Natural Gas | No Match |  | False | 1 |  | Horizontal | No Match | No Match | No Match | No Match | No Match |  | No Match |  | 40000 | 31000 |  |  | 39771 | 467 | 76.5 | [8 empty] | 3 | Non Federally-Regulated | 06/29/1987 |  | 01/27/1988
Lennox Industries Inc. | Lennox | G16Q4/5-125 | Natural Gas | No Match |  | False | 1 |  | Up | No Match | No Match | No Match | No Match | No Match |  | No Match |  | 125000 | 100000 | 2235 | 1390 | 116248 | 1184 | 79.2 | [8 empty] | 3 | Non Federally-Regulated | 01/15/1989 |  | 10/10/1989
BDP Co. | Payne | 585CB060125X | Natural Gas | No Match | False | True | 1 |  | Horizontal | No Match | No Match | No Match | No Match | No Match |  | No Match |  | 100000 | 75000 | 1905 | 1475 | 89326 | 842 | 68.5 | [8 empty] | 3 | Non Federally-Regulated | 07/26/1982 |  | 08/17/1983
Consolidated Industries Corp. | Premier | HCC100ND5RX | Natural Gas | No Match |  | False | 1 |  | Horizontal | No Match | No Match | No Match | No Match | No Match |  | No Match |  | 100000 | 80000 |  |  | 101086 | 953 | 76 | [8 empty] | 3 | Non Federally-Regulated | 01/27/1988 |  | 10/10/1989
York International | Luxaire | DAUC-T036P050A | LPG | No Match |  | True | 1 |  | Horizontal | No Match | No Match | No Match | No Match | No Match |  | No Match |  | 50000 | 41000 | 1600 | 1600 | 37060 | 665 | 80 | [9 empty] | Non Federally-Regulated | 01/27/1988 |  | 01/15/1989
Lennox Industries Inc. | Lennox | RVZ1-205-350,352 | Natural Gas | No Match | False | True | 3 |  | Horizontal | No Match | No Match | No Match | No Match | No Match |  | No Match |  | 350000 | 262500 | 10000 | 6000 | [11 empty] | 20 | Non Federally-Regulated | 07/26/1982 |  | 08/17/1983
Magic Chef | Johnson | EG6B60DC24-2 | Natural Gas | No Match | False | False | 1 |  | Up | No Match | No Match | No Match | No Match | No Match |  | No Match |  | 60000 | 53000 | 960 | 745 | 61020 | 636 | 87.3 | [8 empty] | 2 | Non Federally-Regulated | 07/26/1982 |  | 08/17/1983
Daikin Comfort Technologies Manufacturing, L.P. | GMC | PG042100-3 | Natural Gas | No Match |  | True | 1 |  | Horizontal | No Match | No Match | No Match | No Match | No Match |  | No Match |  | 100000 | 78000 | 1320 | 1030 | 81818 | 552 | 76 | [8 empty] | 5 | Non Federally-Regulated | 01/27/1988 |  | 01/15/1989
Ducane | Heil Quaker | NRGF36DKH**(A) | Natural Gas | No Match |  | True | 1 |  | Horizontal | No Match | No Match | No Match | No Match | No Match |  | No Match |  | 60000 | 48220 | 1490 | 1055 | 56288 | 835 | 79.7 | [8 empty] | 6 | Non Federally-Regulated | 01/27/1988 |  | 01/15/1989
Magic Chef | Williams | EG83-75D2C2.5-7 | Natural Gas | No Match | False | False | 1 |  | Horizontal | No Match | No Match | No Match | No Match | No Match |  | No Match |  | 75497 | 57000 | 688 | [13 empty] | Non Federally-Regulated | 08/17/1983 |  | 12/08/1986
Snyder General Corp. | Comfortmaker | *PGDA060G075-IL-** | LPG | No Match |  | True | 1 |  | Down | No Match | No Match | No Match | No Match | No Match |  | No Match |  | 75000 | 59000 |  |  | 58465 | 331 | 80.2 | [8 empty] | 15 | Non Federally-Regulated | 01/27/1988 |  | 01/15/1989
BDP Co. | Carrier | 58GS100-3 | Natural Gas | No Match | False | False | 1 |  | Up | No Match | No Match | No Match | No Match | No Match |  | No Match |  | 100000 | 76000 | 1610 | 1234 | 79124 | 409 | 79.2 | [8 empty] | 11 | Non Federally-Regulated | 10/13/1981 |  | 03/11/1982
Coleman Company, Inc. | Coleman | 8638A636 | Natural Gas | No Match | False | False | 1 |  | Up | No Match | No Match | No Match | No Match | No Match |  | No Match |  | 80000 | 60000 | 1700 | 600 | 86569 | 515 | 62.7 | [8 empty] | 10 | Non Federally-Regulated | 03/11/1982 |  | 08/17/1983
Climate Control / Snyder General | Climate Control | G-U314075-08M-P | Natural Gas | No Match | False | False | 1 |  | Up | No Match | No Match | No Match | No Match | No Match |  | No Match |  | 72525 | 54394 | 790 | [13 empty] | Non Federally-Regulated | 08/17/1983 |  | 12/08/1986
BDP Co. | Carrier | 58GS025-D | Natural Gas | No Match | False | False | 1 |  | Up | No Match | No Match | No Match | No Match | No Match |  | No Match |  | 25543 | 20000 | 790 | [13 empty] | Non Federally-Regulated | 08/17/1983 |  | 12/08/1986
Rheem Sales Company, Inc. | Heat Controller | TGR-240-4E-370-B | Natural Gas | No Match |  | True | 3 |  | Horizontal | No Match | No Match | No Match | No Match | No Match |  | No Match |  | 370000 | 277500 |  |  | 263514 | 2067 | 76.3 | [8 empty] | 10 | Non Federally-Regulated | 01/27/1988 |  | 01/15/1989
Magic Chef | Johnson | 3.5A100-OH-3-6 | Natural Gas | No Match | False | True | 1 |  | Horizontal | No Match | No Match | No Match | No Match | No Match |  | No Match |  | 97911 | 75000 | 1600 | [13 empty] | Non Federally-Regulated | 08/17/1983 |  | 12/08/1986
Climate Control / Snyder General | Climate Control | BGUA100A020-L | LPG | No Match |  | False | 1 |  | Up | No Match | No Match | No Match | No Match | No Match |  | No Match |  | 100000 | 79000 | 2025 | 1530 | 95341 | 766 | 81.2 | [9 empty] | Non Federally-Regulated | 12/08/1986 |  | 06/29/1987
Ducane | Heil Quaker | NUGK125KK** | Natural Gas | No Match |  | False | 1 |  | Up | No Match | No Match | No Match | No Match | No Match |  | No Match |  | 125000 | 109141 |  | 2010 | 103814 | 1282 | 87.9 | [8 empty] | 2 | Non Federally-Regulated | 06/29/1987 |  | 01/27/1988
Luxaire | Westinghouse Electric | IE036QCAON | Natural Gas | No Match | False | True | 1 |  | Horizontal | No Match | No Match | No Match | No Match | No Match |  | No Match |  | 60000 | 46200 | 1275 | 920 | 66991 | 591 | 68.3 | [8 empty] | 5 | Non Federally-Regulated | 10/13/1981 |  | 03/11/1982
Luxaire | Fraser Johnston | GCU103UF | Natural Gas | No Match | False | False | 1 |  | Up | No Match | No Match | No Match | No Match | No Match |  | No Match |  | 103125 | 79406 | 2000 |  | 110890 | 1111 | 68.5 | [8 empty] | 5 | Non Federally-Regulated | 04/02/1981 |  | 10/13/1981
Lennox Industries Inc. | Lennox | RVZ1-275-351,353 | Natural Gas | No Match | False | True | 3 |  | Horizontal | No Match | No Match | No Match | No Match | No Match |  | No Match |  | 350000 | 262500 | 10000 | 6000 | [11 empty] | 20 | Non Federally-Regulated | 04/02/1981 |  | 10/13/1981
Rheem Sales Company, Inc. | Heat Controller | GYD-75-E4N-X3 | Natural Gas | No Match |  | False | 1 |  | Down | No Match | No Match | No Match | No Match | No Match |  | No Match |  | 75000 | 60000 |  |  | 76188 | 1034 | 79.6 | [8 empty] | 4 | Non Federally-Regulated | 01/27/1988 |  | 10/10/1989
Magic Chef | Sears | 867.7638 | Natural Gas | No Match | False | False | 1 |  | Horizontal | No Match | No Match | No Match | No Match | No Match |  | No Match |  | 80000 | 60000 | 550 | 500 | 93699 | 582 | 66.2 | [8 empty] | 1 | Non Federally-Regulated | 10/13/1981 |  | 03/11/1982
Snyder General Corp. | McQuay | *PGHA060G100-IL-** | LPG | No Match |  | True | 1 |  | Horizontal | No Match | No Match | No Match | No Match | No Match |  | No Match |  | 100000 | 74000 |  |  | 80919 | 408 | 77.4 | [8 empty] | 15 | Non Federally-Regulated | 01/27/1988 |  | 01/15/1989
Rheem Sales Company, Inc. | Ruud | URGE-15E48CKR | Natural Gas | No Match |  | True | 1 |  | Horizontal | No Match | No Match | No Match | No Match | No Match |  | No Match |  | 150000 | 115000 |  |  | 140100 | 875 | 77.8 | [8 empty] | 4 | Non Federally-Regulated | 01/27/1988 |  | 01/15/1989
Amana Refrigeration, Inc. | Amana | GHE80DM | LPG | No Match | False | False | 1 |  | Up | No Match | No Match | No Match | No Match | No Match |  | No Match |  | 80000 | 60160 | 900 | 670 | 92318 | 431 | 67.8 | [8 empty] | 4 | Non Federally-Regulated | 04/02/1981 |  | 03/11/1982
Carrier Corp. | Day & Night | 580AE048080-B | Natural Gas | No Match |  | True | 1 |  | Horizontal | No Match | No Match | No Match | No Match | No Match |  | No Match |  | 80000 | 62000 |  |  | 77268 | 998 | 78.5 | [8 empty] | 3 | Non Federally-Regulated | 03/15/1989 |  | 10/10/1989
Borg Warner | York | 60ECW140GA | Natural Gas | No Match | False | True | 1 |  | Horizontal | No Match | No Match | No Match | No Match | No Match |  | No Match |  | 140000 | 108220 | 2140 | 1790 | 131719 | 739 | 70 | [8 empty] | 5 | Non Federally-Regulated | 07/26/1982 |  | 08/17/1983
Trane U.S. Inc. | American Standard, Inc. | YCH048A(3,4)HOA | Natural Gas | No Match |  | True | 1 |  | Horizontal | No Match | No Match | No Match | No Match | No Match |  | No Match |  | 120000 | 89000 |  |  | 102500 | 592 | 76 | [8 empty] | 0 | Non Federally-Regulated | 03/15/1989 |  | 10/10/1989
Borg Warner | Fraser Johnston | FCU040EAPA | LPG | No Match | False | False | 1 |  | Up | No Match | No Match | No Match | No Match | No Match |  | No Match |  | 39474 | 30000 | 1085 | [13 empty] | Non Federally-Regulated | 08/17/1983 |  | 12/08/1986
Rheem Sales Company, Inc. | Century | GSH80-T3NXD | Natural Gas | No Match |  | False | 1 |  | Horizontal | No Match | No Match | No Match | No Match | No Match |  | No Match |  | 80000 | 63000 |  |  | 80981 | 762 | 75.5 | [8 empty] | 3 | Non Federally-Regulated | 06/29/1987 |  | 01/15/1989
Borg Warner | Luxaire | FCU140AANA | Natural Gas | No Match | False | False | 1 |  | Up | No Match | No Match | No Match | No Match | No Match |  | No Match |  | 140000 | 107000 |  |  | 136346 | 611 | 68.5 | [8 empty] | 2 | Non Federally-Regulated | 07/26/1982 |  | 08/17/1983
Rheem Sales Company, Inc. | Weatherking | GPF15T350-3L* | Natural Gas | No Match |  | True | 3 |  | Down | No Match | No Match | No Match | No Match | No Match |  | No Match |  | 350000 | 278899 |  |  | 247795 | 3521 | 79.2 | [8 empty] | 6 | Non Federally-Regulated | 03/15/1989 |  | 10/10/1989
Arkla Industries, Inc. | Arkla | UI040D07 | Natural Gas | No Match | False | False | 1 |  | Up | No Match | No Match | No Match | No Match | No Match |  | No Match |  | 40000 | 30000 | 680 | [13 empty] | Non Federally-Regulated | 08/17/1983 |  | 12/08/1986
Snyder General Corp. | McQuay | *PGDA048G125-IN-** | Natural Gas | No Match |  | True | 1 |  | Down | No Match | No Match | No Match | No Match | No Match |  | No Match |  | 125000 | 98000 |  |  | 118533 | 639 | 79.2 | [8 empty] | 15 | Non Federally-Regulated | 01/27/1988 |  | 01/15/1989
Ducane | Carrier | 58EG060101DA | Natural Gas | No Match | False | False | 1 |  | Horizontal | No Match | No Match | No Match | No Match | No Match |  | No Match |  | 60000 | 43000 | 1670 | 1080 | 76815 | 799 | 59 | [8 empty] | 5 | Non Federally-Regulated | 03/11/1982 |  | 08/17/1983
Rheem Sales Company, Inc. | Square D | PN3.5-48CM0800H7 | LPG | No Match | False | True | 1 |  | Horizontal | No Match | No Match | No Match | No Match | No Match |  | No Match |  | 80402 | 64000 | [14 empty] | Non Federally-Regulated | 08/17/1983 |  | 12/08/1986
Magic Chef | Airease | EMG-80C4-4 | Natural Gas | No Match | False | False | 1 |  | Up | No Match | No Match | No Match | No Match | No Match |  | No Match |  | 80000 | 64000 | 1580 | 1285 | 90371 | 695 | 67.3 | [8 empty] | 19 | Non Federally-Regulated | 04/02/1981 |  | 08/17/1983
Heil Quaker | Whirlpool | NLOB170AK01 | Oil | No Match | False | False | 1 |  | Up | No Match | No Match | No Match | No Match | No Match |  | No Match |  | 209451 | 164000 | 2025 | [13 empty] | Non Federally-Regulated | 08/17/1983 |  | 12/08/1986
Rheem Sales Company, Inc. | Rheem | RGNC-08ECA** | Natural Gas | No Match | False | False | 1 |  | Down | No Match | No Match | No Match | No Match | No Match |  | No Match |  | 79692 | 62000 | [14 empty] | Non Federally-Regulated | 08/17/1983 |  | 12/08/1986
Carrier Corp. | Carrier | 48KLA148500CE | Natural Gas | No Match |  | True | 1 |  | Horizontal | No Match | No Match | No Match | No Match | No Match |  | No Match |  | 80000 | 60000 | 1775 | 1380 | 81255 | 748 | 75.7 | [8 empty] | 3 | Non Federally-Regulated | 01/27/1988 |  | 01/15/1989
Snyder General Corp. | Arcoaire | *PGDA048H075-L* | LPG | No Match |  | True | 1 |  | Down | No Match | No Match | No Match | No Match | No Match |  | No Match |  | 75000 | 59000 |  |  | 58465 | 331 | 80.2 | [8 empty] | 15 | Non Federally-Regulated | 12/08/1986 |  | 06/29/1987
Heil Quaker | Sears | 867.81502*(A) | Natural Gas | No Match |  | True | 1 |  | Horizontal | No Match | No Match | No Match | No Match | No Match |  | No Match |  | 60000 | 48360 | 870 | 705 | 59330 | 605 | 76.9 | [8 empty] | 6 | Non Federally-Regulated | 03/15/1989 |  | 10/10/1989
Climate Control / Snyder General | Climate Control | BPGHA042H100 | Natural Gas | No Match |  | True | 1 |  | Horizontal | No Match | No Match | No Match | No Match | No Match |  | No Match |  | 100000 | 74000 |  |  | 80919 | 408 | 77.4 | [8 empty] | 15 | Non Federally-Regulated | 12/08/1986 |  | 06/29/1987
Heil Quaker | Heil | NDGF105AF01 | Natural Gas | No Match | False | False | 1 |  | Down | No Match | No Match | No Match | No Match | No Match |  | No Match |  | 105000 | 79000 | 1175 | 910 | 115759 | 654 | 67.2 | [8 empty] | 1 | Non Federally-Regulated | 04/02/1981 |  | 08/17/1983
Heil Quaker | Heil | NRGC36SAK02 | Natural Gas | No Match | False | True | 1 |  | Horizontal | No Match | No Match | No Match | No Match | No Match |  | No Match |  | 60000 | 43000 | 1200 | 940 | 65618 | 664 | 69.2 | [8 empty] | 1 | Non Federally-Regulated | 04/02/1981 |  | 10/13/1981
BDP Co. | Carrier | 48GH04250X | LPG | No Match | False | True | 1 |  | Horizontal | No Match | No Match | No Match | No Match | No Match |  | No Match |  | 100000 | 75000 | 1670 | 1310 | 87245 | 774 | 70.4 | [8 empty] | 3 | Non Federally-Regulated | 10/13/1981 |  | 03/11/1982
Heil Quaker | Whirlpool | NUGK105CH** | Natural Gas | No Match |  | False | 1 |  | Up | No Match | No Match | No Match | No Match | No Match |  | No Match |  | 105000 | 93622 | 1400 | 885 | 97166 | 1030 | 89.5 | [8 empty] | 2 | Non Federally-Regulated | 12/08/1986 |  | 10/10/1989
Amana Refrigeration, Inc. | Amana | EPCG4212-1B (A) | Natural Gas | No Match | False | True | 1 |  | Horizontal | No Match | No Match | No Match | No Match | No Match |  | No Match |  | 80000 | 68926 |  |  | 72232 | 715 | 84.8 | [8 empty] | 22 | Non Federally-Regulated | 04/02/1981 |  | 10/13/1981
Snyder General Corp. | McQuay | *PGHA042F075-IM-** | Natural Gas | No Match |  | True | 1 |  | Horizontal | No Match | No Match | No Match | No Match | No Match |  | No Match |  | 75000 | 56000 |  |  | 60783 | 318 | 77.3 | [8 empty] | 15 | Non Federally-Regulated | 01/27/1988 |  | 01/15/1989
Rheem Sales Company, Inc. | Ruud | URGE-05N24JKR | Natural Gas | No Match |  | True | 1 |  | Horizontal | No Match | No Match | No Match | No Match | No Match |  | No Match |  | 50000 | 39000 |  |  | 49568 | 345 | 78.2 | [8 empty] | 4 | Non Federally-Regulated | 01/27/1988 |  | 01/15/1989
Carrier Corp. | Carrier | 58EDC040100BA | Natural Gas | No Match |  | False | 1 |  | Horizontal | No Match | No Match | No Match | No Match | No Match |  | No Match |  | 40000 | 31560 | 1220 | 740 | 40800 | 425 | 76.9 | [9 empty] | Non Federally-Regulated | 01/27/1988 |  | 01/15/1989
Borg Warner | Moncrief | FCU060FAPA | LPG | No Match | False | False | 1 |  | Up | No Match | No Match | No Match | No Match | No Match |  | No Match |  | 60000 | 46000 | 1555 | 1300 | 63366 | 696 | 69.5 | [8 empty] | 5 | Non Federally-Regulated | 07/26/1982 |  | 08/17/1983
Consolidated Industries Corp. | Janitrol / GMC | HAC075NF3R | Natural Gas | No Match | False | True | 1 |  | Horizontal | No Match | No Match | No Match | No Match | No Match |  | No Match |  | 72591 | 58000 | [14 empty] | Non Federally-Regulated | 08/17/1983 |  | 12/08/1986
Lennox Industries Inc. | Lennox | RVZ1-205-350,352 | Natural Gas | No Match | False | True | 3 |  | Horizontal | No Match | No Match | No Match | No Match | No Match |  | No Match |  | 350000 | 262500 | 10000 | [13 empty] | Non Federally-Regulated | 08/17/1983 |  | 12/08/1986
BDP Co. | Payne | 585CP060150 | Natural Gas | No Match | False | True | 1 |  | Horizontal | No Match | No Match | No Match | No Match | No Match |  | No Match |  | 150000 | 112500 | 2195 | 1275 | 152156 | 1463 | 70.4 | [8 empty] | 3 | Non Federally-Regulated | 10/13/1981 |  | 03/11/1982
Snyder General Corp. | Comfortmaker | *PGDA060F125-IL-** | LPG | No Match |  | True | 1 |  | Down | No Match | No Match | No Match | No Match | No Match |  | No Match |  | 125000 | 98000 |  |  | 118533 | 639 | 79.2 | [8 empty] | 15 | Non Federally-Regulated | 01/27/1988 |  | 01/15/1989
Magic Chef | Williams | ENG6D60DC30-* | Natural Gas | No Match |  | False | 1 |  | Up | No Match | No Match | No Match | No Match | No Match |  | No Match |  | 60000 | 48000 | 1040 |  | 63789 | 303 | 73.1 | [8 empty] | 2 | Non Federally-Regulated | 12/08/1986 |  | 01/15/1989
Magic Chef | Gaffers & Sattler | EMG-110C35-4 | Natural Gas | No Match | False | False | 1 |  | Up | No Match | No Match | No Match | No Match | No Match |  | No Match |  | 117333 | 88000 | 1435 | [13 empty] | Non Federally-Regulated | 08/17/1983 |  | 12/08/1986
Ducane | Heil Quaker | NUGK100KH** | Natural Gas | No Match |  | False | 1 |  | Up | No Match | No Match | No Match | No Match | No Match |  | No Match |  | 100000 | 88770 |  | 1490 | 86818 | 696 | 89.2 | [8 empty] | 2 | Non Federally-Regulated | 06/29/1987 |  | 01/27/1988
York International | York | D2CG076N10325 | Natural Gas | No Match |  | True | 1 |  | Horizontal | No Match | No Match | No Match | No Match | No Match |  | No Match |  | 125000 | 101000 | 2260 | 2260 | 114823 | 1340 | 80.5 | [8 empty] | 58 | Non Federally-Regulated | 03/15/1989 |  | 10/10/1989
Carrier Corp. | Carrier | 58DH060-CC | Natural Gas | No Match |  | False | 1 |  | Horizontal | No Match | No Match | No Match | No Match | No Match |  | No Match |  | 71000 | 57000 |  |  | 67667 | 701 | 79.3 | [8 empty] | 5 | Non Federally-Regulated | 12/08/1986 |  | 06/29/1987
Heil Quaker | Sears | 867.76285* | Natural Gas | No Match | False | False | 1 |  | Down | No Match | No Match | No Match | No Match | No Match |  | No Match |  | 150066 | 113000 | 1510 | [13 empty] | Non Federally-Regulated | 08/17/1983 |  | 12/08/1986
Magic Chef | Armstrong | EMG66R-80D2C4-2 | Natural Gas | No Match | False | False | 1 |  | Up | No Match | No Match | No Match | No Match | No Match |  | No Match |  | 80000 | 64000 | 1580 | 1255 | 90371 | 695 | 67.3 | [8 empty] | 19 | Non Federally-Regulated | 03/11/1982 |  | 07/26/1982
Luxaire | Fraser Johnston | 46ECW096UA | Natural Gas | No Match | False | True | 1 |  | Horizontal | No Match | No Match | No Match | No Match | No Match |  | No Match |  | 96000 | 73728 | 1880 | 1560 | 88380 | 569 | 70.3 | [8 empty] | 5 | Non Federally-Regulated | 04/02/1981 |  | 10/13/1981
Heil Quaker | Heil | NRGF30DCB**(B) | Natural Gas | No Match |  | True | 1 |  | Horizontal | No Match | No Match | No Match | No Match | No Match |  | No Match |  | 80000 | 64960 | 870 | 705 | 79926 | 577 | 77.3 | [8 empty] | 6 | Non Federally-Regulated | 12/08/1986 |  | 06/29/1987
Rheem Sales Company, Inc. | Heat Controller | TGR120-4F-250K | Natural Gas | No Match |  | True | 3 |  | Down | No Match | No Match | No Match | No Match | No Match |  | No Match |  | 250000 | 199491 |  |  | 250851 | 2519 | 79.6 | [8 empty] | 6 | Non Federally-Regulated | 03/15/1989 |  | 10/10/1989
Borg Warner | Moncrief | FCU060EANA | Natural Gas | No Match | False | False | 1 |  | Up | No Match | No Match | No Match | No Match | No Match |  | No Match |  | 60000 | 46000 | 1075 | 855 | 65898 | 401 | 69 | [8 empty] | 5 | Non Federally-Regulated | 07/26/1982 |  | 08/17/1983
Schneider Electric (Square D Wiring Devices) | Sun Dial | GHB100D-21E | LPG | No Match | False | True | 1 |  | Horizontal | No Match | No Match | No Match | No Match | No Match |  | No Match |  | 92190 | 72000 | [14 empty] | Non Federally-Regulated | 08/17/1983 |  | 12/08/1986
Trane U.S. Inc. | Trane | YCD090B(3,4)HOA | Natural Gas | No Match |  | True | 1 |  | Down | No Match | No Match | No Match | No Match | No Match |  | No Match |  | 205000 | 163000 |  |  | 181400 | 1252 | 77 | [8 empty] | 0 | Non Federally-Regulated | 01/15/1989 |  | 03/15/1989
Heil Quaker | Whirlpool | NRGC30LAK02 | Natural Gas | No Match | False | True | 1 |  | Horizontal | No Match | No Match | No Match | No Match | No Match |  | No Match |  | 80000 | 58000 | 950 | 860 | 65000 | 583 | 70.4 | [8 empty] | 1 | Non Federally-Regulated | 10/13/1981 |  | 03/11/1982
Snyder General Corp. | Arcoaire | *PGDA048F075-N** | Natural Gas | No Match |  | True | 1 |  | Down | No Match | No Match | No Match | No Match | No Match |  | No Match |  | 75000 | 59000 |  |  | 58465 | 331 | 80.2 | [8 empty] | 15 | Non Federally-Regulated | 12/08/1986 |  | 06/29/1987
Consolidated Industries Corp. | Friedrich | GHB050NDAI | LPG | No Match | False | False | 1 |  | Horizontal | No Match | No Match | No Match | No Match | No Match |  | No Match |  | 50184 | 41000 | [14 empty] | Non Federally-Regulated | 08/17/1983 |  | 12/08/1986
BDP Co. | Payne | 375AAW048080 | Natural Gas | No Match | False | False | 1 |  | Horizontal | No Match | No Match | No Match | No Match | No Match |  | No Match |  | 92771 | 77000 | [14 empty] | Non Federally-Regulated | 08/17/1983 |  | 12/08/1986
Magic Chef | Gaffers & Sattler | ENG6D40DC24 | Natural Gas | No Match |  | False | 1 |  | Up | No Match | No Match | No Match | No Match | No Match |  | No Match |  | 40000 | 33000 | 840 |  | 40345 | 332 | 75.5 | [8 empty] | 2 | Non Federally-Regulated | 12/08/1986 |  | 06/29/1987
Rheem Sales Company, Inc. | Rheem | RGGC-12KA-** | Natural Gas | No Match | False | False | 1 |  | Up | No Match | No Match | No Match | No Match | No Match |  | No Match |  | 125165 | 95000 | [14 empty] | Non Federally-Regulated | 08/17/1983 |  | 12/08/1986
Rheem Sales Company, Inc. | Arcoaire | *GUD100A020-IL | LPG | No Match |  | False | 1 |  | Up | No Match | No Match | No Match | No Match | No Match |  | No Match |  | 100000 | 80000 | 1770 | 1245 | 102566 | 768 | 75.5 | [8 empty] | 3 | Non Federally-Regulated | 01/27/1988 |  | 01/15/1989
Consolidated Industries Corp. | Sunburst | HAC080N(D,E,F)5RXC | Natural Gas | No Match |  | False | 1 |  | Horizontal | No Match | No Match | No Match | No Match | No Match |  | No Match |  | 80000 | 63000 |  |  | 80981 | 762 | 75.5 | [8 empty] | 3 | Non Federally-Regulated | 12/08/1986 |  | 06/29/1987
Heil Quaker | Whirlpool | WUGF130AH01 | Natural Gas | No Match | False | False | 1 |  | Up | No Match | No Match | No Match | No Match | No Match |  | No Match |  | 130000 | 98000 | 1550 | 1260 | 136956 | 858 | 68 | [8 empty] | 1 | Non Federally-Regulated | 04/02/1981 |  | 08/17/1983
Heil Quaker | Whirlpool | NRGB60MAK03 | Natural Gas | No Match | False | True | 1 |  | Horizontal | No Match | No Match | No Match | No Match | No Match |  | No Match |  | 150000 | 106000 | 1860 | 1625 | 136594 | 804 | 68.1 | [8 empty] | 1 | Non Federally-Regulated | 10/13/1981 |  | 03/11/1982
Heil Quaker | Whirlpool | NHGA060CF** | Natural Gas | No Match | False | False | 1 |  | Horizontal | No Match | No Match | No Match | No Match | No Match |  | No Match |  | 57545 | 45000 | 1160 | [13 empty] | Non Federally-Regulated | 08/17/1983 |  | 12/08/1986
BDP Co. | Carrier | 58SE050-5 | LPG | No Match | False | False | 1 |  | Up | No Match | No Match | No Match | No Match | No Match |  | No Match |  | 50000 | 39000 |  |  | 48651 | 256 | 80.5 | [8 empty] | 11 | Non Federally-Regulated | 10/13/1981 |  | 03/11/1982
Rheem Sales Company, Inc. | Rheem | RRGE-370200E | Natural Gas | No Match |  | True | 3 |  | Horizontal | No Match | No Match | No Match | No Match | No Match |  | No Match |  | 370000 | 277500 |  |  | 263514 | 2067 | 76.3 | [8 empty] | 10 | Non Federally-Regulated | 01/15/1989 |  | 03/15/1989
Rheem Sales Company, Inc. | Ruud | URGE-15E48CLR | Natural Gas | No Match |  | True | 1 |  | Horizontal | No Match | No Match | No Match | No Match | No Match |  | No Match |  | 150000 | 115000 |  |  | 140100 | 875 | 77.8 | [8 empty] | 4 | Non Federally-Regulated | 06/29/1987 |  | 01/27/1988
Heil Quaker | Amana | OL112DG | Oil | No Match | False | False | 1 |  | Up | No Match | No Match | No Match | No Match | No Match |  | No Match |  | 140000 | 109000 | 1240 | 930 | 123760 | 497 | 75.7 | [8 empty] | 1 | Non Federally-Regulated | 04/02/1981 |  | 10/13/1981
Carrier Corp. | Payne | 585HE048080 | Natural Gas | No Match |  | True | 1 |  | Horizontal | No Match | No Match | No Match | No Match | No Match |  | No Match |  | 80000 | 60000 | 2030 | 1150 | 81255 | 748 | 75.7 | [8 empty] | 3 | Non Federally-Regulated | 06/29/1987 |  | 01/27/1988
Amana Refrigeration, Inc. | Amana | EPCG4812-3D (A) | LPG | No Match |  | True | 1 |  | Horizontal | No Match | No Match | No Match | No Match | No Match |  | No Match |  | 80000 | 68000 |  |  | 73360 | 336 | 85.3 | [8 empty] | 22 | Non Federally-Regulated | 01/15/1989 |  | 03/15/1989
Luxaire | Moncrief | 36ECW100GA | Natural Gas | No Match | False | True | 1 |  | Horizontal | No Match | No Match | No Match | No Match | No Match |  | No Match |  | 100000 | 76800 | 1275 | 995 | 91413 | 495 | 70 | [8 empty] | 5 | Non Federally-Regulated | 10/13/1981 |  | 03/11/1982
Rheem Sales Company, Inc. | Luxaire | PCCH-LD16N095 | Natural Gas | No Match |  | False | 1 |  | Horizontal | No Match | No Match | No Match | No Match | No Match |  | No Match |  | 95000 | 73368 | 1550 | 1000 | 103682 | 718 | 74.7 | [9 empty] | Non Federally-Regulated | 12/08/1986 |  | 06/29/1987
Magic Chef | Williams | 3.5A60-OH-1-6 | Natural Gas | No Match | False | True | 1 |  | Horizontal | No Match | No Match | No Match | No Match | No Match |  | No Match |  | 60000 | 45000 | 1600 | 520 | 69097 | 655 | 68.9 | [8 empty] | 19 | Non Federally-Regulated | 10/13/1981 |  | 03/11/1982
Heil Quaker | Bard | PGA36A060(B) | Natural Gas | No Match |  | True | 1 |  | Horizontal | No Match | No Match | No Match | No Match | No Match |  | No Match |  | 80000 | 63064 | 1490 | 1055 | 77903 | 853 | 78.1 | [8 empty] | 6 | Non Federally-Regulated | 06/29/1987 |  | 01/27/1988
Ducane | Fraser Johnston | P2HSD10N10001A | Natural Gas | No Match | False | False | 1 |  | Horizontal | No Match | No Match | No Match | No Match | No Match |  | No Match |  | 100000 | 74000 | 1000 | 800 | 94163 | 810 | 65.1 | [8 empty] | 5 | Non Federally-Regulated | 07/26/1982 |  | 08/17/1983
Luxaire | Westinghouse Electric | GCH060AF | Natural Gas | No Match | False | False | 1 |  | Horizontal | No Match | No Match | No Match | No Match | No Match |  | No Match |  | 60000 | 47400 |  |  | 65621 | 561 | 70 | [8 empty] | 2 | Non Federally-Regulated | 03/11/1982 |  | 07/26/1982
Rheem Sales Company, Inc. | Rheem | RRGF-12E48CK* | Natural Gas | No Match |  | True | 1 |  | Horizontal | No Match | No Match | No Match | No Match | No Match |  | No Match |  | 125000 | 97000 |  |  | 118760 | 910 | 78.3 | [8 empty] | 4 | Non Federally-Regulated | 01/15/1989 |  | 03/15/1989
BDP Co. | Day & Night | 585CP048100X | Natural Gas | No Match | False | True | 1 |  | Horizontal | No Match | No Match | No Match | No Match | No Match |  | No Match |  | 80000 | 60000 | 2030 | [13 empty] | Non Federally-Regulated | 08/17/1983 |  | 12/08/1986
Rheem Sales Company, Inc. | Addison Products | GD140G-DI4 | Natural Gas | No Match | False | False | 1 |  | Down | No Match | No Match | No Match | No Match | No Match |  | No Match |  | 140625 | 108000 | [14 empty] | Non Federally-Regulated | 08/17/1983 |  | 12/08/1986
Snyder General Corp. | McQuay | EPGHA042F100-L | LPG | No Match |  | True | 1 |  | Horizontal | No Match | No Match | No Match | No Match | No Match |  | No Match |  | 100000 | 74000 |  |  | 80919 | 408 | 77.4 | [8 empty] | 15 | Non Federally-Regulated | 12/08/1986 |  | 06/29/1987
BDP Co. | Carrier | 58SE150-3 | LPG | No Match | False | False | 1 |  | Up | No Match | No Match | No Match | No Match | No Match |  | No Match |  | 141026 | 110000 | 2110 | [13 empty] | Non Federally-Regulated | 08/17/1983 |  | 12/08/1986
BDP Co. | Day & Night | 394GAW060125 | Natural Gas | No Match | False | False | 1 |  | Up | No Match | No Match | No Match | No Match | No Match |  | No Match |  | 125000 | 89000 | 2110 | 1543 | 110650 | 737 | 70.1 | [8 empty] | 5 | Non Federally-Regulated | 07/26/1982 |  | 08/17/1983
Magic Chef | Airease | EG6A55DC42 | Natural Gas | No Match | False | False | 1 |  | Up | No Match | No Match | No Match | No Match | No Match |  | No Match |  | 54521 | 41000 | 1420 | [13 empty] | Non Federally-Regulated | 08/17/1983 |  | 12/08/1986
Gaffers & Sattler | York | D1CG048P10306A | LPG | No Match |  | True | 1 |  | Horizontal | No Match | No Match | No Match | No Match | No Match |  | No Match |  | 125000 | 99000 | 1905 | 1905 | 122384 | 1150 | 75.1 | [9 empty] | Non Federally-Regulated | 01/27/1988 |  | 01/15/1989
Magic Chef | Airease | 5D120-OH-1 | Natural Gas | No Match | False | True | 1 |  | Horizontal | No Match | No Match | No Match | No Match | No Match |  | No Match |  | 120000 | 90000 | 1950 | 1950 | 113043 | 618 | 68.3 | [8 empty] | 19 | Non Federally-Regulated | 10/13/1981 |  | 03/11/1982
Snyder General Corp. | Comfortmaker | *PGDA060H075-IM-** | Natural Gas | No Match |  | True | 1 |  | Down | No Match | No Match | No Match | No Match | No Match |  | No Match |  | 75000 | 59000 |  |  | 58465 | 331 | 80.2 | [8 empty] | 15 | Non Federally-Regulated | 06/29/1987 |  | 01/27/1988
Ducane | Moncrief | HGC080AANA | Natural Gas | No Match | False | True | 1 |  | Horizontal | No Match | No Match | No Match | No Match | No Match |  | No Match |  | 80000 | 59000 | 720 | 465 | 71622 | 522 | 64.6 | [8 empty] | 5 | Non Federally-Regulated | 07/26/1982 |  | 08/17/1983
Carrier Corp. | Carrier | 48KL036500CE | Natural Gas | No Match |  | True | 1 |  | Horizontal | No Match | No Match | No Match | No Match | No Match |  | No Match |  | 60000 | 45000 | 1405 | 1075 | 61042 | 538 | 75.7 | [8 empty] | 3 | Non Federally-Regulated | 12/08/1986 |  | 06/29/1987
BDP Co. | Payne | 394GAW036100 | Natural Gas | No Match | False | False | 1 |  | Up | No Match | No Match | No Match | No Match | No Match |  | No Match |  | 100000 | 76000 | 1155 | 987 | 78309 | 598 | 79.2 | [8 empty] | 11 | Non Federally-Regulated | 10/13/1981 |  | 03/11/1982
Carrier Corp. | Carrier | 48NVT036300-B | Natural Gas | No Match |  | True | 1 |  | Down | No Match | No Match | No Match | No Match | No Match |  | No Match |  | 120000 | 94000 |  |  | 114748 | 1763 | 78.5 | [8 empty] | 3 | Non Federally-Regulated | 03/15/1989 |  | 10/10/1989
Borg Warner | York | 36ECW100GB | LPG | No Match | False | True | 1 |  | Horizontal | No Match | No Match | No Match | No Match | No Match |  | No Match |  | 100000 | 76800 | 1275 | 995 | 91413 | 495 | 70 | [8 empty] | 5 | Non Federally-Regulated | 07/26/1982 |  | 08/17/1983
Rheem Sales Company, Inc. | Montgomery Ward | SRM-54177 | Natural Gas | No Match | False | False | 1 |  | Up | No Match | No Match | No Match | No Match | No Match |  | No Match |  | 95000 | 73000 |  |  | 89652 | 548 | 69.4 | [8 empty] | 3 | Non Federally-Regulated | 04/02/1981 |  | 08/17/1983
Snyder General Corp. | Arcoaire | *PGH*042G125*I*** | Natural Gas | No Match |  | True | 1 |  | Horizontal | No Match | No Match | No Match | No Match | No Match |  | No Match |  | 125000 | 93000 |  |  | 80919 | 522 | 76.1 | [8 empty] | 15 | Non Federally-Regulated | 03/15/1989 |  | 10/10/1989
Amana Refrigeration, Inc. | Amana | EPCG2408-1E (A) | Natural Gas | No Match |  | True | 1 |  | Horizontal | No Match | No Match | No Match | No Match | No Match |  | No Match |  | 80000 | 67000 |  |  | 75520 | 259 | 83.2 | [8 empty] | 22 | Non Federally-Regulated | 06/29/1987 |  | 01/27/1988
Snyder General Corp. | Comfortmaker | *PGD*090H165*I*** | Natural Gas | No Match |  | True | 1 |  | Down | No Match | No Match | No Match | No Match | No Match |  | No Match |  | 165000 | 123000 |  |  | 141723 | 1497 | 75.5 | [8 empty] | 0 | Non Federally-Regulated | 01/15/1989 |  | 03/15/1989
Ducane | Arcoaire | DGHE060A012-AIM | Natural Gas | No Match |  | False | 1 |  | Horizontal | No Match | No Match | No Match | No Match | No Match |  | No Match |  | 60000 | 47340 | 1260 | 740 | 61800 | 500 | 75.8 | [8 empty] | 0 | Non Federally-Regulated | 01/15/1989 |  | 10/10/1989
Consolidated Industries Corp. | Addison Products | GPE3.5T125-1 | Natural Gas | No Match |  | True | 1 |  | Horizontal | No Match | No Match | No Match | No Match | No Match |  | No Match |  | 125000 | 97000 |  |  | 118278 | 835 | 78.8 | [8 empty] | 4 | Non Federally-Regulated | 06/29/1987 |  | 01/27/1988
Amana Refrigeration, Inc. | Amana | EPCG2408-1E (B) | Natural Gas | No Match |  | True | 1 |  | Horizontal | No Match | No Match | No Match | No Match | No Match |  | No Match |  | 100000 | 83000 |  |  | 95500 | 329 | 82.3 | [8 empty] | 22 | Non Federally-Regulated | 01/15/1989 |  | 03/15/1989
Ducane | Arcoaire | DGHE040A012-AIM | Natural Gas | No Match |  | False | 1 |  | Horizontal | No Match | No Match | No Match | No Match | No Match |  | No Match |  | 40000 | 31560 | 1220 | 740 | 40800 | 425 | 76.9 | [8 empty] | 0 | Non Federally-Regulated | 01/15/1989 |  | 10/10/1989
Magic Chef | Armstrong | 3D60-OH-1 | Natural Gas | No Match | False | True | 1 |  | Horizontal | No Match | No Match | No Match | No Match | No Match |  | No Match |  | 59055 | 45000 | 1340 | [13 empty] | Non Federally-Regulated | 08/17/1983 |  | 12/08/1986
Amana Refrigeration, Inc. | Amana | ERGW0012-1A(C)EBWC/A | Natural Gas | No Match | False | True | 1 |  | Down | No Match | No Match | No Match | No Match | No Match |  | No Match |  | 120000 | 99000 | 1375 | 880 | 113160 | 602 | 82.4 | [8 empty] | 22 | Non Federally-Regulated | 07/26/1982 |  | 08/17/1983
Sunbeam Air Conditioning | Sunbeam Air Conditioning | RBG-1802-43-3501-HC | Natural Gas | No Match |  | True | 3 |  | Down | No Match | No Match | No Match | No Match | No Match |  | No Match |  | 350000 | 280000 | 6000 | 5250 | 322350 | 2528 | 77.8 | [8 empty] | 4 | Non Federally-Regulated | 12/08/1986 |  | 06/29/1987
Trane U.S. Inc. | Trane Dealer Products Group | BLD040K930B | Natural Gas | No Match |  | False | 1 |  | Down | No Match | No Match | No Match | No Match | No Match |  | No Match |  | 40000 | 37000 | 900 | 500 | 33300 | 374 | 92 | [8 empty] | 11 | Non Federally-Regulated | 01/15/1989 |  | 03/15/1989
Carrier Corp. | Carrier | 58DHB055-BC | Natural Gas | No Match |  | False | 1 |  | Horizontal | No Match | No Match | No Match | No Match | No Match |  | No Match |  | 67000 | 54000 |  |  | 66716 | 531 | 81.3 | [8 empty] | 5 | Non Federally-Regulated | 12/08/1986 |  | 01/27/1988
Amana Refrigeration, Inc. | Amana | EPCG6017-1B (A) | Natural Gas | No Match | False | True | 1 |  | Horizontal | No Match | No Match | No Match | No Match | No Match |  | No Match |  | 128655 | 110000 | [14 empty] | Non Federally-Regulated | 08/17/1983 |  | 12/08/1986
Rheem Sales Company, Inc. | Ruud | URGE-370150D | Natural Gas | No Match |  | True | 3 |  | Horizontal | No Match | No Match | No Match | No Match | No Match |  | No Match |  | 370000 | 277500 |  |  | 263514 | 2067 | 76.3 | [8 empty] | 10 | Non Federally-Regulated | 01/15/1989 |  | 03/15/1989
Amana Refrigeration, Inc. | Amana | GSI140A50 | Natural Gas | No Match |  | False | 1 |  | Horizontal | No Match | No Match | No Match | No Match | No Match |  | No Match |  | 140000 | 113000 |  |  | 119140 | 865 | 78 | [9 empty] | Non Federally-Regulated | 06/29/1987 |  | 10/10/1989
Rheem Sales Company, Inc. | Heat Controller | GHL95-D3 | Natural Gas | No Match | False | False | 1 |  | Up | No Match | No Match | No Match | No Match | No Match |  | No Match |  | 94667 | 71000 | [14 empty] | Non Federally-Regulated | 08/17/1983 |  | 12/08/1986
Snyder General Corp. | Comfortmaker | *PGDA060H075-N* | Natural Gas | No Match |  | True | 1 |  | Down | No Match | No Match | No Match | No Match | No Match |  | No Match |  | 75000 | 59000 |  |  | 58465 | 331 | 80.2 | [8 empty] | 15 | Non Federally-Regulated | 12/08/1986 |  | 06/29/1987
Gaffers & Sattler | York | D1CG036P08246A | LPG | No Match |  | True | 1 |  | Horizontal | No Match | No Match | No Match | No Match | No Match |  | No Match |  | 100000 | 81000 | 1600 | 1600 | 100034 | 1138 | 76 | [9 empty] | Non Federally-Regulated | 01/27/1988 |  | 01/15/1989
Luxaire | Fraser Johnston | GCH114FF | Natural Gas | No Match | False | False | 1 |  | Horizontal | No Match | No Match | No Match | No Match | No Match |  | No Match |  | 114000 | 87552 | 1480 | 950 | 112689 | 754 | 67.9 | [8 empty] | 5 | Non Federally-Regulated | 03/11/1982 |  | 07/26/1982
Lennox Industries Inc. | Lennox | GCS9-651-120-1P | Natural Gas | No Match | False | True | 1 |  | Down | No Match | No Match | No Match | No Match | No Match |  | No Match |  | 120000 | 93000 | 2000 | 1320 | 100161 | 749 | 77.4 | [8 empty] | 43 | Non Federally-Regulated | 10/13/1981 |  | 03/11/1982
Rheem Sales Company, Inc. | Ruud | UGBC-12KCB** | Natural Gas | No Match | False | False | 1 |  | Up | No Match | No Match | No Match | No Match | No Match |  | No Match |  | 125819 | 96000 | [14 empty] | Non Federally-Regulated | 08/17/1983 |  | 12/08/1986
Ducane | Carrier | 58EG060101DA | Natural Gas | No Match | False | False | 1 |  | Horizontal | No Match | No Match | No Match | No Match | No Match |  | No Match |  | 60000 | 43000 | 1670 | 1080 | 76815 | 799 | 59 | [8 empty] | 5 | Non Federally-Regulated | 04/02/1981 |  | 03/11/1982
Sunbeam Air Conditioning | Sunbeam Air Conditioning | RBG-1802-33-2801-JC | Natural Gas | No Match |  | True | 3 |  | Down | No Match | No Match | No Match | No Match | No Match |  | No Match |  | 280000 | 224000 | 6000 | 5250 | 257320 | 2522 | 77.6 | [8 empty] | 4 | Non Federally-Regulated | 12/08/1986 |  | 06/29/1987
Lennox Industries Inc. | Lennox | G11Q3E-82 | Natural Gas | No Match | False | False | 1 |  | Up | No Match | No Match | No Match | No Match | No Match |  | No Match |  | 82000 | 63000 | 1270 | 750 | 90832 | 514 | 68.6 | [8 empty] | 3 | Non Federally-Regulated | 04/02/1981 |  | 08/17/1983
Consolidated Industries Corp. | Pacific / Air | GHB75D-15A | Natural Gas | No Match | False | False | 1 |  | Horizontal | No Match | No Match | No Match | No Match | No Match |  | No Match |  | 71523 | 54000 | [14 empty] | Non Federally-Regulated | 08/17/1983 |  | 12/08/1986
Rheem Sales Company, Inc. | Rheem | RGAC-10EA-** | Natural Gas | No Match | False | False | 1 |  | Up | No Match | No Match | No Match | No Match | No Match |  | No Match |  | 100257 | 78000 | [14 empty] | Non Federally-Regulated | 08/17/1983 |  | 12/08/1986
Lennox Industries Inc. | Lennox | GCS9-461-90A-1P | Natural Gas | No Match |  | True | 1 |  | Horizontal | No Match | No Match | No Match | No Match | No Match |  | No Match |  | 90000 | 72000 | 1500 | 1230 | 76767 | 574 | 80.9 | [8 empty] | 3 | Non Federally-Regulated | 06/29/1987 |  | 01/27/1988
Amana Refrigeration, Inc. | Amana | EPCG4812-3D (A) | Natural Gas | No Match |  | True | 1 |  | Horizontal | No Match | No Match | No Match | No Match | No Match |  | No Match |  | 80000 | 68000 |  |  | 74646 | 347 | 84 | [8 empty] | 22 | Non Federally-Regulated | 01/27/1988 |  | 01/15/1989
Trane U.S. Inc. | Trane | BYC030H1LNA | Natural Gas | No Match |  | True | 1 |  | Horizontal | No Match | No Match | No Match | No Match | No Match |  | No Match |  | 60000 | 48000 | 1165 | 895 | 59700 | 249 | 78.9 | [8 empty] | 0 | Non Federally-Regulated | 12/08/1986 |  | 06/29/1987
Luxaire | Fraser Johnston | 60ECW140GA | LPG | No Match | False | True | 1 |  | Horizontal | No Match | No Match | No Match | No Match | No Match |  | No Match |  | 140000 | 108220 | 2140 | 1790 | 131719 | 739 | 70 | [8 empty] | 5 | Non Federally-Regulated | 10/13/1981 |  | 03/11/1982
Snyder General Corp. | McQuay | *PGHA030G075-IN-** | Natural Gas | No Match |  | True | 1 |  | Horizontal | No Match | No Match | No Match | No Match | No Match |  | No Match |  | 75000 | 55000 |  |  | 61990 | 166 | 76.5 | [8 empty] | 15 | Non Federally-Regulated | 06/29/1987 |  | 01/27/1988
Borg Warner | Luxaire | 48ECW096GA | LPG | No Match | False | True | 1 |  | Horizontal | No Match | No Match | No Match | No Match | No Match |  | No Match |  | 96000 | 73728 | 1800 | [13 empty] | Non Federally-Regulated | 08/17/1983 |  | 12/08/1986
Rheem Sales Company, Inc. | Ruud | URAB-04E18AR | Natural Gas | No Match | False | True | 1 |  | Horizontal | No Match | No Match | No Match | No Match | No Match |  | No Match |  | 39744 | 31000 | [14 empty] | Non Federally-Regulated | 08/17/1983 |  | 12/08/1986
Amana Refrigeration, Inc. | Amana | GHI115A50 | LPG | No Match |  | False | 1 |  | Up | No Match | No Match | No Match | No Match | No Match |  | No Match |  | 115000 | 94000 |  |  | 97290 | 660 | 79.8 | [9 empty] | Non Federally-Regulated | 12/08/1986 |  | 10/10/1989
Magic Chef | Johnson | EG6A75DC42 | Natural Gas | No Match | False | False | 1 |  | Up | No Match | No Match | No Match | No Match | No Match |  | No Match |  | 75198 | 57000 | 1365 | [13 empty] | Non Federally-Regulated | 08/17/1983 |  | 12/08/1986
Magic Chef | Gaffers & Sattler | EG83-75D-7 | Natural Gas | No Match | False | False | 1 |  | Horizontal | No Match | No Match | No Match | No Match | No Match |  | No Match |  | 75000 | 57000 | 649 |  | 81000 | 386 | 64.6 | [8 empty] | 2 | Non Federally-Regulated | 07/26/1982 |  | 08/17/1983
Daikin Comfort Technologies Manufacturing, L.P. | Janitrol / GMC | PGX036075-1 | Natural Gas | No Match |  | True | 1 |  | Horizontal | No Match | No Match | No Match | No Match | No Match |  | No Match |  | 75000 | 58000 | 1310 | 1220 | 61011 | 492 | 76 | [8 empty] | 5 | Non Federally-Regulated | 01/15/1989 |  | 03/15/1989
Rheem Sales Company, Inc. | Century | TGR-30-1F-70 | Natural Gas | No Match |  | True | 1 |  | Horizontal | No Match | No Match | No Match | No Match | No Match |  | No Match |  | 75000 | 58000 |  |  | 68960 | 555 | 78.5 | [8 empty] | 4 | Non Federally-Regulated | 03/15/1989 |  | 10/10/1989
Magic Chef | Magic Chef | EG83-75D-7 | Natural Gas | No Match | False | False | 1 |  | Horizontal | No Match | No Match | No Match | No Match | No Match |  | No Match |  | 75000 | 57000 | 649 |  | 81000 | 386 | 64.6 | [8 empty] | 2 | Non Federally-Regulated | 07/26/1982 |  | 08/17/1983
Rheem Sales Company, Inc. | Rheem | RGDC-07EC-** | Natural Gas | No Match |  | False | 1 |  | Up | No Match | No Match | No Match | No Match | No Match |  | No Match |  | 75000 | 59000 |  |  | 70889 | 792 | 78 | [8 empty] | 4 | Non Federally-Regulated | 12/08/1986 |  | 01/27/1988
Rheem Sales Company, Inc. | Addison Products | GD80G-DI2.5 | Natural Gas | No Match | False | False | 1 |  | Down | No Match | No Match | No Match | No Match | No Match |  | No Match |  | 79843 | 61000 | [14 empty] | Non Federally-Regulated | 08/17/1983 |  | 12/08/1986
York International | Fraser Johnston | DBUC-W036N050 | Natural Gas | No Match |  | True | 1 |  | Horizontal | No Match | No Match | No Match | No Match | No Match |  | No Match |  | 50000 | 42000 | 1558 | 1344 | 45929 | 600 | 78 | [8 empty] | 58 | Non Federally-Regulated | 03/15/1989 |  | 10/10/1989
Lennox Industries Inc. | Lennox | GCS9-653-120-1G | Natural Gas | No Match | False | True | 1 |  | Down | No Match | No Match | No Match | No Match | No Match |  | No Match |  | 120000 | 93000 | 2000 | 1320 | 100161 | 749 | 77.4 | [8 empty] | 43 | Non Federally-Regulated | 10/13/1981 |  | 03/11/1982
Rheem Sales Company, Inc. | Arcoaire | APGHA048H075-L | LPG | No Match |  | True | 1 |  | Horizontal | No Match | No Match | No Match | No Match | No Match |  | No Match |  | 75000 | 56000 |  |  | 60783 | 318 | 77.3 | [8 empty] | 15 | Non Federally-Regulated | 12/08/1986 |  | 06/29/1987
BDP Co. | Carrier | 58GS125-1 | LPG | No Match | False | False | 1 |  | Up | No Match | No Match | No Match | No Match | No Match |  | No Match |  | 116492 | 89000 | [14 empty] | Non Federally-Regulated | 08/17/1983 |  | 12/08/1986
Borg Warner | Luxaire | FCU060EANA | Natural Gas | No Match | False | False | 1 |  | Up | No Match | No Match | No Match | No Match | No Match |  | No Match |  | 60526 | 46000 | 1075 | [13 empty] | Non Federally-Regulated | 08/17/1983 |  | 12/08/1986
Rheem Sales Company, Inc. | Ruud | URGF-200075C | Natural Gas | No Match |  | True | 1 |  | Down | No Match | No Match | No Match | No Match | No Match |  | No Match |  | 200000 | 158641 |  |  | 175711 | 1327 | 79.5 | [8 empty] | 6 | Non Federally-Regulated | 01/15/1989 |  | 03/15/1989
Trane U.S. Inc. | American Standard, Inc. | YCC048A1LOA | Natural Gas | No Match |  | True | 1 |  | Horizontal | No Match | No Match | No Match | No Match | No Match |  | No Match |  | 100000 | 74000 | 1635 | 1255 | 80300 | 441 | 77.8 | [8 empty] | 0 | Non Federally-Regulated | 03/15/1989 |  | 10/10/1989
Consolidated Industries Corp. | Goettl | HBA080ND4RX | Natural Gas | No Match |  | False | 1 |  | Horizontal | No Match | No Match | No Match | No Match | No Match |  | No Match |  | 80000 | 63000 |  |  | 76756 | 756 | 80.1 | [8 empty] | 3 | Non Federally-Regulated | 01/27/1988 |  | 10/10/1989
Amana Refrigeration, Inc. | Amana | EPCG3612-1B (B) | Natural Gas | No Match | False | True | 1 |  | Horizontal | No Match | No Match | No Match | No Match | No Match |  | No Match |  | 100000 | 83430 |  |  | 95340 | 626 | 81.5 | [8 empty] | 22 | Non Federally-Regulated | 10/13/1981 |  | 03/11/1982
Heil Quaker | Heil | HUGE105BG01 | Natural Gas | No Match | False | False | 1 |  | Up | No Match | No Match | No Match | No Match | No Match |  | No Match |  | 105000 | 85000 | 1350 | 1000 | 95715 | 786 | 80.6 | [8 empty] | 2 | Non Federally-Regulated | 04/02/1981 |  | 08/17/1983
BDP Co. | Day & Night | 394GAW000100 | Natural Gas | No Match | False | False | 1 |  | Up | No Match | No Match | No Match | No Match | No Match |  | No Match |  | 100000 | 76000 |  |  | 90772 | 419 | 69 | [8 empty] | 5 | Non Federally-Regulated | 03/11/1982 |  | 07/26/1982
Arkla Industries, Inc. | Arkla | RT 48-100-51T | Natural Gas | No Match | False | True | 1 |  | Horizontal | No Match | No Match | No Match | No Match | No Match |  | No Match |  | 100000 | 77000 | 1620 | 950 | 82523 | 767 | 74.4 | [9 empty] | Non Federally-Regulated | 07/26/1982 |  | 08/17/1983
Rheem Sales Company, Inc. | Rheem | RGMA-08KCA | Natural Gas | No Match | False | False | 1 |  | Down | No Match | No Match | No Match | No Match | No Match |  | No Match |  | 80000 | 61000 |  |  | 90992 | 672 | 67.9 | [8 empty] | 4 | Non Federally-Regulated | 04/02/1981 |  | 08/17/1983
Rheem Sales Company, Inc. | Ruud | UGAC-08EAB** | Natural Gas | No Match | False | False | 1 |  | Up | No Match | No Match | No Match | No Match | No Match |  | No Match |  | 80581 | 61000 | [14 empty] | Non Federally-Regulated | 08/17/1983 |  | 12/08/1986
Ducane | BDP Co. | 349EAW060140-B | Natural Gas | No Match | False | False | 1 |  | Horizontal | No Match | No Match | No Match | No Match | No Match |  | No Match |  | 140000 | 106000 | 1950 | 1130 | 140160 | 805 | 66.6 | [8 empty] | 5 | Non Federally-Regulated | 03/11/1982 |  | 07/26/1982
Luxaire | Westinghouse Electric | 36ECW100GA | Natural Gas | No Match | False | True | 1 |  | Horizontal | No Match | No Match | No Match | No Match | No Match |  | No Match |  | 100000 | 76800 | 1275 | 995 | 91413 | 495 | 70 | [8 empty] | 5 | Non Federally-Regulated | 10/13/1981 |  | 03/11/1982
Carrier Corp. | Day & Night | 585HJ036100 | Natural Gas | No Match |  | True | 1 |  | Horizontal | No Match | No Match | No Match | No Match | No Match |  | No Match |  | 100000 | 79000 | 1475 | 1160 | 102954 | 718 | 75.4 | [8 empty] | 3 | Non Federally-Regulated | 12/08/1986 |  | 06/29/1987
Rheem Sales Company, Inc. | Ruud | UGUD-11EC** | Natural Gas | No Match | False | True | 1 |  | Horizontal | No Match | No Match | No Match | No Match | No Match |  | No Match |  | 115000 | 87000 |  |  | 113000 | 659 | 67.6 | [8 empty] | 3 | Non Federally-Regulated | 07/26/1982 |  | 08/17/1983
Heil Quaker | Heil | NUGE080CG** | Natural Gas | No Match |  | False | 1 |  | Up | No Match | No Match | No Match | No Match | No Match |  | No Match |  | 80000 | 62372 | 1360 | 900 | 79628 | 632 | 77.4 | [8 empty] | 2 | Non Federally-Regulated | 12/08/1986 |  | 01/15/1989
Ducane | Heil Quaker | NUGI100KK** | Natural Gas | No Match |  | False | 1 |  | Up | No Match | No Match | No Match | No Match | No Match |  | No Match |  | 100000 | 79700 | 2040 | 1580 | 101846 | 713 | 73.7 | [8 empty] | 4 | Non Federally-Regulated | 12/08/1986 |  | 06/29/1987
Rheem Sales Company, Inc. | Ruud | URGE-10E30JKR | Natural Gas | No Match |  | True | 1 |  | Horizontal | No Match | No Match | No Match | No Match | No Match |  | No Match |  | 100000 | 76000 |  |  | 81208 | 465 | 76.9 | [8 empty] | 4 | Non Federally-Regulated | 06/29/1987 |  | 01/27/1988
Heil Quaker | Heil | NHGB100AH01 | Natural Gas | No Match | False | False | 1 |  | Horizontal | No Match | No Match | No Match | No Match | No Match |  | No Match |  | 100000 | 75000 | 1530 | 1090 | 99184 | 931 | 61.4 | [8 empty] | 1 | Non Federally-Regulated | 04/02/1981 |  | 08/17/1983
Consolidated Industries Corp. | Addison Products | GPE1.5T050-1X | Natural Gas | No Match |  | True | 1 |  | Horizontal | No Match | No Match | No Match | No Match | No Match |  | No Match |  | 50000 | 39000 |  |  | 49568 | 345 | 78.2 | [8 empty] | 4 | Non Federally-Regulated | 01/27/1988 |  | 01/15/1989
York International | Fraser Johnston | DAUC-W090N165 | Natural Gas | No Match |  | True | 1 |  | Horizontal | No Match | No Match | No Match | No Match | No Match |  | No Match |  | 163000 | 129000 | 3300 | 2600 | 154473 | 2200 | 79 | [8 empty] | 58 | Non Federally-Regulated | 01/15/1989 |  | 03/15/1989
Singer | Singer | G-U 313055-08M-PD | Natural Gas | No Match | False | False | 1 |  | Up | No Match | No Match | No Match | No Match | No Match |  | No Match |  | 55000 | 41000 | 822 | 757 | 114440 | 294 | 65.9 | [8 empty] | 20 | Non Federally-Regulated | 10/13/1981 |  | 08/17/1983
Ducane | Ducane | HGP-110D12RNEX | Natural Gas | No Match |  | False | 1 |  | Horizontal | No Match | No Match | No Match | No Match | No Match |  | No Match |  | 110000 | 85459 | 1840 | 1140 | 103567 | 719 | 74.8 | [8 empty] | 0 | Non Federally-Regulated | 12/08/1986 |  | 06/29/1987
Heil Quaker | Whirlpool | NRGR15DN01C | Natural Gas | No Match |  | True | 3 |  | Horizontal | No Match | No Match | No Match | No Match | No Match |  | No Match |  | 370000 | 277500 |  |  | 263514 | 2067 | 76.3 | [8 empty] | 10 | Non Federally-Regulated | 12/08/1986 |  | 06/29/1987
Rheem Sales Company, Inc. | Ruud | UGGC-09EAB | Natural Gas | No Match | False | False | 1 |  | Up | No Match | No Match | No Match | No Match | No Match |  | No Match |  | 95000 | 73000 |  |  | 89652 | 548 | 69.4 | [8 empty] | 3 | Non Federally-Regulated | 04/02/1981 |  | 08/17/1983
York International | Luxaire | DAUC-F036P050A | LPG | No Match |  | True | 1 |  | Horizontal | No Match | No Match | No Match | No Match | No Match |  | No Match |  | 50000 | 41000 | 1600 | 1600 | 37060 | 665 | 80 | [9 empty] | Non Federally-Regulated | 01/27/1988 |  | 01/15/1989
Rheem Sales Company, Inc. | Rheem | RGDD-10NC-JR | Natural Gas | No Match |  | False | 1 |  | Up | No Match | No Match | No Match | No Match | No Match |  | No Match |  | 100000 | 80000 |  |  | 102051 | 861 | 75.6 | [8 empty] | 3 | Non Federally-Regulated | 01/27/1988 |  | 10/10/1989
Carrier Corp. | Carrier | 48NHT036300-B | Natural Gas | No Match |  | True | 1 |  | Down | No Match | No Match | No Match | No Match | No Match |  | No Match |  | 100000 | 78000 |  |  | 97418 | 1056 | 78.5 | [8 empty] | 3 | Non Federally-Regulated | 03/15/1989 |  | 10/10/1989
York International | Luxaire | DAUC-T048N125A | Natural Gas | No Match |  | True | 1 |  | Horizontal | No Match | No Match | No Match | No Match | No Match |  | No Match |  | 125000 | 99000 | 1905 | 1905 | 122384 | 1150 | 75.1 | [9 empty] | Non Federally-Regulated | 03/15/1989 |  | 10/10/1989
Gaffers & Sattler | York | D1SE036N04946B | Natural Gas | No Match |  | True | 1 |  | Horizontal | No Match | No Match | No Match | No Match | No Match |  | No Match |  | 59000 | 47000 | 1360 | 1285 | 55584 | 886 | 81 | [9 empty] | Non Federally-Regulated | 12/08/1986 |  | 06/29/1987
Rheem Sales Company, Inc. | Rheem | RRGF-200125D | Natural Gas | No Match |  | True | 1 |  | Down | No Match | No Match | No Match | No Match | No Match |  | No Match |  | 200000 | 162052 |  |  | 187661 | 2840 | 80.2 | [8 empty] | 6 | Non Federally-Regulated | 03/15/1989 |  | 10/10/1989
Rheem Sales Company, Inc. | Arcoaire | APGHA060H075-M | Natural Gas | No Match |  | True | 1 |  | Horizontal | No Match | No Match | No Match | No Match | No Match |  | No Match |  | 75000 | 56000 |  |  | 60783 | 318 | 77.3 | [8 empty] | 15 | Non Federally-Regulated | 12/08/1986 |  | 06/29/1987
Borg Warner | Luxaire | GCU082FF | Natural Gas | No Match | False | False | 1 |  | Up | No Match | No Match | No Match | No Match | No Match |  | No Match |  | 85220 | 64000 | 1170 | [13 empty] | Non Federally-Regulated | 08/17/1983 |  | 12/08/1986
Consolidated Industries Corp. | Addison Products | GUWHC100B-D3 | LPG | No Match |  | False | 1 |  | Up | No Match | No Match | No Match | No Match | No Match |  | No Match |  | 100000 | 92000 |  |  | 86889 | 771 | 89.1 | [8 empty] | 4 | Non Federally-Regulated | 01/27/1988 |  | 01/15/1989
Rheem Sales Company, Inc. | Arcoaire | *PGHA042G100-IL-** | LPG | No Match |  | True | 1 |  | Horizontal | No Match | No Match | No Match | No Match | No Match |  | No Match |  | 100000 | 74000 |  |  | 80919 | 408 | 77.4 | [8 empty] | 15 | Non Federally-Regulated | 01/27/1988 |  | 01/15/1989
Ducane | Lennox | GS11Q4E-100-4NLT | LPG | No Match | False | True | 1 |  | Horizontal | No Match | No Match | No Match | No Match | No Match |  | No Match |  | 92000 | 69000 | 1550 | [13 empty] | Non Federally-Regulated | 08/17/1983 |  | 12/08/1986
Rheem Sales Company, Inc. | Ruud | URAD-08E48DR | Natural Gas | No Match | False | True | 1 |  | Horizontal | No Match | No Match | No Match | No Match | No Match |  | No Match |  | 80000 | 60000 |  |  | 94450 | 565 | 65.8 | [8 empty] | 4 | Non Federally-Regulated | 07/26/1982 |  | 08/17/1983
York International | York | D1CG048N06225A | Natural Gas | No Match |  | True | 1 |  | Horizontal | No Match | No Match | No Match | No Match | No Match |  | No Match |  | 75000 | 62000 | 1905 | 1905 | 57772 | 824 | 78.1 | [9 empty] | Non Federally-Regulated | 03/15/1989 |  | 10/10/1989
Rheem Sales Company, Inc. | General Electric | BC0036A106A0 | Natural Gas | No Match | False | True | 1 |  | Horizontal | No Match | No Match | No Match | No Match | No Match |  | No Match |  | 59682 | 45000 | [14 empty] | Non Federally-Regulated | 08/17/1983 |  | 12/08/1986
BDP Co. | Payne | 396GAW048100* | Natural Gas | No Match | False | False | 1 |  | Down | No Match | No Match | No Match | No Match | No Match |  | No Match |  | 80000 | 63000 | 1630 | 990 | 89114 | 572 | 69.7 | [8 empty] | 5 | Non Federally-Regulated | 04/02/1981 |  | 10/13/1981
Rheem Sales Company, Inc. | Montgomery Ward | SRM-54691 | Natural Gas | No Match | False | False | 1 |  | Up | No Match | No Match | No Match | No Match | No Match |  | No Match |  | 95675 | 73000 | [14 empty] | Non Federally-Regulated | 08/17/1983 |  | 12/08/1986
York International | York | D3SM060G09025 | Natural Gas | No Match |  | True | 1 |  | Horizontal | No Match | No Match | No Match | No Match | No Match |  | No Match |  | 90000 | 70000 | 2200 | 1740 | 79053 | 1003 | 76.7 | [9 empty] | Non Federally-Regulated | 03/15/1989 |  | 10/10/1989
Carrier Corp. | Payne | 585HP048080 | Natural Gas | No Match |  | True | 1 |  | Horizontal | No Match | No Match | No Match | No Match | No Match |  | No Match |  | 80000 | 60000 | 1775 | 1380 | 81255 | 748 | 75.7 | [8 empty] | 3 | Non Federally-Regulated | 06/29/1987 |  | 01/27/1988
Amana Refrigeration, Inc. | Amana | EPCG6012-1E (C) | LPG | No Match |  | True | 1 |  | Horizontal | No Match | No Match | No Match | No Match | No Match |  | No Match |  | 120000 | 99000 |  |  | 112800 | 456 | 83.5 | [8 empty] | 22 | Non Federally-Regulated | 06/29/1987 |  | 01/27/1988
Rheem Sales Company, Inc. | Arcoaire | APGHA024G050-M | Natural Gas | No Match |  | True | 1 |  | Horizontal | No Match | No Match | No Match | No Match | No Match |  | No Match |  | 50000 | 36000 |  |  | 41081 | 190 | 76.6 | [8 empty] | 15 | Non Federally-Regulated | 12/08/1986 |  | 06/29/1987
BDP Co. | Payne | 397GAY036100 | LPG | No Match | False | False | 1 |  | Up | No Match | No Match | No Match | No Match | No Match |  | No Match |  | 100000 | 78000 | 1155 | 987 | 96969 | 592 | 80.5 | [8 empty] | 11 | Non Federally-Regulated | 10/13/1981 |  | 03/11/1982
Ducane | Trane | OUABA-13-C | Oil | No Match | False | False | 1 |  | Up | No Match | No Match | No Match | No Match | No Match |  | No Match |  | 154545 | 119000 | 1700 | [13 empty] | Non Federally-Regulated | 08/17/1983 |  | 12/08/1986
Climate Control / Snyder General | Climate Control | *PGDA060G150-N** | Natural Gas | No Match |  | True | 1 |  | Down | No Match | No Match | No Match | No Match | No Match |  | No Match |  | 150000 | 117000 |  |  | 138818 | 688 | 79.1 | [8 empty] | 15 | Non Federally-Regulated | 12/08/1986 |  | 06/29/1987
Amana Refrigeration, Inc. | Amana | GHE105DM-5 | Natural Gas | No Match | False | False | 1 |  | Up | No Match | No Match | No Match | No Match | No Match |  | No Match |  | 105000 | 83000 | 2090 | 1375 | 106575 | 823 | 72.5 | [8 empty] | 4 | Non Federally-Regulated | 07/26/1982 |  | 08/17/1983
BDP Co. | Carrier | 58SE125-7 | LPG | No Match | False | False | 1 |  | Up | No Match | No Match | No Match | No Match | No Match |  | No Match |  | 125000 | 98000 | 1550 | 1234 | 116818 | 603 | 80.5 | [8 empty] | 11 | Non Federally-Regulated | 10/13/1981 |  | 03/11/1982
Carrier Corp. | Carrier | 48NVT042300 | Natural Gas | No Match |  | True | 1 |  | Horizontal | No Match | No Match | No Match | No Match | No Match |  | No Match |  | 120000 | 94000 |  |  | 118351 | 934 | 78.5 | [8 empty] | 3 | Non Federally-Regulated | 03/15/1989 |  | 10/10/1989
Heil Quaker | Bard | PGA30A060(B) | Natural Gas | No Match |  | True | 1 |  | Horizontal | No Match | No Match | No Match | No Match | No Match |  | No Match |  | 80000 | 62678 | 870 | 705 | 79101 | 770 | 77.3 | [8 empty] | 6 | Non Federally-Regulated | 01/15/1989 |  | 03/15/1989
Coleman Company, Inc. | Coleman | 6348H421(A) | Natural Gas | No Match |  | True | 1 |  | Horizontal | No Match | No Match | No Match | No Match | No Match |  | No Match |  | 80000 | 64344 | 2000 | 1675 | 75040 | 1164 | 79.7 | [8 empty] | 6 | Non Federally-Regulated | 06/29/1987 |  | 01/27/1988
Consolidated Industries Corp. | Climate Control / Snyder General | GHB060NFCI | Natural Gas | No Match |  | False | 1 |  | Horizontal | No Match | No Match | No Match | No Match | No Match |  | No Match |  | 60000 | 47000 |  |  | 61258 | 517 | 75.2 | [8 empty] | 3 | Non Federally-Regulated | 12/08/1986 |  | 06/29/1987
Snyder General Corp. | McQuay | *PGH*024G075*I*** | Natural Gas | No Match |  | True | 1 |  | Horizontal | No Match | No Match | No Match | No Match | No Match |  | No Match |  | 75000 | 55000 |  |  | 61990 | 190 | 76.5 | [8 empty] | 15 | Non Federally-Regulated | 03/15/1989 |  | 10/10/1989
SJC Corp. | Frigiking Tappan | DI100D08 | Natural Gas | No Match | False | False | 1 |  | Down | No Match | No Match | No Match | No Match | No Match |  | No Match |  | 100000 | 75000 | 840 | 800 | 91877 | 609 | 67.4 | [9 empty] | Non Federally-Regulated | 04/02/1981 |  | 10/13/1981
Sunbeam Air Conditioning | Sunbeam Air Conditioning | RCG-0601-33-0952-ET | LPG | No Match |  | True | 1 |  | Down | No Match | No Match | No Match | No Match | No Match |  | No Match |  | 95000 | 73150 | 2200 | 1800 | 81320 | 749 | 75.6 | [8 empty] | 4 | Non Federally-Regulated | 12/08/1986 |  | 06/29/1987
Trane U.S. Inc. | Trane | YCH090B(3,4)HOA | Natural Gas | No Match |  | True | 1 |  | Down | No Match | No Match | No Match | No Match | No Match |  | No Match |  | 205000 | 163000 |  |  | 181400 | 1252 | 77 | [8 empty] | 0 | Non Federally-Regulated | 01/15/1989 |  | 03/15/1989
Rheem Sales Company, Inc. | Rheem | RGMA-14KCB | Natural Gas | No Match | False | False | 1 |  | Down | No Match | No Match | No Match | No Match | No Match |  | No Match |  | 140000 | 107000 |  |  | 133816 | 832 | 69.7 | [8 empty] | 4 | Non Federally-Regulated | 04/02/1981 |  | 08/17/1983
Magic Chef | Johnson | ENG8D50DC36-2D | Natural Gas | No Match |  | False | 1 |  | Horizontal | No Match | No Match | No Match | No Match | No Match |  | No Match |  | 50000 | 38000 |  |  | 40993 | 352 | 75.3 | [8 empty] | 3 | Non Federally-Regulated | 06/29/1987 |  | 01/27/1988
Heil Quaker | Whirlpool | NRLE36MAK** | LPG | No Match | False | True | 1 |  | Horizontal | No Match | No Match | No Match | No Match | No Match |  | No Match |  | 100000 | 71000 | 1200 | 940 | 89959 | 745 | 68 | [8 empty] | 1 | Non Federally-Regulated | 07/26/1982 |  | 08/17/1983
Luxaire | Westinghouse Electric | GCH076DF | Natural Gas | No Match | False | False | 1 |  | Horizontal | No Match | No Match | No Match | No Match | No Match |  | No Match |  | 76000 | 58976 | 775 | 650 | 78412 | 544 | 67.9 | [8 empty] | 5 | Non Federally-Regulated | 04/02/1981 |  | 10/13/1981
Rheem Sales Company, Inc. | Ruud | URAB-04E24BR | Natural Gas | No Match | False | True | 1 |  | Horizontal | No Match | No Match | No Match | No Match | No Match |  | No Match |  | 40000 | 30000 |  |  | 45404 | 319 | 68.1 | [8 empty] | 5 | Non Federally-Regulated | 10/13/1981 |  | 03/11/1982
Carrier Corp. | Payne | 585JP042125 | Natural Gas | No Match |  | True | 1 |  | Horizontal | No Match | No Match | No Match | No Match | No Match |  | No Match |  | 125000 | 94000 | 1800 | 1195 | 123831 | 871 | 75.2 | [8 empty] | 3 | Non Federally-Regulated | 12/08/1986 |  | 06/29/1987
BDP Co. | Carrier | 58GS125-1 | LPG | No Match | False | False | 1 |  | Up | No Match | No Match | No Match | No Match | No Match |  | No Match |  | 125000 | 89000 |  |  | 111643 | 533 | 70.1 | [8 empty] | 5 | Non Federally-Regulated | 07/26/1982 |  | 08/17/1983
Rheem Sales Company, Inc. | Rheem | RGGC-08ECA** | Natural Gas | No Match | False | False | 1 |  | Up | No Match | No Match | No Match | No Match | No Match |  | No Match |  | 80158 | 61000 | [14 empty] | Non Federally-Regulated | 08/17/1983 |  | 12/08/1986
Magic Chef | Armstrong | EG83-125D2C5-5 | Natural Gas | No Match | False | False | 1 |  | Horizontal | No Match | No Match | No Match | No Match | No Match |  | No Match |  | 125000 | 92000 | 2064 | 1342 | 114500 | 623 | 66.7 | [8 empty] | 2 | Non Federally-Regulated | 07/26/1982 |  | 08/17/1983
Snyder General Corp. | Arcoaire | *PGD*048G075*I*** | Natural Gas | No Match |  | True | 1 |  | Down | No Match | No Match | No Match | No Match | No Match |  | No Match |  | 75000 | 59000 |  |  | 58465 | 331 | 80.2 | [8 empty] | 15 | Non Federally-Regulated | 03/15/1989 |  | 10/10/1989
York International | Fraser Johnston | DAUC-T060P100A | LPG | No Match |  | True | 1 |  | Horizontal | No Match | No Match | No Match | No Match | No Match |  | No Match |  | 100000 | 81000 | 2340 | 2340 | 98177 | 1239 | 77.1 | [9 empty] | Non Federally-Regulated | 06/29/1987 |  | 01/27/1988
Arkla Industries, Inc. | Arkla | DI120D13 | Natural Gas | No Match | False | False | 1 |  | Down | No Match | No Match | No Match | No Match | No Match |  | No Match |  | 120000 | 90000 | 1280 | 1130 | 113238 | 693 | 68.6 | [9 empty] | Non Federally-Regulated | 07/26/1982 |  | 08/17/1983
Magic Chef | Johnson | EG83-100D2C3.5-7 | Natural Gas | No Match | False | False | 1 |  | Horizontal | No Match | No Match | No Match | No Match | No Match |  | No Match |  | 99741 | 77000 | 1014 | [13 empty] | Non Federally-Regulated | 08/17/1983 |  | 12/08/1986
Amana Refrigeration, Inc. | Amana | EPCG4212-1D (C) | LPG | No Match |  | True | 1 |  | Horizontal | No Match | No Match | No Match | No Match | No Match |  | No Match |  | 120000 | 99000 |  |  | 112800 | 456 | 83.5 | [8 empty] | 22 | Non Federally-Regulated | 03/15/1989 |  | 10/10/1989
Heil Quaker | Sears | 867.81551*(A) | Natural Gas | No Match |  | True | 1 |  | Horizontal | No Match | No Match | No Match | No Match | No Match |  | No Match |  | 80000 | 64472 | 2000 | 1675 | 75013 | 1170 | 79.7 | [8 empty] | 6 | Non Federally-Regulated | 03/15/1989 |  | 10/10/1989
Magic Chef | Lennox | GCS81E-511-140 | Natural Gas | No Match | False | True | 1 |  | Horizontal | No Match | No Match | No Match | No Match | No Match |  | No Match |  | 140000 | 105000 | 1850 | 1850 | 131871 | 659 | 68.2 | [8 empty] | 19 | Non Federally-Regulated | 07/26/1982 |  | 08/17/1983
Amana Refrigeration, Inc. | Amana | EPCG4212-1B (B) | Natural Gas | No Match | False | True | 1 |  | Horizontal | No Match | No Match | No Match | No Match | No Match |  | No Match |  | 98940 | 84000 | [14 empty] | Non Federally-Regulated | 08/17/1983 |  | 12/08/1986
Luxaire | Westinghouse Electric | 18ECW045GA | Natural Gas | No Match | False | True | 1 |  | Horizontal | No Match | No Match | No Match | No Match | No Match |  | No Match |  | 45000 | 35550 | 930 | 665 | 53597 | 452 | 68.3 | [8 empty] | 5 | Non Federally-Regulated | 04/02/1981 |  | 10/13/1981
Rheem Sales Company, Inc. | Ruud | URGF-12E42JK* | Natural Gas | No Match |  | True | 1 |  | Horizontal | No Match | No Match | No Match | No Match | No Match |  | No Match |  | 125000 | 97000 |  |  | 118278 | 835 | 78.8 | [8 empty] | 4 | Non Federally-Regulated | 01/27/1988 |  | 01/15/1989
BDP Co. | Payne | 397HAW048080 | Natural Gas | No Match | False | False | 1 |  | Up | No Match | No Match | No Match | No Match | No Match |  | No Match |  | 89588 | 74000 | 1545 | [13 empty] | Non Federally-Regulated | 08/17/1983 |  | 12/08/1986
Rheem Sales Company, Inc. | Rheem | RRGE-15E60JKR | Natural Gas | No Match |  | True | 1 |  | Horizontal | No Match | No Match | No Match | No Match | No Match |  | No Match |  | 150000 | 117000 |  |  | 137154 | 1435 | 78.2 | [8 empty] | 4 | Non Federally-Regulated | 06/29/1987 |  | 01/27/1988
Heil Quaker | Heil Quaker | NDGE105AF** | Natural Gas | No Match |  | False | 1 |  | Down | No Match | No Match | No Match | No Match | No Match |  | No Match |  | 105000 | 81167 | 1200 | 770 | 100649 | 820 | 76.6 | [8 empty] | 1 | Non Federally-Regulated | 01/15/1989 |  | 10/10/1989
Rheem Sales Company, Inc. | Rheem | RRGF-200075D | Natural Gas | No Match |  | True | 1 |  | Down | No Match | No Match | No Match | No Match | No Match |  | No Match |  | 200000 | 158641 |  |  | 175711 | 1327 | 79.5 | [8 empty] | 6 | Non Federally-Regulated | 01/15/1989 |  | 03/15/1989
Carrier Corp. | Payne | 395BAW024060 | Natural Gas | No Match |  | False | 1 |  | Up | No Match | No Match | No Match | No Match | No Match |  | No Match |  | 71000 | 58000 |  |  | 67491 | 426 | 80.9 | [8 empty] | 5 | Non Federally-Regulated | 01/27/1988 |  | 10/10/1989
Heil Quaker | Sears | 867.81624* | Natural Gas | No Match | False | True | 1 |  | Horizontal | No Match | No Match | No Match | No Match | No Match |  | No Match |  | 100000 | 71000 | 1200 | 940 | 89361 | 740 | 68.5 | [8 empty] | 1 | Non Federally-Regulated | 07/26/1982 |  | 08/17/1983
BDP Co. | Carrier | 58SE075-1 | LPG | No Match | False | False | 1 |  | Up | No Match | No Match | No Match | No Match | No Match |  | No Match |  | 75000 | 55000 |  |  | 76158 | 380 | 71.9 | [8 empty] | 5 | Non Federally-Regulated | 07/26/1982 |  | 08/17/1983
Carrier Corp. | Payne | 585HE036060 | Natural Gas | No Match |  | True | 1 |  | Horizontal | No Match | No Match | No Match | No Match | No Match |  | No Match |  | 60000 | 45000 | 1405 | 1075 | 61042 | 538 | 75.7 | [8 empty] | 3 | Non Federally-Regulated | 01/27/1988 |  | 01/15/1989
Heil Quaker | Sears | 867.7622 | Natural Gas | No Match | False | False | 1 |  | Up | No Match | No Match | No Match | No Match | No Match |  | No Match |  | 80000 | 64000 | 1360 | 900 | 76979 | 611 | 80.1 | [8 empty] | 2 | Non Federally-Regulated | 07/26/1982 |  | 08/17/1983
Heil Quaker | Heil Quaker | NRGF60FDB**(B) | Natural Gas | No Match |  | True | 1 |  | Horizontal | No Match | No Match | No Match | No Match | No Match |  | No Match |  | 130000 | 103046 | 1775 | 1550 | 117468 | 1126 | 78.3 | [8 empty] | 6 | Non Federally-Regulated | 01/15/1989 |  | 03/15/1989
Snyder General Corp. | Comfortmaker | *PGDA036H050-L* | LPG | No Match |  | True | 1 |  | Down | No Match | No Match | No Match | No Match | No Match |  | No Match |  | 50000 | 40000 |  |  | 37856 | 290 | 82 | [8 empty] | 15 | Non Federally-Regulated | 12/08/1986 |  | 06/29/1987
Magic Chef | Armstrong | U60-4 | Natural Gas | No Match | False | False | 1 |  | Up | No Match | No Match | No Match | No Match | No Match |  | No Match |  | 60000 | 48000 |  | 660 | 69188 | 374 | 66.9 | [8 empty] | 19 | Non Federally-Regulated | 04/02/1981 |  | 08/17/1983
BDP Co. | Carrier | 58SE150-3 | Natural Gas | No Match | False | False | 1 |  | Up | No Match | No Match | No Match | No Match | No Match |  | No Match |  | 150000 | 117000 | 2110 | 1600 | 153062 | 962 | 71.1 | [8 empty] | 5 | Non Federally-Regulated | 04/02/1981 |  | 10/13/1981
Snyder General Corp. | Comfortmaker | *PGDA060G150-L* | LPG | No Match |  | True | 1 |  | Down | No Match | No Match | No Match | No Match | No Match |  | No Match |  | 150000 | 117000 |  |  | 138818 | 688 | 79.1 | [8 empty] | 15 | Non Federally-Regulated | 12/08/1986 |  | 06/29/1987
Rheem Sales Company, Inc. | Ruud | URGF-07N36JK* | Natural Gas | No Match |  | True | 1 |  | Horizontal | No Match | No Match | No Match | No Match | No Match |  | No Match |  | 75000 | 58000 |  |  | 68444 | 745 | 78.2 | [8 empty] | 4 | Non Federally-Regulated | 03/15/1989 |  | 10/10/1989
Magic Chef | Johnson | EG8D100DC60-2 | Natural Gas | No Match |  | False | 1 |  | Horizontal | No Match | No Match | No Match | No Match | No Match |  | No Match |  | 100000 | 79000 |  |  | 102248 | 858 | 75.1 | [8 empty] | 3 | Non Federally-Regulated | 12/08/1986 |  | 06/29/1987
Rheem Sales Company, Inc. | Rheem | RGYA-06NA-AR | Natural Gas | No Match |  | False | 1 |  | Horizontal | No Match | No Match | No Match | No Match | No Match |  | No Match |  | 60000 | 47000 |  |  | 60074 | 314 | 77.1 | [8 empty] | 4 | Non Federally-Regulated | 12/08/1986 |  | 10/10/1989
Consolidated Industries Corp. | Heat Controller | GSH50-T3NXD-1 | Natural Gas | No Match |  | False | 1 |  | Horizontal | No Match | No Match | No Match | No Match | No Match |  | No Match |  | 50000 | 38000 |  |  | 40993 | 352 | 75.3 | [8 empty] | 3 | Non Federally-Regulated | 06/29/1987 |  | 01/27/1988
Bard Manufacturing Company, Inc. | Bard | PGA24A090(A) | Natural Gas | No Match |  | True | 1 |  | Horizontal | No Match | No Match | No Match | No Match | No Match |  | No Match |  | 60000 | 48360 | 870 | 705 | 59330 | 605 | 76.9 | [8 empty] | 6 | Non Federally-Regulated | 01/27/1988 |  | 01/15/1989
Magic Chef | Williams | 4A120-OH-1-5 | Natural Gas | No Match | False | True | 1 |  | Horizontal | No Match | No Match | No Match | No Match | No Match |  | No Match |  | 120000 | 90000 | 1850 | 1850 | 113032 | 659 | 68.3 | [8 empty] | 19 | Non Federally-Regulated | 10/13/1981 |  | 03/11/1982
Rheem Sales Company, Inc. | Ruud | UGGC-12EA-** | Natural Gas | No Match | False | False | 1 |  | Up | No Match | No Match | No Match | No Match | No Match |  | No Match |  | 125165 | 95000 | [14 empty] | Non Federally-Regulated | 08/17/1983 |  | 12/08/1986
Daikin Comfort Technologies Manufacturing, L.P. | Janitrol / GMC | HAC040N(D,E,F)3RC,D | Natural Gas | No Match |  | False | 1 |  | Horizontal | No Match | No Match | No Match | No Match | No Match |  | No Match |  | 40000 | 30000 |  |  | 40591 | 351 | 75.6 | [8 empty] | 3 | Non Federally-Regulated | 06/29/1987 |  | 01/15/1989
Ducane | York | P-CMD22N09701A | Natural Gas | No Match |  | False | 1 |  | Down | No Match | No Match | No Match | No Match | No Match |  | No Match |  | 120000 | 96000 |  |  | 117425 | 767 | 79.6 | [8 empty] | 4 | Non Federally-Regulated | 01/27/1988 |  | 01/15/1989
AAON, Inc. | Aaon | RE-15-*-2*-*2* | Natural Gas | No Match |  | True | 3 |  | Down | No Match | No Match | No Match | No Match | No Match |  | No Match |  | 285000 | 226520 | 6500 | 5200 | 236356 | 5464 | 80.2 | [8 empty] | 4 | Non Federally-Regulated | 03/15/1989 |  | 10/10/1989
Carrier Corp. | Carrier | 48LZ0085,6 | Natural Gas | No Match |  | True | 1 |  | Horizontal | No Match | No Match | No Match | No Match | No Match |  | No Match |  | 114000 | 91200 | 3700 | 3000 | 97280 | 1336 | 77.1 | [8 empty] | 0 | Non Federally-Regulated | 06/29/1987 |  | 01/27/1988
Rheem Sales Company, Inc. | Square D | PA2.0-29-CM0500H7 | Natural Gas | No Match |  | True | 1 |  | Horizontal | No Match | No Match | No Match | No Match | No Match |  | No Match |  | 50000 | 39000 |  |  | 49568 | 345 | 78.2 | [8 empty] | 4 | Non Federally-Regulated | 12/08/1986 |  | 06/29/1987
Amana Refrigeration, Inc. | Amana | EPCG6017-3E (B) | LPG | No Match |  | True | 1 |  | Horizontal | No Match | No Match | No Match | No Match | No Match |  | No Match |  | 150000 | 125000 |  |  | 129600 | 582 | 84.7 | [8 empty] | 22 | Non Federally-Regulated | 03/15/1989 |  | 10/10/1989
Carrier Corp. | Carrier | 48KHA048500CF | Natural Gas | No Match |  | True | 1 |  | Horizontal | No Match | No Match | No Match | No Match | No Match |  | No Match |  | 125000 | 94000 |  |  | 124031 | 827 | 75.2 | [8 empty] | 3 | Non Federally-Regulated | 03/15/1989 |  | 10/10/1989
Consolidated Industries Corp. | Premier | GHB120D-37A/E | Natural Gas | No Match | False | True | 1 |  | Horizontal | No Match | No Match | No Match | No Match | No Match |  | No Match |  | 120000 | 84000 |  |  | 123762 | 916 | 62.1 | [8 empty] | 2 | Non Federally-Regulated | 07/26/1982 |  | 08/17/1983
Heil Quaker | Sears | 867.7638 | Natural Gas | No Match | False | False | 1 |  | Horizontal | No Match | No Match | No Match | No Match | No Match |  | No Match |  | 80000 | 60000 | 550 | 500 | 93699 | 582 | 66.2 | [8 empty] | 1 | Non Federally-Regulated | 03/11/1982 |  | 08/17/1983
York International | Fraser Johnston | DBUC-T060N100 | Natural Gas | No Match |  | True | 1 |  | Horizontal | No Match | No Match | No Match | No Match | No Match |  | No Match |  | 100000 | 82000 | 2199 | 2045 | 91859 | 1047 | 78 | [8 empty] | 58 | Non Federally-Regulated | 03/15/1989 |  | 10/10/1989
Rheem Sales Company, Inc. | Ruud | URGE-12E42CKR | Natural Gas | No Match |  | True | 1 |  | Horizontal | No Match | No Match | No Match | No Match | No Match |  | No Match |  | 125000 | 97000 |  |  | 118278 | 835 | 78.8 | [8 empty] | 4 | Non Federally-Regulated | 06/29/1987 |  | 01/27/1988
Magic Chef | Williams | 3.5D80-O4-1 | Natural Gas | No Match | False | True | 1 |  | Horizontal | No Match | No Match | No Match | No Match | No Match |  | No Match |  | 80000 | 60000 | 1600 | 700 | 81967 | 610 | 66.8 | [8 empty] | 19 | Non Federally-Regulated | 07/26/1982 |  | 08/17/1983
Snyder General Corp. | McQuay | *PGD*060F100*I*** | Natural Gas | No Match |  | True | 1 |  | Down | No Match | No Match | No Match | No Match | No Match |  | No Match |  | 100000 | 79000 |  |  | 97857 | 470 | 80.2 | [8 empty] | 15 | Non Federally-Regulated | 01/15/1989 |  | 03/15/1989
Ducane | Day & Night | 349EAW030060 | Natural Gas | No Match | False | False | 1 |  | Horizontal | No Match | No Match | No Match | No Match | No Match |  | No Match |  | 60000 | 41000 | 1160 | 520 | 52801 | 412 | 58 | [8 empty] | 5 | Non Federally-Regulated | 04/02/1981 |  | 08/17/1983
Snyder General Corp. | Arcoaire | *GDA100A020-IL | LPG | No Match |  | False | 1 |  | Down | No Match | No Match | No Match | No Match | No Match |  | No Match |  | 100000 | 80000 | 1935 | 1420 | 96208 | 675 | 80.8 | [8 empty] | 3 | Non Federally-Regulated | 06/29/1987 |  | 01/27/1988
Rheem Sales Company, Inc. | Rheem | RGDC-06NC-** | LPG | No Match |  | False | 1 |  | Up | No Match | No Match | No Match | No Match | No Match |  | No Match |  | 60000 | 48000 |  |  | 58131 | 620 | 79 | [8 empty] | 4 | Non Federally-Regulated | 01/27/1988 |  | 01/15/1989
Rheem Sales Company, Inc. | Rheem | RRAB-08E48JR | Natural Gas | No Match | False | True | 1 |  | Horizontal | No Match | No Match | No Match | No Match | No Match |  | No Match |  | 80000 | 60000 |  |  | 94450 | 565 | 65.8 | [8 empty] | 5 | Non Federally-Regulated | 07/26/1982 |  | 08/17/1983
Magic Chef | Johnson | 3A100-OH-1-6 | Natural Gas | No Match | False | True | 1 |  | Horizontal | No Match | No Match | No Match | No Match | No Match |  | No Match |  | 97911 | 75000 | 1340 | [13 empty] | Non Federally-Regulated | 08/17/1983 |  | 12/08/1986
Borg Warner | Fraser Johnston | FCU120MAPA | LPG | No Match | False | False | 1 |  | Up | No Match | No Match | No Match | No Match | No Match |  | No Match |  | 120000 | 91000 |  |  | 114168 | 378 | 69.5 | [8 empty] | 2 | Non Federally-Regulated | 07/26/1982 |  | 08/17/1983
BDP Co. | Payne | 397HAW036060 | Natural Gas | No Match | False | False | 1 |  | Up | No Match | No Match | No Match | No Match | No Match |  | No Match |  | 71000 | 55000 | 1160 | 1010 | 65290 | 604 | 82.7 | [8 empty] | 5 | Non Federally-Regulated | 07/26/1982 |  | 08/17/1983
Borg Warner | York | 48ECW120GA | LPG | No Match | False | True | 1 |  | Horizontal | No Match | No Match | No Match | No Match | No Match |  | No Match |  | 120000 | 91800 | 1880 | 1560 | 114916 | 554 | 70 | [8 empty] | 5 | Non Federally-Regulated | 07/26/1982 |  | 08/17/1983
Ducane | Heil Quaker | NUGK125AK** | Natural Gas | No Match |  | False | 1 |  | Up | No Match | No Match | No Match | No Match | No Match |  | No Match |  | 125000 | 109081 | 2010 | 1810 | 104140 | 1242 | 87.9 | [8 empty] | 2 | Non Federally-Regulated | 01/27/1988 |  | 01/15/1989
Amana Refrigeration, Inc. | Amana | ERGW0012-1A(C)W/EBWC | Natural Gas | No Match |  | True | 1 |  | Up | No Match | No Match | No Match | No Match | No Match |  | No Match |  | 120000 | 99000 | 1375 | 880 | 113160 | 602 | 82.4 | [8 empty] | 0 | Non Federally-Regulated | 12/08/1986 |  | 06/29/1987
BDP Co. | Payne | 396GAW048125 | Natural Gas | No Match | False | False | 1 |  | Down | No Match | No Match | No Match | No Match | No Match |  | No Match |  | 125000 | 96000 | 1620 | 1235 | 117933 | 720 | 79.4 | [8 empty] | 11 | Non Federally-Regulated | 10/13/1981 |  | 03/11/1982
Amana Refrigeration, Inc. | Amana | EPCG4815-3B (A) | LPG | No Match | False | True | 1 |  | Horizontal | No Match | No Match | No Match | No Match | No Match |  | No Match |  | 126450 | 109000 | [14 empty] | Non Federally-Regulated | 08/17/1983 |  | 12/08/1986
Luxaire | Montgomery Ward | 24ECW080GA | Natural Gas | No Match | False | True | 1 |  | Horizontal | No Match | No Match | No Match | No Match | No Match |  | No Match |  | 80000 | 64320 |  |  | 85783 | 432 | 70 | [8 empty] | 5 | Non Federally-Regulated | 10/13/1981 |  | 03/11/1982
Rheem Sales Company, Inc. | Ruud | UGKA-06EA-FA | Natural Gas | No Match |  | False | 1 |  | Down | No Match | No Match | No Match | No Match | No Match |  | No Match |  | 60000 | 56000 |  |  | 49192 | 623 | 93.3 | [8 empty] | 4 | Non Federally-Regulated | 03/15/1989 |  | 10/10/1989
Rheem Sales Company, Inc. | Whirlpool | PGR10EJLA | Natural Gas | No Match |  | True | 3 |  | Down | No Match | No Match | No Match | No Match | No Match |  | No Match |  | 250000 | 199491 |  |  | 250851 | 2519 | 79.6 | [8 empty] | 6 | Non Federally-Regulated | 03/15/1989 |  | 10/10/1989
Lennox Industries Inc. | Lennox | RVZ1-275-351,353 | Natural Gas | No Match | False | True | 3 |  | Horizontal | No Match | No Match | No Match | No Match | No Match |  | No Match |  | 350000 | 262500 | 10000 | [13 empty] | Non Federally-Regulated | 08/17/1983 |  | 12/08/1986
Sunbeam Air Conditioning | Sunbeam Air Conditioning | 2278-060-11D-43 | Natural Gas | No Match |  | True | 1 |  | Down | No Match | No Match | No Match | No Match | No Match |  | No Match |  | 75000 | 62250 | 2200 | 1800 | 76275 | 590 | 80.2 | [8 empty] | 4 | Non Federally-Regulated | 06/29/1987 |  | 01/27/1988
Luxaire | Westinghouse Electric | FGUF100EAN | Natural Gas | No Match | False | False | 1 |  | Up | No Match | No Match | No Match | No Match | No Match |  | No Match |  | 100000 | 76100 | 1320 | 965 | 89483 | 801 | 70.3 | [8 empty] | 5 | Non Federally-Regulated | 03/11/1982 |  | 07/26/1982
Trane U.S. Inc. | Trane | BYC060F3L,F4L | Natural Gas | No Match |  | True | 1 |  | Down | No Match | No Match | No Match | No Match | No Match |  | No Match |  | 87500 | 70000 |  |  | 77500 | 763 | 78 | [8 empty] | 0 | Non Federally-Regulated | 12/08/1986 |  | 06/29/1987
Heil Quaker | Heil | HDGB105AF** | Natural Gas | No Match | False | False | 1 |  | Down | No Match | No Match | No Match | No Match | No Match |  | No Match |  | 105053 | 79000 | 1175 | [13 empty] | Non Federally-Regulated | 08/17/1983 |  | 12/08/1986
Trane U.S. Inc. | Trane | SFDB-C176-LD | Natural Gas | No Match |  | True | 3 |  | Down | No Match | No Match | No Match | No Match | No Match |  | No Match |  | 240000 | 182160 | 4900 | 7200 | 215311 | 3125 | 76.8 | [8 empty] | 0 | Non Federally-Regulated | 03/15/1989 |  | 10/10/1989
Magic Chef | Williams | CF-80-2 | Natural Gas | No Match | False | False | 1 |  | Down | No Match | No Match | No Match | No Match | No Match |  | No Match |  | 80000 | 64000 |  | 660 | 79558 | 369 | 68.3 | [8 empty] | 19 | Non Federally-Regulated | 04/02/1981 |  | 08/17/1983
Snyder General Corp. | Arcoaire | *PGDA036G050-M** | Natural Gas | No Match |  | True | 1 |  | Down | No Match | No Match | No Match | No Match | No Match |  | No Match |  | 50000 | 40000 |  |  | 37856 | 290 | 82 | [8 empty] | 15 | Non Federally-Regulated | 12/08/1986 |  | 06/29/1987
Lennox Industries Inc. | Lennox | DMS4-185-275,277 | Natural Gas | No Match | False | True | 3 |  | Horizontal | No Match | No Match | No Match | No Match | No Match |  | No Match |  | 275000 | 211750 | 10000 | 6000 | [11 empty] | 20 | Non Federally-Regulated | 04/02/1981 |  | 10/13/1981
Rheem Sales Company, Inc. | Rheem | RRGE-15E60DLR | Natural Gas | No Match |  | True | 1 |  | Horizontal | No Match | No Match | No Match | No Match | No Match |  | No Match |  | 150000 | 117000 |  |  | 137154 | 1435 | 78.2 | [8 empty] | 4 | Non Federally-Regulated | 06/29/1987 |  | 01/27/1988
Magic Chef | Williams | 3D80-OH-1 | Natural Gas | No Match | False | True | 1 |  | Horizontal | No Match | No Match | No Match | No Match | No Match |  | No Match |  | 80000 | 60000 | 1340 | 700 | 79576 | 259 | 68.9 | [8 empty] | 19 | Non Federally-Regulated | 10/13/1981 |  | 03/11/1982
Magic Chef | Johnson | EG83-125D-5 | Natural Gas | No Match | False | False | 1 |  | Horizontal | No Match | No Match | No Match | No Match | No Match |  | No Match |  | 122667 | 92000 | 940 | [13 empty] | Non Federally-Regulated | 08/17/1983 |  | 12/08/1986
Borg Warner | York | 48ECW096GA | Natural Gas | No Match | False | True | 1 |  | Horizontal | No Match | No Match | No Match | No Match | No Match |  | No Match |  | 96000 | 73728 | 1880 | [13 empty] | Non Federally-Regulated | 08/17/1983 |  | 12/08/1986
Snyder General Corp. | Arcoaire | *GUA100A020-IN | Natural Gas | No Match |  | False | 1 |  | Up | No Match | No Match | No Match | No Match | No Match |  | No Match |  | 100000 | 79000 | 2025 | 1530 | 96204 | 809 | 80.4 | [8 empty] | 3 | Non Federally-Regulated | 06/29/1987 |  | 01/27/1988
Magic Chef | Armstrong | EG83-100D2C3.5-5 | Natural Gas | No Match | False | False | 1 |  | Horizontal | No Match | No Match | No Match | No Match | No Match |  | No Match |  | 100000 | 77000 | 1014 | 1470 | 114000 | 572 | 65.8 | [8 empty] | 2 | Non Federally-Regulated | 07/26/1982 |  | 08/17/1983
Magic Chef | Armstrong | 4A120-OH-1-5 | Natural Gas | No Match | False | True | 1 |  | Horizontal | No Match | No Match | No Match | No Match | No Match |  | No Match |  | 120000 | 90000 | 1850 | 1850 | 113032 | 659 | 68.3 | [8 empty] | 19 | Non Federally-Regulated | 04/02/1981 |  | 10/13/1981
York International | Luxaire | PANU-LD16P120A | LPG | No Match |  | False | 1 |  | Up | No Match | No Match | No Match | No Match | No Match |  | No Match |  | 120000 | 113000 | 1550 | 1420 | 118987 | 780 | 91.8 | [8 empty] | 5 | Non Federally-Regulated | 03/15/1989 |  | 10/10/1989
Heil Quaker | Heil | NRGF60ECH**(A) | Natural Gas | No Match |  | True | 1 |  | Horizontal | No Match | No Match | No Match | No Match | No Match |  | No Match |  | 80000 | 66720 | 2000 | 1675 | 75040 | 1164 | 79.7 | [8 empty] | 6 | Non Federally-Regulated | 06/29/1987 |  | 01/27/1988
Borg Warner | Borg Warner | P2USD10N09001 | Natural Gas | No Match | False | False | 1 |  | Up | No Match | No Match | No Match | No Match | No Match |  | No Match |  | 90000 | 69912 | 1025 | 745 | 76641 | 705 | 80.4 | [8 empty] | 3 | Non Federally-Regulated | 07/26/1982 |  | 08/17/1983
Heil Quaker | Sears | 867.81517*(B) | Natural Gas | No Match |  | True | 1 |  | Horizontal | No Match | No Match | No Match | No Match | No Match |  | No Match |  | 80000 | 62678 | 870 | 705 | 79101 | 770 | 77.3 | [8 empty] | 6 | Non Federally-Regulated | 01/15/1989 |  | 03/15/1989
John Zink | John Zink | RCG-0601-43-1401-ET | Natural Gas | No Match | False | True | 1 |  | Horizontal | No Match | No Match | No Match | No Match | No Match |  | No Match |  | 140000 | 110600 | 2200 | [13 empty] | Non Federally-Regulated | 08/17/1983 |  | 12/08/1986
Ducane | Heil Quaker | NRGR90LNO1C | Natural Gas | No Match |  | True | 3 |  | Horizontal | No Match | No Match | No Match | No Match | No Match |  | No Match |  | 225000 | 174740 |  |  | 196785 | 1720 | 77.6 | [8 empty] | 6 | Non Federally-Regulated | 06/29/1987 |  | 01/27/1988
Ducane | Climate Control | 0U85116M | Oil | No Match | False | False | 1 |  | Up | No Match | No Match | No Match | No Match | No Match |  | No Match |  | 105888 | 80000 | 1670 | 890 | 102487 | 604 | 75.4 | [8 empty] | 5 | Non Federally-Regulated | 07/26/1982 |  | 08/17/1983
Climate Control / Snyder General | Climate Control | *PGDA048H100-N* | Natural Gas | No Match |  | True | 1 |  | Down | No Match | No Match | No Match | No Match | No Match |  | No Match |  | 100000 | 79000 |  |  | 97887 | 470 | 80.2 | [8 empty] | 15 | Non Federally-Regulated | 12/08/1986 |  | 06/29/1987
Rheem Sales Company, Inc. | Century | TGR-60-4F-150 | Natural Gas | No Match |  | True | 1 |  | Horizontal | No Match | No Match | No Match | No Match | No Match |  | No Match |  | 150000 | 117000 |  |  | 137154 | 1435 | 78.2 | [8 empty] | 4 | Non Federally-Regulated | 01/15/1989 |  | 03/15/1989
Lennox Industries Inc. | Lennox | GCS9-653-120A-2Y | Natural Gas | No Match |  | True | 1 |  | Horizontal | No Match | No Match | No Match | No Match | No Match |  | No Match |  | 120000 | 93000 | 2000 | 1320 | 100161 | 749 | 77.4 | [8 empty] | 3 | Non Federally-Regulated | 12/08/1986 |  | 06/29/1987
Heil Quaker | Heil | NUGA100AE** | Natural Gas | No Match | False | False | 1 |  | Up | No Match | No Match | No Match | No Match | No Match |  | No Match |  | 100000 | 77000 | 1010 | 830 | 99299 | 584 | 78.6 | [8 empty] | 6 | Non Federally-Regulated | 07/26/1982 |  | 08/17/1983
Carrier Corp. | Day & Night | 585J(P,E)060100 | Natural Gas | No Match |  | True | 1 |  | Horizontal | No Match | No Match | No Match | No Match | No Match |  | No Match |  | 100000 | 75000 |  |  | 81611 | 669 | 75.7 | [8 empty] | 3 | Non Federally-Regulated | 06/29/1987 |  | 01/27/1988
Luxaire | Luxaire | GCH076AF | Natural Gas | No Match | False | False | 1 |  | Horizontal | No Match | No Match | No Match | No Match | No Match |  | No Match |  | 76000 | 58368 |  |  | 79887 | 583 | 67.9 | [8 empty] | 2 | Non Federally-Regulated | 04/02/1981 |  | 10/13/1981
Daikin Comfort Technologies Manufacturing, L.P. | GMC | PG060125-1 | Natural Gas | No Match |  | True | 1 |  | Horizontal | No Match | No Match | No Match | No Match | No Match |  | No Match |  | 125000 | 96000 | 2035 | 1740 | 102448 | 905 | 75 | [8 empty] | 5 | Non Federally-Regulated | 06/29/1987 |  | 01/27/1988
Luxaire | Moncrief | 36ECW120GB | LPG | No Match | False | True | 1 |  | Horizontal | No Match | No Match | No Match | No Match | No Match |  | No Match |  | 120000 | 93720 | 1275 | 995 | 112346 | 573 | 70 | [8 empty] | 5 | Non Federally-Regulated | 10/13/1981 |  | 03/11/1982
Magic Chef | Williams | CF80AC3-3 | Natural Gas | No Match | False | False | 1 |  | Down | No Match | No Match | No Match | No Match | No Match |  | No Match |  | 85333 | 64000 | 1100 | [13 empty] | Non Federally-Regulated | 08/17/1983 |  | 12/08/1986
Rheem Sales Company, Inc. | Comfortmaker | CPGHA024G050-M | Natural Gas | No Match |  | True | 1 |  | Horizontal | No Match | No Match | No Match | No Match | No Match |  | No Match |  | 50000 | 36000 |  |  | 41081 | 190 | 76.6 | [8 empty] | 15 | Non Federally-Regulated | 12/08/1986 |  | 06/29/1987
Snyder General Corp. | Arcoaire | *PGDA060G100-L* | LPG | No Match |  | True | 1 |  | Down | No Match | No Match | No Match | No Match | No Match |  | No Match |  | 100000 | 79000 |  |  | 97887 | 470 | 80.2 | [8 empty] | 15 | Non Federally-Regulated | 12/08/1986 |  | 06/29/1987
Luxaire | Westinghouse Electric | 75CE42BNL | Natural Gas | No Match | False | False | 1 |  | Up | No Match | No Match | No Match | No Match | No Match |  | No Match |  | 75000 | 56475 | 1320 | 965 | 75007 | 916 | 71.9 | [8 empty] | 11 | Non Federally-Regulated | 10/13/1981 |  | 03/11/1982
Carrier Corp. | Day & Night | 376CAV036040 | Natural Gas | No Match |  | False | 1 |  | Horizontal | No Match | No Match | No Match | No Match | No Match |  | No Match |  | 46000 | 37000 |  |  | 46746 | 760 | 80.1 | [8 empty] | 5 | Non Federally-Regulated | 03/15/1989 |  | 10/10/1989
Magic Chef | Johnson | EMG-80-4 | Natural Gas | No Match | False | False | 1 |  | Up | No Match | No Match | No Match | No Match | No Match |  | No Match |  | 80000 | 64000 |  | 930 | 92308 | 570 | 66.4 | [8 empty] | 19 | Non Federally-Regulated | 04/02/1981 |  | 08/17/1983
York International | Fraser Johnston | DBUC-F036N100 | Natural Gas | No Match |  | True | 1 |  | Horizontal | No Match | No Match | No Match | No Match | No Match |  | No Match |  | 100000 | 82000 | 1771 | 1464 | 94813 | 600 | 78 | [8 empty] | 58 | Non Federally-Regulated | 01/15/1989 |  | 03/15/1989
Rheem Sales Company, Inc. | Ruud | URGF-12E48DL* | Natural Gas | No Match |  | True | 1 |  | Horizontal | No Match | No Match | No Match | No Match | No Match |  | No Match |  | 125000 | 97000 |  |  | 118760 | 910 | 78.3 | [8 empty] | 4 | Non Federally-Regulated | 01/27/1988 |  | 01/15/1989
Rheem Sales Company, Inc. | Arcoaire | APGHA060G125 | Natural Gas | No Match |  | True | 1 |  | Horizontal | No Match | No Match | No Match | No Match | No Match |  | No Match |  | 125000 | 93000 |  |  | 80919 | 522 | 76.1 | [8 empty] | 15 | Non Federally-Regulated | 12/08/1986 |  | 06/29/1987
Magic Chef | Johnson | 2.5C60-5 | Natural Gas | No Match | False | True | 1 |  | Horizontal | No Match | No Match | No Match | No Match | No Match |  | No Match |  | 60000 | 45000 | 975 | 520 | 69096 | 533 | 67.9 | [8 empty] | 19 | Non Federally-Regulated | 10/13/1981 |  | 03/11/1982
BDP Co. | Payne | 394GAW000050 | Natural Gas | No Match | False | False | 1 |  | Up | No Match | No Match | No Match | No Match | No Match |  | No Match |  | 50000 | 38000 |  |  | 48986 | 364 | 79.2 | [8 empty] | 11 | Non Federally-Regulated | 10/13/1981 |  | 03/11/1982
Sunbeam Air Conditioning | Sunbeam Air Conditioning | 227*-090-1*F-*3 | Natural Gas | No Match |  | True | 1 |  | Down | No Match | No Match | No Match | No Match | No Match |  | No Match |  | 150000 | 135000 | 3375 | 2625 | 130200 | 773 | 83.1 | [8 empty] | 4 | Non Federally-Regulated | 06/29/1987 |  | 01/27/1988
Snyder General Corp. | McQuay | *PGHA030G050-IN-** | Natural Gas | No Match |  | True | 1 |  | Horizontal | No Match | No Match | No Match | No Match | No Match |  | No Match |  | 50000 | 36000 |  |  | 41081 | 166 | 76.6 | [8 empty] | 15 | Non Federally-Regulated | 01/27/1988 |  | 01/15/1989
York International | Luxaire | DACC-F048N073A | Natural Gas | No Match |  | True | 1 |  | Horizontal | No Match | No Match | No Match | No Match | No Match |  | No Match |  | 73500 | 59000 | 1720 | 1560 | 55559 | 892 | 81 | [9 empty] | Non Federally-Regulated | 12/08/1986 |  | 06/29/1987
Luxaire | Luxaire | 36ECW120GA | Natural Gas | No Match | False | True | 1 |  | Horizontal | No Match | No Match | No Match | No Match | No Match |  | No Match |  | 120000 | 93720 | 1275 | 995 | 112346 | 573 | 70 | [8 empty] | 5 | Non Federally-Regulated | 04/02/1981 |  | 10/13/1981
Rheem Sales Company, Inc. | Weatherking | GUWHE060B-D3C | Natural Gas | No Match |  | False | 1 |  | Up | No Match | No Match | No Match | No Match | No Match |  | No Match |  | 60000 | 48000 |  |  | 58131 | 620 | 79 | [8 empty] | 4 | Non Federally-Regulated | 01/15/1989 |  | 10/10/1989
Trane U.S. Inc. | Trane Light Commercial Group | BYC100G4L(O,A)D | Natural Gas | No Match |  | True | 3 |  | Down | No Match | No Match | No Match | No Match | No Match |  | No Match |  | 120000 | 92040 |  |  | 94807 | 1677 | 78.3 | [9 empty] | Non Federally-Regulated | 06/29/1987 |  | 01/27/1988
Rheem Sales Company, Inc. | Rheem | RGGA-10KA | Natural Gas | No Match | False | False | 1 |  | Up | No Match | No Match | No Match | No Match | No Match |  | No Match |  | 100000 | 76000 |  |  | 90892 | 512 | 68.6 | [8 empty] | 3 | Non Federally-Regulated | 04/02/1981 |  | 08/17/1983
Rheem Sales Company, Inc. | Rheem | RRGF-10N60JK* | Natural Gas | No Match |  | True | 1 |  | Horizontal | No Match | No Match | No Match | No Match | No Match |  | No Match |  | 100000 | 76000 |  |  | 79634 | 750 | 77.2 | [8 empty] | 4 | Non Federally-Regulated | 03/15/1989 |  | 10/10/1989
Rheem Sales Company, Inc. | Montgomery Ward | SRM-54391C | Natural Gas | No Match | False | False | 1 |  | Up | No Match | No Match | No Match | No Match | No Match |  | No Match |  | 80000 | 60000 |  |  | 93534 | 488 | 66.7 | [8 empty] | 3 | Non Federally-Regulated | 04/02/1981 |  | 08/17/1983
Snyder General Corp. | Comfortmaker | *PGHA036G100-IN-** | Natural Gas | No Match |  | True | 1 |  | Horizontal | No Match | No Match | No Match | No Match | No Match |  | No Match |  | 100000 | 74000 |  |  | 81521 | 327 | 77.2 | [8 empty] | 15 | Non Federally-Regulated | 06/29/1987 |  | 01/27/1988
Carrier Corp. | Payne | 394JAW060095 | LPG | No Match |  | False | 1 |  | Up | No Match | No Match | No Match | No Match | No Match |  | No Match |  | 120000 | 97000 |  |  | 121470 | 1000 | 76.3 | [8 empty] | 5 | Non Federally-Regulated | 01/27/1988 |  | 01/15/1989
Borg Warner | Fraser Johnston | PAFC-LD06N060 | Natural Gas | No Match | False | False | 1 |  | Up | No Match | No Match | No Match | No Match | No Match |  | No Match |  | 60526 | 46000 | [14 empty] | Non Federally-Regulated | 08/17/1983 |  | 12/08/1986
Snyder General Corp. | Arcoaire | *PGDA060F075-N** | Natural Gas | No Match |  | True | 1 |  | Down | No Match | No Match | No Match | No Match | No Match |  | No Match |  | 75000 | 59000 |  |  | 58465 | 331 | 80.2 | [8 empty] | 15 | Non Federally-Regulated | 12/08/1986 |  | 06/29/1987
BDP Co. | Carrier | 397HAW048120 | LPG | No Match | False | False | 1 |  | Up | No Match | No Match | No Match | No Match | No Match |  | No Match |  | 134146 | 110000 | 1620 | [13 empty] | Non Federally-Regulated | 08/17/1983 |  | 12/08/1986
Snyder General Corp. | Comfortmaker | *PGHA036H075-IN-** | Natural Gas | No Match |  | True | 1 |  | Horizontal | No Match | No Match | No Match | No Match | No Match |  | No Match |  | 75000 | 55000 |  |  | 61990 | 327 | 76.5 | [8 empty] | 15 | Non Federally-Regulated | 01/27/1988 |  | 01/15/1989
Heil Quaker | Heil | NUGA075AF** | Natural Gas | No Match | False | False | 1 |  | Up | No Match | No Match | No Match | No Match | No Match |  | No Match |  | 74742 | 58000 | 1140 | [13 empty] | Non Federally-Regulated | 08/17/1983 |  | 12/08/1986
Snyder General Corp. | Comfortmaker | *GUA080A012-IN | Natural Gas | No Match |  | False | 1 |  | Up | No Match | No Match | No Match | No Match | No Match |  | No Match |  | 80000 | 65000 | 1325 | 865 | 75456 | 544 | 82.4 | [8 empty] | 3 | Non Federally-Regulated | 06/29/1987 |  | 01/15/1989
BDP Co. | Day & Night | 394GAW036050 | Natural Gas | No Match | False | False | 1 |  | Up | No Match | No Match | No Match | No Match | No Match |  | No Match |  | 50000 | 36000 | 1170 | 740 | 54385 | 561 | 70.1 | [8 empty] | 5 | Non Federally-Regulated | 07/26/1982 |  | 08/17/1983
Rheem Sales Company, Inc. | Rheem | RGAA-08EA | Natural Gas | No Match | False | False | 1 |  | Up | No Match | No Match | No Match | No Match | No Match |  | No Match |  | 80000 | 60000 |  |  | 93534 | 488 | 66.7 | [8 empty] | 3 | Non Federally-Regulated | 04/02/1981 |  | 08/17/1983
Magic Chef | Armstrong | AC12U120-3 | Natural Gas | No Match | False | False | 1 |  | Up | No Match | No Match | No Match | No Match | No Match |  | No Match |  | 127321 | 96000 | 1530 | [13 empty] | Non Federally-Regulated | 08/17/1983 |  | 12/08/1986
Carrier Corp. | Carrier | 58SSB080-CC | LPG | No Match |  | False | 1 |  | Up | No Match | No Match | No Match | No Match | No Match |  | No Match |  | 95000 | 77000 |  |  | 94452 | 1074 | 80.9 | [8 empty] | 5 | Non Federally-Regulated | 01/27/1988 |  | 01/15/1989
BDP Co. | Payne | 585CJ042100 | Natural Gas | No Match | False | True | 1 |  | Horizontal | No Match | No Match | No Match | No Match | No Match |  | No Match |  | 100000 | 76000 | 1415 | 1120 | 87584 | 705 | 70.4 | [8 empty] | 3 | Non Federally-Regulated | 10/13/1981 |  | 03/11/1982
Rheem Sales Company, Inc. | Ruud | UGMC-10KA | Natural Gas | No Match | False | False | 1 |  | Down | No Match | No Match | No Match | No Match | No Match |  | No Match |  | 100000 | 75000 |  |  | 91710 | 548 | 67.8 | [8 empty] | 3 | Non Federally-Regulated | 04/02/1981 |  | 08/17/1983
Heil Quaker | Whirlpool | NRGF36DDH**(B) | LPG | No Match |  | True | 1 |  | Horizontal | No Match | No Match | No Match | No Match | No Match |  | No Match |  | 80000 | 63095 | 1490 | 1055 | 77883 | 858 | 78.1 | [8 empty] | 6 | Non Federally-Regulated | 06/29/1987 |  | 01/27/1988
Borg Warner | Moncrief | 80HCDAC | Natural Gas | No Match | False | True | 1 |  | Horizontal | No Match | No Match | No Match | No Match | No Match |  | No Match |  | 80000 | 63440 | 946 | 752 | 86336 | 940 | 69.1 | [8 empty] | 2 | Non Federally-Regulated | 07/26/1982 |  | 08/17/1983
Heil Quaker | Whirlpool | NUGK100CH** | Natural Gas | No Match |  | False | 1 |  | Up | No Match | No Match | No Match | No Match | No Match |  | No Match |  | 100000 | 88770 | 1490 | 1335 | 86785 | 696 | 89.2 | [8 empty] | 2 | Non Federally-Regulated | 12/08/1986 |  | 10/10/1989
York International | Luxaire | DAUC-W048P125A | LPG | No Match |  | True | 1 |  | Horizontal | No Match | No Match | No Match | No Match | No Match |  | No Match |  | 125000 | 99000 | 1905 | 1905 | 122384 | 1150 | 75.1 | [9 empty] | Non Federally-Regulated | 03/15/1989 |  | 10/10/1989
Carrier Corp. | Carrier | 48HD0075,6 | Natural Gas | No Match |  | True | 1 |  | Down | No Match | No Match | No Match | No Match | No Match |  | No Match |  | 120000 | 92400 | 2200 |  | 96960 | 841 | 76 | [8 empty] | 0 | Non Federally-Regulated | 06/29/1987 |  | 01/27/1988
Magic Chef | Armstrong | 3A60-OH-1-6 | Natural Gas | No Match | False | True | 1 |  | Horizontal | No Match | No Match | No Match | No Match | No Match |  | No Match |  | 60000 | 45000 | 1340 | 520 | 69097 | 655 | 68.9 | [8 empty] | 19 | Non Federally-Regulated | 04/02/1981 |  | 10/13/1981
Rheem Sales Company, Inc. | Heat Controller | TGR-48-4F-150 | Natural Gas | No Match |  | True | 1 |  | Horizontal | No Match | No Match | No Match | No Match | No Match |  | No Match |  | 150000 | 115000 |  |  | 140100 | 875 | 77.8 | [8 empty] | 4 | Non Federally-Regulated | 01/15/1989 |  | 03/15/1989
Sunbeam Air Conditioning | Sunbeam Air Conditioning | RCG-0601-43-0951-ET | Natural Gas | No Match |  | True | 1 |  | Down | No Match | No Match | No Match | No Match | No Match |  | No Match |  | 95000 | 73150 | 2200 | 1800 | 81320 | 749 | 75.6 | [8 empty] | 4 | Non Federally-Regulated | 12/08/1986 |  | 06/29/1987
Amana Refrigeration, Inc. | Amana | EPCG4812-3D (C) | LPG | No Match |  | True | 1 |  | Horizontal | No Match | No Match | No Match | No Match | No Match |  | No Match |  | 120000 | 99000 |  |  | 112800 | 456 | 83.5 | [8 empty] | 22 | Non Federally-Regulated | 01/27/1988 |  | 01/15/1989
Adams Furnace | Adams Furnace | 60UMR | Natural Gas | No Match | False | False | 1 |  | Up | No Match | No Match | No Match | No Match | No Match |  | No Match |  | 60000 | 45360 | 2000 | [13 empty] | Non Federally-Regulated | 08/17/1983 |  | 12/08/1986
Snyder General Corp. | Arcoaire | *PGDA048H125-L** | LPG | No Match |  | True | 1 |  | Down | No Match | No Match | No Match | No Match | No Match |  | No Match |  | 125000 | 98000 |  |  | 118533 | 639 | 79.2 | [8 empty] | 15 | Non Federally-Regulated | 12/08/1986 |  | 06/29/1987
Luxaire | Moncrief | 60ECW096GA | Natural Gas | No Match | False | True | 1 |  | Horizontal | No Match | No Match | No Match | No Match | No Match |  | No Match |  | 96000 | 74016 | 2030 | 1890 | 87764 | 603 | 70.3 | [8 empty] | 5 | Non Federally-Regulated | 04/02/1981 |  | 10/13/1981
Rheem Sales Company, Inc. | Ruud | URAB-06E30JT | LPG | No Match | False | True | 1 |  | Horizontal | No Match | No Match | No Match | No Match | No Match |  | No Match |  | 60000 | 45000 |  |  | 68873 | 495 | 67.3 | [8 empty] | 5 | Non Federally-Regulated | 07/26/1982 |  | 08/17/1983
Magic Chef | Armstrong | EMG-60C5-4 | Natural Gas | No Match | False | False | 1 |  | Up | No Match | No Match | No Match | No Match | No Match |  | No Match |  | 64000 | 48000 | 1990 | [13 empty] | Non Federally-Regulated | 08/17/1983 |  | 12/08/1986
John Zink | John Zink | RCG-0601-43-0951-CC | Natural Gas | No Match | False | True | 1 |  | Horizontal | No Match | No Match | No Match | No Match | No Match |  | No Match |  | 95000 | 73150 | 2200 | [13 empty] | Non Federally-Regulated | 08/17/1983 |  | 12/08/1986
Magic Chef | Airease | EG82-75D2C3.5-12 | Natural Gas | No Match | False | False | 1 |  | Horizontal | No Match | No Match | No Match | No Match | No Match |  | No Match |  | 75000 | 60000 | 1418 | 1002 | 76810 | 310 | 63.1 | [8 empty] | 19 | Non Federally-Regulated | 04/02/1981 |  | 07/26/1982
BDP Co. | Carrier | 58SE050-1 | Natural Gas | No Match | False | False | 1 |  | Up | No Match | No Match | No Match | No Match | No Match |  | No Match |  | 50000 | 37000 |  |  | 54329 | 286 | 71.9 | [8 empty] | 5 | Non Federally-Regulated | 07/26/1982 |  | 08/17/1983
Snyder General Corp. | Arcoaire | *PGD*060H150*I*** | Natural Gas | No Match |  | True | 1 |  | Down | No Match | No Match | No Match | No Match | No Match |  | No Match |  | 150000 | 117000 |  |  | 138818 | 688 | 79.1 | [8 empty] | 15 | Non Federally-Regulated | 03/15/1989 |  | 10/10/1989
Heil Quaker | Heil | NUGF125AF** | Natural Gas | No Match | False | False | 1 |  | Up | No Match | No Match | No Match | No Match | No Match |  | No Match |  | 125000 | 97000 | 1160 | 670 | 118799 | 708 | 78.8 | [8 empty] | 6 | Non Federally-Regulated | 07/26/1982 |  | 08/17/1983
Rheem Sales Company, Inc. | Rheem | RRGF-10E36DL* | Natural Gas | No Match |  | True | 1 |  | Horizontal | No Match | No Match | No Match | No Match | No Match |  | No Match |  | 100000 | 76000 |  |  | 80594 | 610 | 76.9 | [8 empty] | 4 | Non Federally-Regulated | 01/27/1988 |  | 01/15/1989
Heil Quaker | Whirlpool | NHGA080CF** | Natural Gas | No Match | False | False | 1 |  | Horizontal | No Match | No Match | No Match | No Match | No Match |  | No Match |  | 80000 | 61000 | 1160 | 760 | 90623 | 688 | 68.1 | [8 empty] | 1 | Non Federally-Regulated | 03/11/1982 |  | 08/17/1983
Duo-Matic / Olsen, Inc. | Ultramax | HCS-70 | Natural Gas | No Match |  | False | 1 |  | Up | No Match | No Match | No Match | No Match | No Match |  | No Match |  | 70000 | 62000 | 1280 | 960 | 68740 | 382 | 91.3 | [8 empty] | 40 | Non Federally-Regulated | 12/08/1986 |  | 10/10/1989
Climate Control / Snyder General | Climate Control | BPGHA060H100 | Natural Gas | No Match |  | True | 1 |  | Horizontal | No Match | No Match | No Match | No Match | No Match |  | No Match |  | 100000 | 74000 |  |  | 80919 | 408 | 77.4 | [8 empty] | 15 | Non Federally-Regulated | 12/08/1986 |  | 06/29/1987
Borg Warner | Luxaire | FCU080FAPA | LPG | No Match | False | False | 1 |  | Up | No Match | No Match | No Match | No Match | No Match |  | No Match |  | 80000 | 61000 | 1535 | 1300 | 88088 | 628 | 69.5 | [8 empty] | 5 | Non Federally-Regulated | 07/26/1982 |  | 08/17/1983
Lennox Industries Inc. | Lennox | GCS9-653-120-2G | Natural Gas | No Match |  | True | 1 |  | Horizontal | No Match | No Match | No Match | No Match | No Match |  | No Match |  | 120000 | 93000 | 2000 | 1320 | 100161 | 749 | 77.4 | [8 empty] | 3 | Non Federally-Regulated | 01/27/1988 |  | 01/15/1989
Consolidated Industries Corp. | Premier | GHB160D-57A/E | Natural Gas | No Match | False | True | 1 |  | Horizontal | No Match | No Match | No Match | No Match | No Match |  | No Match |  | 150266 | 113000 | [14 empty] | Non Federally-Regulated | 08/17/1983 |  | 12/08/1986
Magic Chef | Williams | 2.5D60 | Natural Gas | No Match | False | True | 1 |  | Horizontal | No Match | No Match | No Match | No Match | No Match |  | No Match |  | 60000 | 45000 | 975 | 520 | 69096 | 533 | 67.9 | [8 empty] | 19 | Non Federally-Regulated | 07/26/1982 |  | 08/17/1983
Arkla Industries, Inc. | General Electric | BLU060H942A | Natural Gas | No Match | False | False | 1 |  | Up | No Match | No Match | No Match | No Match | No Match |  | No Match |  | 59770 | 52000 | 1460 | [13 empty] | Non Federally-Regulated | 08/17/1983 |  | 12/08/1986
Rheem Sales Company, Inc. | Addison Products | GUWHC100B-D3 | Natural Gas | No Match |  | False | 1 |  | Up | No Match | No Match | No Match | No Match | No Match |  | No Match |  | 100000 | 92000 |  |  | 86889 | 771 | 89.1 | [8 empty] | 4 | Non Federally-Regulated | 06/29/1987 |  | 01/27/1988
York International | York | P3USD16N07501A | Natural Gas | No Match |  | False | 1 |  | Up | No Match | No Match | No Match | No Match | No Match |  | No Match |  | 76000 | 63794 | 1602 | 1144 | 79473 | 832 | 76.9 | [9 empty] | Non Federally-Regulated | 01/15/1989 |  | 10/10/1989
Heil Quaker | Heil Quaker | NUGK105AG** | Natural Gas | No Match |  | False | 1 |  | Up | No Match | No Match | No Match | No Match | No Match |  | No Match |  | 105000 | 90611 | 1400 | 885 | 85960 | 793 | 89.7 | [8 empty] | 2 | Non Federally-Regulated | 01/15/1989 |  | 10/10/1989
BDP Co. | Day & Night | 396GAW048100 | Natural Gas | No Match | False | False | 1 |  | Down | No Match | No Match | No Match | No Match | No Match |  | No Match |  | 100000 | 77000 | 1630 | 990 | 112865 | 579 | 69.2 | [8 empty] | 5 | Non Federally-Regulated | 03/11/1982 |  | 07/26/1982
Rheem Sales Company, Inc. | Ruud | UGLD-10NE-JV | LPG | No Match |  | False | 1 |  | Down | No Match | No Match | No Match | No Match | No Match |  | No Match |  | 100000 | 80000 |  |  | 101802 | 870 | 75.7 | [8 empty] | 4 | Non Federally-Regulated | 01/27/1988 |  | 10/10/1989
Carrier Corp. | Carrier | 48NLT04250 | Natural Gas | No Match |  | True | 1 |  | Horizontal | No Match | No Match | No Match | No Match | No Match |  | No Match |  | 60000 | 46000 |  |  | 59443 | 579 | 77.5 | [8 empty] | 3 | Non Federally-Regulated | 01/15/1989 |  | 03/15/1989
Climate Control / Snyder General | Climate Control | BPGHA036H100-M | Natural Gas | No Match |  | True | 1 |  | Horizontal | No Match | No Match | No Match | No Match | No Match |  | No Match |  | 100000 | 74000 |  |  | 81521 | 327 | 77.2 | [8 empty] | 15 | Non Federally-Regulated | 12/08/1986 |  | 06/29/1987
Consolidated Industries Corp. | Bard | HG100D-3E | LPG | No Match | False | True | 1 |  | Horizontal | No Match | No Match | No Match | No Match | No Match |  | No Match |  | 96612 | 77000 | [14 empty] | Non Federally-Regulated | 08/17/1983 |  | 12/08/1986
Heil Quaker | Heil | NUGB055AD01 | Natural Gas | No Match | False | False | 1 |  | Up | No Match | No Match | No Match | No Match | No Match |  | No Match |  | 55000 | 41000 | 820 | 610 | 44869 | 500 | 67.6 | [8 empty] | 1 | Non Federally-Regulated | 04/02/1981 |  | 08/17/1983
Magic Chef | Williams | EG83-75D2C3.5-7 | Natural Gas | No Match | False | False | 1 |  | Horizontal | No Match | No Match | No Match | No Match | No Match |  | No Match |  | 75497 | 57000 | 1002 | [13 empty] | Non Federally-Regulated | 08/17/1983 |  | 12/08/1986
Magic Chef | Williams | 4A140-OH-1-5 | Natural Gas | No Match | False | True | 1 |  | Horizontal | No Match | No Match | No Match | No Match | No Match |  | No Match |  | 137435 | 105000 | 1850 | [13 empty] | Non Federally-Regulated | 08/17/1983 |  | 12/08/1986
Rheem Sales Company, Inc. | Weatherking | GPF7.5T150-4K | Natural Gas | No Match |  | True | 1 |  | Horizontal | No Match | No Match | No Match | No Match | No Match |  | No Match |  | 150000 | 123000 |  |  | 130116 | 1378 | 82.5 | [8 empty] | 6 | Non Federally-Regulated | 03/15/1989 |  | 10/10/1989
Heil Quaker | Whirlpool | NUGF150AK01 | Natural Gas | No Match | False | False | 1 |  | Up | No Match | No Match | No Match | No Match | No Match |  | No Match |  | 150000 | 114000 | 1930 | 1320 | 156813 | 1024 | 69.2 | [8 empty] | 1 | Non Federally-Regulated | 04/02/1981 |  | 08/17/1983
Amana Refrigeration, Inc. | Amana | EPCG6017-1C (B) | Natural Gas | No Match |  | True | 1 |  | Horizontal | No Match | No Match | No Match | No Match | No Match |  | No Match |  | 150000 | 125000 |  |  | 131400 | 645 | 83.4 | [8 empty] | 22 | Non Federally-Regulated | 12/08/1986 |  | 06/29/1987
Carrier Corp. | Carrier | 48HHD0085,6 | Natural Gas | No Match |  | True | 1 |  | Horizontal | No Match | No Match | No Match | No Match | No Match |  | No Match |  | 203000 | 160370 | 3700 | 3000 | 182370 | 1503 | 76 | [8 empty] | 0 | Non Federally-Regulated | 12/08/1986 |  | 06/29/1987
BDP Co. | Payne | 585CP036075 | Natural Gas | No Match | False | True | 1 |  | Horizontal | No Match | No Match | No Match | No Match | No Match |  | No Match |  | 75000 | 56250 | 1405 | [13 empty] | Non Federally-Regulated | 08/17/1983 |  | 12/08/1986
Heil Quaker | Dayton | 3E268* | Natural Gas | No Match |  | False | 1 |  | Up | No Match | No Match | No Match | No Match | No Match |  | No Match |  | 140000 | 110670 | 1390 | 1020 | 132765 | 817 | 76.8 | [8 empty] | 1 | Non Federally-Regulated | 03/15/1989 |  | 10/10/1989
Heil Quaker | Sears | 867.81541*(B) | Natural Gas | No Match |  | True | 1 |  | Horizontal | No Match | No Match | No Match | No Match | No Match |  | No Match |  | 130000 | 103046 | 1775 | 1550 | 117468 | 1126 | 78.3 | [8 empty] | 6 | Non Federally-Regulated | 12/08/1986 |  | 06/29/1987
Magic Chef | Armstrong | EG6B90DC36-1 | Natural Gas | No Match | False | False | 1 |  | Up | No Match | No Match | No Match | No Match | No Match |  | No Match |  | 87007 | 75000 | 1380 | [13 empty] | Non Federally-Regulated | 08/17/1983 |  | 12/08/1986
Luxaire | Westinghouse Electric | FGHF076QAN | Natural Gas | No Match | False | False | 1 |  | Horizontal | No Match | No Match | No Match | No Match | No Match |  | No Match |  | 76000 | 58672 | 1200 |  | 73964 | 412 | 73.3 | [8 empty] | 11 | Non Federally-Regulated | 10/13/1981 |  | 03/11/1982
BDP Co. | Payne | 397HAW036080 | Natural Gas | No Match | False | False | 1 |  | Up | No Match | No Match | No Match | No Match | No Match |  | No Match |  | 95000 | 74000 | 1230 | 1030 | 75207 | 613 | 82.4 | [8 empty] | 5 | Non Federally-Regulated | 07/26/1982 |  | 08/17/1983
Heil Quaker | Whirlpool | NRGR90LN01C | Natural Gas | No Match |  | True | 3 |  | Horizontal | No Match | No Match | No Match | No Match | No Match |  | No Match |  | 225000 | 174740 |  |  | 196785 | 1720 | 77.6 | [8 empty] | 6 | Non Federally-Regulated | 12/08/1986 |  | 06/29/1987
Luxaire | Westinghouse Electric | 80CE30BNL | Natural Gas | No Match | False | False | 1 |  | Up | No Match | No Match | No Match | No Match | No Match |  | No Match |  | 80000 | 60640 | 965 | 770 | 89675 | 732 | 70.3 | [8 empty] | 5 | Non Federally-Regulated | 04/02/1981 |  | 10/13/1981
Rheem Sales Company, Inc. | Rheem | RGAA-08EAB | Natural Gas | No Match | False | False | 1 |  | Up | No Match | No Match | No Match | No Match | No Match |  | No Match |  | 80000 | 60000 |  |  | 93534 | 488 | 66.7 | [8 empty] | 3 | Non Federally-Regulated | 04/02/1981 |  | 08/17/1983
Snyder General Corp. | McQuay | *PGDA060H075-IN-** | Natural Gas | No Match |  | True | 1 |  | Down | No Match | No Match | No Match | No Match | No Match |  | No Match |  | 75000 | 59000 |  |  | 58465 | 331 | 80.2 | [8 empty] | 15 | Non Federally-Regulated | 01/27/1988 |  | 01/15/1989
Borg Warner | Fraser Johnston | FCU100AAPA | LPG | No Match | False | False | 1 |  | Up | No Match | No Match | No Match | No Match | No Match |  | No Match |  | 100000 | 76000 |  |  | 91460 | 384 | 69.5 | [8 empty] | 2 | Non Federally-Regulated | 07/26/1982 |  | 08/17/1983
Magic Chef | Johnson | ACD12-U120-4-2 | Natural Gas | No Match | False | False | 1 |  | Up | No Match | No Match | No Match | No Match | No Match |  | No Match |  | 127321 | 96000 | 1530 | [13 empty] | Non Federally-Regulated | 08/17/1983 |  | 12/08/1986
Magic Chef | Johnson | 4D140-OH-1 | Natural Gas | No Match | False | True | 1 |  | Horizontal | No Match | No Match | No Match | No Match | No Match |  | No Match |  | 140000 | 105000 | 1850 | 1850 | 131871 | 659 | 68.2 | [8 empty] | 19 | Non Federally-Regulated | 04/02/1981 |  | 10/13/1981
Rheem Sales Company, Inc. | Montgomery Ward | SRM-54683C | Natural Gas | No Match | False | False | 1 |  | Up | No Match | No Match | No Match | No Match | No Match |  | No Match |  | 125000 | 95000 |  |  | 136654 | 638 | 68.7 | [8 empty] | 3 | Non Federally-Regulated | 07/26/1982 |  | 08/17/1983
Carrier Corp. | Carrier | 48DR0125,6 | LPG | No Match |  | True | 3 |  | Down | No Match | No Match | No Match | No Match | No Match |  | No Match |  | 231000 | 183000 | 5000 | 3000 | 225000 | 1313 | 75.3 | [8 empty] | 5 | Non Federally-Regulated | 12/08/1986 |  | 06/29/1987
Snyder General Corp. | Comfortmaker | *PGD*060F100*I*** | Natural Gas | No Match |  | True | 1 |  | Down | No Match | No Match | No Match | No Match | No Match |  | No Match |  | 100000 | 79000 |  |  | 97857 | 470 | 80.2 | [8 empty] | 15 | Non Federally-Regulated | 01/15/1989 |  | 03/15/1989
Borg Warner | Luxaire | 42ECW080UA | LPG | No Match | False | True | 1 |  | Horizontal | No Match | No Match | No Match | No Match | No Match |  | No Match |  | 80000 | 64000 | 1275 | [13 empty] | Non Federally-Regulated | 08/17/1983 |  | 12/08/1986
Consolidated Industries Corp. | Consolidated Industries Corp. | HBA100ND5RX | Natural Gas | No Match |  | False | 1 |  | Horizontal | No Match | No Match | No Match | No Match | No Match |  | No Match |  | 100000 | 79000 |  |  | 100471 | 1099 | 75.9 | [8 empty] | 3 | Non Federally-Regulated | 06/29/1987 |  | 01/15/1989
Carrier Corp. | Day & Night | 585HJ030040 | Natural Gas | No Match |  | True | 1 |  | Horizontal | No Match | No Match | No Match | No Match | No Match |  | No Match |  | 40000 | 32000 | 1035 | 585 | 40780 | 375 | 75.4 | [8 empty] | 3 | Non Federally-Regulated | 12/08/1986 |  | 06/29/1987
Rheem Sales Company, Inc. | Square D | GUC140EAAN | Natural Gas | No Match | False | False | 1 |  | Up | No Match | No Match | No Match | No Match | No Match |  | No Match |  | 140000 | 106000 |  |  | 136007 | 999 | 68.1 | [8 empty] | 3 | Non Federally-Regulated | 03/11/1982 |  | 07/26/1982
Carrier Corp. | Day & Night | 585JJ042125 | Natural Gas | No Match |  | True | 1 |  | Horizontal | No Match | No Match | No Match | No Match | No Match |  | No Match |  | 125000 | 97000 | 1475 | 1160 | 124629 | 695 | 75.2 | [8 empty] | 3 | Non Federally-Regulated | 01/27/1988 |  | 01/15/1989
Ducane | Carrier | 58EG080221 | Natural Gas | No Match | False | False | 1 |  | Horizontal | No Match | No Match | No Match | No Match | No Match |  | No Match |  | 73333 | 55000 | 1000 | [13 empty] | Non Federally-Regulated | 08/17/1983 |  | 12/08/1986
Magic Chef | Johnson | AC13U100-3 | Natural Gas | No Match | False | False | 1 |  | Up | No Match | No Match | No Match | No Match | No Match |  | No Match |  | 106525 | 80000 | 1290 | [13 empty] | Non Federally-Regulated | 08/17/1983 |  | 12/08/1986
Rheem Sales Company, Inc. | Heat Controller | GCD140-DH | Natural Gas | No Match | False | False | 1 |  | Down | No Match | No Match | No Match | No Match | No Match |  | No Match |  | 140000 | 107000 |  |  | 132843 | 1030 | 69.7 | [8 empty] | 3 | Non Federally-Regulated | 04/02/1981 |  | 08/17/1983
Ducane | Luxaire | PDHSD16N08001 | Natural Gas | No Match |  | False | 1 |  | Horizontal | No Match | No Match | No Match | No Match | No Match |  | No Match |  | 80000 | 61840 | 1655 | 1075 | 85000 | 630 | 75.8 | [9 empty] | Non Federally-Regulated | 01/15/1989 |  | 10/10/1989
Heil Quaker | Bard | PGA42A090(A) | Natural Gas | No Match |  | True | 1 |  | Horizontal | No Match | No Match | No Match | No Match | No Match |  | No Match |  | 60000 | 49920 | 1490 | 1055 | 56307 | 831 | 79.7 | [8 empty] | 6 | Non Federally-Regulated | 01/15/1989 |  | 03/15/1989
Magic Chef | Magic Chef | EG83-75D2C3.5-5 | Natural Gas | No Match | False | False | 1 |  | Horizontal | No Match | No Match | No Match | No Match | No Match |  | No Match |  | 75497 | 57000 | 1002 | [13 empty] | Non Federally-Regulated | 08/17/1983 |  | 12/08/1986
Borg Warner | Moncrief | PAFC-LD14N080 | Natural Gas | No Match | False | False | 1 |  | Up | No Match | No Match | No Match | No Match | No Match |  | No Match |  | 79843 | 61000 | 1535 | [13 empty] | Non Federally-Regulated | 08/17/1983 |  | 12/08/1986
Heil Quaker | Whirlpool | NUOD112AG** | Oil | No Match |  | False | 1 |  | Up | No Match | No Match | No Match | No Match | No Match |  | No Match |  | 140000 | 110670 | 1390 | 1020 | 132765 | 817 | 76.8 | [8 empty] | 1 | Non Federally-Regulated | 12/08/1986 |  | 10/10/1989
Climate Control / Snyder General | Climate Control | *PGDA060F150-M** | Natural Gas | No Match |  | True | 1 |  | Down | No Match | No Match | No Match | No Match | No Match |  | No Match |  | 150000 | 117000 |  |  | 138818 | 688 | 79.1 | [8 empty] | 15 | Non Federally-Regulated | 12/08/1986 |  | 06/29/1987
York International | Luxaire | DAUC-F060N100A | Natural Gas | No Match |  | True | 1 |  | Horizontal | No Match | No Match | No Match | No Match | No Match |  | No Match |  | 100000 | 81000 | 2340 | 2340 | 98177 | 1239 | 77.1 | [9 empty] | Non Federally-Regulated | 06/29/1987 |  | 01/27/1988
Heil Quaker | Whirlpool | WUGB130AG** | Natural Gas | No Match | False | False | 1 |  | Up | No Match | No Match | No Match | No Match | No Match |  | No Match |  | 130667 | 98000 | 1365 | [13 empty] | Non Federally-Regulated | 08/17/1983 |  | 12/08/1986
Snyder General Corp. | Comfortmaker | *PGD*048F125*I*** | Natural Gas | No Match |  | True | 1 |  | Down | No Match | No Match | No Match | No Match | No Match |  | No Match |  | 125000 | 98000 |  |  | 118533 | 639 | 79.2 | [8 empty] | 15 | Non Federally-Regulated | 03/15/1989 |  | 10/10/1989
Heil Quaker | Whirlpool | NUGE125BH01 | Natural Gas | No Match | False | False | 1 |  | Up | No Match | No Match | No Match | No Match | No Match |  | No Match |  | 125000 | 100000 | 1590 | 1250 | 116576 | 830 | 79.7 | [8 empty] | 2 | Non Federally-Regulated | 04/02/1981 |  | 08/17/1983
Rheem Sales Company, Inc. | Century | TGR-30-1F-100 | Natural Gas | No Match |  | True | 1 |  | Horizontal | No Match | No Match | No Match | No Match | No Match |  | No Match |  | 100000 | 76000 |  |  | 81208 | 465 | 76.9 | [8 empty] | 4 | Non Federally-Regulated | 01/15/1989 |  | 03/15/1989
Snyder General Corp. | McQuay | *PGD*060G150*I*** | Natural Gas | No Match |  | True | 1 |  | Down | No Match | No Match | No Match | No Match | No Match |  | No Match |  | 150000 | 117000 |  |  | 138818 | 688 | 79.1 | [8 empty] | 15 | Non Federally-Regulated | 03/15/1989 |  | 10/10/1989
Carrier Corp. | Carrier | 58GSC080-CB | LPG | No Match |  | False | 1 |  | Up | No Match | No Match | No Match | No Match | No Match |  | No Match |  | 100000 | 81000 |  |  | 101648 | 738 | 76.3 | [8 empty] | 5 | Non Federally-Regulated | 01/27/1988 |  | 01/15/1989
Gaffers & Sattler | York | D1CG036P04125A | LPG | No Match |  | True | 1 |  | Horizontal | No Match | No Match | No Match | No Match | No Match |  | No Match |  | 50000 | 41000 | 1600 | 1600 | 37060 | 665 | 80 | [9 empty] | Non Federally-Regulated | 06/29/1987 |  | 01/27/1988
BDP Co. | Day & Night | 394GAW048100 | Natural Gas | No Match | False | False | 1 |  | Up | No Match | No Match | No Match | No Match | No Match |  | No Match |  | 99476 | 76000 | 1610 | [13 empty] | Non Federally-Regulated | 08/17/1983 |  | 12/08/1986
Ducane | Fraser Johnston | P2UFD16F12501A | Oil | No Match | False | False | 1 |  | Up | No Match | No Match | No Match | No Match | No Match |  | No Match |  | 150253 | 119000 | 1630 | [13 empty] | Non Federally-Regulated | 08/17/1983 |  | 12/08/1986
Rheem Sales Company, Inc. | Rheem | RGMC-10EC-** | Natural Gas | No Match | False | False | 1 |  | Down | No Match | No Match | No Match | No Match | No Match |  | No Match |  | 99469 | 75000 | [14 empty] | Non Federally-Regulated | 08/17/1983 |  | 12/08/1986
Magic Chef | Armstrong | EG83-100D2C3.5-7 | Natural Gas | No Match | False | False | 1 |  | Horizontal | No Match | No Match | No Match | No Match | No Match |  | No Match |  | 99741 | 77000 | 1014 | [13 empty] | Non Federally-Regulated | 08/17/1983 |  | 12/08/1986
Rheem Sales Company, Inc. | Ruud | URAD-04E18JT | LPG | No Match | False | True | 1 |  | Horizontal | No Match | No Match | No Match | No Match | No Match |  | No Match |  | 40000 | 31000 |  |  | 44182 | 317 | 70.4 | [8 empty] | 4 | Non Federally-Regulated | 07/26/1982 |  | 08/17/1983
Luxaire | Moncrief | 60ECW120GA | Natural Gas | No Match | False | True | 1 |  | Horizontal | No Match | No Match | No Match | No Match | No Match |  | No Match |  | 120000 | 93240 | 2030 | 1890 | 112137 | 604 | 70 | [8 empty] | 5 | Non Federally-Regulated | 04/02/1981 |  | 10/13/1981
Rheem Sales Company, Inc. | Ruud | UGAC-04ECD** | Natural Gas | No Match | False | False | 1 |  | Up | No Match | No Match | No Match | No Match | No Match |  | No Match |  | 45333 | 34000 | [14 empty] | Non Federally-Regulated | 08/17/1983 |  | 12/08/1986
Snyder General Corp. | McQuay | *PGDA036H050-IM-** | Natural Gas | No Match |  | True | 1 |  | Down | No Match | No Match | No Match | No Match | No Match |  | No Match |  | 50000 | 40000 |  |  | 37856 | 294 | 82 | [8 empty] | 15 | Non Federally-Regulated | 01/27/1988 |  | 01/15/1989
Consolidated Industries Corp. | Sun Dial | HAC075NF0T | Natural Gas | No Match | False | False | 1 |  | Horizontal | No Match | No Match | No Match | No Match | No Match |  | No Match |  | 75544 | 59000 | [14 empty] | Non Federally-Regulated | 08/17/1983 |  | 12/08/1986
Rheem Sales Company, Inc. | Arcoaire | *GUA040A010-IL | LPG | No Match |  | False | 1 |  | Up | No Match | No Match | No Match | No Match | No Match |  | No Match |  | 40000 | 33000 | 1100 | 500 | 37341 | 332 | 82.8 | [8 empty] | 3 | Non Federally-Regulated | 01/27/1988 |  | 01/15/1989
Amana Refrigeration, Inc. | Amana | SPCG421151A | Natural Gas | No Match |  | True | 1 |  | Down | No Match | No Match | No Match | No Match | No Match |  | No Match |  | 115000 | 93000 |  |  | 98594 | 1021 | 79.8 | [9 empty] | Non Federally-Regulated | 03/15/1989 |  | 10/10/1989
Amana Refrigeration, Inc. | Amana | EPCG6017-1B (B) | Natural Gas | No Match | False | True | 1 |  | Horizontal | No Match | No Match | No Match | No Match | No Match |  | No Match |  | 150000 | 127320 |  |  | 129713 | 854 | 83.9 | [8 empty] | 22 | Non Federally-Regulated | 10/13/1981 |  | 03/11/1982
Heil Quaker | Bard | PGA48B080(A) | Natural Gas | No Match |  | True | 1 |  | Horizontal | No Match | No Match | No Match | No Match | No Match |  | No Match |  | 80000 | 64344 | 2000 | 1675 | 75040 | 1164 | 79.7 | [8 empty] | 6 | Non Federally-Regulated | 06/29/1987 |  | 01/27/1988
Rheem Sales Company, Inc. | Square D | PN4.0-48JM0800H7 | LPG | No Match | False | True | 1 |  | Horizontal | No Match | No Match | No Match | No Match | No Match |  | No Match |  | 79404 | 64000 | [14 empty] | Non Federally-Regulated | 08/17/1983 |  | 12/08/1986
Carrier Corp. | Day & Night | 579DB,P,E060080 | Natural Gas | No Match |  | True | 1 |  | Down | No Match | No Match | No Match | No Match | No Match |  | No Match |  | 80000 | 61600 | 2000 |  | 71610 | 413 | 75 | [8 empty] | 0 | Non Federally-Regulated | 06/29/1987 |  | 01/27/1988
Snyder General Corp. | McQuay | *PGDA060F075-M** | Natural Gas | No Match |  | True | 1 |  | Down | No Match | No Match | No Match | No Match | No Match |  | No Match |  | 75000 | 59000 |  |  | 58465 | 331 | 80.2 | [8 empty] | 15 | Non Federally-Regulated | 12/08/1986 |  | 06/29/1987
Rheem Sales Company, Inc. | Ruud | UGGC-12KAB** | Natural Gas | No Match | False | False | 1 |  | Up | No Match | No Match | No Match | No Match | No Match |  | No Match |  | 125165 | 95000 | [14 empty] | Non Federally-Regulated | 08/17/1983 |  | 12/08/1986
York International | Fraser Johnston | PBCH-LD20N110 | Natural Gas | No Match |  | False | 1 |  | Horizontal | No Match | No Match | No Match | No Match | No Match |  | No Match |  | 110000 | 85459 | 1840 | 1140 | 103567 | 719 | 74.8 | [8 empty] | 0 | Non Federally-Regulated | 12/08/1986 |  | 06/29/1987
Gaffers & Sattler | York | D3SM060G09025 | Natural Gas | No Match |  | True | 1 |  | Horizontal | No Match | No Match | No Match | No Match | No Match |  | No Match |  | 90000 | 70000 | 2200 | 1740 | 79053 | 1003 | 76.7 | [9 empty] | Non Federally-Regulated | 01/27/1988 |  | 01/15/1989
Carrier Corp. | Payne | 580AN036120-B | Natural Gas | No Match |  | True | 1 |  | Horizontal | No Match | No Match | No Match | No Match | No Match |  | No Match |  | 120000 | 94000 |  |  | 114748 | 1763 | 78.5 | [8 empty] | 3 | Non Federally-Regulated | 03/15/1989 |  | 10/10/1989
Rheem Sales Company, Inc. | Weatherking | GPF2.5T050-1X | Natural Gas | No Match |  | True | 1 |  | Horizontal | No Match | No Match | No Match | No Match | No Match |  | No Match |  | 50000 | 39000 |  |  | 51134 | 390 | 78.8 | [8 empty] | 4 | Non Federally-Regulated | 03/15/1989 |  | 10/10/1989
Rheem Sales Company, Inc. | Heat Controller | GTH120-T5N | Natural Gas | No Match |  | False | 1 |  | Horizontal | No Match | No Match | No Match | No Match | No Match |  | No Match |  | 120000 | 94000 |  |  | 115050 | 1154 | 80.1 | [8 empty] | 3 | Non Federally-Regulated | 01/27/1988 |  | 01/15/1989
Heil Quaker | Sears | 867.7622 | Natural Gas | No Match | False | False | 1 |  | Up | No Match | No Match | No Match | No Match | No Match |  | No Match |  | 79701 | 64000 | 1360 | [13 empty] | Non Federally-Regulated | 08/17/1983 |  | 12/08/1986
York International | Fraser Johnston | DBUC-T036N100 | Natural Gas | No Match |  | True | 1 |  | Horizontal | No Match | No Match | No Match | No Match | No Match |  | No Match |  | 100000 | 81000 | 1771 | 1464 | 94813 | 600 | 78 | [8 empty] | 58 | Non Federally-Regulated | 01/15/1989 |  | 03/15/1989
Heil Quaker | Whirlpool | NRGF36DCH**(A) | Natural Gas | No Match |  | True | 1 |  | Horizontal | No Match | No Match | No Match | No Match | No Match |  | No Match |  | 60000 | 49920 | 1490 | 1055 | 56307 | 831 | 79.7 | [8 empty] | 6 | Non Federally-Regulated | 12/08/1986 |  | 06/29/1987
Heil Quaker | Heil | NRGE30MAK** | Natural Gas | No Match | False | True | 1 |  | Horizontal | No Match | No Match | No Match | No Match | No Match |  | No Match |  | 100000 | 71000 | 1200 | 940 | 89361 | 740 | 68.5 | [8 empty] | 1 | Non Federally-Regulated | 07/26/1982 |  | 08/17/1983
BDP Co. | Day & Night | 396GAY060150 | LPG | No Match | False | False | 1 |  | Down | No Match | No Match | No Match | No Match | No Match |  | No Match |  | 149740 | 115000 | 2075 | [13 empty] | Non Federally-Regulated | 08/17/1983 |  | 12/08/1986
Magic Chef | Williams | EMG66R-110D2C4-2 | Natural Gas | No Match | False | False | 1 |  | Up | No Match | No Match | No Match | No Match | No Match |  | No Match |  | 117333 | 88000 | 1580 | [13 empty] | Non Federally-Regulated | 08/17/1983 |  | 12/08/1986
Rheem Sales Company, Inc. | Weatherking | GPE4.0T150-3 | Natural Gas | No Match |  | True | 1 |  | Horizontal | No Match | No Match | No Match | No Match | No Match |  | No Match |  | 150000 | 115000 |  |  | 140100 | 875 | 77.8 | [8 empty] | 4 | Non Federally-Regulated | 01/15/1989 |  | 03/15/1989
Consolidated Industries Corp. | Weatherking | GHC050B-3EIC | Natural Gas | No Match |  | False | 1 |  | Horizontal | No Match | No Match | No Match | No Match | No Match |  | No Match |  | 50000 | 40000 |  |  | 40680 | 338 | 75.9 | [8 empty] | 3 | Non Federally-Regulated | 01/15/1989 |  | 10/10/1989
Arkla Industries, Inc. | Arkla | RT 30-75-41C | Natural Gas | No Match | False | True | 1 |  | Horizontal | No Match | No Match | No Match | No Match | No Match |  | No Match |  | 75000 | 57750 | 1150 | 700 | 58736 | 861 | 76.8 | [9 empty] | Non Federally-Regulated | 07/26/1982 |  | 08/17/1983
Snyder General Corp. | McQuay | *PGDA024G075-IN-** | Natural Gas | No Match |  | True | 1 |  | Down | No Match | No Match | No Match | No Match | No Match |  | No Match |  | 75000 | 59000 |  |  | 58465 | 331 | 80 | [8 empty] | 15 | Non Federally-Regulated | 06/29/1987 |  | 01/27/1988
York International | York | D2CG060N10346 | Natural Gas | No Match |  | True | 1 |  | Horizontal | No Match | No Match | No Match | No Match | No Match |  | No Match |  | 125000 | 101000 | 2167 | 1965 | 114823 | 1047 | 80.5 | [8 empty] | 58 | Non Federally-Regulated | 03/15/1989 |  | 10/10/1989
Rheem Sales Company, Inc. | Rheem | RGAC-18KA-** | Natural Gas | No Match | False | False | 1 |  | Up | No Match | No Match | No Match | No Match | No Match |  | No Match |  | 184941 | 140000 | [14 empty] | Non Federally-Regulated | 08/17/1983 |  | 12/08/1986
Snyder General Corp. | McQuay | *PGDA048H125-L** | LPG | No Match |  | True | 1 |  | Down | No Match | No Match | No Match | No Match | No Match |  | No Match |  | 125000 | 98000 |  |  | 118533 | 639 | 79.2 | [8 empty] | 15 | Non Federally-Regulated | 12/08/1986 |  | 06/29/1987
Schneider Electric (Square D Wiring Devices) | Sun Dial | GU3M080H4.0C7 | Natural Gas | No Match |  | False | 1 |  | Up | No Match | No Match | No Match | No Match | No Match |  | No Match |  | 80000 | 64000 | 1545 |  | 81588 | 589 | 74.2 | [8 empty] | 2 | Non Federally-Regulated | 12/08/1986 |  | 06/29/1987
Amana Refrigeration, Inc. | Amana | ERGW0012-1A(C)W/EBWC | LPG | No Match |  | True | 1 |  | Horizontal | No Match | No Match | No Match | No Match | No Match |  | No Match |  | 120000 | 100000 | 1375 | 880 | 111960 | 598 | 83.4 | [8 empty] | 0 | Non Federally-Regulated | 01/15/1989 |  | 03/15/1989
Heil Quaker | Sears | 867.77953* | LPG | No Match |  | False | 1 |  | Down | No Match | No Match | No Match | No Match | No Match |  | No Match |  | 100000 | 88411 | 1370 | 1240 | 86698 | 605 | 89.6 | [8 empty] | 2 | Non Federally-Regulated | 12/08/1986 |  | 10/10/1989
Luxaire | Westinghouse Electric | FGHF095RAN | Natural Gas | No Match | False | False | 1 |  | Horizontal | No Match | No Match | No Match | No Match | No Match |  | No Match |  | 95000 | 72865 | 1530 |  | 89764 | 655 | 67.9 | [8 empty] | 5 | Non Federally-Regulated | 04/02/1981 |  | 10/13/1981
BDP Co. | Carrier | 48GH06030X, 31X | LPG | No Match | False | True | 1 |  | Horizontal | No Match | No Match | No Match | No Match | No Match |  | No Match |  | 150000 | 115000 | 1930 | 1625 | 153603 | 1165 | 70.4 | [8 empty] | 3 | Non Federally-Regulated | 07/26/1982 |  | 08/17/1983
Rheem Sales Company, Inc. | Montgomery Ward | SRM-51881A | Natural Gas | No Match | False | True | 1 |  | Horizontal | No Match | No Match | No Match | No Match | No Match |  | No Match |  | 40000 | 30000 |  |  | 45404 | 319 | 68.1 | [8 empty] | 5 | Non Federally-Regulated | 10/13/1981 |  | 03/11/1982
Carrier Corp. | Payne | 395BAW060120 | Natural Gas | No Match |  | False | 1 |  | Up | No Match | No Match | No Match | No Match | No Match |  | No Match |  | 143000 | 116000 |  |  | 133828 | 1126 | 80.9 | [8 empty] | 5 | Non Federally-Regulated | 01/27/1988 |  | 10/10/1989
Coleman Company, Inc. | Coleman | 2669-749 | LPG | No Match | False | False | 1 |  | Up | No Match | No Match | No Match | No Match | No Match |  | No Match |  | 119952 | 101000 | 1900 | [13 empty] | Non Federally-Regulated | 08/17/1983 |  | 12/08/1986
Magic Chef | Johnson | EG8D75DC48-2 | Natural Gas | No Match |  | False | 1 |  | Horizontal | No Match | No Match | No Match | No Match | No Match |  | No Match |  | 75000 | 59000 |  |  | 61197 | 530 | 75.2 | [8 empty] | 3 | Non Federally-Regulated | 12/08/1986 |  | 01/27/1988
Heil Quaker | Whirlpool | NRGF60EDB**(B) | Natural Gas | No Match |  | True | 1 |  | Horizontal | No Match | No Match | No Match | No Match | No Match |  | No Match |  | 100000 | 78886 | 2000 | 1675 | 97374 | 1274 | 77.4 | [8 empty] | 6 | Non Federally-Regulated | 01/27/1988 |  | 01/15/1989
Magic Chef | Armstrong | ENG8D100DC60-2 | Natural Gas | No Match |  | False | 1 |  | Horizontal | No Match | No Match | No Match | No Match | No Match |  | No Match |  | 100000 | 79000 |  |  | 102248 | 858 | 75.1 | [8 empty] | 3 | Non Federally-Regulated | 12/08/1986 |  | 01/27/1988
Snyder General Corp. | McQuay | *PGHA025G075-IN-** | Natural Gas | No Match |  | True | 1 |  | Horizontal | No Match | No Match | No Match | No Match | No Match |  | No Match |  | 75000 | 55000 |  |  | 61990 | 190 | 76.5 | [8 empty] | 15 | Non Federally-Regulated | 06/29/1987 |  | 01/27/1988
Rheem Sales Company, Inc. | Century | TGR-60-1E-100 | Natural Gas | No Match |  | True | 1 |  | Horizontal | No Match | No Match | No Match | No Match | No Match |  | No Match |  | 100000 | 76000 |  |  | 79634 | 750 | 77.2 | [8 empty] | 4 | Non Federally-Regulated | 12/08/1986 |  | 06/29/1987
Borg Warner | Moncrief | FCU120AAPA | LPG | No Match | False | False | 1 |  | Up | No Match | No Match | No Match | No Match | No Match |  | No Match |  | 119110 | 91000 | [14 empty] | Non Federally-Regulated | 08/17/1983 |  | 12/08/1986
Consolidated Industries Corp. | Pacific / Air | GHB75D-10A | LPG | No Match | False | False | 1 |  | Horizontal | No Match | No Match | No Match | No Match | No Match |  | No Match |  | 75000 | 57000 | [14 empty] | Non Federally-Regulated | 08/17/1983 |  | 12/08/1986
Consolidated Industries Corp. | Addison Products | GDWHE120B-D5H | Natural Gas | No Match |  | False | 1 |  | Down | No Match | No Match | No Match | No Match | No Match |  | No Match |  | 120000 | 96000 |  |  | 117425 | 767 | 79.6 | [8 empty] | 4 | Non Federally-Regulated | 01/27/1988 |  | 01/15/1989
Rheem Sales Company, Inc. | Ruud | URBD-04E24JR | Natural Gas | No Match | False | True | 1 |  | Horizontal | No Match | No Match | No Match | No Match | No Match |  | No Match |  | 39900 | 32000 | [14 empty] | Non Federally-Regulated | 08/17/1983 |  | 12/08/1986
Rheem Sales Company, Inc. | Ruud | URGF-12E48CL* | Natural Gas | No Match |  | True | 1 |  | Horizontal | No Match | No Match | No Match | No Match | No Match |  | No Match |  | 125000 | 97000 |  |  | 118760 | 910 | 78.3 | [8 empty] | 4 | Non Federally-Regulated | 01/15/1989 |  | 03/15/1989
Carrier Corp. | Carrier | 58SSB095-DC | Natural Gas | No Match |  | False | 1 |  | Up | No Match | No Match | No Match | No Match | No Match |  | No Match |  | 114000 | 93000 |  |  | 94832 | 845 | 81.4 | [8 empty] | 5 | Non Federally-Regulated | 01/27/1988 |  | 10/10/1989
Rheem Sales Company, Inc. | General Electric | BC0036A306A0 | Natural Gas | No Match | False | True | 1 |  | Horizontal | No Match | No Match | No Match | No Match | No Match |  | No Match |  | 59682 | 45000 | [14 empty] | Non Federally-Regulated | 08/17/1983 |  | 12/08/1986
Luxaire | Westinghouse Electric | GCH114TF | Natural Gas | No Match | False | False | 1 |  | Horizontal | No Match | No Match | No Match | No Match | No Match |  | No Match |  | 114000 | 87552 | 1580 |  | 106007 | 671 | 73.3 | [8 empty] | 11 | Non Federally-Regulated | 10/13/1981 |  | 03/11/1982
Carrier Corp. | Payne | 376BAW060115 | LPG | No Match |  | False | 1 |  | Horizontal | No Match | No Match | No Match | No Match | No Match |  | No Match |  | 137000 | 112000 |  |  | 133992 | 930 | 81.3 | [8 empty] | 5 | Non Federally-Regulated | 12/08/1986 |  | 01/27/1988
Rheem Sales Company, Inc. | Arcoaire | APGHA048G075 | Natural Gas | No Match |  | True | 1 |  | Horizontal | No Match | No Match | No Match | No Match | No Match |  | No Match |  | 75000 | 56000 |  |  | 60783 | 318 | 77.3 | [8 empty] | 15 | Non Federally-Regulated | 12/08/1986 |  | 06/29/1987
Heil Quaker | Whirlpool | NRGF60ECH**(B) | Natural Gas | No Match |  | True | 1 |  | Horizontal | No Match | No Match | No Match | No Match | No Match |  | No Match |  | 100000 | 81500 | 2000 | 1675 | 97388 | 1267 | 77.4 | [8 empty] | 6 | Non Federally-Regulated | 12/08/1986 |  | 06/29/1987
Heil Quaker | Heil | NUGA100AE** | Natural Gas | No Match | False | False | 1 |  | Up | No Match | No Match | No Match | No Match | No Match |  | No Match |  | 99355 | 77000 | 1010 | [13 empty] | Non Federally-Regulated | 08/17/1983 |  | 12/08/1986
Rheem Sales Company, Inc. | Rheem | RGBC-12KCB | Natural Gas | No Match | False | False | 1 |  | Up | No Match | No Match | No Match | No Match | No Match |  | No Match |  | 125000 | 96000 |  |  | 136775 | 760 | 68.3 | [8 empty] | 4 | Non Federally-Regulated | 03/11/1982 |  | 08/17/1983
BDP Co. | Carrier | 58GS040-B* | Natural Gas | No Match | False | False | 1 |  | Up | No Match | No Match | No Match | No Match | No Match |  | No Match |  | 40000 | 31000 | 815 | 673 | 37035 | 552 | 81.4 | [8 empty] | 11 | Non Federally-Regulated | 10/13/1981 |  | 03/11/1982
Lennox Industries Inc. | Lennox | G11Q3E-110V | Natural Gas | No Match | False | False | 1 |  | Up | No Match | No Match | No Match | No Match | No Match |  | No Match |  | 109661 | 84000 | 1340 | [13 empty] | Non Federally-Regulated | 08/17/1983 |  | 12/08/1986
Consolidated Industries Corp. | Consolidated Industries Corp. | HAC060P(D,E,F,K)0T | LPG | No Match | False | False | 1 |  | Horizontal | No Match | No Match | No Match | No Match | No Match |  | No Match |  | 59756 | 49000 | [14 empty] | Non Federally-Regulated | 08/17/1983 |  | 12/08/1986
Magic Chef | Johnson | 3.5D100-OH-3 | Natural Gas | No Match | False | True | 1 |  | Horizontal | No Match | No Match | No Match | No Match | No Match |  | No Match |  | 97911 | 75000 | 1600 | [13 empty] | Non Federally-Regulated | 08/17/1983 |  | 12/08/1986
Luxaire | Westinghouse Electric | IE060ECAON | LPG | No Match | False | True | 1 |  | Horizontal | No Match | No Match | No Match | No Match | No Match |  | No Match |  | 140000 | 108220 | 2140 | 1790 | 131719 | 739 | 70 | [8 empty] | 5 | Non Federally-Regulated | 10/13/1981 |  | 03/11/1982
Snyder General Corp. | Comfortmaker | *PGHA048G125-IN-** | Natural Gas | No Match |  | True | 1 |  | Horizontal | No Match | No Match | No Match | No Match | No Match |  | No Match |  | 125000 | 93000 |  |  | 80919 | 522 | 76.1 | [8 empty] | 15 | Non Federally-Regulated | 06/29/1987 |  | 01/27/1988
Rheem Sales Company, Inc. | Rheem | RRGE-07N36JKR | Natural Gas | No Match |  | True | 1 |  | Horizontal | No Match | No Match | No Match | No Match | No Match |  | No Match |  | 75000 | 58000 |  |  | 68444 | 745 | 78.2 | [8 empty] | 4 | Non Federally-Regulated | 01/15/1989 |  | 03/15/1989
Consolidated Industries Corp. | Bard | GHB120D37A | LPG | No Match | False | False | 1 |  | Horizontal | No Match | No Match | No Match | No Match | No Match |  | No Match |  | 119481 | 92000 | [14 empty] | Non Federally-Regulated | 08/17/1983 |  | 12/08/1986
Rheem Sales Company, Inc. | Weatherking | GPFA4.0T075-3 | Natural Gas | No Match |  | True | 1 |  | Horizontal | No Match | No Match | No Match | No Match | No Match |  | No Match |  | 75000 | 56000 |  |  | 70734 | 910 | 76.6 | [8 empty] | 4 | Non Federally-Regulated | 01/15/1989 |  | 03/15/1989
Consolidated Industries Corp. | Comfort-Aire | GSH50-T3NXD-1 | Natural Gas | No Match |  | False | 1 |  | Horizontal | No Match | No Match | No Match | No Match | No Match |  | No Match |  | 50000 | 38000 |  |  | 40993 | 352 | 75.3 | [8 empty] | 3 | Non Federally-Regulated | 06/29/1987 |  | 01/15/1989
Arco Comfort Products Co. | Airtron | AGU81030B | Natural Gas | No Match | False | False | 1 |  | Up | No Match | No Match | No Match | No Match | No Match |  | No Match |  | 105000 | 79590 | 1301 | [13 empty] | Non Federally-Regulated | 08/17/1983 |  | 12/08/1986
Luxaire | Westinghouse Electric | IE048ECAON | LPG | No Match | False | True | 1 |  | Horizontal | No Match | No Match | No Match | No Match | No Match |  | No Match |  | 140000 | 107940 | 2000 | 1485 | 133579 | 644 | 70 | [8 empty] | 5 | Non Federally-Regulated | 04/02/1981 |  | 10/13/1981
Luxaire | Westinghouse Electric | IE036CCAON | LPG | No Match | False | True | 1 |  | Horizontal | No Match | No Match | No Match | No Match | No Match |  | No Match |  | 100000 | 76800 | 1275 | 995 | 91413 | 495 | 70 | [8 empty] | 5 | Non Federally-Regulated | 04/02/1981 |  | 10/13/1981
Daikin Comfort Technologies Manufacturing, L.P. | Janitrol / GMC | GUX120-5 | Natural Gas | No Match |  | False | 1 |  | Up | No Match | No Match | No Match | No Match | No Match |  | No Match |  | 120000 | 93720 | 2010 | 1800 | 125891 | 713 | 74.4 | [8 empty] | 3 | Non Federally-Regulated | 01/27/1988 |  | 10/10/1989
Carrier Corp. | Payne | 579DP180270 | Natural Gas | No Match |  | True | 3 |  | Down | No Match | No Match | No Match | No Match | No Match |  | No Match |  | 270000 | 216000 | 7500 | 4500 | 267700 | 1936 | 75.3 | [8 empty] | 5 | Non Federally-Regulated | 01/15/1989 |  | 03/15/1989
Magic Chef | Gaffers & Sattler | 2.5D60 | Natural Gas | No Match | False | True | 1 |  | Horizontal | No Match | No Match | No Match | No Match | No Match |  | No Match |  | 60000 | 45000 | 975 | 520 | 69096 | 533 | 67.9 | [8 empty] | 19 | Non Federally-Regulated | 10/13/1981 |  | 03/11/1982
Rheem Sales Company, Inc. | Rheem | RRAD-10E59CR | Natural Gas | No Match | False | True | 1 |  | Horizontal | No Match | No Match | No Match | No Match | No Match |  | No Match |  | 100000 | 7600 |  |  | 92610 | 515 | 67.3 | [8 empty] | 4 | Non Federally-Regulated | 07/26/1982 |  | 08/17/1983
Luxaire | Westinghouse Electric | GCH133MF | Natural Gas | No Match | False | True | 1 |  | Horizontal | No Match | No Match | No Match | No Match | No Match |  | No Match |  | 133000 | 100814 |  |  | 147974 | 599 | 65.5 | [8 empty] | 2 | Non Federally-Regulated | 10/13/1981 |  | 03/11/1982
BDP Co. | Carrier | 48GL04860 | Natural Gas | No Match | False | True | 1 |  | Horizontal | No Match | No Match | No Match | No Match | No Match |  | No Match |  | 80000 | 60000 | 1775 | 1365 | 88624 | 983 | 68.5 | [8 empty] | 325 | Non Federally-Regulated | 04/02/1981 |  | 10/13/1981
Borg Warner | Fraser Johnston | 48ECW096WA | Natural Gas | No Match | False | True | 1 |  | Horizontal | No Match | No Match | No Match | No Match | No Match |  | No Match |  | 96000 | 73728 | 1800 | 1560 | 88380 | 569 | 70.3 | [8 empty] | 5 | Non Federally-Regulated | 07/26/1982 |  | 08/17/1983
John Zink | Air Distribution Association | RCG-0601-43-1401-ET | Natural Gas | No Match | False | True | 1 |  | Horizontal | No Match | No Match | No Match | No Match | No Match |  | No Match |  | 140000 | 110600 | 2200 | [13 empty] | Non Federally-Regulated | 08/17/1983 |  | 12/08/1986
Heil Quaker | Heil Quaker | NRGF48ECH**(B) | Natural Gas | No Match |  | True | 1 |  | Horizontal | No Match | No Match | No Match | No Match | No Match |  | No Match |  | 100000 | 81500 | 2000 | 1675 | 97388 | 1267 | 77.4 | [8 empty] | 6 | Non Federally-Regulated | 03/15/1989 |  | 10/10/1989
Magic Chef | Williams | 3.5A100-OH-1-6 | Natural Gas | No Match | False | True | 1 |  | Horizontal | No Match | No Match | No Match | No Match | No Match |  | No Match |  | 97911 | 75000 | 1600 | [13 empty] | Non Federally-Regulated | 08/17/1983 |  | 12/08/1986
Magic Chef | Gaffers & Sattler | EG6D80DC42-* | Natural Gas | No Match |  | False | 1 |  | Up | No Match | No Match | No Match | No Match | No Match |  | No Match |  | 80000 | 64000 | 1430 |  | 81589 | 554 | 74.2 | [8 empty] | 2 | Non Federally-Regulated | 12/08/1986 |  | 06/29/1987
Rheem Sales Company, Inc. | Comfortmaker | CPGHA036H075 | Natural Gas | No Match |  | True | 1 |  | Horizontal | No Match | No Match | No Match | No Match | No Match |  | No Match |  | 75000 | 55000 |  |  | 61990 | 327 | 76.5 | [8 empty] | 15 | Non Federally-Regulated | 12/08/1986 |  | 06/29/1987
Heil Quaker | Heil | NUGE060AG** | Natural Gas | No Match | False | False | 1 |  | Up | No Match | No Match | No Match | No Match | No Match |  | No Match |  | 60000 | 47000 | 1325 | 770 | 58740 | 497 | 78.4 | [8 empty] | 2 | Non Federally-Regulated | 07/26/1982 |  | 08/17/1983
Trane U.S. Inc. | Trane | BLU090L948A | Natural Gas | No Match |  | False | 1 |  | Up | No Match | No Match | No Match | No Match | No Match |  | No Match |  | 90000 | 72000 | 1625 | 1165 | 83700 | 590 | 74.1 | [8 empty] | 0 | Non Federally-Regulated | 12/08/1986 |  | 06/29/1987
Carrier Corp. | Carrier | 48NHT042500 | Natural Gas | No Match |  | True | 1 |  | Horizontal | No Match | No Match | No Match | No Match | No Match |  | No Match |  | 100000 | 78000 |  |  | 98012 | 920 | 78.5 | [8 empty] | 3 | Non Federally-Regulated | 03/15/1989 |  | 10/10/1989
Rheem Sales Company, Inc. | Arcoaire | *PGDA036H075-IM-** | Natural Gas | No Match |  | True | 1 |  | Down | No Match | No Match | No Match | No Match | No Match |  | No Match |  | 75000 | 59000 |  |  | 58465 | 331 | 80.2 | [8 empty] | 15 | Non Federally-Regulated | 01/27/1988 |  | 01/15/1989
Snyder General Corp. | Comfortmaker | *PGHA060H100-IM-** | Natural Gas | No Match |  | True | 1 |  | Horizontal | No Match | No Match | No Match | No Match | No Match |  | No Match |  | 100000 | 74000 |  |  | 80919 | 408 | 77.4 | [8 empty] | 15 | Non Federally-Regulated | 01/27/1988 |  | 01/15/1989
Rheem Sales Company, Inc. | Heat Controller | GYD-120-E5N-X3 | Natural Gas | No Match |  | False | 1 |  | Down | No Match | No Match | No Match | No Match | No Match |  | No Match |  | 120000 | 96000 |  |  | 117425 | 767 | 79.6 | [8 empty] | 4 | Non Federally-Regulated | 01/27/1988 |  | 10/10/1989
BDP Co. | Day & Night | 585CJ042075 | Natural Gas | No Match | False | True | 1 |  | Horizontal | No Match | No Match | No Match | No Match | No Match |  | No Match |  | 75000 | 57000 | 1385 | 775 | 76405 | 664 | 70.4 | [8 empty] | 3 | Non Federally-Regulated | 10/13/1981 |  | 03/11/1982
Ducane | Trane | OLADA-10-D | Oil | No Match | False | False | 1 |  | Up | No Match | No Match | No Match | No Match | No Match |  | No Match |  | 124675 | 96000 | 1530 | [13 empty] | Non Federally-Regulated | 08/17/1983 |  | 12/08/1986
Coleman Company, Inc. | Coleman | 2638J639 | LPG | No Match | False | False | 1 |  | Up | No Match | No Match | No Match | No Match | No Match |  | No Match |  | 75000 | 58000 | 1900 | 1000 | 79012 | 1003 | 69.1 | [8 empty] | 3 | Non Federally-Regulated | 07/26/1982 |  | 08/17/1983
Rheem Sales Company, Inc. | Rheem | RRGF-07E48CL* | Natural Gas | No Match |  | True | 1 |  | Horizontal | No Match | No Match | No Match | No Match | No Match |  | No Match |  | 75000 | 56000 |  |  | 70734 | 910 | 76.6 | [8 empty] | 4 | Non Federally-Regulated | 01/27/1988 |  | 01/15/1989
Lennox Industries Inc. | Lennox | GCS9-411-90A-1P | Natural Gas | No Match |  | True | 1 |  | Horizontal | No Match | No Match | No Match | No Match | No Match |  | No Match |  | 90000 | 72000 | 1425 | 1200 | 76767 | 574 | 80.9 | [8 empty] | 3 | Non Federally-Regulated | 12/08/1986 |  | 06/29/1987
Magic Chef | Gaffers & Sattler | 2.5D60 | Natural Gas | No Match | False | True | 1 |  | Horizontal | No Match | No Match | No Match | No Match | No Match |  | No Match |  | 60000 | 45000 | 975 | 520 | 69096 | 533 | 67.9 | [8 empty] | 19 | Non Federally-Regulated | 07/26/1982 |  | 08/17/1983
Snyder General Corp. | McQuay | *PGHA048G075-IM-** | Natural Gas | No Match |  | True | 1 |  | Horizontal | No Match | No Match | No Match | No Match | No Match |  | No Match |  | 75000 | 56000 |  |  | 60783 | 318 | 77.3 | [8 empty] | 15 | Non Federally-Regulated | 01/27/1988 |  | 01/15/1989
Snyder General Corp. | Arcoaire | *PGDA048H125-N* | Natural Gas | No Match |  | True | 1 |  | Down | No Match | No Match | No Match | No Match | No Match |  | No Match |  | 125000 | 98000 |  |  | 118533 | 639 | 79.2 | [8 empty] | 15 | Non Federally-Regulated | 12/08/1986 |  | 06/29/1987
Snyder General Corp. | Comfortmaker | *PGH*048F125*I**** | Natural Gas | No Match |  | True | 1 |  | Horizontal | No Match | No Match | No Match | No Match | No Match |  | No Match |  | 125000 | 93000 |  |  | 80919 | 522 | 76.1 | [8 empty] | 15 | Non Federally-Regulated | 03/15/1989 |  | 10/10/1989
Consolidated Industries Corp. | Addison Products | GPE5.0T125-4 | Natural Gas | No Match |  | True | 1 |  | Horizontal | No Match | No Match | No Match | No Match | No Match |  | No Match |  | 125000 | 97000 |  |  | 116216 | 1445 | 78.4 | [8 empty] | 4 | Non Federally-Regulated | 01/27/1988 |  | 01/15/1989
Magic Chef | Airease | 5A140-OH-3-5 | Natural Gas | No Match | False | True | 1 |  | Horizontal | No Match | No Match | No Match | No Match | No Match |  | No Match |  | 140000 | 105000 | 1950 | 1950 | 113871 | 659 | 68.2 | [8 empty] | 19 | Non Federally-Regulated | 07/26/1982 |  | 08/17/1983
Amana Refrigeration, Inc. | Amana | SPCG421153A | Natural Gas | No Match |  | True | 1 |  | Down | No Match | No Match | No Match | No Match | No Match |  | No Match |  | 115000 | 93000 |  |  | 98594 | 1021 | 79.8 | [9 empty] | Non Federally-Regulated | 03/15/1989 |  | 10/10/1989
Ducane | Heil Quaker | NRGF48EDH**(B) | LPG | No Match |  | True | 1 |  | Horizontal | No Match | No Match | No Match | No Match | No Match |  | No Match |  | 100000 | 78886 | 2000 | 1675 | 97374 | 1274 | 77.4 | [8 empty] | 6 | Non Federally-Regulated | 01/27/1988 |  | 01/15/1989
Rheem Sales Company, Inc. | Heat Controller | GZU-A125-D5NX | Natural Gas | No Match |  | False | 1 |  | Up | No Match | No Match | No Match | No Match | No Match |  | No Match |  | 125000 | 113000 |  |  | 122919 | 917 | 88.6 | [8 empty] | 4 | Non Federally-Regulated | 03/15/1989 |  | 10/10/1989
Arco Comfort Products Co. | Arco Comfort Products Co. | GHC040NDAI | Natural Gas | No Match |  | False | 1 |  | Horizontal | No Match | No Match | No Match | No Match | No Match |  | No Match |  | 40000 | 32000 |  |  | 40325 | 475 | 75.6 | [8 empty] | 3 | Non Federally-Regulated | 12/08/1986 |  | 06/29/1987
Daikin Comfort Technologies Manufacturing, L.P. | Janitrol / GMC | PG048125-1 | Natural Gas | No Match |  | True | 1 |  | Horizontal | No Match | No Match | No Match | No Match | No Match |  | No Match |  | 125000 | 96000 | 1630 | 1470 | 103552 | 708 | 75 | [8 empty] | 5 | Non Federally-Regulated | 01/15/1989 |  | 03/15/1989
Magic Chef | Gaffers & Sattler | 5D120-OH-1 | Natural Gas | No Match | False | True | 1 |  | Horizontal | No Match | No Match | No Match | No Match | No Match |  | No Match |  | 120000 | 90000 | 1950 | 1950 | 113043 | 618 | 68.3 | [8 empty] | 19 | Non Federally-Regulated | 04/02/1981 |  | 10/13/1981
Carrier Corp. | Day & Night | 585EJ036125-H | Natural Gas | No Match |  | True | 1 |  | Horizontal | No Match | No Match | No Match | No Match | No Match |  | No Match |  | 125000 | 97000 | 1475 | 1160 | 124629 | 695 | 75.2 | [8 empty] | 3 | Non Federally-Regulated | 12/08/1986 |  | 06/29/1987
Heil Quaker | Whirlpool | NRGF42DCB**(A) | Natural Gas | No Match |  | True | 1 |  | Horizontal | No Match | No Match | No Match | No Match | No Match |  | No Match |  | 60000 | 49920 | 1490 | 1055 | 56307 | 831 | 79.7 | [8 empty] | 6 | Non Federally-Regulated | 06/29/1987 |  | 01/27/1988
Ducane | Lennox | GS11Q3E-60-5NLT | Natural Gas | No Match | False | False | 1 |  | Horizontal | No Match | No Match | No Match | No Match | No Match |  | No Match |  | 58047 | 44000 | 1160 | [13 empty] | Non Federally-Regulated | 08/17/1983 |  | 12/08/1986
Heil Quaker | Amana | OC112DG | Oil | No Match | False | False | 1 |  | Down | No Match | No Match | No Match | No Match | No Match |  | No Match |  | 140000 | 110600 | 1200 | 930 | 127824 | 683 | 76.4 | [8 empty] | 1 | Non Federally-Regulated | 04/02/1981 |  | 10/13/1981
Rheem Sales Company, Inc. | Luxaire | P-UED14N07101A | Natural Gas | No Match |  | False | 1 |  | Up | No Match | No Match | No Match | No Match | No Match |  | No Match |  | 75000 | 70000 |  |  | 67604 | 872 | 90.3 | [8 empty] | 4 | Non Federally-Regulated | 03/15/1989 |  | 10/10/1989
Snyder General Corp. | Comfortmaker | *PGDA048H075-IL-** | LPG | No Match |  | True | 1 |  | Down | No Match | No Match | No Match | No Match | No Match |  | No Match |  | 75000 | 59000 |  |  | 58465 | 331 | 80.2 | [8 empty] | 15 | Non Federally-Regulated | 01/27/1988 |  | 01/15/1989
Ducane | Heil Quaker | NRGF36DDB**(A) | Natural Gas | No Match |  | True | 1 |  | Horizontal | No Match | No Match | No Match | No Match | No Match |  | No Match |  | 60000 | 48220 | 1490 | 1055 | 56288 | 835 | 79.7 | [8 empty] | 6 | Non Federally-Regulated | 06/29/1987 |  | 01/27/1988
Consolidated Industries Corp. | Janitrol / GMC | HAC075NF3R | LPG | No Match | False | False | 1 |  | Horizontal | No Match | No Match | No Match | No Match | No Match |  | No Match |  | 75000 | 60000 | [14 empty] | Non Federally-Regulated | 08/17/1983 |  | 12/08/1986
Amana Refrigeration, Inc. | Amana | EPCG6012-1E (B) | LPG | No Match |  | True | 1 |  | Horizontal | No Match | No Match | No Match | No Match | No Match |  | No Match |  | 100000 | 84000 |  |  | 92900 | 373 | 84.5 | [8 empty] | 22 | Non Federally-Regulated | 12/08/1986 |  | 06/29/1987
Carrier Corp. | Carrier | 58SX060-CC | Natural Gas | No Match |  | False | 1 |  | Up | No Match | No Match | No Match | No Match | No Match |  | No Match |  | 66000 | 61000 |  |  | 67433 | 553 | 92.2 | [8 empty] | 5 | Non Federally-Regulated | 12/08/1986 |  | 01/27/1988
Amana Refrigeration, Inc. | Amana | SPCG240701A | Natural Gas | No Match |  | True | 1 |  | Horizontal | No Match | No Match | No Match | No Match | No Match |  | No Match |  | 70000 | 57000 |  |  | 57470 | 543 | 80 | [9 empty] | Non Federally-Regulated | 01/15/1989 |  | 03/15/1989
Schneider Electric (Square D Wiring Devices) | Sun Dial | GU5M120H5.0C7 | Natural Gas | No Match |  | False | 1 |  | Up | No Match | No Match | No Match | No Match | No Match |  | No Match |  | 120000 | 96000 | 2035 |  | 125614 | 796 | 73.7 | [8 empty] | 2 | Non Federally-Regulated | 12/08/1986 |  | 06/29/1987
Rheem Sales Company, Inc. | Ruud | UGGA-08KAB | Natural Gas | No Match | False | False | 1 |  | Up | No Match | No Match | No Match | No Match | No Match |  | No Match |  | 80000 | 60000 |  |  | 92250 | 560 | 67.4 | [8 empty] | 3 | Non Federally-Regulated | 04/02/1981 |  | 08/17/1983
Magic Chef | Magic Chef | EG6B60DC36-* | Natural Gas | No Match |  | False | 1 |  | Up | No Match | No Match | No Match | No Match | No Match |  | No Match |  | 60000 | 53000 | 1380 | 1000 | 61020 | 557 | 87.3 | [8 empty] | 2 | Non Federally-Regulated | 12/08/1986 |  | 06/29/1987
Heil Quaker | Whirlpool | NRGF60FDB**(B) | Natural Gas | No Match |  | True | 1 |  | Horizontal | No Match | No Match | No Match | No Match | No Match |  | No Match |  | 130000 | 103046 | 1775 | 1550 | 117468 | 1126 | 78.3 | [8 empty] | 6 | Non Federally-Regulated | 06/29/1987 |  | 01/27/1988
BDP Co. | Day & Night | 396GAW048100 | Natural Gas | No Match | False | False | 1 |  | Down | No Match | No Match | No Match | No Match | No Match |  | No Match |  | 100260 | 77000 | 1630 | [13 empty] | Non Federally-Regulated | 08/17/1983 |  | 12/08/1986
Magic Chef | Magic Chef | HT42G55-* | Natural Gas | No Match |  | True | 1 |  | Horizontal | No Match | No Match | No Match | No Match | No Match |  | No Match |  | 55000 | 44500 | 1230 | 920 | 60969 | 443 | 75 | [8 empty] | 2 | Non Federally-Regulated | 12/08/1986 |  | 06/29/1987
Borg Warner | Fraser Johnston | FCU080TANA | Natural Gas | No Match | False | False | 1 |  | Up | No Match | No Match | No Match | No Match | No Match |  | No Match |  | 79843 | 61000 | 1742 | [13 empty] | Non Federally-Regulated | 08/17/1983 |  | 12/08/1986
Amana Refrigeration, Inc. | Amana | GHE200M-R5 | LPG | No Match | False | False | 1 |  | Up | No Match | No Match | No Match | No Match | No Match |  | No Match |  | 200264 | 152000 | 2142 | [13 empty] | Non Federally-Regulated | 08/17/1983 |  | 12/08/1986
Rheem Sales Company, Inc. | Ruud | UGVC-06EA-AR | Natural Gas | No Match |  | False | 1 |  | Horizontal | No Match | No Match | No Match | No Match | No Match |  | No Match |  | 60000 | 48000 |  |  | 57267 | 633 | 80.1 | [8 empty] | 4 | Non Federally-Regulated | 01/15/1989 |  | 10/10/1989
BDP Co. | Carrier | 58SE050-3 | Natural Gas | No Match | False | False | 1 |  | Up | No Match | No Match | No Match | No Match | No Match |  | No Match |  | 50000 | 39000 | 1170 | 740 | 54082 | 465 | 71.1 | [8 empty] | 5 | Non Federally-Regulated | 04/02/1981 |  | 10/13/1981
Rheem Sales Company, Inc. | Rheem | RGBC-09KC | Natural Gas | No Match | False | False | 1 |  | Up | No Match | No Match | No Match | No Match | No Match |  | No Match |  | 95000 | 72000 |  |  | 89078 | 831 | 68.7 | [8 empty] | 4 | Non Federally-Regulated | 04/02/1981 |  | 08/17/1983
BDP Co. | Payne | 396GAW048125 | Natural Gas | No Match | False | False | 1 |  | Down | No Match | No Match | No Match | No Match | No Match |  | No Match |  | 125000 | 96000 | 1620 | 1235 | 134809 | 823 | 69.2 | [8 empty] | 5 | Non Federally-Regulated | 03/11/1982 |  | 07/26/1982
Rheem Sales Company, Inc. | Rheem | RRGE-12E60CLR | Natural Gas | No Match |  | True | 1 |  | Horizontal | No Match | No Match | No Match | No Match | No Match |  | No Match |  | 125000 | 97000 |  |  | 116216 | 1445 | 78.4 | [8 empty] | 4 | Non Federally-Regulated | 01/27/1988 |  | 01/15/1989
Heil Quaker | Dayton | 3E280* | Natural Gas | No Match | False |  | 1 |  | Up | No Match | No Match | No Match | No Match | No Match |  | No Match |  | 105333 | 79000 | 1350 | [13 empty] | Non Federally-Regulated | 08/17/1983 |  | 12/08/1986
Luxaire | Luxaire | 120HCDAC | LPG | No Match | False | True | 1 |  | Horizontal | No Match | No Match | No Match | No Match | No Match |  | No Match |  | 120000 | 92280 | 1565 | 1091 | 115120 | 780 | 69.1 | [8 empty] | 2 | Non Federally-Regulated | 04/02/1981 |  | 10/13/1981
Carrier Corp. | Carrier | 48KHA042500BF | Natural Gas | No Match |  | True | 1 |  | Horizontal | No Match | No Match | No Match | No Match | No Match |  | No Match |  | 125000 | 94000 | 1800 | 1195 | 123831 | 871 | 75.2 | [8 empty] | 3 | Non Federally-Regulated | 12/08/1986 |  | 06/29/1987
Consolidated Industries Corp. | Comfort-Aire | GTH100-T5N | Natural Gas | No Match |  | False | 1 |  | Horizontal | No Match | No Match | No Match | No Match | No Match |  | No Match |  | 100000 | 79000 |  |  | 100471 | 1099 | 75.9 | [8 empty] | 3 | Non Federally-Regulated | 06/29/1987 |  | 01/15/1989
Amana Refrigeration, Inc. | Amana | EPCG3010-1C (B) | Natural Gas | No Match | False | True | 1 |  | Horizontal | No Match | No Match | No Match | No Match | No Match |  | No Match |  | 100000 | 83000 |  |  | 95500 | 329 | 82.3 | [8 empty] | 22 | Non Federally-Regulated | 07/26/1982 |  | 08/17/1983
Rheem Sales Company, Inc. | Square D | PN015-23-DB0370H1 | Natural Gas | No Match |  | True | 3 |  | Horizontal | No Match | No Match | No Match | No Match | No Match |  | No Match |  | 370000 | 277500 |  |  | 263514 | 2067 | 76.3 | [8 empty] | 10 | Non Federally-Regulated | 12/08/1986 |  | 06/29/1987
Rheem Sales Company, Inc. | Ruud | UGAA-14EA | Natural Gas | No Match | False | False | 1 |  | Up | No Match | No Match | No Match | No Match | No Match |  | No Match |  | 140000 | 106000 |  |  | 134368 | 1148 | 68.6 | [8 empty] | 3 | Non Federally-Regulated | 04/02/1981 |  | 08/17/1983
Carrier Corp. | Day & Night | 398AAW048100 | LPG | No Match |  | False | 1 |  | Up | No Match | No Match | No Match | No Match | No Match |  | No Match |  | 110000 | 102000 |  |  | 102654 | 695 | 91.3 | [8 empty] | 5 | Non Federally-Regulated | 01/27/1988 |  | 01/15/1989
Heil Quaker | Whirlpool | NRGF42DCB**(A) | Natural Gas | No Match |  | True | 1 |  | Horizontal | No Match | No Match | No Match | No Match | No Match |  | No Match |  | 60000 | 49920 | 1490 | 1055 | 56307 | 831 | 79.7 | [8 empty] | 6 | Non Federally-Regulated | 12/08/1986 |  | 06/29/1987
Snyder General Corp. | McQuay | *PGD*036G075*I*** | Natural Gas | No Match |  | True | 1 |  | Down | No Match | No Match | No Match | No Match | No Match |  | No Match |  | 75000 | 59000 |  |  | 58465 | 331 | 80 | [8 empty] | 15 | Non Federally-Regulated | 03/15/1989 |  | 10/10/1989
Snyder General Corp. | Comfortmaker | *PGHA042H075-IN-** | Natural Gas | No Match |  | True | 1 |  | Horizontal | No Match | No Match | No Match | No Match | No Match |  | No Match |  | 75000 | 56000 |  |  | 60783 | 318 | 77.3 | [8 empty] | 15 | Non Federally-Regulated | 06/29/1987 |  | 01/27/1988
Rheem Sales Company, Inc. | Arcoaire | PGE04808FAB | Natural Gas | No Match | False | True | 1 |  | Horizontal | No Match | No Match | No Match | No Match | No Match |  | No Match |  | 79404 | 64000 | [14 empty] | Non Federally-Regulated | 08/17/1983 |  | 12/08/1986
Luxaire | Westinghouse Electric | IE018ACAON | Natural Gas | No Match | False | True | 1 |  | Horizontal | No Match | No Match | No Match | No Match | No Match |  | No Match |  | 60000 | 46960 | 930 | 665 | 65798 | 443 | 70 | [8 empty] | 5 | Non Federally-Regulated | 04/02/1981 |  | 10/13/1981
Snyder General Corp. | Comfortmaker | *GDA060A012-IN | Natural Gas | No Match |  | False | 1 |  | Down | No Match | No Match | No Match | No Match | No Match |  | No Match |  | 60000 | 49000 | 1235 | 980 | 55971 | 466 | 83 | [8 empty] | 3 | Non Federally-Regulated | 06/29/1987 |  | 01/15/1989
Rheem Sales Company, Inc. | Rheem | RGDC-14EE-** | LPG | No Match |  | False | 1 |  | Up | No Match | No Match | No Match | No Match | No Match |  | No Match |  | 140000 | 112000 |  |  | 136917 | 1097 | 79.1 | [8 empty] | 4 | Non Federally-Regulated | 01/27/1988 |  | 01/15/1989
Magic Chef | Magic Chef | EG6B60DC60-2 | Natural Gas | No Match | False | False | 1 |  | Up | No Match | No Match | No Match | No Match | No Match |  | No Match |  | 60502 | 53000 | 1920 | [13 empty] | Non Federally-Regulated | 08/17/1983 |  | 12/08/1986
Carrier Corp. | Carrier | 48DJD005 | Natural Gas | No Match |  | True | 1 |  | Down | No Match | No Match | No Match | No Match | No Match |  | No Match |  | 74000 | 58460 | 1475 | 1230 | 72520 | 372 | 75.5 | [8 empty] | 3 | Non Federally-Regulated | 01/15/1989 |  | 03/15/1989
Carrier Corp. | Day & Night | 395AAW036055 | Natural Gas | No Match |  | False | 1 |  | Up | No Match | No Match | No Match | No Match | No Match |  | No Match |  | 64000 | 53000 |  |  | 65213 | 775 | 81.9 | [8 empty] | 5 | Non Federally-Regulated | 12/08/1986 |  | 06/29/1987
Snyder General Corp. | Comfortmaker | *PGDA036H075-L** | LPG | No Match |  | True | 1 |  | Down | No Match | No Match | No Match | No Match | No Match |  | No Match |  | 75000 | 59000 |  |  | 58465 | 331 | 80.2 | [8 empty] | 15 | Non Federally-Regulated | 12/08/1986 |  | 06/29/1987
Carrier Corp. | Day & Night | 398AAW030040 | Natural Gas | No Match |  | False | 1 |  | Up | No Match | No Match | No Match | No Match | No Match |  | No Match |  | 41000 | 40000 |  |  | 39570 | 450 | 97.3 | [8 empty] | 5 | Non Federally-Regulated | 12/08/1986 |  | 03/15/1989
BDP Co. | Carrier | 48GL03650, 51 | Natural Gas | No Match | False | True | 1 |  | Horizontal | No Match | No Match | No Match | No Match | No Match |  | No Match |  | 60000 | 45000 | 1405 | 1060 | 66107 | 810 | 68.5 | [8 empty] | 3 | Non Federally-Regulated | 10/13/1981 |  | 03/11/1982
Snyder General Corp. | Arcoaire | *PGDA048F075-IL-** | LPG | No Match |  | True | 1 |  | Down | No Match | No Match | No Match | No Match | No Match |  | No Match |  | 75000 | 59000 |  |  | 58465 | 331 | 80.2 | [8 empty] | 15 | Non Federally-Regulated | 06/29/1987 |  | 01/27/1988
BDP Co. | Carrier | 48GH03630X, 31X | LPG | No Match | False | True | 1 |  | Horizontal | No Match | No Match | No Match | No Match | No Match |  | No Match |  | 125000 | 96000 | 1450 | 1145 | 131546 | 1022 | 70.4 | [8 empty] | 3 | Non Federally-Regulated | 10/13/1981 |  | 03/11/1982
Heil Quaker | Sears | 867.76364* | Natural Gas | No Match | False | False | 1 |  | Horizontal | No Match | No Match | No Match | No Match | No Match |  | No Match |  | 120000 | 90000 | 1575 | 1200 | 118200 | 707 | 65.7 | [8 empty] | 1 | Non Federally-Regulated | 07/26/1982 |  | 08/17/1983
Trane U.S. Inc. | Trane | TUD060A936A | Natural Gas | No Match |  | False | 1 |  | Up | No Match | No Match | No Match | No Match | No Match |  | No Match |  | 60000 | 46000 | 1200 | 815 | 57700 | 532 | 79.8 | [8 empty] | 5 | Non Federally-Regulated | 01/15/1989 |  | 10/10/1989
Rheem Sales Company, Inc. | Ruud | URAB-04E24BR | Natural Gas | No Match | False | True | 1 |  | Horizontal | No Match | No Match | No Match | No Match | No Match |  | No Match |  | 40000 | 30000 |  |  | 45404 | 319 | 68.1 | [8 empty] | 5 | Non Federally-Regulated | 07/26/1982 |  | 08/17/1983
Luxaire | Moncrief | 30ECW060GA | LPG | No Match | False | True | 1 |  | Horizontal | No Match | No Match | No Match | No Match | No Match |  | No Match |  | 60000 | 47880 | 920 | 760 | 64878 | 443 | 70 | [8 empty] | 5 | Non Federally-Regulated | 10/13/1981 |  | 03/11/1982
Magic Chef | Johnson | 4A140-OH-1-5 | Natural Gas | No Match | False | True | 1 |  | Horizontal | No Match | No Match | No Match | No Match | No Match |  | No Match |  | 140000 | 105000 | 1850 | 1850 | 131871 | 659 | 68.2 | [8 empty] | 19 | Non Federally-Regulated | 07/26/1982 |  | 08/17/1983
Snyder General Corp. | McQuay | *PGDA060H100-N* | Natural Gas | No Match |  | True | 1 |  | Down | No Match | No Match | No Match | No Match | No Match |  | No Match |  | 100000 | 79000 |  |  | 97887 | 470 | 80.2 | [8 empty] | 15 | Non Federally-Regulated | 12/08/1986 |  | 06/29/1987
Trane U.S. Inc. | Trane | BYC060G1H | Natural Gas | No Match |  | True | 1 |  | Horizontal | No Match | No Match | No Match | No Match | No Match |  | No Match |  | 120000 | 91000 |  |  | 99218 | 723 | 78 | [8 empty] | 0 | Non Federally-Regulated | 06/29/1987 |  | 01/27/1988
Ducane | Lennox | GS11Q5E-140-4NLT | LPG | No Match | False | True | 1 |  | Horizontal | No Match | No Match | No Match | No Match | No Match |  | No Match |  | 129333 | 97000 | 2360 | [13 empty] | Non Federally-Regulated | 08/17/1983 |  | 12/08/1986
Consolidated Industries Corp. | Addison Products | GDWHE060B-D3 | LPG | No Match |  | False | 1 |  | Down | No Match | No Match | No Match | No Match | No Match |  | No Match |  | 60000 | 48000 |  |  | 57125 | 643 | 80.3 | [8 empty] | 4 | Non Federally-Regulated | 01/27/1988 |  | 01/15/1989
Snyder General Corp. | Comfortmaker | *PGDA048G100-L** | LPG | No Match |  | True | 1 |  | Down | No Match | No Match | No Match | No Match | No Match |  | No Match |  | 100000 | 79000 |  |  | 97887 | 470 | 80.2 | [8 empty] | 15 | Non Federally-Regulated | 12/08/1986 |  | 06/29/1987
York International | Luxaire | DBUC-F036N050 | Natural Gas | No Match |  | True | 1 |  | Horizontal | No Match | No Match | No Match | No Match | No Match |  | No Match |  | 50000 | 41000 | 1558 | 1344 | 45929 | 600 | 78 | [8 empty] | 58 | Non Federally-Regulated | 01/15/1989 |  | 03/15/1989
Magic Chef | Williams | EG82-75D2C3.5-12 | Natural Gas | No Match | False | False | 1 |  | Horizontal | No Match | No Match | No Match | No Match | No Match |  | No Match |  | 75000 | 60000 | 1418 | 1002 | 76810 | 310 | 63.1 | [8 empty] | 19 | Non Federally-Regulated | 04/02/1981 |  | 07/26/1982
Luxaire | Fraser Johnston | GCH076RF | Natural Gas | No Match | False | False | 1 |  | Horizontal | No Match | No Match | No Match | No Match | No Match |  | No Match |  | 76000 | 58672 | 1200 |  | 79035 | 440 | 67.9 | [8 empty] | 5 | Non Federally-Regulated | 03/11/1982 |  | 07/26/1982
Rheem Sales Company, Inc. | Heat Controller | GZD-A60-D3.5N | Natural Gas | No Match |  | False | 1 |  | Down | No Match | No Match | No Match | No Match | No Match |  | No Match |  | 60000 | 56000 |  |  | 49192 | 623 | 93.3 | [8 empty] | 4 | Non Federally-Regulated | 03/15/1989 |  | 10/10/1989
Rheem Sales Company, Inc. | Friedrich | PGE03006GAA | Natural Gas | No Match | False | True | 1 |  | Horizontal | No Match | No Match | No Match | No Match | No Match |  | No Match |  | 59682 | 45000 | [14 empty] | Non Federally-Regulated | 08/17/1983 |  | 12/08/1986
Magic Chef | Johnson | 3D-60-OH-3 | Natural Gas | No Match | False | True | 1 |  | Horizontal | No Match | No Match | No Match | No Match | No Match |  | No Match |  | 59055 | 45000 | 1340 | [13 empty] | Non Federally-Regulated | 08/17/1983 |  | 12/08/1986
Rheem Sales Company, Inc. | Montgomery Ward | SRM-51883A | Natural Gas | No Match | False | True | 1 |  | Horizontal | No Match | No Match | No Match | No Match | No Match |  | No Match |  | 60000 | 45000 |  |  | 68873 | 495 | 67.3 | [8 empty] | 5 | Non Federally-Regulated | 10/13/1981 |  | 03/11/1982
Snyder General Corp. | McQuay | *PGH*024G075*I*** | Natural Gas | No Match |  | True | 1 |  | Horizontal | No Match | No Match | No Match | No Match | No Match |  | No Match |  | 75000 | 55000 |  |  | 61990 | 190 | 76.5 | [8 empty] | 15 | Non Federally-Regulated | 01/15/1989 |  | 03/15/1989
Borg Warner | Fraser Johnston | 24ECW060GA | Natural Gas | No Match | False | True | 1 |  | Horizontal | No Match | No Match | No Match | No Match | No Match |  | No Match |  | 60000 | 47400 | 930 | [13 empty] | Non Federally-Regulated | 08/17/1983 |  | 12/08/1986
York International | York | D1SE036N04946B | Natural Gas | No Match |  | True | 1 |  | Horizontal | No Match | No Match | No Match | No Match | No Match |  | No Match |  | 59000 | 47000 | 1360 | 1285 | 55584 | 886 | 81 | [9 empty] | Non Federally-Regulated | 03/15/1989 |  | 10/10/1989
Carrier Corp. | Day & Night | 585JJ048125 | Natural Gas | No Match |  | True | 1 |  | Horizontal | No Match | No Match | No Match | No Match | No Match |  | No Match |  | 125000 | 97000 | 1590 | 1450 | 124949 | 625 | 75.2 | [8 empty] | 3 | Non Federally-Regulated | 12/08/1986 |  | 06/29/1987
Magic Chef | Armstrong | AC15U80-4 | Natural Gas | No Match | False | False | 1 |  | Up | No Match | No Match | No Match | No Match | No Match |  | No Match |  | 85333 | 64000 | 750 | [13 empty] | Non Federally-Regulated | 08/17/1983 |  | 12/08/1986
Borg Warner | York | 48ECW120UA | LPG | No Match | False | True | 1 |  | Horizontal | No Match | No Match | No Match | No Match | No Match |  | No Match |  | 120000 | 91800 | 1880 | [13 empty] | Non Federally-Regulated | 08/17/1983 |  | 12/08/1986
Magic Chef | Airease | ACD12-U120-4-2 | Natural Gas | No Match | False | False | 1 |  | Up | No Match | No Match | No Match | No Match | No Match |  | No Match |  | 120000 | 96000 | 1530 | 990 | 114776 | 610 | 67.3 | [8 empty] | 19 | Non Federally-Regulated | 04/02/1981 |  | 10/13/1981
Daikin Comfort Technologies Manufacturing, L.P. | Janitrol / GMC | PG042125-3 | Natural Gas | No Match |  | True | 1 |  | Horizontal | No Match | No Match | No Match | No Match | No Match |  | No Match |  | 125000 | 96000 | 1320 | 1030 | 104216 | 562 | 75 | [8 empty] | 5 | Non Federally-Regulated | 01/15/1989 |  | 03/15/1989
Consolidated Industries Corp. | Heat Controller | GTH80-T4NX | Natural Gas | No Match |  | False | 1 |  | Horizontal | No Match | No Match | No Match | No Match | No Match |  | No Match |  | 80000 | 63000 |  |  | 76756 | 756 | 80.1 | [8 empty] | 3 | Non Federally-Regulated | 01/15/1989 |  | 10/10/1989
Rheem Sales Company, Inc. | Ruud | URGE-12E60JKR | Natural Gas | No Match |  | True | 1 |  | Horizontal | No Match | No Match | No Match | No Match | No Match |  | No Match |  | 125000 | 97000 |  |  | 116216 | 1445 | 78.4 | [8 empty] | 4 | Non Federally-Regulated | 01/15/1989 |  | 03/15/1989
Heil Quaker | Whirlpool | NUGB125AG** | Natural Gas | No Match | False | False | 1 |  | Up | No Match | No Match | No Match | No Match | No Match |  | No Match |  | 125000 | 98000 | 1370 | 940 | 117117 | 828 | 79.6 | [8 empty] | 6 | Non Federally-Regulated | 07/26/1982 |  | 08/17/1983
Rheem Sales Company, Inc. | Ruud | URGF-05N30JK* | Natural Gas | No Match |  | True | 1 |  | Horizontal | No Match | No Match | No Match | No Match | No Match |  | No Match |  | 50000 | 39000 |  |  | 51134 | 390 | 78.8 | [8 empty] | 4 | Non Federally-Regulated | 01/27/1988 |  | 01/15/1989
Lennox Industries Inc. | Lennox | RVZ1-415-351-353 | Natural Gas | No Match | False | True | 3 |  | Horizontal | No Match | No Match | No Match | No Match | No Match |  | No Match |  | 350000 | 269500 | 18000 | 9000 | [11 empty] | 20 | Non Federally-Regulated | 07/26/1982 |  | 08/17/1983
Magic Chef | Armstrong | EG6B60DC36-1 | Natural Gas | No Match | False | False | 1 |  | Up | No Match | No Match | No Match | No Match | No Match |  | No Match |  | 60502 | 53000 | 1380 | [13 empty] | Non Federally-Regulated | 08/17/1983 |  | 12/08/1986
York International | York | D1NS036N04506A | Natural Gas | No Match |  | True | 1 |  | Horizontal | No Match | No Match | No Match | No Match | No Match |  | No Match |  | 55000 | 44000 | 1060 | 803 | 57638 | 509 | 80 | [8 empty] | 3 | Non Federally-Regulated | 03/15/1989 |  | 10/10/1989
Carrier Corp. | Payne | 580AN018040 | Natural Gas | No Match |  | True | 1 |  | Horizontal | No Match | No Match | No Match | No Match | No Match |  | No Match |  | 40000 | 31000 |  |  | 39028 | 522 | 77.5 | [8 empty] | 3 | Non Federally-Regulated | 01/15/1989 |  | 03/15/1989
Borg Warner | Fraser Johnston | GCU165AF | Natural Gas | No Match | False | False | 1 |  | Up | No Match | No Match | No Match | No Match | No Match |  | No Match |  | 165113 | 124000 | [14 empty] | Non Federally-Regulated | 08/17/1983 |  | 12/08/1986
Heil Quaker | Whirlpool | NUGA100AE** | Natural Gas | No Match | False | False | 1 |  | Up | No Match | No Match | No Match | No Match | No Match |  | No Match |  | 100000 | 77000 | 1010 | 830 | 99299 | 584 | 78.6 | [8 empty] | 6 | Non Federally-Regulated | 07/26/1982 |  | 08/17/1983
Ducane | Heil Quaker | NRGF48EDB**(A) | Natural Gas | No Match |  | True | 1 |  | Horizontal | No Match | No Match | No Match | No Match | No Match |  | No Match |  | 80000 | 64472 | 2000 | 1675 | 75013 | 1170 | 79.7 | [8 empty] | 6 | Non Federally-Regulated | 06/29/1987 |  | 01/27/1988
Climate Control / Snyder General | Climate Control | BGUA100A020 | Natural Gas | No Match |  | False | 1 |  | Up | No Match | No Match | No Match | No Match | No Match |  | No Match |  | 100000 | 79000 | 2025 | 1530 | 95341 | 766 | 81.2 | [9 empty] | Non Federally-Regulated | 12/08/1986 |  | 06/29/1987
Magic Chef | Williams | EG8D100DC60-2 | Natural Gas | No Match |  | False | 1 |  | Horizontal | No Match | No Match | No Match | No Match | No Match |  | No Match |  | 100000 | 79000 |  |  | 102248 | 858 | 75.1 | [8 empty] | 3 | Non Federally-Regulated | 12/08/1986 |  | 01/27/1988
Ducane | Day & Night | 349EAW048060-B | LPG | No Match | False | False | 1 |  | Horizontal | No Match | No Match | No Match | No Match | No Match |  | No Match |  | 60000 | 46000 | 1670 | 1080 | 662271 | 689 | 69 | [8 empty] | 5 | Non Federally-Regulated | 07/26/1982 |  | 08/17/1983
Rheem Sales Company, Inc. | Heat Controller | GCL175-D5 | Natural Gas | No Match | False | False | 1 |  | Down | No Match | No Match | No Match | No Match | No Match |  | No Match |  | 175623 | 134000 | [14 empty] | Non Federally-Regulated | 08/17/1983 |  | 12/08/1986
Rheem Sales Company, Inc. | Rheem | RGBC-08KCA | Natural Gas | No Match | False | False | 1 |  | Up | No Match | No Match | No Match | No Match | No Match |  | No Match |  | 80000 | 61000 |  |  | 87152 | 881 | 70 | [8 empty] | 4 | Non Federally-Regulated | 04/02/1981 |  | 03/11/1982
Heil Quaker | Whirlpool | NRGC36SAK02 | Natural Gas | No Match | False | True | 1 |  | Horizontal | No Match | No Match | No Match | No Match | No Match |  | No Match |  | 60000 | 43000 | 1200 | 940 | 65618 | 664 | 69.2 | [8 empty] | 1 | Non Federally-Regulated | 07/26/1982 |  | 08/17/1983
Rheem Sales Company, Inc. | Century | TGR90-4F-150K | Natural Gas | No Match |  | True | 1 |  | Horizontal | No Match | No Match | No Match | No Match | No Match |  | No Match |  | 150000 | 123000 |  |  | 130116 | 1378 | 82.5 | [8 empty] | 6 | Non Federally-Regulated | 06/29/1987 |  | 01/27/1988
Rheem Sales Company, Inc. | Rheem | RGBA-12ECB | Natural Gas | No Match | False | False | 1 |  | Up | No Match | No Match | No Match | No Match | No Match |  | No Match |  | 125000 | 96000 |  |  | 137466 | 702 | 68.2 | [8 empty] | 4 | Non Federally-Regulated | 04/02/1981 |  | 08/17/1983
BDP Co. | Day & Night | 397GAW060175 | Natural Gas | No Match | False | False | 1 |  | Up | No Match | No Match | No Match | No Match | No Match |  | No Match |  | 175000 | 137000 | 2000 | 1728 | 175403 | 1001 | 71.1 | [8 empty] | 5 | Non Federally-Regulated | 03/11/1982 |  | 07/26/1982
Rheem Sales Company, Inc. | Ruud | UGVC-11NA-JR | Natural Gas | No Match |  | False | 1 |  | Horizontal | No Match | No Match | No Match | No Match | No Match |  | No Match |  | 110000 | 86000 |  |  | 79851 | 933 | 78 | [8 empty] | 4 | Non Federally-Regulated | 01/15/1989 |  | 10/10/1989
Coleman Company, Inc. | Coleman | 6348H423(B) | Natural Gas | No Match |  | True | 1 |  | Horizontal | No Match | No Match | No Match | No Match | No Match |  | No Match |  | 100000 | 78860 | 2000 | 1675 | 97388 | 1267 | 77.4 | [8 empty] | 6 | Non Federally-Regulated | 01/27/1988 |  | 01/15/1989
Consolidated Industries Corp. | Addison Products | GDWHE075B-D4H | LPG | No Match |  | False | 1 |  | Down | No Match | No Match | No Match | No Match | No Match |  | No Match |  | 75000 | 60000 |  |  | 76188 | 1034 | 79.6 | [8 empty] | 4 | Non Federally-Regulated | 01/27/1988 |  | 01/15/1989
BDP Co. | Payne | 397HAW036100 | LPG | No Match | False | False | 1 |  | Up | No Match | No Match | No Match | No Match | No Match |  | No Match |  | 111913 | 93000 | 1255 | [13 empty] | Non Federally-Regulated | 08/17/1983 |  | 12/08/1986
Rheem Sales Company, Inc. | Rheem | RGBD-10KC-*x | Natural Gas | No Match | False | False | 1 |  | Up | No Match | No Match | No Match | No Match | No Match |  | No Match |  | 99502 | 80000 | [14 empty] | Non Federally-Regulated | 08/17/1983 |  | 12/08/1986
Trane U.S. Inc. | Trane | SFHCC40*L | Natural Gas | No Match |  | True | 3 |  | Down | No Match | No Match | No Match | No Match | No Match |  | No Match |  | 350000 | 263000 | 18000 | 16000 | 301000 | 2670 | 76.5 | [9 empty] | Non Federally-Regulated | 12/08/1986 |  | 06/29/1987
Amana Refrigeration, Inc. | Amana | GHE45-2C | Natural Gas | No Match |  | False | 1 |  | Up | No Match | No Match | No Match | No Match | No Match |  | No Match |  | 45000 | 35325 | 900 | 880 | 50061 | 525 | 76.4 | [8 empty] | 4 | Non Federally-Regulated | 01/27/1988 |  | 01/15/1989
Rheem Sales Company, Inc. | Arcoaire | *PGHA060F125-IM-** | Natural Gas | No Match |  | True | 1 |  | Horizontal | No Match | No Match | No Match | No Match | No Match |  | No Match |  | 125000 | 93000 |  |  | 80919 | 522 | 76.1 | [8 empty] | 15 | Non Federally-Regulated | 01/27/1988 |  | 01/15/1989
Snyder General Corp. | Arcoaire | *GUD060A016-IN | Natural Gas | No Match |  | False | 1 |  | Up | No Match | No Match | No Match | No Match | No Match |  | No Match |  | 60000 | 48000 | 1400 | 805 | 61986 | 344 | 75.6 | [8 empty] | 3 | Non Federally-Regulated | 06/29/1987 |  | 01/27/1988
Carrier Corp. | Payne | 376BAW024040 | Natural Gas | No Match |  | False | 1 |  | Horizontal | No Match | No Match | No Match | No Match | No Match |  | No Match |  | 48000 | 38000 |  |  | 48623 | 434 | 79.3 | [8 empty] | 5 | Non Federally-Regulated | 12/08/1986 |  | 01/27/1988
Heil Quaker | Whirlpool | NRGF60FDB**(B) | Natural Gas | No Match |  | True | 1 |  | Horizontal | No Match | No Match | No Match | No Match | No Match |  | No Match |  | 130000 | 103046 | 1775 | 1550 | 117468 | 1126 | 78.3 | [8 empty] | 6 | Non Federally-Regulated | 01/15/1989 |  | 03/15/1989
Ducane | Heil Quaker | NRGF36DDH**(B) | Natural Gas | No Match |  | True | 1 |  | Horizontal | No Match | No Match | No Match | No Match | No Match |  | No Match |  | 80000 | 63095 | 1490 | 1055 | 77883 | 858 | 78.1 | [8 empty] | 6 | Non Federally-Regulated | 01/27/1988 |  | 01/15/1989
SJC Corp. | Janitrol | RT 48-150-31T | Natural Gas | No Match | False | True | 1 |  | Horizontal | No Match | No Match | No Match | No Match | No Match |  | No Match |  | 150000 | 115500 | 1620 | 950 | 142312 | 1509 | 75.1 | [9 empty] | Non Federally-Regulated | 04/02/1981 |  | 10/13/1981
Rheem Sales Company, Inc. | Addison Products | GDWHE120A-D5C | LPG | No Match |  | False | 1 |  | Down | No Match | No Match | No Match | No Match | No Match |  | No Match |  | 120000 | 96000 |  |  | 117724 | 769 | 79.4 | [8 empty] | 4 | Non Federally-Regulated | 12/08/1986 |  | 06/29/1987
Lennox Industries Inc. | Lennox | G16RQ3X-50 | Natural Gas | No Match |  | False | 1 |  | Down | No Match | No Match | No Match | No Match | No Match |  | No Match |  | 50000 | 41000 | 1040 | 780 | 38582 | 393 | 79.6 | [8 empty] | 3 | Non Federally-Regulated | 01/15/1989 |  | 10/10/1989
Luxaire | Westinghouse Electric | 120CE48BNL | Natural Gas | No Match | False | False | 1 |  | Up | No Match | No Match | No Match | No Match | No Match |  | No Match |  | 120000 | 94440 | 1530 | 1225 | 123684 | 732 | 74.1 | [8 empty] | 11 | Non Federally-Regulated | 10/13/1981 |  | 03/11/1982
Magic Chef | Armstrong | 3.5D-60-OH-3 | Natural Gas | No Match | False | True | 1 |  | Horizontal | No Match | No Match | No Match | No Match | No Match |  | No Match |  | 58140 | 45000 | 1600 | [13 empty] | Non Federally-Regulated | 08/17/1983 |  | 12/08/1986
York International | Fraser Johnston | DANG-F036N056A | Natural Gas | No Match |  | True | 1 |  | Horizontal | No Match | No Match | No Match | No Match | No Match |  | No Match |  | 55000 | 44000 | 1060 | 803 | 57638 | 509 | 80 | [8 empty] | 3 | Non Federally-Regulated | 03/15/1989 |  | 10/10/1989
Carrier Corp. | Payne | 580AP060120-B | Natural Gas | No Match |  | True | 1 |  | Horizontal | No Match | No Match | No Match | No Match | No Match |  | No Match |  | 120000 | 94000 |  |  | 114748 | 1763 | 78.5 | [8 empty] | 3 | Non Federally-Regulated | 03/15/1989 |  | 10/10/1989
Rheem Sales Company, Inc. | Ruud | URGE-10E36CLR | Natural Gas | No Match |  | True | 1 |  | Horizontal | No Match | No Match | No Match | No Match | No Match |  | No Match |  | 100000 | 76000 |  |  | 80594 | 610 | 76.9 | [8 empty] | 4 | Non Federally-Regulated | 12/08/1986 |  | 06/29/1987
Magic Chef | Armstrong | 3.5A60-OH-3-6 | Natural Gas | No Match | False | True | 1 |  | Horizontal | No Match | No Match | No Match | No Match | No Match |  | No Match |  | 60000 | 45000 | 1600 | 520 | 69097 | 655 | 68.9 | [8 empty] | 19 | Non Federally-Regulated | 10/13/1981 |  | 03/11/1982
Rheem Sales Company, Inc. | Weatherking | GPF12.5T250-4K* | Natural Gas | No Match |  | True | 3 |  | Down | No Match | No Match | No Match | No Match | No Match |  | No Match |  | 250000 | 199733 |  |  | 249547 | 3022 | 79.3 | [8 empty] | 6 | Non Federally-Regulated | 03/15/1989 |  | 10/10/1989
Sunbeam Air Conditioning | Sunbeam Air Conditioning | 2278-060-11E-53 | Natural Gas | No Match |  | True | 1 |  | Down | No Match | No Match | No Match | No Match | No Match |  | No Match |  | 75000 | 62250 | 2200 | 1800 | 76675 | 585 | 80.6 | [8 empty] | 4 | Non Federally-Regulated | 12/08/1986 |  | 06/29/1987
Climate Control / Snyder General | Climate Control | BGUA040A010 | Natural Gas | No Match |  | False | 1 |  | Up | No Match | No Match | No Match | No Match | No Match |  | No Match |  | 40000 | 33000 | 1100 | 500 | 36592 | 350 | 83.2 | [9 empty] | Non Federally-Regulated | 12/08/1986 |  | 06/29/1987
Ducane | BDP Co. | 349EAW060120-B | LPG | No Match | False | False | 1 |  | Horizontal | No Match | No Match | No Match | No Match | No Match |  | No Match |  | 120000 | 89000 | 1840 | 1140 | 118621 | 768 | 65.3 | [8 empty] | 5 | Non Federally-Regulated | 07/26/1982 |  | 08/17/1983
Borg Warner | Luxaire | FCU120UAPA | LPG | No Match | False | False | 1 |  | Up | No Match | No Match | No Match | No Match | No Match |  | No Match |  | 119423 | 91000 | 2300 | [13 empty] | Non Federally-Regulated | 08/17/1983 |  | 12/08/1986
Rheem Sales Company, Inc. | Arcoaire | *PGDA036H075-IL-** | LPG | No Match |  | True | 1 |  | Down | No Match | No Match | No Match | No Match | No Match |  | No Match |  | 75000 | 59000 |  |  | 58465 | 331 | 80.2 | [8 empty] | 15 | Non Federally-Regulated | 01/27/1988 |  | 01/15/1989
Borg Warner | Luxaire | FCU100AAPA | LPG | No Match | False | False | 1 |  | Up | No Match | No Match | No Match | No Match | No Match |  | No Match |  | 99476 | 76000 | [14 empty] | Non Federally-Regulated | 08/17/1983 |  | 12/08/1986
Snyder General Corp. | McQuay | *PGD*060G100*I*** | Natural Gas | No Match |  | True | 1 |  | Down | No Match | No Match | No Match | No Match | No Match |  | No Match |  | 100000 | 79000 |  |  | 97887 | 470 | 80.2 | [8 empty] | 15 | Non Federally-Regulated | 01/15/1989 |  | 03/15/1989
Borg Warner | Luxaire | 60ECW140UA | LPG | No Match | False | True | 1 |  | Horizontal | No Match | No Match | No Match | No Match | No Match |  | No Match |  | 140000 | 108220 | 2140 | [13 empty] | Non Federally-Regulated | 08/17/1983 |  | 12/08/1986
Rheem Sales Company, Inc. | Ruud | URAB-08E42CT | LPG | No Match | False | True | 1 |  | Horizontal | No Match | No Match | No Match | No Match | No Match |  | No Match |  | 80581 | 61000 | [14 empty] | Non Federally-Regulated | 08/17/1983 |  | 12/08/1986
Climate Control / Snyder General | Climate Control | BPGHA060G125 | Natural Gas | No Match |  | True | 1 |  | Horizontal | No Match | No Match | No Match | No Match | No Match |  | No Match |  | 125000 | 93000 |  |  | 80919 | 522 | 76.1 | [8 empty] | 15 | Non Federally-Regulated | 12/08/1986 |  | 06/29/1987
Rheem Sales Company, Inc. | Heat Controller | GZU-A75-D3.5NX | Natural Gas | No Match |  | False | 1 |  | Up | No Match | No Match | No Match | No Match | No Match |  | No Match |  | 75000 | 70000 |  |  | 67604 | 872 | 90.3 | [8 empty] | 4 | Non Federally-Regulated | 03/15/1989 |  | 10/10/1989
Snyder General Corp. | McQuay | EPGHA036H075-M | Natural Gas | No Match |  | True | 1 |  | Horizontal | No Match | No Match | No Match | No Match | No Match |  | No Match |  | 75000 | 55000 |  |  | 61990 | 327 | 76.5 | [8 empty] | 15 | Non Federally-Regulated | 12/08/1986 |  | 06/29/1987
York International | Luxaire | DACC-W048N073A | Natural Gas | No Match |  | True | 1 |  | Horizontal | No Match | No Match | No Match | No Match | No Match |  | No Match |  | 73500 | 59000 | 1720 | 1560 | 55559 | 892 | 81 | [9 empty] | Non Federally-Regulated | 06/29/1987 |  | 01/27/1988
Heil Quaker | Sears | 867.81518*(A) | Natural Gas | No Match |  | True | 1 |  | Horizontal | No Match | No Match | No Match | No Match | No Match |  | No Match |  | 60000 | 49920 | 1490 | 1055 | 56307 | 831 | 79.7 | [8 empty] | 6 | Non Federally-Regulated | 01/15/1989 |  | 03/15/1989
Carrier Corp. | Day & Night | 395BAW036060 | Natural Gas | No Match |  | False | 1 |  | Up | No Match | No Match | No Match | No Match | No Match |  | No Match |  | 71000 | 58000 |  |  | 66394 | 686 | 80.9 | [8 empty] | 5 | Non Federally-Regulated | 01/27/1988 |  | 10/10/1989
Ducane | Heil Quaker | NRGF36DKB**(A) | Natural Gas | No Match |  | True | 1 |  | Horizontal | No Match | No Match | No Match | No Match | No Match |  | No Match |  | 60000 | 48220 | 1490 | 1055 | 56288 | 835 | 79.7 | [8 empty] | 6 | Non Federally-Regulated | 12/08/1986 |  | 06/29/1987
Carrier Corp. | Carrier | 48BH0063,5,6 | Natural Gas | No Match |  | True | 1 |  | Horizontal | No Match | No Match | No Match | No Match | No Match |  | No Match |  | 125000 | 99875 | 2500 | 1725 | 124790 | 954 | 75 | [8 empty] | 0 | Non Federally-Regulated | 03/15/1989 |  | 10/10/1989
Luxaire | Westinghouse Electric | FGHF095MAN | Natural Gas | No Match | False | False | 1 |  | Horizontal | No Match | No Match | No Match | No Match | No Match |  | No Match |  | 95000 | 71440 |  |  | 86294 | 403 | 73.3 | [8 empty] | 8 | Non Federally-Regulated | 10/13/1981 |  | 03/11/1982
Rheem Sales Company, Inc. | Century | TGR36-1XB-70 | Natural Gas | No Match |  | True | 1 |  | Horizontal | No Match | No Match | No Match | No Match | No Match |  | No Match |  | 75000 | 58000 |  |  | 68444 | 745 | 78.2 | [8 empty] | 4 | Non Federally-Regulated | 03/15/1989 |  | 10/10/1989
Carrier Corp. | Payne | 580AN024040 | LPG | No Match |  | True | 1 |  | Horizontal | No Match | No Match | No Match | No Match | No Match |  | No Match |  | 40000 | 31000 |  |  | 39028 | 522 | 77.5 | [8 empty] | 3 | Non Federally-Regulated | 01/27/1988 |  | 01/15/1989
Borg Warner | Moncrief | 36ECW100GA | Natural Gas | No Match | False | True | 1 |  | Horizontal | No Match | No Match | No Match | No Match | No Match |  | No Match |  | 100000 | 76800 | 1275 | 995 | 91413 | 495 | 70 | [8 empty] | 5 | Non Federally-Regulated | 07/26/1982 |  | 08/17/1983
Luxaire | Luxaire | GCH133UF | Natural Gas | No Match | False | True | 1 |  | Horizontal | No Match | No Match | No Match | No Match | No Match |  | No Match |  | 133000 | 100548 | 2000 |  | 145505 | 791 | 65.5 | [8 empty] | 5 | Non Federally-Regulated | 10/13/1981 |  | 03/11/1982
Carrier Corp. | Carrier | 48LZ0085,6 | Natural Gas | No Match |  | True | 1 |  | Horizontal | No Match | No Match | No Match | No Match | No Match |  | No Match |  | 114000 | 91200 | 3700 | 3000 | 97280 | 1336 | 77.1 | [8 empty] | 0 | Non Federally-Regulated | 12/08/1986 |  | 06/29/1987
Rheem Sales Company, Inc. | Ruud | UGGC-08KAC | Natural Gas | No Match | False | False | 1 |  | Up | No Match | No Match | No Match | No Match | No Match |  | No Match |  | 80000 | 61000 |  |  | 90612 | 462 | 69 | [8 empty] | 3 | Non Federally-Regulated | 07/26/1982 |  | 08/17/1983
Carrier Corp. | Payne | 376CAV060110 | Natural Gas | No Match |  | False | 1 |  | Horizontal | No Match | No Match | No Match | No Match | No Match |  | No Match |  | 138000 | 112000 |  |  | 134212 | 1350 | 80.1 | [8 empty] | 5 | Non Federally-Regulated | 03/15/1989 |  | 10/10/1989
York International | York | P1NUD12N06301A | Natural Gas | No Match |  | False | 1 |  | Up | No Match | No Match | No Match | No Match | No Match |  | No Match |  | 73500 | 60600 | 1175 | 840 | 74600 | 785 | 81.8 | [9 empty] | Non Federally-Regulated | 01/15/1989 |  | 10/10/1989
Snyder General Corp. | McQuay | *PGDA060F075-M* | Natural Gas | No Match |  | True | 1 |  | Down | No Match | No Match | No Match | No Match | No Match |  | No Match |  | 75000 | 59000 |  |  | 58465 | 331 | 80.2 | [8 empty] | 15 | Non Federally-Regulated | 12/08/1986 |  | 06/29/1987
AAON, Inc. | Aaon | RE-04-*-2*-*3* | Natural Gas | No Match |  | True | 1 |  | Down | No Match | No Match | No Match | No Match | No Match |  | No Match |  | 120000 | 98620 | 2000 | 1600 | 112917 | 994 | 82.1 | [8 empty] | 4 | Non Federally-Regulated | 03/15/1989 |  | 10/10/1989
Sunbeam Air Conditioning | Sunbeam Air Conditioning | 227*-048-31E-*3 | LPG | No Match |  | True | 1 |  | Down | No Match | No Match | No Match | No Match | No Match |  | No Match |  | 108000 | 89640 | 1800 | 1400 | 97956 | 526 | 79 | [8 empty] | 4 | Non Federally-Regulated | 01/27/1988 |  | 01/15/1989
Consolidated Industries Corp. | Addison Products | GUWHE140B-D5H | Natural Gas | No Match |  | False | 1 |  | Up | No Match | No Match | No Match | No Match | No Match |  | No Match |  | 140000 | 112000 |  |  | 136917 | 1097 | 80.2 | [8 empty] | 4 | Non Federally-Regulated | 01/27/1988 |  | 01/15/1989
Lennox Industries Inc. | Lennox | GCS11-953-250-1 | Natural Gas | No Match | False | True | 3 |  | Horizontal | No Match | No Match | No Match | No Match | No Match |  | No Match |  | 250000 | 202500 | 3800 | 2600 | [11 empty] | 23 | Non Federally-Regulated | 04/02/1981 |  | 10/13/1981
Heil Quaker | Amana | GHX105 | Natural Gas | No Match |  | False | 1 |  | Up | No Match | No Match | No Match | No Match | No Match |  | No Match |  | 105000 | 82322 | 1350 | 1000 | 98615 | 810 | 78.1 | [8 empty] | 2 | Non Federally-Regulated | 12/08/1986 |  | 06/29/1987
Luxaire | Westinghouse Electric | IE018ACAON | Natural Gas | No Match | False | True | 1 |  | Horizontal | No Match | No Match | No Match | No Match | No Match |  | No Match |  | 60000 | 46980 | 930 | 665 | 65798 | 443 | 70 | [8 empty] | 5 | Non Federally-Regulated | 10/13/1981 |  | 03/11/1982
Carrier Corp. | Day & Night | 395AAW048070 | Natural Gas | No Match |  | False | 1 |  | Up | No Match | No Match | No Match | No Match | No Match |  | No Match |  | 86000 | 71000 |  |  | 74666 | 853 | 81.9 | [8 empty] | 5 | Non Federally-Regulated | 12/08/1986 |  | 06/29/1987
Amana Refrigeration, Inc. | Amana | EPCG6017-3C (A) | LPG | No Match |  | True | 1 |  | Horizontal | No Match | No Match | No Match | No Match | No Match |  | No Match |  | 130000 | 110000 |  |  | 128050 | 576 | 85.7 | [8 empty] | 22 | Non Federally-Regulated | 12/08/1986 |  | 06/29/1987
Amana Refrigeration, Inc. | Amana | EPCG4213-1D | Natural Gas | No Match |  | True | 1 |  | Horizontal | No Match | No Match | No Match | No Match | No Match |  | No Match |  | 130000 | 109000 |  |  | 113308 | 395 | 83.4 | [8 empty] | 22 | Non Federally-Regulated | 12/08/1986 |  | 06/29/1987
AAON, Inc. | Aaon | RE-15-*-1*-*2* | Natural Gas | No Match |  | True | 3 |  | Down | No Match | No Match | No Match | No Match | No Match |  | No Match |  | 285000 | 226520 | 6500 | 5200 | 236356 | 5464 | 80.2 | [8 empty] | 4 | Non Federally-Regulated | 03/15/1989 |  | 10/10/1989
Rheem Sales Company, Inc. | Comfortmaker | CPGHA042G100-L | LPG | No Match |  | True | 1 |  | Horizontal | No Match | No Match | No Match | No Match | No Match |  | No Match |  | 100000 | 74000 |  |  | 80919 | 408 | 77.4 | [8 empty] | 15 | Non Federally-Regulated | 12/08/1986 |  | 06/29/1987
Singer | Singer | RG-H621036-2-M-100 | Natural Gas | No Match | False | True | 1 |  | Horizontal | No Match | No Match | No Match | No Match | No Match |  | No Match |  | 100000 | 75000 | 1445 | 960 | 205000 | 275 | 73.8 | [8 empty] | 20 | Non Federally-Regulated | 10/13/1981 |  | 03/11/1982
Carrier Corp. | Payne | 395AAW036055 | Natural Gas | No Match |  | False | 1 |  | Up | No Match | No Match | No Match | No Match | No Match |  | No Match |  | 64000 | 53000 |  |  | 65213 | 775 | 81.9 | [8 empty] | 5 | Non Federally-Regulated | 12/08/1986 |  | 06/29/1987
Rheem Sales Company, Inc. | Century | TGR48-3H-150 | Natural Gas | No Match |  | True | 1 |  | Horizontal | No Match | No Match | No Match | No Match | No Match |  | No Match |  | 150000 | 115000 |  |  | 140100 | 875 | 77.8 | [8 empty] | 4 | Non Federally-Regulated | 03/15/1989 |  | 10/10/1989
Trane U.S. Inc. | Trane | TDD090A948A | Natural Gas | No Match |  | False | 1 |  | Down | No Match | No Match | No Match | No Match | No Match |  | No Match |  | 90000 | 70000 | 1600 | 1110 | 78700 | 572 | 78.7 | [8 empty] | 5 | Non Federally-Regulated | 01/15/1989 |  | 10/10/1989
Rheem Sales Company, Inc. | Rheem | RGEA-10EC-** | Natural Gas | No Match |  | False | 1 |  | Up | No Match | No Match | No Match | No Match | No Match |  | No Match |  | 100000 | 92000 |  |  | 86889 | 771 | 69.1 | [8 empty] | 4 | Non Federally-Regulated | 06/29/1987 |  | 01/27/1988
Luxaire | Luxaire | GCU103UF | Natural Gas | No Match | False | False | 1 |  | Up | No Match | No Match | No Match | No Match | No Match |  | No Match |  | 103125 | 79406 | 2000 |  | 104435 | 1049 | 72.4 | [8 empty] | 11 | Non Federally-Regulated | 04/02/1981 |  | 10/13/1981
Rheem Sales Company, Inc. | Ruud | UGVB-06EA-AR | Natural Gas | No Match |  | False | 1 |  | Horizontal | No Match | No Match | No Match | No Match | No Match |  | No Match |  | 60000 | 48000 |  |  | 57267 | 633 | 80.1 | [8 empty] | 4 | Non Federally-Regulated | 01/15/1989 |  | 10/10/1989
BDP Co. | Day & Night | 585CB048100 | Natural Gas | No Match | False | True | 1 |  | Horizontal | No Match | No Match | No Match | No Match | No Match |  | No Match |  | 99476 | 76000 | 1550 | [13 empty] | Non Federally-Regulated | 08/17/1983 |  | 12/08/1986
Carrier Corp. | Day & Night | 585HP036060 | Natural Gas | No Match |  | True | 1 |  | Horizontal | No Match | No Match | No Match | No Match | No Match |  | No Match |  | 60000 | 45000 | 1340 | 1090 | 61042 | 538 | 75.7 | [8 empty] | 3 | Non Federally-Regulated | 12/08/1986 |  | 06/29/1987
Rheem Sales Company, Inc. | Addison Products | GUWHC100C-D4 | Natural Gas | No Match |  | False | 1 |  | Up | No Match | No Match | No Match | No Match | No Match |  | No Match |  | 100000 | 92000 |  |  | 86889 | 771 | 89.1 | [8 empty] | 4 | Non Federally-Regulated | 03/15/1989 |  | 10/10/1989
Luxaire | Westinghouse Electric | 30ECW080GA | Natural Gas | No Match | False | True | 1 |  | Horizontal | No Match | No Match | No Match | No Match | No Match |  | No Match |  | 80000 | 63760 | 920 | 760 | 85831 | 611 | 70 | [8 empty] | 5 | Non Federally-Regulated | 10/13/1981 |  | 03/11/1982
Rheem Sales Company, Inc. | Heat Controller | TGR-48-3G-150 | Natural Gas | No Match |  | True | 1 |  | Horizontal | No Match | No Match | No Match | No Match | No Match |  | No Match |  | 150000 | 115000 |  |  | 140100 | 875 | 77.8 | [8 empty] | 4 | Non Federally-Regulated | 01/27/1988 |  | 01/15/1989
Trane U.S. Inc. | Trane | BLU080K942B | Natural Gas | No Match |  | False | 1 |  | Up | No Match | No Match | No Match | No Match | No Match |  | No Match |  | 80000 | 72000 | 1400 | 920 | 68600 | 550 | 90.5 | [8 empty] | 11 | Non Federally-Regulated | 12/08/1986 |  | 06/29/1987
Rheem Sales Company, Inc. | Montgomery Ward | SRM-54691 | Natural Gas | No Match | False | False | 1 |  | Up | No Match | No Match | No Match | No Match | No Match |  | No Match |  | 95000 | 73000 |  |  | 89793 | 519 | 69.4 | [8 empty] | 4 | Non Federally-Regulated | 04/02/1981 |  | 08/17/1983
Magic Chef | Johnson | 3.5D80-O4-1 | Natural Gas | No Match | False | True | 1 |  | Horizontal | No Match | No Match | No Match | No Match | No Match |  | No Match |  | 80000 | 60000 | 1600 | 700 | 81967 | 610 | 66.8 | [8 empty] | 19 | Non Federally-Regulated | 10/13/1981 |  | 03/11/1982
SJC Corp. | Frigiking Tappan | DI138D15 | Natural Gas | No Match | False | False | 1 |  | Down | No Match | No Match | No Match | No Match | No Match |  | No Match |  | 138000 | 103500 | 1530 | 1190 | 130242 | 806 | 71.6 | [8 empty] | 0 | Non Federally-Regulated | 10/13/1981 |  | 07/26/1982
Borg Warner | Borg Warner | P2CSD08N06501 | Natural Gas | No Match | False | False | 1 |  | Down | No Match | No Match | No Match | No Match | No Match |  | No Match |  | 65066 | 51467 | 940 | [13 empty] | Non Federally-Regulated | 08/17/1983 |  | 12/08/1986
Snyder General Corp. | Arcoaire | *PGHA042H125-IL-** | LPG | No Match |  | True | 1 |  | Horizontal | No Match | No Match | No Match | No Match | No Match |  | No Match |  | 125000 | 93000 |  |  | 80919 | 522 | 76.1 | [8 empty] | 15 | Non Federally-Regulated | 06/29/1987 |  | 01/27/1988
Rheem Sales Company, Inc. | Ruud | URGE-12E48CKR | Natural Gas | No Match |  | True | 1 |  | Horizontal | No Match | No Match | No Match | No Match | No Match |  | No Match |  | 125000 | 97000 |  |  | 118760 | 910 | 78.3 | [8 empty] | 4 | Non Federally-Regulated | 06/29/1987 |  | 01/27/1988
Carrier Corp. | Carrier | 48NMT048500 | Natural Gas | No Match |  | True | 1 |  | Horizontal | No Match | No Match | No Match | No Match | No Match |  | No Match |  | 100000 | 78000 |  |  | 98012 | 920 | 78.5 | [8 empty] | 3 | Non Federally-Regulated | 03/15/1989 |  | 10/10/1989
Rheem Sales Company, Inc. | Ruud | UGDC-14NE-** | Natural Gas | No Match |  | False | 1 |  | Up | No Match | No Match | No Match | No Match | No Match |  | No Match |  | 140000 | 111000 |  |  | 137688 | 1103 | 78.6 | [8 empty] | 4 | Non Federally-Regulated | 06/29/1987 |  | 01/27/1988
Heil Quaker | Whirlpool | NLGB210AK01* | Natural Gas | No Match | False | False | 1 |  | Up | No Match | No Match | No Match | No Match | No Match |  | No Match |  | 210000 | 160000 | 2120 | 1380 | 180770 | 697 | 78.4 | [8 empty] | 6 | Non Federally-Regulated | 04/02/1981 |  | 03/11/1982
Luxaire | Westinghouse Electric | FGHF095LAN | Natural Gas | No Match | False | True | 1 |  | Horizontal | No Match | No Match | No Match | No Match | No Match |  | No Match |  | 95000 | 72390 | 1500 | 1170 | 94466 | 963 | 65.5 | [8 empty] | 5 | Non Federally-Regulated | 10/13/1981 |  | 03/11/1982
BDP Co. | Carrier | 48GH02430 | LPG | No Match | False | True | 1 |  | Horizontal | No Match | No Match | No Match | No Match | No Match |  | No Match |  | 60000 | 45000 | 915 | 765 | 67350 | 560 | 68.5 | [8 empty] | 3 | Non Federally-Regulated | 10/13/1981 |  | 03/11/1982
Carrier Corp. | Payne | 580AE042060 | Natural Gas | No Match |  | True | 1 |  | Horizontal | No Match | No Match | No Match | No Match | No Match |  | No Match |  | 60000 | 46000 |  |  | 58749 | 565 | 78.5 | [8 empty] | 3 | Non Federally-Regulated | 03/15/1989 |  | 10/10/1989
Snyder General Corp. | Arcoaire | *GDA060A012-IM | Natural Gas | No Match |  | False | 1 |  | Down | No Match | No Match | No Match | No Match | No Match |  | No Match |  | 60000 | 49000 | 1235 | 980 | 55971 | 466 | 83 | [8 empty] | 3 | Non Federally-Regulated | 06/29/1987 |  | 01/27/1988
Ducane | Trane | SFDB-B506LA,B504LA | Natural Gas | No Match |  | True | 1 |  | Down | No Match | No Match | No Match | No Match | No Match |  | No Match |  | 87500 | 70000 |  |  | 77500 | 763 | 78 | [8 empty] | 0 | Non Federally-Regulated | 06/29/1987 |  | 01/27/1988
Arkla Industries, Inc. | Arkla | UI080D16 | Natural Gas | No Match | False | False | 1 |  | Up | No Match | No Match | No Match | No Match | No Match |  | No Match |  | 80000 | 60000 | 1650 | [13 empty] | Non Federally-Regulated | 08/17/1983 |  | 12/08/1986
Rheem Sales Company, Inc. | Ruud | URAD-10E59CT | LPG | No Match | False | True | 1 |  | Horizontal | No Match | No Match | No Match | No Match | No Match |  | No Match |  | 100000 | 7600 |  |  | 92610 | 515 | 67.3 | [8 empty] | 4 | Non Federally-Regulated | 07/26/1982 |  | 08/17/1983
Magic Chef | Armstrong | 5D120-OH-1 | Natural Gas | No Match | False | True | 1 |  | Horizontal | No Match | No Match | No Match | No Match | No Match |  | No Match |  | 120000 | 90000 | 1950 | 1950 | 113043 | 618 | 68.3 | [8 empty] | 19 | Non Federally-Regulated | 07/26/1982 |  | 08/17/1983
AAON, Inc. | Aaon | 227*-048-31D-*3 | Natural Gas | No Match |  | True | 1 |  | Down | No Match | No Match | No Match | No Match | No Match |  | No Match |  | 108000 | 89640 | 1800 | 1400 | 97524 | 523 | 79.3 | [8 empty] | 4 | Non Federally-Regulated | 03/15/1989 |  | 10/10/1989
Arkla Industries, Inc. | Arkla | UR060D14-2X | Natural Gas | No Match |  | False | 1 |  | Up | No Match | No Match | No Match | No Match | No Match |  | No Match |  | 60000 | 50220 | 1460 | 860 | 55380 | 263 | 84.5 | [8 empty] | 0 | Non Federally-Regulated | 12/08/1986 |  | 06/29/1987
Rheem Sales Company, Inc. | Friedrich | PGE04808GAA | Natural Gas | No Match | False | True | 1 |  | Horizontal | No Match | No Match | No Match | No Match | No Match |  | No Match |  | 80000 | 60000 |  |  | 94450 | 565 | 65.8 | [8 empty] | 4 | Non Federally-Regulated | 07/26/1982 |  | 08/17/1983
Amana Refrigeration, Inc. | Amana | EPCG2408-1C (A) | LPG | No Match | False | True | 1 |  | Horizontal | No Match | No Match | No Match | No Match | No Match |  | No Match |  | 77100 | 67000 | [14 empty] | Non Federally-Regulated | 08/17/1983 |  | 12/08/1986
SJC Corp. | Janitrol | UI120D10 | Natural Gas | No Match | False | False | 1 |  | Up | No Match | No Match | No Match | No Match | No Match |  | No Match |  | 120000 | 90000 | 950 | 840 | 115601 | 1024 | 66.2 | [9 empty] | Non Federally-Regulated | 04/02/1981 |  | 10/13/1981
Snyder General Corp. | Arcoaire | *R132D1*201*** | Natural Gas | No Match |  | True | 1 |  | Down | No Match | No Match | No Match | No Match | No Match |  | No Match |  | 200000 | 156000 |  |  | 176593 | 2496 | 76.8 | [8 empty] | 0 | Non Federally-Regulated | 03/15/1989 |  | 10/10/1989