## Table
Manufacturer | Brand | Model Number | Energy Source | Burner Type | Pilot Light? (T/F) | Outdoor Install | Electrical Phase | Mobile Home? | Air Flow Direction | Draft Equipment | Off Cycle Devices | Flue Gas | Control | Fan Motor Design | Fan Motor HP | Fan Motor Type | Fan Motor Power Factor % | Nameplate Input BTUH | Rated Output BTUH | High Fan Blower Capacity CFM | Low Fan Blower Capacity CFM | Annual Fuel Consumption KBTU | Annual Auxiliary Electricity KWH | Annual Fuel Utilization Efficiency (AFUE) | AFUE Std | Thermal Efficiency % | Thermal Efficiency Std | Maximum Standby Mode Watts | Maximum Standby Mode Watts Std | Maximum Off Mode Watts | Maximum Off Mode Watts Std | Minimum Thermal Efficiency | Standby Watts | Regulatory Status | Add Date | Reference Number | Modified Date
Trane U.S. Inc. | Trane | YC(D,H)330B(E,F,4,5)(L,J)* | LPG | Power | False | True | 3 | False | Down |  | None | Non-Condensing | Two-Stage Modulating |  | 10 | Standard |  | 350000 | 283000 | [6 empty] | 81 | 80 | [6 empty] | Federally-Regulated Commercial & Industrial Equipment | 09/30/2015 |  | 11/19/2015
Trane U.S. Inc. | Trane | YC(D,H)330B(E,F,4,5)(L,J)* | LPG | Power | False | True | 3 | False | Horizontal |  | None | Non-Condensing | Two-Stage Modulating |  | 10 | Standard |  | 350000 | 283000 | [6 empty] | 81 | 80 | [6 empty] | Federally-Regulated Commercial & Industrial Equipment | 09/30/2015 |  | 11/19/2015
Trane U.S. Inc. | Trane | YC(D,H)330B(E,F,4,5)(H,K)* | LPG | Power | False | True | 3 | False | Down |  | None | Non-Condensing | Two-Stage Modulating |  | 10 | Standard |  | 600000 | 486000 | [6 empty] | 81 | 80 | [6 empty] | Federally-Regulated Commercial & Industrial Equipment | 09/30/2015 |  | 11/19/2015
Trane U.S. Inc. | Trane | YC(D,H)330B(E,F,4,5)(H,K)* | LPG | Power | False | True | 3 | False | Horizontal |  | None | Non-Condensing | Two-Stage Modulating |  | 10 | Standard |  | 600000 | 486000 | [6 empty] | 81 | 80 | [6 empty] | Federally-Regulated Commercial & Industrial Equipment | 09/30/2015 |  | 11/19/2015
Trane U.S. Inc. | Trane | YC(D,H)480B(E,F,4,5)(L,J)* | LPG | Power | False | True | 3 | False | Down |  | None | Non-Condensing | Two-Stage Modulating |  | 15 | Standard |  | 400000 | 324000 | [6 empty] | 81 | 80 | [6 empty] | Federally-Regulated Commercial & Industrial Equipment | 09/30/2015 |  | 11/19/2015
Trane U.S. Inc. | Trane | YC(D,H)480B(E,F,4,5)(L,J)* | LPG | Power | False | True | 3 | False | Horizontal |  | None | Non-Condensing | Two-Stage Modulating |  | 15 | Standard |  | 400000 | 324000 | [6 empty] | 81 | 80 | [6 empty] | Federally-Regulated Commercial & Industrial Equipment | 09/30/2015 |  | 11/19/2015
Trane U.S. Inc. | Trane | YC(D,H)480B(E,F,4,5)(H,K)* | LPG | Power | False | True | 3 | False | Down |  | None | Non-Condensing | Two-Stage Modulating |  | 15 | Standard |  | 800000 | 648000 | [6 empty] | 81 | 80 | [6 empty] | Federally-Regulated Commercial & Industrial Equipment | 09/30/2015 |  | 11/19/2015
Trane U.S. Inc. | Trane | YC(D,H)480B(E,F,4,5)(H,K)* | LPG | Power | False | True | 3 | False | Horizontal |  | None | Non-Condensing | Two-Stage Modulating |  | 15 | Standard |  | 800000 | 648000 | [6 empty] | 81 | 80 | [6 empty] | Federally-Regulated Commercial & Industrial Equipment | 09/30/2015 |  | 11/19/2015
Trane U.S. Inc. | Trane | YC(D,H)360B(E,F,4,5)(L,J)* | LPG | Power | False | True | 3 | False | Down |  | None | Non-Condensing | Two-Stage Modulating |  | 10 | Standard |  | 350000 | 283000 | [6 empty] | 81 | 80 | [6 empty] | Federally-Regulated Commercial & Industrial Equipment | 09/30/2015 |  | 11/19/2015
Trane U.S. Inc. | Trane | YC(D,H)360B(E,F,4,5)(L,J)* | LPG | Power | False | True | 3 | False | Horizontal |  | None | Non-Condensing | Two-Stage Modulating |  | 10 | Standard |  | 350000 | 283000 | [6 empty] | 81 | 80 | [6 empty] | Federally-Regulated Commercial & Industrial Equipment | 09/30/2015 |  | 11/19/2015
Trane U.S. Inc. | Trane | YC(D,H)360B(E,F,4,5)(H,K)* | LPG | Power | False | True | 3 | False | Down |  | None | Non-Condensing | Two-Stage Modulating |  | 10 | Standard |  | 600000 | 486000 | [6 empty] | 81 | 80 | [6 empty] | Federally-Regulated Commercial & Industrial Equipment | 09/30/2015 |  | 11/19/2015
Trane U.S. Inc. | Trane | YC(D,H)360B(E,F,4,5)(H,K)* | LPG | Power | False | True | 3 | False | Horizontal |  | None | Non-Condensing | Two-Stage Modulating |  | 10 | Standard |  | 600000 | 486000 | [6 empty] | 81 | 80 | [6 empty] | Federally-Regulated Commercial & Industrial Equipment | 09/30/2015 |  | 11/19/2015
Trane U.S. Inc. | Trane | YC(D,H)420B(E,F,4,5)(L,J)* | LPG | Power | False | True | 3 | False | Down |  | None | Non-Condensing | Two-Stage Modulating |  | 15 | Standard |  | 350000 | 283000 | [6 empty] | 81 | 80 | [6 empty] | Federally-Regulated Commercial & Industrial Equipment | 09/30/2015 |  | 11/19/2015
Trane U.S. Inc. | Trane | YC(D,H)420B(E,F,4,5)(L,J)* | LPG | Power | False | True | 3 | False | Horizontal |  | None | Non-Condensing | Two-Stage Modulating |  | 15 | Standard |  | 350000 | 283000 | [6 empty] | 81 | 80 | [6 empty] | Federally-Regulated Commercial & Industrial Equipment | 09/30/2015 |  | 11/19/2015
Trane U.S. Inc. | Trane | YC(D,H)420B(E,F,4,5)(H,K)* | LPG | Power | False | True | 3 | False | Down |  | None | Non-Condensing | Two-Stage Modulating |  | 15 | Standard |  | 600000 | 486000 | [6 empty] | 81 | 80 | [6 empty] | Federally-Regulated Commercial & Industrial Equipment | 09/30/2015 |  | 11/19/2015
Trane U.S. Inc. | Trane | YC(D,H)420B(E,F,4,5)(H,K)* | LPG | Power | False | True | 3 | False | Horizontal |  | None | Non-Condensing | Two-Stage Modulating |  | 15 | Standard |  | 600000 | 486000 | [6 empty] | 81 | 80 | [6 empty] | Federally-Regulated Commercial & Industrial Equipment | 09/30/2015 |  | 11/19/2015
Trane U.S. Inc. | Trane | YC(D,H)480B(E,F,4,5)R* | LPG | Power | False | True | 3 | False | Down |  | None | Non-Condensing | Step Modulating |  | 15 | Standard |  | 350000 | 283000 | [6 empty] | 81 | 80 | [6 empty] | Federally-Regulated Commercial & Industrial Equipment | 09/30/2015 |  | 11/19/2015
Trane U.S. Inc. | Trane | YC(D,H)480B(E,F,4,5)R* | LPG | Power | False | True | 3 | False | Horizontal |  | None | Non-Condensing | Step Modulating |  | 15 | Standard |  | 350000 | 283000 | [6 empty] | 81 | 80 | [6 empty] | Federally-Regulated Commercial & Industrial Equipment | 09/30/2015 |  | 11/19/2015
Trane U.S. Inc. | Trane | YC(D,H)600B(E,F,4,5)(L,J)* | LPG | Power | False | True | 3 | False | Down |  | None | Non-Condensing | Two-Stage Modulating |  | 20 | Standard |  | 400000 | 324000 | [6 empty] | 81 | 80 | [6 empty] | Federally-Regulated Commercial & Industrial Equipment | 09/30/2015 |  | 11/19/2015
Trane U.S. Inc. | Trane | YC(D,H)600B(E,F,4,5)(L,J)* | LPG | Power | False | True | 3 | False | Horizontal |  | None | Non-Condensing | Two-Stage Modulating |  | 20 | Standard |  | 400000 | 324000 | [6 empty] | 81 | 80 | [6 empty] | Federally-Regulated Commercial & Industrial Equipment | 09/30/2015 |  | 11/19/2015
Trane U.S. Inc. | Trane | YC(D,H)600B(E,F,4,5)(H,K)* | LPG | Power | False | True | 3 | False | Down |  | None | Non-Condensing | Two-Stage Modulating |  | 20 | Standard |  | 800000 | 648000 | [6 empty] | 81 | 80 | [6 empty] | Federally-Regulated Commercial & Industrial Equipment | 09/30/2015 |  | 11/19/2015
Trane U.S. Inc. | Trane | YC(D,H)600B(E,F,4,5)(H,K)* | LPG | Power | False | True | 3 | False | Horizontal |  | None | Non-Condensing | Two-Stage Modulating |  | 20 | Standard |  | 800000 | 648000 | [6 empty] | 81 | 80 | [6 empty] | Federally-Regulated Commercial & Industrial Equipment | 09/30/2015 |  | 11/19/2015
Trane U.S. Inc. | Trane | YC(D,H)600B(E,F,4,5)R* | LPG | Power | False | True | 3 | False | Down |  | None | Non-Condensing | Step Modulating |  | 20 | Standard |  | 350000 | 283000 | [6 empty] | 81 | 80 | [6 empty] | Federally-Regulated Commercial & Industrial Equipment | 09/30/2015 |  | 11/19/2015
Trane U.S. Inc. | Trane | YC(D,H)600B(E,F,4,5)R* | LPG | Power | False | True | 3 | False | Horizontal |  | None | Non-Condensing | Step Modulating |  | 20 | Standard |  | 350000 | 283000 | [6 empty] | 81 | 80 | [6 empty] | Federally-Regulated Commercial & Industrial Equipment | 09/30/2015 |  | 11/19/2015
Trane U.S. Inc. | Trane | YC(D,H)360B(E,F,4,5)M* | LPG | Power | False | True | 3 | False | Down |  | None | Non-Condensing | Step Modulating |  | 10 | Standard |  | 350000 | 283000 | [6 empty] | 81 | 80 | [6 empty] | Federally-Regulated Commercial & Industrial Equipment | 09/30/2015 |  | 11/19/2015
Trane U.S. Inc. | Trane | YC(D,H)360B(E,F,4,5)M* | LPG | Power | False | True | 3 | False | Horizontal |  | None | Non-Condensing | Step Modulating |  | 10 | Standard |  | 350000 | 283000 | [6 empty] | 81 | 80 | [6 empty] | Federally-Regulated Commercial & Industrial Equipment | 09/30/2015 |  | 11/19/2015
Trane U.S. Inc. | Trane | YC(D,H)360B(E,F,4,5)P* | LPG | Power | False | True | 3 | False | Down |  | None | Non-Condensing | Step Modulating |  | 10 | Standard |  | 600000 | 486000 | [6 empty] | 81 | 80 | [6 empty] | Federally-Regulated Commercial & Industrial Equipment | 09/30/2015 |  | 11/19/2015
Trane U.S. Inc. | Trane | YC(D,H)360B(E,F,4,5)P* | LPG | Power | False | True | 3 | False | Horizontal |  | None | Non-Condensing | Step Modulating |  | 10 | Standard |  | 600000 | 486000 | [6 empty] | 81 | 80 | [6 empty] | Federally-Regulated Commercial & Industrial Equipment | 09/30/2015 |  | 11/19/2015
Trane U.S. Inc. | Trane | YC(D,H)420B(E,F,4,5)M* | LPG | Power | False | True | 3 | False | Down |  | None | Non-Condensing | Step Modulating |  | 15 | Standard |  | 350000 | 283000 | [6 empty] | 81 | 80 | [6 empty] | Federally-Regulated Commercial & Industrial Equipment | 09/30/2015 |  | 11/19/2015
Trane U.S. Inc. | Trane | YC(D,H)420B(E,F,4,5)M* | LPG | Power | False | True | 3 | False | Horizontal |  | None | Non-Condensing | Step Modulating |  | 15 | Standard |  | 350000 | 283000 | [6 empty] | 81 | 80 | [6 empty] | Federally-Regulated Commercial & Industrial Equipment | 09/30/2015 |  | 11/19/2015
Trane U.S. Inc. | Trane | YC(D,H)420B(E,F,4,5)P* | LPG | Power | False | True | 3 | False | Down |  | None | Non-Condensing | Step Modulating |  | 15 | Standard |  | 600000 | 486000 | [6 empty] | 81 | 80 | [6 empty] | Federally-Regulated Commercial & Industrial Equipment | 09/30/2015 |  | 11/19/2015
Trane U.S. Inc. | Trane | YC(D,H)420B(E,F,4,5)P* | LPG | Power | False | True | 3 | False | Horizontal |  | None | Non-Condensing | Step Modulating |  | 15 | Standard |  | 600000 | 486000 | [6 empty] | 81 | 80 | [6 empty] | Federally-Regulated Commercial & Industrial Equipment | 09/30/2015 |  | 11/19/2015
Trane U.S. Inc. | Trane | YC(D,H)330B(E,F,4,5)M* | LPG | Power | False | True | 3 | False | Down |  | None | Non-Condensing | Step Modulating |  | 10 | Standard |  | 350000 | 283000 | [6 empty] | 81 | 80 | [6 empty] | Federally-Regulated Commercial & Industrial Equipment | 09/30/2015 |  | 11/19/2015
Trane U.S. Inc. | Trane | YC(D,H)330B(E,F,4,5)M* | LPG | Power | False | True | 3 | False | Horizontal |  | None | Non-Condensing | Step Modulating |  | 10 | Standard |  | 350000 | 283000 | [6 empty] | 81 | 80 | [6 empty] | Federally-Regulated Commercial & Industrial Equipment | 09/30/2015 |  | 11/19/2015
Trane U.S. Inc. | Trane | YC(D,H)330B(E,F,4,5)P* | LPG | Power | False | True | 3 | False | Down |  | None | Non-Condensing | Step Modulating |  | 10 | Standard |  | 600000 | 486000 | [6 empty] | 81 | 80 | [6 empty] | Federally-Regulated Commercial & Industrial Equipment | 09/30/2015 |  | 11/19/2015
Trane U.S. Inc. | Trane | YC(D,H)330B(E,F,4,5)P* | LPG | Power | False | True | 3 | False | Horizontal |  | None | Non-Condensing | Step Modulating |  | 10 | Standard |  | 600000 | 486000 | [6 empty] | 81 | 80 | [6 empty] | Federally-Regulated Commercial & Industrial Equipment | 09/30/2015 |  | 11/19/2015
Trane U.S. Inc. | Trane | YC(D,H)480B(E,F,4,5)T* | LPG | Power | False | True | 3 | False | Down |  | None | Non-Condensing | Step Modulating |  | 15 | Standard |  | 750000 | 607000 | [6 empty] | 81 | 80 | [6 empty] | Federally-Regulated Commercial & Industrial Equipment | 09/30/2015 |  | 11/19/2015
Trane U.S. Inc. | Trane | YC(D,H)480B(E,F,4,5)T* | LPG | Power | False | True | 3 | False | Horizontal |  | None | Non-Condensing | Step Modulating |  | 15 | Standard |  | 750000 | 607000 | [6 empty] | 81 | 80 | [6 empty] | Federally-Regulated Commercial & Industrial Equipment | 09/30/2015 |  | 11/19/2015
Trane U.S. Inc. | Trane | YC(D,H)600B(E,F,4,5)T* | LPG | Power | False | True | 3 | False | Down |  | None | Non-Condensing | Step Modulating |  | 20 | Standard |  | 750000 | 607000 | [6 empty] | 81 | 80 | [6 empty] | Federally-Regulated Commercial & Industrial Equipment | 09/30/2015 |  | 11/19/2015
Trane U.S. Inc. | Trane | YC(D,H)600B(E,F,4,5)T* | LPG | Power | False | True | 3 | False | Horizontal |  | None | Non-Condensing | Step Modulating |  | 20 | Standard |  | 750000 | 607000 | [6 empty] | 81 | 80 | [6 empty] | Federally-Regulated Commercial & Industrial Equipment | 09/30/2015 |  | 11/19/2015
ECR International, Ltd. | AIRCO | HTLV90D2 | Oil | Power | False | False | 1 | False | Up |  | None | Non-Condensing | Single-Stage |  | 0.5 | Premium |  | 105000 | 84000 |  |  | 93500 | 666 | 83.4 | 83 |  |  | 0 | 11 | 0 | 11 |  |  | Federally-Regulated Consumer Product | 09/30/2015 |  | 12/04/2015
ECR International, Ltd. | OLSEN | HTLV90D2 | Oil | Power | False | False | 1 | False | Up |  | None | Non-Condensing | Single-Stage |  | 0.5 | Premium |  | 105000 | 84000 |  |  | 93500 | 666 | 83.4 | 83 |  |  | 0 | 11 | 0 | 11 |  |  | Federally-Regulated Consumer Product | 09/29/2015 |  | 12/04/2015
ECR International, Ltd. | AIRCO | HTLV100D2 | Oil | Power | False | False | 1 | False | Up |  | None | Non-Condensing | Single-Stage |  | 0.5 | Premium |  | 119000 | 101000 |  |  | 111700 | 728 | 84 | 83 |  |  | 0 | 11 | 0 | 11 |  |  | Federally-Regulated Consumer Product | 09/30/2015 |  | 12/04/2015
ECR International, Ltd. | OLSEN | HTLV100D2 | Oil | Power | False | False | 1 | False | Up |  | None | Non-Condensing | Single-Stage |  | 0.5 | Premium |  | 119000 | 101000 |  |  | 111700 | 728 | 84 | 83 |  |  | 0 | 11 | 0 | 11 |  |  | Federally-Regulated Consumer Product | 09/29/2015 |  | 12/04/2015
ECR International, Ltd. | AIRCO | HTLV120D2 | Oil | Power | False | False | 1 | False | Up |  | None | Non-Condensing | Single-Stage |  | 0.5 | Premium |  | 140000 | 117000 |  |  | 131600 | 911 | 83 | 83 |  |  | 0 | 11 | 0 | 11 |  |  | Federally-Regulated Consumer Product | 09/30/2015 |  | 12/04/2015
ECR International, Ltd. | OLSEN | HTLV120D2 | Oil | Power | False | False | 1 | False | Up |  | None | Non-Condensing | Single-Stage |  | 0.5 | Premium |  | 140000 | 117000 |  |  | 131600 | 911 | 83 | 83 |  |  | 0 | 11 | 0 | 11 |  |  | Federally-Regulated Consumer Product | 09/29/2015 |  | 12/04/2015
ECR International, Ltd. | Airtemp | O5LD-119A-16-R | Oil | Power | False | False | 1 | False | Lowboy |  | None | Non-Condensing | Single-Stage |  | 0.5 | Standard |  | 119000 | 100000 |  |  | 112700 | 748 | 83.2 | 83 |  |  | 0 | 11 | 0 | 11 |  |  | Federally-Regulated Consumer Product | 09/29/2015 |  | 12/04/2015
ECR International, Ltd. | Broan | O5LD-119A-16-R | Oil | Power | False | False | 1 | False | Lowboy |  | None | Non-Condensing | Single-Stage |  | 0.5 | Standard |  | 119000 | 100000 |  |  | 112700 | 748 | 83.2 | 83 |  |  | 0 | 11 | 0 | 11 |  |  | Federally-Regulated Consumer Product | 09/29/2015 |  | 12/04/2015
ECR International, Ltd. | Frigidaire | O5LD-119A-16-R | Oil | Power | False | False | 1 | False | Lowboy |  | None | Non-Condensing | Single-Stage |  | 0.5 | Standard |  | 119000 | 100000 |  |  | 112700 | 748 | 83.2 | 83 |  |  | 0 | 11 | 0 | 11 |  |  | Federally-Regulated Consumer Product | 09/29/2015 |  | 12/04/2015
ECR International, Ltd. | Gibson | O5LD-119A-16-R | Oil | Power | False | False | 1 | False | Lowboy |  | None | Non-Condensing | Single-Stage |  | 0.5 | Standard |  | 119000 | 100000 |  |  | 112700 | 748 | 83.2 | 83 |  |  | 0 | 11 | 0 | 11 |  |  | Federally-Regulated Consumer Product | 09/29/2015 |  | 12/04/2015
ECR International, Ltd. | Kelvinator | O5LD-119A-16-R | Oil | Power | False | False | 1 | False | Lowboy |  | None | Non-Condensing | Single-Stage |  | 0.5 | Standard |  | 119000 | 100000 |  |  | 112700 | 748 | 83.2 | 83 |  |  | 0 | 11 | 0 | 11 |  |  | Federally-Regulated Consumer Product | 09/29/2015 |  | 12/04/2015
ECR International, Ltd. | Maytag | O5LD-119A-16-R | Oil | Power | False | False | 1 | False | Lowboy |  | None | Non-Condensing | Single-Stage |  | 0.5 | Standard |  | 119000 | 100000 |  |  | 112700 | 748 | 83.2 | 83 |  |  | 0 | 11 | 0 | 11 |  |  | Federally-Regulated Consumer Product | 09/29/2015 |  | 12/04/2015
ECR International, Ltd. | Nutone | O5LD-119A-16-R | Oil | Power | False | False | 1 | False | Lowboy |  | None | Non-Condensing | Single-Stage |  | 0.5 | Standard |  | 119000 | 100000 |  |  | 112700 | 748 | 83.2 | 83 |  |  | 0 | 11 | 0 | 11 |  |  | Federally-Regulated Consumer Product | 09/29/2015 |  | 12/04/2015
ECR International, Ltd. | Philco | O5LD-119A-16-R | Oil | Power | False | False | 1 | False | Lowboy |  | None | Non-Condensing | Single-Stage |  | 0.5 | Standard |  | 119000 | 100000 |  |  | 112700 | 748 | 83.2 | 83 |  |  | 0 | 11 | 0 | 11 |  |  | Federally-Regulated Consumer Product | 09/29/2015 |  | 12/04/2015
ECR International, Ltd. | Tappan | O5LD-119A-16-R | Oil | Power | False | False | 1 | False | Lowboy |  | None | Non-Condensing | Single-Stage |  | 0.5 | Standard |  | 119000 | 100000 |  |  | 112700 | 748 | 83.2 | 83 |  |  | 0 | 11 | 0 | 11 |  |  | Federally-Regulated Consumer Product | 09/29/2015 |  | 12/04/2015
ECR International, Ltd. | Westinghouse | O5LD-119A-16-R | Oil | Power | False | False | 1 | False | Lowboy |  | None | Non-Condensing | Single-Stage |  | 0.5 | Standard |  | 119000 | 100000 |  |  | 112700 | 748 | 83.2 | 83 |  |  | 0 | 11 | 0 | 11 |  |  | Federally-Regulated Consumer Product | 09/29/2015 |  | 12/04/2015
ECR International, Ltd. | Airtemp | O5LD-168A-16-R | Oil | Power | False | False | 1 | False | Lowboy |  | None | Non-Condensing | Single-Stage |  | 0.5 | Standard |  | 168000 | 141000 |  |  | 147600 | 1276 | 84 | 83 |  |  | 0 | 11 | 0 | 11 |  |  | Federally-Regulated Consumer Product | 09/29/2015 |  | 12/04/2015
ECR International, Ltd. | Broan | O5LD-168A-16-R | Oil | Power | False | False | 1 | False | Lowboy |  | None | Non-Condensing | Single-Stage |  | 0.5 | Standard |  | 168000 | 141000 |  |  | 147600 | 1276 | 84 | 83 |  |  | 0 | 11 | 0 | 11 |  |  | Federally-Regulated Consumer Product | 09/29/2015 |  | 12/04/2015
ECR International, Ltd. | Frigidaire | O5LD-168A-16-R | Oil | Power | False | False | 1 | False | Lowboy |  | None | Non-Condensing | Single-Stage |  | 0.5 | Standard |  | 168000 | 141000 |  |  | 147600 | 1276 | 84 | 83 |  |  | 0 | 11 | 0 | 11 |  |  | Federally-Regulated Consumer Product | 09/29/2015 |  | 12/04/2015
ECR International, Ltd. | Gibson | O5LD-168A-16-R | Oil | Power | False | False | 1 | False | Lowboy |  | None | Non-Condensing | Single-Stage |  | 0.5 | Standard |  | 168000 | 141000 |  |  | 147600 | 1276 | 84 | 83 |  |  | 0 | 11 | 0 | 11 |  |  | Federally-Regulated Consumer Product | 09/29/2015 |  | 12/04/2015
ECR International, Ltd. | Kelvinator | O5LD-168A-16-R | Oil | Power | False | False | 1 | False | Lowboy |  | None | Non-Condensing | Single-Stage |  | 0.5 | Standard |  | 168000 | 141000 |  |  | 147600 | 1276 | 84 | 83 |  |  | 0 | 11 | 0 | 11 |  |  | Federally-Regulated Consumer Product | 09/29/2015 |  | 12/04/2015
ECR International, Ltd. | Maytag | O5LD-168A-16-R | Oil | Power | False | False | 1 | False | Lowboy |  | None | Non-Condensing | Single-Stage |  | 0.5 | Standard |  | 168000 | 141000 |  |  | 147600 | 1276 | 84 | 83 |  |  | 0 | 11 | 0 | 11 |  |  | Federally-Regulated Consumer Product | 09/29/2015 |  | 12/04/2015
ECR International, Ltd. | Nutone | O5LD-168A-16-R | Oil | Power | False | False | 1 | False | Lowboy |  | None | Non-Condensing | Single-Stage |  | 0.5 | Standard |  | 168000 | 141000 |  |  | 147600 | 1276 | 84 | 83 |  |  | 0 | 11 | 0 | 11 |  |  | Federally-Regulated Consumer Product | 09/29/2015 |  | 12/04/2015
ECR International, Ltd. | Philco | O5LD-168A-16-R | Oil | Power | False | False | 1 | False | Lowboy |  | None | Non-Condensing | Single-Stage |  | 0.5 | Standard |  | 168000 | 141000 |  |  | 147600 | 1276 | 84 | 83 |  |  | 0 | 11 | 0 | 11 |  |  | Federally-Regulated Consumer Product | 09/29/2015 |  | 12/04/2015
ECR International, Ltd. | Tappan | O5LD-168A-16-R | Oil | Power | False | False | 1 | False | Lowboy |  | None | Non-Condensing | Single-Stage |  | 0.5 | Standard |  | 168000 | 141000 |  |  | 147600 | 1276 | 84 | 83 |  |  | 0 | 11 | 0 | 11 |  |  | Federally-Regulated Consumer Product | 09/29/2015 |  | 12/04/2015
ECR International, Ltd. | Westinghouse | O5LD-168A-16-R | Oil | Power | False | False | 1 | False | Lowboy |  | None | Non-Condensing | Single-Stage |  | 0.5 | Standard |  | 168000 | 141000 |  |  | 147600 | 1276 | 84 | 83 |  |  | 0 | 11 | 0 | 11 |  |  | Federally-Regulated Consumer Product | 09/29/2015 |  | 12/04/2015
ECR International, Ltd. | Airtemp | O5LD-154A-16-R | Oil | Power | False | False | 1 | False | Lowboy |  | None | Non-Condensing | Single-Stage |  | 0.5 | Standard |  | 154000 | 130000 |  |  | 147900 | 991 | 84.5 | 83 |  |  | 0 | 11 | 0 | 11 |  |  | Federally-Regulated Consumer Product | 09/29/2015 |  | 12/04/2015
ECR International, Ltd. | Broan | O5LD-154A-16-R | Oil | Power | False | False | 1 | False | Lowboy |  | None | Non-Condensing | Single-Stage |  | 0.5 | Standard |  | 154000 | 130000 |  |  | 147900 | 991 | 84.5 | 83 |  |  | 0 | 11 | 0 | 11 |  |  | Federally-Regulated Consumer Product | 09/29/2015 |  | 12/04/2015
ECR International, Ltd. | Frigidaire | O5LD-154A-16-R | Oil | Power | False | False | 1 | False | Lowboy |  | None | Non-Condensing | Single-Stage |  | 0.5 | Standard |  | 154000 | 130000 |  |  | 147900 | 991 | 84.5 | 83 |  |  | 0 | 11 | 0 | 11 |  |  | Federally-Regulated Consumer Product | 09/29/2015 |  | 12/04/2015
ECR International, Ltd. | Gibson | O5LD-154A-16-R | Oil | Power | False | False | 1 | False | Lowboy |  | None | Non-Condensing | Single-Stage |  | 0.5 | Standard |  | 154000 | 130000 |  |  | 147900 | 991 | 84.5 | 83 |  |  | 0 | 11 | 0 | 11 |  |  | Federally-Regulated Consumer Product | 09/29/2015 |  | 12/04/2015
ECR International, Ltd. | Kelvinator | O5LD-154A-16-R | Oil | Power | False | False | 1 | False | Lowboy |  | None | Non-Condensing | Single-Stage |  | 0.5 | Standard |  | 154000 | 130000 |  |  | 147900 | 991 | 84.5 | 83 |  |  | 0 | 11 | 0 | 11 |  |  | Federally-Regulated Consumer Product | 09/29/2015 |  | 12/04/2015
ECR International, Ltd. | Maytag | O5LD-154A-16-R | Oil | Power | False | False | 1 | False | Lowboy |  | None | Non-Condensing | Single-Stage |  | 0.5 | Standard |  | 154000 | 130000 |  |  | 147900 | 991 | 84.5 | 83 |  |  | 0 | 11 | 0 | 11 |  |  | Federally-Regulated Consumer Product | 09/29/2015 |  | 12/04/2015
ECR International, Ltd. | Nutone | O5LD-154A-16-R | Oil | Power | False | False | 1 | False | Lowboy |  | None | Non-Condensing | Single-Stage |  | 0.5 | Standard |  | 154000 | 130000 |  |  | 147900 | 991 | 84.5 | 83 |  |  | 0 | 11 | 0 | 11 |  |  | Federally-Regulated Consumer Product | 09/29/2015 |  | 12/04/2015
ECR International, Ltd. | Philco | O5LD-154A-16-R | Oil | Power | False | False | 1 | False | Lowboy |  | None | Non-Condensing | Single-Stage |  | 0.5 | Standard |  | 154000 | 130000 |  |  | 147900 | 991 | 84.5 | 83 |  |  | 0 | 11 | 0 | 11 |  |  | Federally-Regulated Consumer Product | 09/29/2015 |  | 12/04/2015
ECR International, Ltd. | Tappan | O5LD-154A-16-R | Oil | Power | False | False | 1 | False | Lowboy |  | None | Non-Condensing | Single-Stage |  | 0.5 | Standard |  | 154000 | 130000 |  |  | 147900 | 991 | 84.5 | 83 |  |  | 0 | 11 | 0 | 11 |  |  | Federally-Regulated Consumer Product | 09/29/2015 |  | 12/04/2015
ECR International, Ltd. | Westinghouse | O5LD-154A-16-R | Oil | Power | False | False | 1 | False | Lowboy |  | None | Non-Condensing | Single-Stage |  | 0.5 | Standard |  | 154000 | 130000 |  |  | 147900 | 991 | 84.5 | 83 |  |  | 0 | 11 | 0 | 11 |  |  | Federally-Regulated Consumer Product | 09/29/2015 |  | 12/04/2015
ECR International, Ltd. | Airtemp | O5LD-140A-16-R | Oil | Power | False | False | 1 | False | Lowboy |  | None | Non-Condensing | Single-Stage |  | 0.5 | Standard |  | 140000 | 118000 |  |  | 129700 | 842 | 84.4 | 83 |  |  | 0 | 11 | 0 | 11 |  |  | Federally-Regulated Consumer Product | 09/29/2015 |  | 12/04/2015
ECR International, Ltd. | Broan | O5LD-140A-16-R | Oil | Power | False | False | 1 | False | Lowboy |  | None | Non-Condensing | Single-Stage |  | 0.5 | Standard |  | 140000 | 118000 |  |  | 129700 | 842 | 84.4 | 83 |  |  | 0 | 11 | 0 | 11 |  |  | Federally-Regulated Consumer Product | 09/29/2015 |  | 12/04/2015
ECR International, Ltd. | Frigidaire | O5LD-140A-16-R | Oil | Power | False | False | 1 | False | Lowboy |  | None | Non-Condensing | Single-Stage |  | 0.5 | Standard |  | 140000 | 118000 |  |  | 129700 | 842 | 84.4 | 83 |  |  | 0 | 11 | 0 | 11 |  |  | Federally-Regulated Consumer Product | 09/29/2015 |  | 12/04/2015
ECR International, Ltd. | Gibson | O5LD-140A-16-R | Oil | Power | False | False | 1 | False | Lowboy |  | None | Non-Condensing | Single-Stage |  | 0.5 | Standard |  | 140000 | 118000 |  |  | 129700 | 842 | 84.4 | 83 |  |  | 0 | 11 | 0 | 11 |  |  | Federally-Regulated Consumer Product | 09/29/2015 |  | 12/04/2015
ECR International, Ltd. | Kelvinator | O5LD-140A-16-R | Oil | Power | False | False | 1 | False | Lowboy |  | None | Non-Condensing | Single-Stage |  | 0.5 | Standard |  | 140000 | 118000 |  |  | 129700 | 842 | 84.4 | 83 |  |  | 0 | 11 | 0 | 11 |  |  | Federally-Regulated Consumer Product | 09/29/2015 |  | 12/04/2015
ECR International, Ltd. | Maytag | O5LD-140A-16-R | Oil | Power | False | False | 1 | False | Lowboy |  | None | Non-Condensing | Single-Stage |  | 0.5 | Standard |  | 140000 | 118000 |  |  | 129700 | 842 | 84.4 | 83 |  |  | 0 | 11 | 0 | 11 |  |  | Federally-Regulated Consumer Product | 09/29/2015 |  | 12/04/2015
ECR International, Ltd. | Nutone | O5LD-140A-16-R | Oil | Power | False | False | 1 | False | Lowboy |  | None | Non-Condensing | Single-Stage |  | 0.5 | Standard |  | 140000 | 118000 |  |  | 129700 | 842 | 84.4 | 83 |  |  | 0 | 11 | 0 | 11 |  |  | Federally-Regulated Consumer Product | 09/29/2015 |  | 12/04/2015
ECR International, Ltd. | Philco | O5LD-140A-16-R | Oil | Power | False | False | 1 | False | Lowboy |  | None | Non-Condensing | Single-Stage |  | 0.5 | Standard |  | 140000 | 118000 |  |  | 129700 | 842 | 84.4 | 83 |  |  | 0 | 11 | 0 | 11 |  |  | Federally-Regulated Consumer Product | 09/29/2015 |  | 12/04/2015
ECR International, Ltd. | Tappan | O5LD-140A-16-R | Oil | Power | False | False | 1 | False | Lowboy |  | None | Non-Condensing | Single-Stage |  | 0.5 | Standard |  | 140000 | 118000 |  |  | 129700 | 842 | 84.4 | 83 |  |  | 0 | 11 | 0 | 11 |  |  | Federally-Regulated Consumer Product | 09/29/2015 |  | 12/04/2015
ECR International, Ltd. | Westinghouse | O5LD-140A-16-R | Oil | Power | False | False | 1 | False | Lowboy |  | None | Non-Condensing | Single-Stage |  | 0.5 | Standard |  | 140000 | 118000 |  |  | 129700 | 842 | 84.4 | 83 |  |  | 0 | 11 | 0 | 11 |  |  | Federally-Regulated Consumer Product | 09/29/2015 |  | 12/04/2015
ECR International, Ltd. | Airtemp | O5LD-105A-16-F | Oil | Power | False | False | 1 | False | Lowboy |  | None | Non-Condensing | Single-Stage |  | 0.5 | Standard |  | 105000 | 88000 |  |  | 92500 | 804 | 83.8 | 83 |  |  | 0 | 11 | 0 | 11 |  |  | Federally-Regulated Consumer Product | 09/29/2015 |  | 12/04/2015
ECR International, Ltd. | Broan | O5LD-105A-16-F | Oil | Power | False | False | 1 | False | Lowboy |  | None | Non-Condensing | Single-Stage |  | 0.5 | Standard |  | 105000 | 88000 |  |  | 92500 | 804 | 83.8 | 83 |  |  | 0 | 11 | 0 | 11 |  |  | Federally-Regulated Consumer Product | 09/29/2015 |  | 12/04/2015
ECR International, Ltd. | Frigidaire | O5LD-105A-16-F | Oil | Power | False | False | 1 | False | Lowboy |  | None | Non-Condensing | Single-Stage |  | 0.5 | Standard |  | 105000 | 88000 |  |  | 92500 | 804 | 83.8 | 83 |  |  | 0 | 11 | 0 | 11 |  |  | Federally-Regulated Consumer Product | 09/29/2015 |  | 12/04/2015
ECR International, Ltd. | Gibson | O5LD-105A-16-F | Oil | Power | False | False | 1 | False | Lowboy |  | None | Non-Condensing | Single-Stage |  | 0.5 | Standard |  | 105000 | 88000 |  |  | 92500 | 804 | 83.8 | 83 |  |  | 0 | 11 | 0 | 11 |  |  | Federally-Regulated Consumer Product | 09/29/2015 |  | 12/04/2015
ECR International, Ltd. | Kelvinator | O5LD-105A-16-F | Oil | Power | False | False | 1 | False | Lowboy |  | None | Non-Condensing | Single-Stage |  | 0.5 | Standard |  | 105000 | 88000 |  |  | 92500 | 804 | 83.8 | 83 |  |  | 0 | 11 | 0 | 11 |  |  | Federally-Regulated Consumer Product | 09/29/2015 |  | 12/04/2015
ECR International, Ltd. | Maytag | O5LD-105A-16-F | Oil | Power | False | False | 1 | False | Lowboy |  | None | Non-Condensing | Single-Stage |  | 0.5 | Standard |  | 105000 | 88000 |  |  | 92500 | 804 | 83.8 | 83 |  |  | 0 | 11 | 0 | 11 |  |  | Federally-Regulated Consumer Product | 09/29/2015 |  | 12/04/2015
ECR International, Ltd. | Nutone | O5LD-105A-16-F | Oil | Power | False | False | 1 | False | Lowboy |  | None | Non-Condensing | Single-Stage |  | 0.5 | Standard |  | 105000 | 88000 |  |  | 92500 | 804 | 83.8 | 83 |  |  | 0 | 11 | 0 | 11 |  |  | Federally-Regulated Consumer Product | 09/29/2015 |  | 12/04/2015
ECR International, Ltd. | Philco | O5LD-105A-16-F | Oil | Power | False | False | 1 | False | Lowboy |  | None | Non-Condensing | Single-Stage |  | 0.5 | Standard |  | 105000 | 88000 |  |  | 92500 | 804 | 83.8 | 83 |  |  | 0 | 11 | 0 | 11 |  |  | Federally-Regulated Consumer Product | 09/29/2015 |  | 12/04/2015
ECR International, Ltd. | Tappan | O5LD-105A-16-F | Oil | Power | False | False | 1 | False | Lowboy |  | None | Non-Condensing | Single-Stage |  | 0.5 | Standard |  | 105000 | 88000 |  |  | 92500 | 804 | 83.8 | 83 |  |  | 0 | 11 | 0 | 11 |  |  | Federally-Regulated Consumer Product | 09/29/2015 |  | 12/04/2015
ECR International, Ltd. | Westinghouse | O5LD-105A-16-F | Oil | Power | False | False | 1 | False | Lowboy |  | None | Non-Condensing | Single-Stage |  | 0.5 | Standard |  | 105000 | 88000 |  |  | 92500 | 804 | 83.8 | 83 |  |  | 0 | 11 | 0 | 11 |  |  | Federally-Regulated Consumer Product | 09/29/2015 |  | 12/04/2015
ECR International, Ltd. | Airtemp | O5LD-091A-12-R | Oil | Power | False | False | 1 | False | Lowboy |  | None | Non-Condensing | Single-Stage |  | 0.5 | Standard |  | 91000 | 76000 |  |  | 73800 | 645 | 84 | 83 |  |  | 0 | 11 | 0 | 11 |  |  | Federally-Regulated Consumer Product | 09/29/2015 |  | 12/04/2015
ECR International, Ltd. | Broan | O5LD-091A-12-R | Oil | Power | False | False | 1 | False | Lowboy |  | None | Non-Condensing | Single-Stage |  | 0.5 | Standard |  | 91000 | 76000 |  |  | 73800 | 645 | 84 | 83 |  |  | 0 | 11 | 0 | 11 |  |  | Federally-Regulated Consumer Product | 09/29/2015 |  | 12/04/2015
ECR International, Ltd. | Frigidaire | O5LD-091A-12-R | Oil | Power | False | False | 1 | False | Lowboy |  | None | Non-Condensing | Single-Stage |  | 0.5 | Standard |  | 91000 | 76000 |  |  | 73800 | 645 | 84 | 83 |  |  | 0 | 11 | 0 | 11 |  |  | Federally-Regulated Consumer Product | 09/29/2015 |  | 12/04/2015
ECR International, Ltd. | Gibson | O5LD-091A-12-R | Oil | Power | False | False | 1 | False | Lowboy |  | None | Non-Condensing | Single-Stage |  | 0.5 | Standard |  | 91000 | 76000 |  |  | 73800 | 645 | 84 | 83 |  |  | 0 | 11 | 0 | 11 |  |  | Federally-Regulated Consumer Product | 09/29/2015 |  | 12/04/2015
ECR International, Ltd. | Kelvinator | O5LD-091A-12-R | Oil | Power | False | False | 1 | False | Lowboy |  | None | Non-Condensing | Single-Stage |  | 0.5 | Standard |  | 91000 | 76000 |  |  | 73800 | 645 | 84 | 83 |  |  | 0 | 11 | 0 | 11 |  |  | Federally-Regulated Consumer Product | 09/29/2015 |  | 12/04/2015
ECR International, Ltd. | Maytag | O5LD-091A-12-R | Oil | Power | False | False | 1 | False | Lowboy |  | None | Non-Condensing | Single-Stage |  | 0.5 | Standard |  | 91000 | 76000 |  |  | 73800 | 645 | 84 | 83 |  |  | 0 | 11 | 0 | 11 |  |  | Federally-Regulated Consumer Product | 09/29/2015 |  | 12/04/2015
ECR International, Ltd. | Nutone | O5LD-091A-12-R | Oil | Power | False | False | 1 | False | Lowboy |  | None | Non-Condensing | Single-Stage |  | 0.5 | Standard |  | 91000 | 76000 |  |  | 73800 | 645 | 84 | 83 |  |  | 0 | 11 | 0 | 11 |  |  | Federally-Regulated Consumer Product | 09/29/2015 |  | 12/04/2015
ECR International, Ltd. | Philco | O5LD-091A-12-R | Oil | Power | False | False | 1 | False | Lowboy |  | None | Non-Condensing | Single-Stage |  | 0.5 | Standard |  | 91000 | 76000 |  |  | 73800 | 645 | 84 | 83 |  |  | 0 | 11 | 0 | 11 |  |  | Federally-Regulated Consumer Product | 09/29/2015 |  | 12/04/2015
ECR International, Ltd. | Tappan | O5LD-091A-12-R | Oil | Power | False | False | 1 | False | Lowboy |  | None | Non-Condensing | Single-Stage |  | 0.5 | Standard |  | 91000 | 76000 |  |  | 73800 | 645 | 84 | 83 |  |  | 0 | 11 | 0 | 11 |  |  | Federally-Regulated Consumer Product | 09/29/2015 |  | 12/04/2015
ECR International, Ltd. | Westinghouse | O5LD-091A-12-R | Oil | Power | False | False | 1 | False | Lowboy |  | None | Non-Condensing | Single-Stage |  | 0.5 | Standard |  | 91000 | 76000 |  |  | 73800 | 645 | 84 | 83 |  |  | 0 | 11 | 0 | 11 |  |  | Federally-Regulated Consumer Product | 09/29/2015 |  | 12/04/2015
ECR International, Ltd. | Airtemp | O5HD-070A-V-F | Oil | Power | False | False | 1 | False | Up |  | None | Non-Condensing | Single-Stage |  | 0.5 | Premium |  | 70000 | 59000 |  |  | 56900 | 271 | 83.1 | 83 |  |  | 0 | 11 | 0 | 11 |  |  | Federally-Regulated Consumer Product | 09/29/2015 |  | 12/04/2015
ECR International, Ltd. | Broan | O5HD-070A-V-F | Oil | Power | False | False | 1 | False | Up |  | None | Non-Condensing | Single-Stage |  | 0.5 | Premium |  | 70000 | 59000 |  |  | 56900 | 271 | 83.1 | 83 |  |  | 0 | 11 | 0 | 11 |  |  | Federally-Regulated Consumer Product | 09/29/2015 |  | 12/04/2015
ECR International, Ltd. | Frigidaire | O5HD-070A-V-F | Oil | Power | False | False | 1 | False | Up |  | None | Non-Condensing | Single-Stage |  | 0.5 | Premium |  | 70000 | 59000 |  |  | 56900 | 271 | 83.1 | 83 |  |  | 0 | 11 | 0 | 11 |  |  | Federally-Regulated Consumer Product | 09/29/2015 |  | 12/04/2015
ECR International, Ltd. | Gibson | O5HD-070A-V-F | Oil | Power | False | False | 1 | False | Up |  | None | Non-Condensing | Single-Stage |  | 0.5 | Premium |  | 70000 | 59000 |  |  | 56900 | 271 | 83.1 | 83 |  |  | 0 | 11 | 0 | 11 |  |  | Federally-Regulated Consumer Product | 09/29/2015 |  | 12/04/2015
ECR International, Ltd. | Kelvinator | O5HD-070A-V-F | Oil | Power | False | False | 1 | False | Up |  | None | Non-Condensing | Single-Stage |  | 0.5 | Premium |  | 70000 | 59000 |  |  | 56900 | 271 | 83.1 | 83 |  |  | 0 | 11 | 0 | 11 |  |  | Federally-Regulated Consumer Product | 09/29/2015 |  | 12/04/2015
ECR International, Ltd. | Maytag | O5HD-070A-V-F | Oil | Power | False | False | 1 | False | Up |  | None | Non-Condensing | Single-Stage |  | 0.5 | Premium |  | 70000 | 59000 |  |  | 56900 | 271 | 83.1 | 83 |  |  | 0 | 11 | 0 | 11 |  |  | Federally-Regulated Consumer Product | 09/29/2015 |  | 12/04/2015
ECR International, Ltd. | Nutone | O5HD-070A-V-F | Oil | Power | False | False | 1 | False | Up |  | None | Non-Condensing | Single-Stage |  | 0.5 | Premium |  | 70000 | 59000 |  |  | 56900 | 271 | 83.1 | 83 |  |  | 0 | 11 | 0 | 11 |  |  | Federally-Regulated Consumer Product | 09/29/2015 |  | 12/04/2015
ECR International, Ltd. | Philco | O5HD-070A-V-F | Oil | Power | False | False | 1 | False | Up |  | None | Non-Condensing | Single-Stage |  | 0.5 | Premium |  | 70000 | 59000 |  |  | 56900 | 271 | 83.1 | 83 |  |  | 0 | 11 | 0 | 11 |  |  | Federally-Regulated Consumer Product | 09/29/2015 |  | 12/04/2015
ECR International, Ltd. | Tappan | O5HD-070A-V-F | Oil | Power | False | False | 1 | False | Up |  | None | Non-Condensing | Single-Stage |  | 0.5 | Premium |  | 70000 | 59000 |  |  | 56900 | 271 | 83.1 | 83 |  |  | 0 | 11 | 0 | 11 |  |  | Federally-Regulated Consumer Product | 09/29/2015 |  | 12/04/2015
ECR International, Ltd. | Westinghouse | O5HD-070A-V-F | Oil | Power | False | False | 1 | False | Up |  | None | Non-Condensing | Single-Stage |  | 0.5 | Premium |  | 70000 | 59000 |  |  | 56900 | 271 | 83.1 | 83 |  |  | 0 | 11 | 0 | 11 |  |  | Federally-Regulated Consumer Product | 09/29/2015 |  | 12/04/2015
ECR International, Ltd. | Airtemp | O5HD-091A-V-F | Oil | Power | False | False | 1 | False | Up |  | None | Non-Condensing | Single-Stage |  | 0.5 | Premium |  | 91000 | 76000 |  |  | 75600 | 379 | 83.3 | 83 |  |  | 0 | 11 | 0 | 11 |  |  | Federally-Regulated Consumer Product | 09/29/2015 |  | 12/04/2015
ECR International, Ltd. | Broan | O5HD-091A-V-F | Oil | Power | False | False | 1 | False | Up |  | None | Non-Condensing | Single-Stage |  | 0.5 | Premium |  | 91000 | 76000 |  |  | 75600 | 379 | 83.3 | 83 |  |  | 0 | 11 | 0 | 11 |  |  | Federally-Regulated Consumer Product | 09/29/2015 |  | 12/04/2015
ECR International, Ltd. | Frigidaire | O5HD-091A-V-F | Oil | Power | False | False | 1 | False | Up |  | None | Non-Condensing | Single-Stage |  | 0.5 | Premium |  | 91000 | 76000 |  |  | 75600 | 379 | 83.3 | 83 |  |  | 0 | 11 | 0 | 11 |  |  | Federally-Regulated Consumer Product | 09/29/2015 |  | 12/04/2015
ECR International, Ltd. | Gibson | O5HD-091A-V-F | Oil | Power | False | False | 1 | False | Up |  | None | Non-Condensing | Single-Stage |  | 0.5 | Premium |  | 91000 | 76000 |  |  | 75600 | 379 | 83.3 | 83 |  |  | 0 | 11 | 0 | 11 |  |  | Federally-Regulated Consumer Product | 09/29/2015 |  | 12/04/2015
ECR International, Ltd. | Kelvinator | O5HD-091A-V-F | Oil | Power | False | False | 1 | False | Up |  | None | Non-Condensing | Single-Stage |  | 0.5 | Premium |  | 91000 | 76000 |  |  | 75600 | 379 | 83.3 | 83 |  |  | 0 | 11 | 0 | 11 |  |  | Federally-Regulated Consumer Product | 09/29/2015 |  | 12/04/2015
ECR International, Ltd. | Maytag | O5HD-091A-V-F | Oil | Power | False | False | 1 | False | Up |  | None | Non-Condensing | Single-Stage |  | 0.5 | Premium |  | 91000 | 76000 |  |  | 75600 | 379 | 83.3 | 83 |  |  | 0 | 11 | 0 | 11 |  |  | Federally-Regulated Consumer Product | 09/29/2015 |  | 12/04/2015
ECR International, Ltd. | Nutone | O5HD-091A-V-F | Oil | Power | False | False | 1 | False | Up |  | None | Non-Condensing | Single-Stage |  | 0.5 | Premium |  | 91000 | 76000 |  |  | 75600 | 379 | 83.3 | 83 |  |  | 0 | 11 | 0 | 11 |  |  | Federally-Regulated Consumer Product | 09/29/2015 |  | 12/04/2015
ECR International, Ltd. | Philco | O5HD-091A-V-F | Oil | Power | False | False | 1 | False | Up |  | None | Non-Condensing | Single-Stage |  | 0.5 | Premium |  | 91000 | 76000 |  |  | 75600 | 379 | 83.3 | 83 |  |  | 0 | 11 | 0 | 11 |  |  | Federally-Regulated Consumer Product | 09/29/2015 |  | 12/04/2015
ECR International, Ltd. | Tappan | O5HD-091A-V-F | Oil | Power | False | False | 1 | False | Up |  | None | Non-Condensing | Single-Stage |  | 0.5 | Premium |  | 91000 | 76000 |  |  | 75600 | 379 | 83.3 | 83 |  |  | 0 | 11 | 0 | 11 |  |  | Federally-Regulated Consumer Product | 09/29/2015 |  | 12/04/2015
ECR International, Ltd. | Westinghouse | O5HD-091A-V-F | Oil | Power | False | False | 1 | False | Up |  | None | Non-Condensing | Single-Stage |  | 0.5 | Premium |  | 91000 | 76000 |  |  | 75600 | 379 | 83.3 | 83 |  |  | 0 | 11 | 0 | 11 |  |  | Federally-Regulated Consumer Product | 09/29/2015 |  | 12/04/2015
ECR International, Ltd. | Airtemp | O5HD-140A-14-F | Oil | Power | False | False | 1 | False | Up |  | None | Non-Condensing | Single-Stage |  | 0.5 | Standard |  | 140000 | 117000 |  |  | 131500 | 943 | 83 | 83 |  |  | 0 | 11 | 0 | 11 |  |  | Federally-Regulated Consumer Product | 09/29/2015 |  | 12/04/2015
ECR International, Ltd. | Broan | O5HD-140A-14-F | Oil | Power | False | False | 1 | False | Up |  | None | Non-Condensing | Single-Stage |  | 0.5 | Standard |  | 140000 | 117000 |  |  | 131500 | 943 | 83 | 83 |  |  | 0 | 11 | 0 | 11 |  |  | Federally-Regulated Consumer Product | 09/29/2015 |  | 12/04/2015
ECR International, Ltd. | Frigidaire | O5HD-140A-14-F | Oil | Power | False | False | 1 | False | Up |  | None | Non-Condensing | Single-Stage |  | 0.5 | Standard |  | 140000 | 117000 |  |  | 131500 | 943 | 83 | 83 |  |  | 0 | 11 | 0 | 11 |  |  | Federally-Regulated Consumer Product | 09/29/2015 |  | 12/04/2015
ECR International, Ltd. | Gibson | O5HD-140A-14-F | Oil | Power | False | False | 1 | False | Up |  | None | Non-Condensing | Single-Stage |  | 0.5 | Standard |  | 140000 | 117000 |  |  | 131500 | 943 | 83 | 83 |  |  | 0 | 11 | 0 | 11 |  |  | Federally-Regulated Consumer Product | 09/29/2015 |  | 12/04/2015
ECR International, Ltd. | Kelvinator | O5HD-140A-14-F | Oil | Power | False | False | 1 | False | Up |  | None | Non-Condensing | Single-Stage |  | 0.5 | Standard |  | 140000 | 117000 |  |  | 131500 | 943 | 83 | 83 |  |  | 0 | 11 | 0 | 11 |  |  | Federally-Regulated Consumer Product | 09/29/2015 |  | 12/04/2015
ECR International, Ltd. | Maytag | O5HD-140A-14-F | Oil | Power | False | False | 1 | False | Up |  | None | Non-Condensing | Single-Stage |  | 0.5 | Standard |  | 140000 | 117000 |  |  | 131500 | 943 | 83 | 83 |  |  | 0 | 11 | 0 | 11 |  |  | Federally-Regulated Consumer Product | 09/29/2015 |  | 12/04/2015
ECR International, Ltd. | Nutone | O5HD-140A-14-F | Oil | Power | False | False | 1 | False | Up |  | None | Non-Condensing | Single-Stage |  | 0.5 | Standard |  | 140000 | 117000 |  |  | 131500 | 943 | 83 | 83 |  |  | 0 | 11 | 0 | 11 |  |  | Federally-Regulated Consumer Product | 09/29/2015 |  | 12/04/2015
ECR International, Ltd. | Philco | O5HD-140A-14-F | Oil | Power | False | False | 1 | False | Up |  | None | Non-Condensing | Single-Stage |  | 0.5 | Standard |  | 140000 | 117000 |  |  | 131500 | 943 | 83 | 83 |  |  | 0 | 11 | 0 | 11 |  |  | Federally-Regulated Consumer Product | 09/29/2015 |  | 12/04/2015
ECR International, Ltd. | Tappan | O5HD-140A-14-F | Oil | Power | False | False | 1 | False | Up |  | None | Non-Condensing | Single-Stage |  | 0.5 | Standard |  | 140000 | 117000 |  |  | 131500 | 943 | 83 | 83 |  |  | 0 | 11 | 0 | 11 |  |  | Federally-Regulated Consumer Product | 09/29/2015 |  | 12/04/2015
ECR International, Ltd. | Westinghouse | O5HD-140A-14-F | Oil | Power | False | False | 1 | False | Up |  | None | Non-Condensing | Single-Stage |  | 0.5 | Standard |  | 140000 | 117000 |  |  | 131500 | 943 | 83 | 83 |  |  | 0 | 11 | 0 | 11 |  |  | Federally-Regulated Consumer Product | 09/29/2015 |  | 12/04/2015
ECR International, Ltd. | Airtemp | O5LD-140A-16-F | Oil | Power | False | False | 1 | False | Lowboy |  | None | Non-Condensing | Single-Stage |  | 0.5 | Standard |  | 140000 | 114000 |  |  | 130700 | 1125 | 83 | 83 |  |  | 0 | 11 | 0 | 11 |  |  | Federally-Regulated Consumer Product | 09/29/2015 |  | 12/04/2015
ECR International, Ltd. | Broan | O5LD-140A-16-F | Oil | Power | False | False | 1 | False | Lowboy |  | None | Non-Condensing | Single-Stage |  | 0.5 | Standard |  | 140000 | 114000 |  |  | 130700 | 1125 | 83 | 83 |  |  | 0 | 11 | 0 | 11 |  |  | Federally-Regulated Consumer Product | 09/29/2015 |  | 12/04/2015
ECR International, Ltd. | Frigidaire | O5LD-140A-16-F | Oil | Power | False | False | 1 | False | Lowboy |  | None | Non-Condensing | Single-Stage |  | 0.5 | Standard |  | 140000 | 114000 |  |  | 130700 | 1125 | 83 | 83 |  |  | 0 | 11 | 0 | 11 |  |  | Federally-Regulated Consumer Product | 09/29/2015 |  | 12/04/2015
ECR International, Ltd. | Gibson | O5LD-140A-16-F | Oil | Power | False | False | 1 | False | Lowboy |  | None | Non-Condensing | Single-Stage |  | 0.5 | Standard |  | 140000 | 114000 |  |  | 130700 | 1125 | 83 | 83 |  |  | 0 | 11 | 0 | 11 |  |  | Federally-Regulated Consumer Product | 09/29/2015 |  | 12/04/2015
ECR International, Ltd. | Kelvinator | O5LD-140A-16-F | Oil | Power | False | False | 1 | False | Lowboy |  | None | Non-Condensing | Single-Stage |  | 0.5 | Standard |  | 140000 | 114000 |  |  | 130700 | 1125 | 83 | 83 |  |  | 0 | 11 | 0 | 11 |  |  | Federally-Regulated Consumer Product | 09/29/2015 |  | 12/04/2015
ECR International, Ltd. | Maytag | O5LD-140A-16-F | Oil | Power | False | False | 1 | False | Lowboy |  | None | Non-Condensing | Single-Stage |  | 0.5 | Standard |  | 140000 | 114000 |  |  | 130700 | 1125 | 83 | 83 |  |  | 0 | 11 | 0 | 11 |  |  | Federally-Regulated Consumer Product | 09/29/2015 |  | 12/04/2015
ECR International, Ltd. | Nutone | O5LD-140A-16-F | Oil | Power | False | False | 1 | False | Lowboy |  | None | Non-Condensing | Single-Stage |  | 0.5 | Standard |  | 140000 | 114000 |  |  | 130700 | 1125 | 83 | 83 |  |  | 0 | 11 | 0 | 11 |  |  | Federally-Regulated Consumer Product | 09/29/2015 |  | 12/04/2015
ECR International, Ltd. | Philco | O5LD-140A-16-F | Oil | Power | False | False | 1 | False | Lowboy |  | None | Non-Condensing | Single-Stage |  | 0.5 | Standard |  | 140000 | 114000 |  |  | 130700 | 1125 | 83 | 83 |  |  | 0 | 11 | 0 | 11 |  |  | Federally-Regulated Consumer Product | 09/29/2015 |  | 12/04/2015
ECR International, Ltd. | Tappan | O5LD-140A-16-F | Oil | Power | False | False | 1 | False | Lowboy |  | None | Non-Condensing | Single-Stage |  | 0.5 | Standard |  | 140000 | 114000 |  |  | 130700 | 1125 | 83 | 83 |  |  | 0 | 11 | 0 | 11 |  |  | Federally-Regulated Consumer Product | 09/29/2015 |  | 12/04/2015
ECR International, Ltd. | Westinghouse | O5LD-140A-16-F | Oil | Power | False | False | 1 | False | Lowboy |  | None | Non-Condensing | Single-Stage |  | 0.5 | Standard |  | 140000 | 114000 |  |  | 130700 | 1125 | 83 | 83 |  |  | 0 | 11 | 0 | 11 |  |  | Federally-Regulated Consumer Product | 09/29/2015 |  | 12/04/2015
ECR International, Ltd. | Airtemp | O5HD-119A-V-F | Oil | Power | False | False | 1 | False | Up |  | None | Non-Condensing | Single-Stage |  | 0.5 | Premium |  | 119000 | 101000 |  |  | 111700 | 728 | 84 | 83 |  |  | 0 | 11 | 0 | 11 |  |  | Federally-Regulated Consumer Product | 09/29/2015 |  | 12/04/2015
ECR International, Ltd. | Broan | O5HD-119A-V-F | Oil | Power | False | False | 1 | False | Up |  | None | Non-Condensing | Single-Stage |  | 0.5 | Premium |  | 119000 | 101000 |  |  | 111700 | 728 | 84 | 83 |  |  | 0 | 11 | 0 | 11 |  |  | Federally-Regulated Consumer Product | 09/29/2015 |  | 12/04/2015
ECR International, Ltd. | Frigidaire | O5HD-119A-V-F | Oil | Power | False | False | 1 | False | Up |  | None | Non-Condensing | Single-Stage |  | 0.5 | Premium |  | 119000 | 101000 |  |  | 111700 | 728 | 84 | 83 |  |  | 0 | 11 | 0 | 11 |  |  | Federally-Regulated Consumer Product | 09/29/2015 |  | 12/04/2015
ECR International, Ltd. | Gibson | O5HD-119A-V-F | Oil | Power | False | False | 1 | False | Up |  | None | Non-Condensing | Single-Stage |  | 0.5 | Premium |  | 119000 | 101000 |  |  | 111700 | 728 | 84 | 83 |  |  | 0 | 11 | 0 | 11 |  |  | Federally-Regulated Consumer Product | 09/29/2015 |  | 12/04/2015
ECR International, Ltd. | Kelvinator | O5HD-119A-V-F | Oil | Power | False | False | 1 | False | Up |  | None | Non-Condensing | Single-Stage |  | 0.5 | Premium |  | 119000 | 101000 |  |  | 111700 | 728 | 84 | 83 |  |  | 0 | 11 | 0 | 11 |  |  | Federally-Regulated Consumer Product | 09/29/2015 |  | 12/04/2015
ECR International, Ltd. | Maytag | O5HD-119A-V-F | Oil | Power | False | False | 1 | False | Up |  | None | Non-Condensing | Single-Stage |  | 0.5 | Premium |  | 119000 | 101000 |  |  | 111700 | 728 | 84 | 83 |  |  | 0 | 11 | 0 | 11 |  |  | Federally-Regulated Consumer Product | 09/29/2015 |  | 12/04/2015
ECR International, Ltd. | Nutone | O5HD-119A-V-F | Oil | Power | False | False | 1 | False | Up |  | None | Non-Condensing | Single-Stage |  | 0.5 | Premium |  | 119000 | 101000 |  |  | 111700 | 728 | 84 | 83 |  |  | 0 | 11 | 0 | 11 |  |  | Federally-Regulated Consumer Product | 09/29/2015 |  | 12/04/2015
ECR International, Ltd. | Philco | O5HD-119A-V-F | Oil | Power | False | False | 1 | False | Up |  | None | Non-Condensing | Single-Stage |  | 0.5 | Premium |  | 119000 | 101000 |  |  | 111700 | 728 | 84 | 83 |  |  | 0 | 11 | 0 | 11 |  |  | Federally-Regulated Consumer Product | 09/29/2015 |  | 12/04/2015
ECR International, Ltd. | Tappan | O5HD-119A-V-F | Oil | Power | False | False | 1 | False | Up |  | None | Non-Condensing | Single-Stage |  | 0.5 | Premium |  | 119000 | 101000 |  |  | 111700 | 728 | 84 | 83 |  |  | 0 | 11 | 0 | 11 |  |  | Federally-Regulated Consumer Product | 09/29/2015 |  | 12/04/2015
ECR International, Ltd. | Westinghouse | O5HD-119A-V-F | Oil | Power | False | False | 1 | False | Up |  | None | Non-Condensing | Single-Stage |  | 0.5 | Premium |  | 119000 | 101000 |  |  | 111700 | 728 | 84 | 83 |  |  | 0 | 11 | 0 | 11 |  |  | Federally-Regulated Consumer Product | 09/29/2015 |  | 12/04/2015
ECR International, Ltd. | Airtemp | O5LD-105A-16-R | Oil | Power | False | False | 1 | False | Lowboy |  | None | Non-Condensing | Single-Stage |  | 0.5 | Standard |  | 105000 | 90000 |  |  | 91500 | 601 | 85.5 | 83 |  |  | 0 | 11 | 0 | 11 |  |  | Federally-Regulated Consumer Product | 09/29/2015 |  | 12/04/2015
ECR International, Ltd. | Broan | O5LD-105A-16-R | Oil | Power | False | False | 1 | False | Lowboy |  | None | Non-Condensing | Single-Stage |  | 0.5 | Standard |  | 105000 | 90000 |  |  | 91500 | 601 | 85.5 | 83 |  |  | 0 | 11 | 0 | 11 |  |  | Federally-Regulated Consumer Product | 09/29/2015 |  | 12/04/2015
ECR International, Ltd. | Frigidaire | O5LD-105A-16-R | Oil | Power | False | False | 1 | False | Lowboy |  | None | Non-Condensing | Single-Stage |  | 0.5 | Standard |  | 105000 | 90000 |  |  | 91500 | 601 | 85.5 | 83 |  |  | 0 | 11 | 0 | 11 |  |  | Federally-Regulated Consumer Product | 09/29/2015 |  | 12/04/2015
ECR International, Ltd. | Gibson | O5LD-105A-16-R | Oil | Power | False | False | 1 | False | Lowboy |  | None | Non-Condensing | Single-Stage |  | 0.5 | Standard |  | 105000 | 90000 |  |  | 91500 | 601 | 85.5 | 83 |  |  | 0 | 11 | 0 | 11 |  |  | Federally-Regulated Consumer Product | 09/29/2015 |  | 12/04/2015
ECR International, Ltd. | Kelvinator | O5LD-105A-16-R | Oil | Power | False | False | 1 | False | Lowboy |  | None | Non-Condensing | Single-Stage |  | 0.5 | Standard |  | 105000 | 90000 |  |  | 91500 | 601 | 85.5 | 83 |  |  | 0 | 11 | 0 | 11 |  |  | Federally-Regulated Consumer Product | 09/29/2015 |  | 12/04/2015
ECR International, Ltd. | Maytag | O5LD-105A-16-R | Oil | Power | False | False | 1 | False | Lowboy |  | None | Non-Condensing | Single-Stage |  | 0.5 | Standard |  | 105000 | 90000 |  |  | 91500 | 601 | 85.5 | 83 |  |  | 0 | 11 | 0 | 11 |  |  | Federally-Regulated Consumer Product | 09/29/2015 |  | 12/04/2015
ECR International, Ltd. | Nutone | O5LD-105A-16-R | Oil | Power | False | False | 1 | False | Lowboy |  | None | Non-Condensing | Single-Stage |  | 0.5 | Standard |  | 105000 | 90000 |  |  | 91500 | 601 | 85.5 | 83 |  |  | 0 | 11 | 0 | 11 |  |  | Federally-Regulated Consumer Product | 09/29/2015 |  | 12/04/2015
ECR International, Ltd. | Philco | O5LD-105A-16-R | Oil | Power | False | False | 1 | False | Lowboy |  | None | Non-Condensing | Single-Stage |  | 0.5 | Standard |  | 105000 | 90000 |  |  | 91500 | 601 | 85.5 | 83 |  |  | 0 | 11 | 0 | 11 |  |  | Federally-Regulated Consumer Product | 09/29/2015 |  | 12/04/2015
ECR International, Ltd. | Tappan | O5LD-105A-16-R | Oil | Power | False | False | 1 | False | Lowboy |  | None | Non-Condensing | Single-Stage |  | 0.5 | Standard |  | 105000 | 90000 |  |  | 91500 | 601 | 85.5 | 83 |  |  | 0 | 11 | 0 | 11 |  |  | Federally-Regulated Consumer Product | 09/29/2015 |  | 12/04/2015
ECR International, Ltd. | Westinghouse | O5LD-105A-16-R | Oil | Power | False | False | 1 | False | Lowboy |  | None | Non-Condensing | Single-Stage |  | 0.5 | Standard |  | 105000 | 90000 |  |  | 91500 | 601 | 85.5 | 83 |  |  | 0 | 11 | 0 | 11 |  |  | Federally-Regulated Consumer Product | 09/29/2015 |  | 12/04/2015
ECR International, Ltd. | Airtemp | O5LD-119A-16-F | Oil | Power | False | False | 1 | False | Lowboy |  | None | Non-Condensing | Single-Stage |  | 0.5 | Standard |  | 119000 | 100000 |  |  | 111300 | 947 | 83.6 | 83 |  |  | 0 | 11 | 0 | 11 |  |  | Federally-Regulated Consumer Product | 09/29/2015 |  | 12/04/2015
ECR International, Ltd. | Broan | O5LD-119A-16-F | Oil | Power | False | False | 1 | False | Lowboy |  | None | Non-Condensing | Single-Stage |  | 0.5 | Standard |  | 119000 | 100000 |  |  | 111300 | 947 | 83.6 | 83 |  |  | 0 | 11 | 0 | 11 |  |  | Federally-Regulated Consumer Product | 09/29/2015 |  | 12/04/2015
ECR International, Ltd. | Frigidaire | O5LD-119A-16-F | Oil | Power | False | False | 1 | False | Lowboy |  | None | Non-Condensing | Single-Stage |  | 0.5 | Standard |  | 119000 | 100000 |  |  | 111300 | 947 | 83.6 | 83 |  |  | 0 | 11 | 0 | 11 |  |  | Federally-Regulated Consumer Product | 09/29/2015 |  | 12/04/2015
ECR International, Ltd. | Gibson | O5LD-119A-16-F | Oil | Power | False | False | 1 | False | Lowboy |  | None | Non-Condensing | Single-Stage |  | 0.5 | Standard |  | 119000 | 100000 |  |  | 111300 | 947 | 83.6 | 83 |  |  | 0 | 11 | 0 | 11 |  |  | Federally-Regulated Consumer Product | 09/29/2015 |  | 12/04/2015
ECR International, Ltd. | Kelvinator | O5LD-119A-16-F | Oil | Power | False | False | 1 | False | Lowboy |  | None | Non-Condensing | Single-Stage |  | 0.5 | Standard |  | 119000 | 100000 |  |  | 111300 | 947 | 83.6 | 83 |  |  | 0 | 11 | 0 | 11 |  |  | Federally-Regulated Consumer Product | 09/29/2015 |  | 12/04/2015
ECR International, Ltd. | Maytag | O5LD-119A-16-F | Oil | Power | False | False | 1 | False | Lowboy |  | None | Non-Condensing | Single-Stage |  | 0.5 | Standard |  | 119000 | 100000 |  |  | 111300 | 947 | 83.6 | 83 |  |  | 0 | 11 | 0 | 11 |  |  | Federally-Regulated Consumer Product | 09/29/2015 |  | 12/04/2015
ECR International, Ltd. | Nutone | O5LD-119A-16-F | Oil | Power | False | False | 1 | False | Lowboy |  | None | Non-Condensing | Single-Stage |  | 0.5 | Standard |  | 119000 | 100000 |  |  | 111300 | 947 | 83.6 | 83 |  |  | 0 | 11 | 0 | 11 |  |  | Federally-Regulated Consumer Product | 09/29/2015 |  | 12/04/2015
ECR International, Ltd. | Philco | O5LD-119A-16-F | Oil | Power | False | False | 1 | False | Lowboy |  | None | Non-Condensing | Single-Stage |  | 0.5 | Standard |  | 119000 | 100000 |  |  | 111300 | 947 | 83.6 | 83 |  |  | 0 | 11 | 0 | 11 |  |  | Federally-Regulated Consumer Product | 09/29/2015 |  | 12/04/2015
ECR International, Ltd. | Tappan | O5LD-119A-16-F | Oil | Power | False | False | 1 | False | Lowboy |  | None | Non-Condensing | Single-Stage |  | 0.5 | Standard |  | 119000 | 100000 |  |  | 111300 | 947 | 83.6 | 83 |  |  | 0 | 11 | 0 | 11 |  |  | Federally-Regulated Consumer Product | 09/29/2015 |  | 12/04/2015
ECR International, Ltd. | Westinghouse | O5LD-119A-16-F | Oil | Power | False | False | 1 | False | Lowboy |  | None | Non-Condensing | Single-Stage |  | 0.5 | Standard |  | 119000 | 100000 |  |  | 111300 | 947 | 83.6 | 83 |  |  | 0 | 11 | 0 | 11 |  |  | Federally-Regulated Consumer Product | 09/29/2015 |  | 12/04/2015
ECR International, Ltd. | Airtemp | O5LD-070A-12-R | Oil | Power | False | False | 1 | False | Lowboy |  | None | Non-Condensing | Single-Stage |  | 0.5 | Standard |  | 70000 | 59000 |  |  | 55100 | 558 | 84 | 83 |  |  | 0 | 11 | 0 | 11 |  |  | Federally-Regulated Consumer Product | 09/29/2015 |  | 12/04/2015
ECR International, Ltd. | Broan | O5LD-070A-12-R | Oil | Power | False | False | 1 | False | Lowboy |  | None | Non-Condensing | Single-Stage |  | 0.5 | Standard |  | 70000 | 59000 |  |  | 55100 | 558 | 84 | 83 |  |  | 0 | 11 | 0 | 11 |  |  | Federally-Regulated Consumer Product | 09/29/2015 |  | 12/04/2015
ECR International, Ltd. | Frigidaire | O5LD-070A-12-R | Oil | Power | False | False | 1 | False | Lowboy |  | None | Non-Condensing | Single-Stage |  | 0.5 | Standard |  | 70000 | 59000 |  |  | 55100 | 558 | 84 | 83 |  |  | 0 | 11 | 0 | 11 |  |  | Federally-Regulated Consumer Product | 09/29/2015 |  | 12/04/2015
ECR International, Ltd. | Gibson | O5LD-070A-12-R | Oil | Power | False | False | 1 | False | Lowboy |  | None | Non-Condensing | Single-Stage |  | 0.5 | Standard |  | 70000 | 59000 |  |  | 55100 | 558 | 84 | 83 |  |  | 0 | 11 | 0 | 11 |  |  | Federally-Regulated Consumer Product | 09/29/2015 |  | 12/04/2015
ECR International, Ltd. | Kelvinator | O5LD-070A-12-R | Oil | Power | False | False | 1 | False | Lowboy |  | None | Non-Condensing | Single-Stage |  | 0.5 | Standard |  | 70000 | 59000 |  |  | 55100 | 558 | 84 | 83 |  |  | 0 | 11 | 0 | 11 |  |  | Federally-Regulated Consumer Product | 09/29/2015 |  | 12/04/2015
ECR International, Ltd. | Maytag | O5LD-070A-12-R | Oil | Power | False | False | 1 | False | Lowboy |  | None | Non-Condensing | Single-Stage |  | 0.5 | Standard |  | 70000 | 59000 |  |  | 55100 | 558 | 84 | 83 |  |  | 0 | 11 | 0 | 11 |  |  | Federally-Regulated Consumer Product | 09/29/2015 |  | 12/04/2015
ECR International, Ltd. | Nutone | O5LD-070A-12-R | Oil | Power | False | False | 1 | False | Lowboy |  | None | Non-Condensing | Single-Stage |  | 0.5 | Standard |  | 70000 | 59000 |  |  | 55100 | 558 | 84 | 83 |  |  | 0 | 11 | 0 | 11 |  |  | Federally-Regulated Consumer Product | 09/29/2015 |  | 12/04/2015
ECR International, Ltd. | Philco | O5LD-070A-12-R | Oil | Power | False | False | 1 | False | Lowboy |  | None | Non-Condensing | Single-Stage |  | 0.5 | Standard |  | 70000 | 59000 |  |  | 55100 | 558 | 84 | 83 |  |  | 0 | 11 | 0 | 11 |  |  | Federally-Regulated Consumer Product | 09/29/2015 |  | 12/04/2015
ECR International, Ltd. | Tappan | O5LD-070A-12-R | Oil | Power | False | False | 1 | False | Lowboy |  | None | Non-Condensing | Single-Stage |  | 0.5 | Standard |  | 70000 | 59000 |  |  | 55100 | 558 | 84 | 83 |  |  | 0 | 11 | 0 | 11 |  |  | Federally-Regulated Consumer Product | 09/29/2015 |  | 12/04/2015
ECR International, Ltd. | Westinghouse | O5LD-070A-12-R | Oil | Power | False | False | 1 | False | Lowboy |  | None | Non-Condensing | Single-Stage |  | 0.5 | Standard |  | 70000 | 59000 |  |  | 55100 | 558 | 84 | 83 |  |  | 0 | 11 | 0 | 11 |  |  | Federally-Regulated Consumer Product | 09/29/2015 |  | 12/04/2015
ECR International, Ltd. | Airtemp | O5HD-070A-12-F | Oil | Power | False | False | 1 | False | Up |  | None | Non-Condensing | Single-Stage |  | 0.5 | Standard |  | 70000 | 59000 |  |  | 56100 | 474 | 83.1 | 83 |  |  | 0 | 11 | 0 | 11 |  |  | Federally-Regulated Consumer Product | 09/29/2015 |  | 12/04/2015
ECR International, Ltd. | Broan | O5HD-070A-12-F | Oil | Power | False | False | 1 | False | Up |  | None | Non-Condensing | Single-Stage |  | 0.5 | Standard |  | 70000 | 59000 |  |  | 56100 | 474 | 83.1 | 83 |  |  | 0 | 11 | 0 | 11 |  |  | Federally-Regulated Consumer Product | 09/29/2015 |  | 12/04/2015
ECR International, Ltd. | Frigidaire | O5HD-070A-12-F | Oil | Power | False | False | 1 | False | Up |  | None | Non-Condensing | Single-Stage |  | 0.5 | Standard |  | 70000 | 59000 |  |  | 56100 | 474 | 83.1 | 83 |  |  | 0 | 11 | 0 | 11 |  |  | Federally-Regulated Consumer Product | 09/29/2015 |  | 12/04/2015
ECR International, Ltd. | Gibson | O5HD-070A-12-F | Oil | Power | False | False | 1 | False | Up |  | None | Non-Condensing | Single-Stage |  | 0.5 | Standard |  | 70000 | 59000 |  |  | 56100 | 474 | 83.1 | 83 |  |  | 0 | 11 | 0 | 11 |  |  | Federally-Regulated Consumer Product | 09/29/2015 |  | 12/04/2015
ECR International, Ltd. | Kelvinator | O5HD-070A-12-F | Oil | Power | False | False | 1 | False | Up |  | None | Non-Condensing | Single-Stage |  | 0.5 | Standard |  | 70000 | 59000 |  |  | 56100 | 474 | 83.1 | 83 |  |  | 0 | 11 | 0 | 11 |  |  | Federally-Regulated Consumer Product | 09/29/2015 |  | 12/04/2015
ECR International, Ltd. | Maytag | O5HD-070A-12-F | Oil | Power | False | False | 1 | False | Up |  | None | Non-Condensing | Single-Stage |  | 0.5 | Standard |  | 70000 | 59000 |  |  | 56100 | 474 | 83.1 | 83 |  |  | 0 | 11 | 0 | 11 |  |  | Federally-Regulated Consumer Product | 09/29/2015 |  | 12/04/2015
ECR International, Ltd. | Nutone | O5HD-070A-12-F | Oil | Power | False | False | 1 | False | Up |  | None | Non-Condensing | Single-Stage |  | 0.5 | Standard |  | 70000 | 59000 |  |  | 56100 | 474 | 83.1 | 83 |  |  | 0 | 11 | 0 | 11 |  |  | Federally-Regulated Consumer Product | 09/29/2015 |  | 12/04/2015
ECR International, Ltd. | Philco | O5HD-070A-12-F | Oil | Power | False | False | 1 | False | Up |  | None | Non-Condensing | Single-Stage |  | 0.5 | Standard |  | 70000 | 59000 |  |  | 56100 | 474 | 83.1 | 83 |  |  | 0 | 11 | 0 | 11 |  |  | Federally-Regulated Consumer Product | 09/29/2015 |  | 12/04/2015
ECR International, Ltd. | Tappan | O5HD-070A-12-F | Oil | Power | False | False | 1 | False | Up |  | None | Non-Condensing | Single-Stage |  | 0.5 | Standard |  | 70000 | 59000 |  |  | 56100 | 474 | 83.1 | 83 |  |  | 0 | 11 | 0 | 11 |  |  | Federally-Regulated Consumer Product | 09/29/2015 |  | 12/04/2015
ECR International, Ltd. | Westinghouse | O5HD-070A-12-F | Oil | Power | False | False | 1 | False | Up |  | None | Non-Condensing | Single-Stage |  | 0.5 | Standard |  | 70000 | 59000 |  |  | 56100 | 474 | 83.1 | 83 |  |  | 0 | 11 | 0 | 11 |  |  | Federally-Regulated Consumer Product | 09/29/2015 |  | 12/04/2015
ECR International, Ltd. | Airtemp | O5HD-091A-12-F | Oil | Power | False | False | 1 | False | Up |  | None | Non-Condensing | Single-Stage |  | 0.5 | Standard |  | 91000 | 76000 |  |  | 74700 | 586 | 83.3 | 83 |  |  | 0 | 11 | 0 | 11 |  |  | Federally-Regulated Consumer Product | 09/29/2015 |  | 12/04/2015
ECR International, Ltd. | Broan | O5HD-091A-12-F | Oil | Power | False | False | 1 | False | Up |  | None | Non-Condensing | Single-Stage |  | 0.5 | Standard |  | 91000 | 76000 |  |  | 74700 | 586 | 83.3 | 83 |  |  | 0 | 11 | 0 | 11 |  |  | Federally-Regulated Consumer Product | 09/29/2015 |  | 12/04/2015
ECR International, Ltd. | Frigidaire | O5HD-091A-12-F | Oil | Power | False | False | 1 | False | Up |  | None | Non-Condensing | Single-Stage |  | 0.5 | Standard |  | 91000 | 76000 |  |  | 74700 | 586 | 83.3 | 83 |  |  | 0 | 11 | 0 | 11 |  |  | Federally-Regulated Consumer Product | 09/29/2015 |  | 12/04/2015
ECR International, Ltd. | Gibson | O5HD-091A-12-F | Oil | Power | False | False | 1 | False | Up |  | None | Non-Condensing | Single-Stage |  | 0.5 | Standard |  | 91000 | 76000 |  |  | 74700 | 586 | 83.3 | 83 |  |  | 0 | 11 | 0 | 11 |  |  | Federally-Regulated Consumer Product | 09/29/2015 |  | 12/04/2015
ECR International, Ltd. | Kelvinator | O5HD-091A-12-F | Oil | Power | False | False | 1 | False | Up |  | None | Non-Condensing | Single-Stage |  | 0.5 | Standard |  | 91000 | 76000 |  |  | 74700 | 586 | 83.3 | 83 |  |  | 0 | 11 | 0 | 11 |  |  | Federally-Regulated Consumer Product | 09/29/2015 |  | 12/04/2015
ECR International, Ltd. | Maytag | O5HD-091A-12-F | Oil | Power | False | False | 1 | False | Up |  | None | Non-Condensing | Single-Stage |  | 0.5 | Standard |  | 91000 | 76000 |  |  | 74700 | 586 | 83.3 | 83 |  |  | 0 | 11 | 0 | 11 |  |  | Federally-Regulated Consumer Product | 09/29/2015 |  | 12/04/2015
ECR International, Ltd. | Nutone | O5HD-091A-12-F | Oil | Power | False | False | 1 | False | Up |  | None | Non-Condensing | Single-Stage |  | 0.5 | Standard |  | 91000 | 76000 |  |  | 74700 | 586 | 83.3 | 83 |  |  | 0 | 11 | 0 | 11 |  |  | Federally-Regulated Consumer Product | 09/29/2015 |  | 12/04/2015
ECR International, Ltd. | Philco | O5HD-091A-12-F | Oil | Power | False | False | 1 | False | Up |  | None | Non-Condensing | Single-Stage |  | 0.5 | Standard |  | 91000 | 76000 |  |  | 74700 | 586 | 83.3 | 83 |  |  | 0 | 11 | 0 | 11 |  |  | Federally-Regulated Consumer Product | 09/29/2015 |  | 12/04/2015
ECR International, Ltd. | Tappan | O5HD-091A-12-F | Oil | Power | False | False | 1 | False | Up |  | None | Non-Condensing | Single-Stage |  | 0.5 | Standard |  | 91000 | 76000 |  |  | 74700 | 586 | 83.3 | 83 |  |  | 0 | 11 | 0 | 11 |  |  | Federally-Regulated Consumer Product | 09/29/2015 |  | 12/04/2015
ECR International, Ltd. | Westinghouse | O5HD-091A-12-F | Oil | Power | False | False | 1 | False | Up |  | None | Non-Condensing | Single-Stage |  | 0.5 | Standard |  | 91000 | 76000 |  |  | 74700 | 586 | 83.3 | 83 |  |  | 0 | 11 | 0 | 11 |  |  | Federally-Regulated Consumer Product | 09/29/2015 |  | 12/04/2015
ECR International, Ltd. | Airtemp | O5HD-119A-14-F | Oil | Power | False | False | 1 | False | Up |  | None | Non-Condensing | Single-Stage |  | 0.5 | Standard |  | 119000 | 101000 |  |  | 111500 | 776 | 84 | 83 |  |  | 0 | 11 | 0 | 11 |  |  | Federally-Regulated Consumer Product | 09/29/2015 |  | 12/04/2015
ECR International, Ltd. | Broan | O5HD-119A-14-F | Oil | Power | False | False | 1 | False | Up |  | None | Non-Condensing | Single-Stage |  | 0.5 | Standard |  | 119000 | 101000 |  |  | 111500 | 776 | 84 | 83 |  |  | 0 | 11 | 0 | 11 |  |  | Federally-Regulated Consumer Product | 09/29/2015 |  | 12/04/2015
ECR International, Ltd. | Frigidaire | O5HD-119A-14-F | Oil | Power | False | False | 1 | False | Up |  | None | Non-Condensing | Single-Stage |  | 0.5 | Standard |  | 119000 | 101000 |  |  | 111500 | 776 | 84 | 83 |  |  | 0 | 11 | 0 | 11 |  |  | Federally-Regulated Consumer Product | 09/29/2015 |  | 12/04/2015
ECR International, Ltd. | Gibson | O5HD-119A-14-F | Oil | Power | False | False | 1 | False | Up |  | None | Non-Condensing | Single-Stage |  | 0.5 | Standard |  | 119000 | 101000 |  |  | 111500 | 776 | 84 | 83 |  |  | 0 | 11 | 0 | 11 |  |  | Federally-Regulated Consumer Product | 09/29/2015 |  | 12/04/2015
ECR International, Ltd. | Kelvinator | O5HD-119A-14-F | Oil | Power | False | False | 1 | False | Up |  | None | Non-Condensing | Single-Stage |  | 0.5 | Standard |  | 119000 | 101000 |  |  | 111500 | 776 | 84 | 83 |  |  | 0 | 11 | 0 | 11 |  |  | Federally-Regulated Consumer Product | 09/29/2015 |  | 12/04/2015
ECR International, Ltd. | Maytag | O5HD-119A-14-F | Oil | Power | False | False | 1 | False | Up |  | None | Non-Condensing | Single-Stage |  | 0.5 | Standard |  | 119000 | 101000 |  |  | 111500 | 776 | 84 | 83 |  |  | 0 | 11 | 0 | 11 |  |  | Federally-Regulated Consumer Product | 09/29/2015 |  | 12/04/2015
ECR International, Ltd. | Nutone | O5HD-119A-14-F | Oil | Power | False | False | 1 | False | Up |  | None | Non-Condensing | Single-Stage |  | 0.5 | Standard |  | 119000 | 101000 |  |  | 111500 | 776 | 84 | 83 |  |  | 0 | 11 | 0 | 11 |  |  | Federally-Regulated Consumer Product | 09/29/2015 |  | 12/04/2015
ECR International, Ltd. | Philco | O5HD-119A-14-F | Oil | Power | False | False | 1 | False | Up |  | None | Non-Condensing | Single-Stage |  | 0.5 | Standard |  | 119000 | 101000 |  |  | 111500 | 776 | 84 | 83 |  |  | 0 | 11 | 0 | 11 |  |  | Federally-Regulated Consumer Product | 09/29/2015 |  | 12/04/2015
ECR International, Ltd. | Tappan | O5HD-119A-14-F | Oil | Power | False | False | 1 | False | Up |  | None | Non-Condensing | Single-Stage |  | 0.5 | Standard |  | 119000 | 101000 |  |  | 111500 | 776 | 84 | 83 |  |  | 0 | 11 | 0 | 11 |  |  | Federally-Regulated Consumer Product | 09/29/2015 |  | 12/04/2015
ECR International, Ltd. | Westinghouse | O5HD-119A-14-F | Oil | Power | False | False | 1 | False | Up |  | None | Non-Condensing | Single-Stage |  | 0.5 | Standard |  | 119000 | 101000 |  |  | 111500 | 776 | 84 | 83 |  |  | 0 | 11 | 0 | 11 |  |  | Federally-Regulated Consumer Product | 09/29/2015 |  | 12/04/2015
ECR International, Ltd. | Airtemp | O5HD-105A-14-F | Oil | Power | False | False | 1 | False | Up |  | None | Non-Condensing | Single-Stage |  | 0.5 | Standard |  | 105000 | 84000 |  |  | 93300 | 710 | 83.4 | 83 |  |  | 0 | 11 | 0 | 11 |  |  | Federally-Regulated Consumer Product | 09/29/2015 |  | 12/04/2015
ECR International, Ltd. | Broan | O5HD-105A-14-F | Oil | Power | False | False | 1 | False | Up |  | None | Non-Condensing | Single-Stage |  | 0.5 | Standard |  | 105000 | 84000 |  |  | 93300 | 710 | 83.4 | 83 |  |  | 0 | 11 | 0 | 11 |  |  | Federally-Regulated Consumer Product | 09/29/2015 |  | 12/04/2015
ECR International, Ltd. | Frigidaire | O5HD-105A-14-F | Oil | Power | False | False | 1 | False | Up |  | None | Non-Condensing | Single-Stage |  | 0.5 | Standard |  | 105000 | 84000 |  |  | 93300 | 710 | 83.4 | 83 |  |  | 0 | 11 | 0 | 11 |  |  | Federally-Regulated Consumer Product | 09/29/2015 |  | 12/04/2015
ECR International, Ltd. | Gibson | O5HD-105A-14-F | Oil | Power | False | False | 1 | False | Up |  | None | Non-Condensing | Single-Stage |  | 0.5 | Standard |  | 105000 | 84000 |  |  | 93300 | 710 | 83.4 | 83 |  |  | 0 | 11 | 0 | 11 |  |  | Federally-Regulated Consumer Product | 09/29/2015 |  | 12/04/2015
ECR International, Ltd. | Kelvinator | O5HD-105A-14-F | Oil | Power | False | False | 1 | False | Up |  | None | Non-Condensing | Single-Stage |  | 0.5 | Standard |  | 105000 | 84000 |  |  | 93300 | 710 | 83.4 | 83 |  |  | 0 | 11 | 0 | 11 |  |  | Federally-Regulated Consumer Product | 09/29/2015 |  | 12/04/2015
ECR International, Ltd. | Maytag | O5HD-105A-14-F | Oil | Power | False | False | 1 | False | Up |  | None | Non-Condensing | Single-Stage |  | 0.5 | Standard |  | 105000 | 84000 |  |  | 93300 | 710 | 83.4 | 83 |  |  | 0 | 11 | 0 | 11 |  |  | Federally-Regulated Consumer Product | 09/29/2015 |  | 12/04/2015
ECR International, Ltd. | Nutone | O5HD-105A-14-F | Oil | Power | False | False | 1 | False | Up |  | None | Non-Condensing | Single-Stage |  | 0.5 | Standard |  | 105000 | 84000 |  |  | 93300 | 710 | 83.4 | 83 |  |  | 0 | 11 | 0 | 11 |  |  | Federally-Regulated Consumer Product | 09/29/2015 |  | 12/04/2015
ECR International, Ltd. | Philco | O5HD-105A-14-F | Oil | Power | False | False | 1 | False | Up |  | None | Non-Condensing | Single-Stage |  | 0.5 | Standard |  | 105000 | 84000 |  |  | 93300 | 710 | 83.4 | 83 |  |  | 0 | 11 | 0 | 11 |  |  | Federally-Regulated Consumer Product | 09/29/2015 |  | 12/04/2015
ECR International, Ltd. | Tappan | O5HD-105A-14-F | Oil | Power | False | False | 1 | False | Up |  | None | Non-Condensing | Single-Stage |  | 0.5 | Standard |  | 105000 | 84000 |  |  | 93300 | 710 | 83.4 | 83 |  |  | 0 | 11 | 0 | 11 |  |  | Federally-Regulated Consumer Product | 09/29/2015 |  | 12/04/2015
ECR International, Ltd. | Westinghouse | O5HD-105A-14-F | Oil | Power | False | False | 1 | False | Up |  | None | Non-Condensing | Single-Stage |  | 0.5 | Standard |  | 105000 | 84000 |  |  | 93300 | 710 | 83.4 | 83 |  |  | 0 | 11 | 0 | 11 |  |  | Federally-Regulated Consumer Product | 09/29/2015 |  | 12/04/2015
ECR International, Ltd. | Airtemp | O5HD-140A-V-F | Oil | Power | False | False | 1 | False | Up |  | None | Non-Condensing | Single-Stage |  | 0.5 | Premium |  | 140000 | 117000 |  |  | 131600 | 911 | 83 | 83 |  |  | 0 | 11 | 0 | 11 |  |  | Federally-Regulated Consumer Product | 09/29/2015 |  | 12/04/2015
ECR International, Ltd. | Broan | O5HD-140A-V-F | Oil | Power | False | False | 1 | False | Up |  | None | Non-Condensing | Single-Stage |  | 0.5 | Premium |  | 140000 | 117000 |  |  | 131600 | 911 | 83 | 83 |  |  | 0 | 11 | 0 | 11 |  |  | Federally-Regulated Consumer Product | 09/29/2015 |  | 12/04/2015
ECR International, Ltd. | Frigidaire | O5HD-140A-V-F | Oil | Power | False | False | 1 | False | Up |  | None | Non-Condensing | Single-Stage |  | 0.5 | Premium |  | 140000 | 117000 |  |  | 131600 | 911 | 83 | 83 |  |  | 0 | 11 | 0 | 11 |  |  | Federally-Regulated Consumer Product | 09/29/2015 |  | 12/04/2015
ECR International, Ltd. | Gibson | O5HD-140A-V-F | Oil | Power | False | False | 1 | False | Up |  | None | Non-Condensing | Single-Stage |  | 0.5 | Premium |  | 140000 | 117000 |  |  | 131600 | 911 | 83 | 83 |  |  | 0 | 11 | 0 | 11 |  |  | Federally-Regulated Consumer Product | 09/29/2015 |  | 12/04/2015
ECR International, Ltd. | Kelvinator | O5HD-140A-V-F | Oil | Power | False | False | 1 | False | Up |  | None | Non-Condensing | Single-Stage |  | 0.5 | Premium |  | 140000 | 117000 |  |  | 131600 | 911 | 83 | 83 |  |  | 0 | 11 | 0 | 11 |  |  | Federally-Regulated Consumer Product | 09/29/2015 |  | 12/04/2015
ECR International, Ltd. | Maytag | O5HD-140A-V-F | Oil | Power | False | False | 1 | False | Up |  | None | Non-Condensing | Single-Stage |  | 0.5 | Premium |  | 140000 | 117000 |  |  | 131600 | 911 | 83 | 83 |  |  | 0 | 11 | 0 | 11 |  |  | Federally-Regulated Consumer Product | 09/29/2015 |  | 12/04/2015
ECR International, Ltd. | Nutone | O5HD-140A-V-F | Oil | Power | False | False | 1 | False | Up |  | None | Non-Condensing | Single-Stage |  | 0.5 | Premium |  | 140000 | 117000 |  |  | 131600 | 911 | 83 | 83 |  |  | 0 | 11 | 0 | 11 |  |  | Federally-Regulated Consumer Product | 09/29/2015 |  | 12/04/2015
ECR International, Ltd. | Philco | O5HD-140A-V-F | Oil | Power | False | False | 1 | False | Up |  | None | Non-Condensing | Single-Stage |  | 0.5 | Premium |  | 140000 | 117000 |  |  | 131600 | 911 | 83 | 83 |  |  | 0 | 11 | 0 | 11 |  |  | Federally-Regulated Consumer Product | 09/29/2015 |  | 12/04/2015
ECR International, Ltd. | Tappan | O5HD-140A-V-F | Oil | Power | False | False | 1 | False | Up |  | None | Non-Condensing | Single-Stage |  | 0.5 | Premium |  | 140000 | 117000 |  |  | 131600 | 911 | 83 | 83 |  |  | 0 | 11 | 0 | 11 |  |  | Federally-Regulated Consumer Product | 09/29/2015 |  | 12/04/2015
ECR International, Ltd. | Westinghouse | O5HD-140A-V-F | Oil | Power | False | False | 1 | False | Up |  | None | Non-Condensing | Single-Stage |  | 0.5 | Premium |  | 140000 | 117000 |  |  | 131600 | 911 | 83 | 83 |  |  | 0 | 11 | 0 | 11 |  |  | Federally-Regulated Consumer Product | 09/29/2015 |  | 12/04/2015
ECR International, Ltd. | Airtemp | O5HD-106A-V-F | Oil | Power | False | False | 1 | False | Up |  | None | Non-Condensing | Single-Stage |  | 0.5 | Premium |  | 105000 | 84000 |  |  | 93500 | 666 | 83.4 | 83 |  |  | 0 | 11 | 0 | 11 |  |  | Federally-Regulated Consumer Product | 09/29/2015 |  | 12/04/2015
ECR International, Ltd. | Broan | O5HD-106A-V-F | Oil | Power | False | False | 1 | False | Up |  | None | Non-Condensing | Single-Stage |  | 0.5 | Premium |  | 105000 | 84000 |  |  | 93500 | 666 | 83.4 | 83 |  |  | 0 | 11 | 0 | 11 |  |  | Federally-Regulated Consumer Product | 09/29/2015 |  | 12/04/2015
ECR International, Ltd. | Frigidaire | O5HD-106A-V-F | Oil | Power | False | False | 1 | False | Up |  | None | Non-Condensing | Single-Stage |  | 0.5 | Premium |  | 105000 | 84000 |  |  | 93500 | 666 | 83.4 | 83 |  |  | 0 | 11 | 0 | 11 |  |  | Federally-Regulated Consumer Product | 09/29/2015 |  | 12/04/2015
ECR International, Ltd. | Gibson | O5HD-106A-V-F | Oil | Power | False | False | 1 | False | Up |  | None | Non-Condensing | Single-Stage |  | 0.5 | Premium |  | 105000 | 84000 |  |  | 93500 | 666 | 83.4 | 83 |  |  | 0 | 11 | 0 | 11 |  |  | Federally-Regulated Consumer Product | 09/29/2015 |  | 12/04/2015
ECR International, Ltd. | Kelvinator | O5HD-106A-V-F | Oil | Power | False | False | 1 | False | Up |  | None | Non-Condensing | Single-Stage |  | 0.5 | Premium |  | 105000 | 84000 |  |  | 93500 | 666 | 83.4 | 83 |  |  | 0 | 11 | 0 | 11 |  |  | Federally-Regulated Consumer Product | 09/29/2015 |  | 12/04/2015
ECR International, Ltd. | Maytag | O5HD-106A-V-F | Oil | Power | False | False | 1 | False | Up |  | None | Non-Condensing | Single-Stage |  | 0.5 | Premium |  | 105000 | 84000 |  |  | 93500 | 666 | 83.4 | 83 |  |  | 0 | 11 | 0 | 11 |  |  | Federally-Regulated Consumer Product | 09/29/2015 |  | 12/04/2015
ECR International, Ltd. | Nutone | O5HD-106A-V-F | Oil | Power | False | False | 1 | False | Up |  | None | Non-Condensing | Single-Stage |  | 0.5 | Premium |  | 105000 | 84000 |  |  | 93500 | 666 | 83.4 | 83 |  |  | 0 | 11 | 0 | 11 |  |  | Federally-Regulated Consumer Product | 09/29/2015 |  | 12/04/2015
ECR International, Ltd. | Philco | O5HD-106A-V-F | Oil | Power | False | False | 1 | False | Up |  | None | Non-Condensing | Single-Stage |  | 0.5 | Premium |  | 105000 | 84000 |  |  | 93500 | 666 | 83.4 | 83 |  |  | 0 | 11 | 0 | 11 |  |  | Federally-Regulated Consumer Product | 09/29/2015 |  | 12/04/2015
ECR International, Ltd. | Tappan | O5HD-106A-V-F | Oil | Power | False | False | 1 | False | Up |  | None | Non-Condensing | Single-Stage |  | 0.5 | Premium |  | 105000 | 84000 |  |  | 93500 | 666 | 83.4 | 83 |  |  | 0 | 11 | 0 | 11 |  |  | Federally-Regulated Consumer Product | 09/29/2015 |  | 12/04/2015
ECR International, Ltd. | Westinghouse | O5HD-106A-V-F | Oil | Power | False | False | 1 | False | Up |  | None | Non-Condensing | Single-Stage |  | 0.5 | Premium |  | 105000 | 84000 |  |  | 93500 | 666 | 83.4 | 83 |  |  | 0 | 11 | 0 | 11 |  |  | Federally-Regulated Consumer Product | 09/29/2015 |  | 12/04/2015
ECR International, Ltd. | Airtemp | O5MD-119A-16-F | Oil | Power | False | False | 1 | False | Down |  | None | Non-Condensing | Single-Stage |  | 0.75 | Standard |  | 119000 | 97000 |  |  | 111600 | 1001 | 83.2 | 83 |  |  | 0 | 11 | 0 | 11 |  |  | Federally-Regulated Consumer Product | 09/29/2015 |  | 12/04/2015
ECR International, Ltd. | Broan | O5MD-119A-16-F | Oil | Power | False | False | 1 | False | Down |  | None | Non-Condensing | Single-Stage |  | 0.75 | Standard |  | 119000 | 97000 |  |  | 111600 | 1001 | 83.2 | 83 |  |  | 0 | 11 | 0 | 11 |  |  | Federally-Regulated Consumer Product | 09/29/2015 |  | 12/04/2015
ECR International, Ltd. | Frigidaire | O5MD-119A-16-F | Oil | Power | False | False | 1 | False | Down |  | None | Non-Condensing | Single-Stage |  | 0.75 | Standard |  | 119000 | 97000 |  |  | 111600 | 1001 | 83.2 | 83 |  |  | 0 | 11 | 0 | 11 |  |  | Federally-Regulated Consumer Product | 09/29/2015 |  | 12/04/2015
ECR International, Ltd. | Gibson | O5MD-119A-16-F | Oil | Power | False | False | 1 | False | Down |  | None | Non-Condensing | Single-Stage |  | 0.75 | Standard |  | 119000 | 97000 |  |  | 111600 | 1001 | 83.2 | 83 |  |  | 0 | 11 | 0 | 11 |  |  | Federally-Regulated Consumer Product | 09/29/2015 |  | 12/04/2015
ECR International, Ltd. | Kelvinator | O5MD-119A-16-F | Oil | Power | False | False | 1 | False | Down |  | None | Non-Condensing | Single-Stage |  | 0.75 | Standard |  | 119000 | 97000 |  |  | 111600 | 1001 | 83.2 | 83 |  |  | 0 | 11 | 0 | 11 |  |  | Federally-Regulated Consumer Product | 09/29/2015 |  | 12/04/2015
ECR International, Ltd. | Maytag | O5MD-119A-16-F | Oil | Power | False | False | 1 | False | Down |  | None | Non-Condensing | Single-Stage |  | 0.75 | Standard |  | 119000 | 97000 |  |  | 111600 | 1001 | 83.2 | 83 |  |  | 0 | 11 | 0 | 11 |  |  | Federally-Regulated Consumer Product | 09/29/2015 |  | 12/04/2015
ECR International, Ltd. | Nutone | O5MD-119A-16-F | Oil | Power | False | False | 1 | False | Down |  | None | Non-Condensing | Single-Stage |  | 0.75 | Standard |  | 119000 | 97000 |  |  | 111600 | 1001 | 83.2 | 83 |  |  | 0 | 11 | 0 | 11 |  |  | Federally-Regulated Consumer Product | 09/29/2015 |  | 12/04/2015
ECR International, Ltd. | Philco | O5MD-119A-16-F | Oil | Power | False | False | 1 | False | Down |  | None | Non-Condensing | Single-Stage |  | 0.75 | Standard |  | 119000 | 97000 |  |  | 111600 | 1001 | 83.2 | 83 |  |  | 0 | 11 | 0 | 11 |  |  | Federally-Regulated Consumer Product | 09/29/2015 |  | 12/04/2015
ECR International, Ltd. | Tappan | O5MD-119A-16-F | Oil | Power | False | False | 1 | False | Down |  | None | Non-Condensing | Single-Stage |  | 0.75 | Standard |  | 119000 | 97000 |  |  | 111600 | 1001 | 83.2 | 83 |  |  | 0 | 11 | 0 | 11 |  |  | Federally-Regulated Consumer Product | 09/29/2015 |  | 12/04/2015
ECR International, Ltd. | Westinghouse | O5MD-119A-16-F | Oil | Power | False | False | 1 | False | Down |  | None | Non-Condensing | Single-Stage |  | 0.75 | Standard |  | 119000 | 97000 |  |  | 111600 | 1001 | 83.2 | 83 |  |  | 0 | 11 | 0 | 11 |  |  | Federally-Regulated Consumer Product | 09/29/2015 |  | 12/04/2015
ECR International, Ltd. | Airtemp | O5MD-119A-16-F | Oil | Power | False | False | 1 | False | Horizontal |  | None | Non-Condensing | Single-Stage |  | 0.75 | Standard |  | 119000 | 97000 |  |  | 111600 | 1001 | 83.2 | 83 |  |  | 0 | 11 | 0 | 11 |  |  | Federally-Regulated Consumer Product | 09/29/2015 |  | 12/04/2015
ECR International, Ltd. | Broan | O5MD-119A-16-F | Oil | Power | False | False | 1 | False | Horizontal |  | None | Non-Condensing | Single-Stage |  | 0.75 | Standard |  | 119000 | 97000 |  |  | 111600 | 1001 | 83.2 | 83 |  |  | 0 | 11 | 0 | 11 |  |  | Federally-Regulated Consumer Product | 09/29/2015 |  | 12/04/2015
ECR International, Ltd. | Frigidaire | O5MD-119A-16-F | Oil | Power | False | False | 1 | False | Horizontal |  | None | Non-Condensing | Single-Stage |  | 0.75 | Standard |  | 119000 | 97000 |  |  | 111600 | 1001 | 83.2 | 83 |  |  | 0 | 11 | 0 | 11 |  |  | Federally-Regulated Consumer Product | 09/29/2015 |  | 12/04/2015
ECR International, Ltd. | Gibson | O5MD-119A-16-F | Oil | Power | False | False | 1 | False | Horizontal |  | None | Non-Condensing | Single-Stage |  | 0.75 | Standard |  | 119000 | 97000 |  |  | 111600 | 1001 | 83.2 | 83 |  |  | 0 | 11 | 0 | 11 |  |  | Federally-Regulated Consumer Product | 09/29/2015 |  | 12/04/2015
ECR International, Ltd. | Kelvinator | O5MD-119A-16-F | Oil | Power | False | False | 1 | False | Horizontal |  | None | Non-Condensing | Single-Stage |  | 0.75 | Standard |  | 119000 | 97000 |  |  | 111600 | 1001 | 83.2 | 83 |  |  | 0 | 11 | 0 | 11 |  |  | Federally-Regulated Consumer Product | 09/29/2015 |  | 12/04/2015
ECR International, Ltd. | Maytag | O5MD-119A-16-F | Oil | Power | False | False | 1 | False | Horizontal |  | None | Non-Condensing | Single-Stage |  | 0.75 | Standard |  | 119000 | 97000 |  |  | 111600 | 1001 | 83.2 | 83 |  |  | 0 | 11 | 0 | 11 |  |  | Federally-Regulated Consumer Product | 09/29/2015 |  | 12/04/2015
ECR International, Ltd. | Nutone | O5MD-119A-16-F | Oil | Power | False | False | 1 | False | Horizontal |  | None | Non-Condensing | Single-Stage |  | 0.75 | Standard |  | 119000 | 97000 |  |  | 111600 | 1001 | 83.2 | 83 |  |  | 0 | 11 | 0 | 11 |  |  | Federally-Regulated Consumer Product | 09/29/2015 |  | 12/04/2015
ECR International, Ltd. | Philco | O5MD-119A-16-F | Oil | Power | False | False | 1 | False | Horizontal |  | None | Non-Condensing | Single-Stage |  | 0.75 | Standard |  | 119000 | 97000 |  |  | 111600 | 1001 | 83.2 | 83 |  |  | 0 | 11 | 0 | 11 |  |  | Federally-Regulated Consumer Product | 09/29/2015 |  | 12/04/2015
ECR International, Ltd. | Tappan | O5MD-119A-16-F | Oil | Power | False | False | 1 | False | Horizontal |  | None | Non-Condensing | Single-Stage |  | 0.75 | Standard |  | 119000 | 97000 |  |  | 111600 | 1001 | 83.2 | 83 |  |  | 0 | 11 | 0 | 11 |  |  | Federally-Regulated Consumer Product | 09/29/2015 |  | 12/04/2015
ECR International, Ltd. | Westinghouse | O5MD-119A-16-F | Oil | Power | False | False | 1 | False | Horizontal |  | None | Non-Condensing | Single-Stage |  | 0.75 | Standard |  | 119000 | 97000 |  |  | 111600 | 1001 | 83.2 | 83 |  |  | 0 | 11 | 0 | 11 |  |  | Federally-Regulated Consumer Product | 09/29/2015 |  | 12/04/2015
ECR International, Ltd. | Airtemp | O5MD-140A-16-F | Oil | Power | False | False | 1 | False | Down |  | None | Non-Condensing | Single-Stage |  | 0.75 | Standard |  | 140000 | 118000 |  |  | 130200 | 1130 | 83.3 | 83 |  |  | 0 | 11 | 0 | 11 |  |  | Federally-Regulated Consumer Product | 09/29/2015 |  | 12/04/2015
ECR International, Ltd. | Broan | O5MD-140A-16-F | Oil | Power | False | False | 1 | False | Down |  | None | Non-Condensing | Single-Stage |  | 0.75 | Standard |  | 140000 | 118000 |  |  | 130200 | 1130 | 83.3 | 83 |  |  | 0 | 11 | 0 | 11 |  |  | Federally-Regulated Consumer Product | 09/29/2015 |  | 12/04/2015
ECR International, Ltd. | Frigidaire | O5MD-140A-16-F | Oil | Power | False | False | 1 | False | Down |  | None | Non-Condensing | Single-Stage |  | 0.75 | Standard |  | 140000 | 118000 |  |  | 130200 | 1130 | 83.3 | 83 |  |  | 0 | 11 | 0 | 11 |  |  | Federally-Regulated Consumer Product | 09/29/2015 |  | 12/04/2015
ECR International, Ltd. | Gibson | O5MD-140A-16-F | Oil | Power | False | False | 1 | False | Down |  | None | Non-Condensing | Single-Stage |  | 0.75 | Standard |  | 140000 | 118000 |  |  | 130200 | 1130 | 83.3 | 83 |  |  | 0 | 11 | 0 | 11 |  |  | Federally-Regulated Consumer Product | 09/29/2015 |  | 12/04/2015
ECR International, Ltd. | Kelvinator | O5MD-140A-16-F | Oil | Power | False | False | 1 | False | Down |  | None | Non-Condensing | Single-Stage |  | 0.75 | Standard |  | 140000 | 118000 |  |  | 130200 | 1130 | 83.3 | 83 |  |  | 0 | 11 | 0 | 11 |  |  | Federally-Regulated Consumer Product | 09/29/2015 |  | 12/04/2015
ECR International, Ltd. | Maytag | O5MD-140A-16-F | Oil | Power | False | False | 1 | False | Down |  | None | Non-Condensing | Single-Stage |  | 0.75 | Standard |  | 140000 | 118000 |  |  | 130200 | 1130 | 83.3 | 83 |  |  | 0 | 11 | 0 | 11 |  |  | Federally-Regulated Consumer Product | 09/29/2015 |  | 12/04/2015
ECR International, Ltd. | Nutone | O5MD-140A-16-F | Oil | Power | False | False | 1 | False | Down |  | None | Non-Condensing | Single-Stage |  | 0.75 | Standard |  | 140000 | 118000 |  |  | 130200 | 1130 | 83.3 | 83 |  |  | 0 | 11 | 0 | 11 |  |  | Federally-Regulated Consumer Product | 09/29/2015 |  | 12/04/2015
ECR International, Ltd. | Philco | O5MD-140A-16-F | Oil | Power | False | False | 1 | False | Down |  | None | Non-Condensing | Single-Stage |  | 0.75 | Standard |  | 140000 | 118000 |  |  | 130200 | 1130 | 83.3 | 83 |  |  | 0 | 11 | 0 | 11 |  |  | Federally-Regulated Consumer Product | 09/29/2015 |  | 12/04/2015
ECR International, Ltd. | Tappan | O5MD-140A-16-F | Oil | Power | False | False | 1 | False | Down |  | None | Non-Condensing | Single-Stage |  | 0.75 | Standard |  | 140000 | 118000 |  |  | 130200 | 1130 | 83.3 | 83 |  |  | 0 | 11 | 0 | 11 |  |  | Federally-Regulated Consumer Product | 09/29/2015 |  | 12/04/2015
ECR International, Ltd. | Westinghouse | O5MD-140A-16-F | Oil | Power | False | False | 1 | False | Down |  | None | Non-Condensing | Single-Stage |  | 0.75 | Standard |  | 140000 | 118000 |  |  | 130200 | 1130 | 83.3 | 83 |  |  | 0 | 11 | 0 | 11 |  |  | Federally-Regulated Consumer Product | 09/29/2015 |  | 12/04/2015
ECR International, Ltd. | Airtemp | O5MD-140A-16-F | Oil | Power | False | False | 1 | False | Horizontal |  | None | Non-Condensing | Single-Stage |  | 0.75 | Standard |  | 140000 | 118000 |  |  | 130200 | 1130 | 83.3 | 83 |  |  | 0 | 11 | 0 | 11 |  |  | Federally-Regulated Consumer Product | 09/29/2015 |  | 12/04/2015
ECR International, Ltd. | Broan | O5MD-140A-16-F | Oil | Power | False | False | 1 | False | Horizontal |  | None | Non-Condensing | Single-Stage |  | 0.75 | Standard |  | 140000 | 118000 |  |  | 130200 | 1130 | 83.3 | 83 |  |  | 0 | 11 | 0 | 11 |  |  | Federally-Regulated Consumer Product | 09/29/2015 |  | 12/04/2015
ECR International, Ltd. | Frigidaire | O5MD-140A-16-F | Oil | Power | False | False | 1 | False | Horizontal |  | None | Non-Condensing | Single-Stage |  | 0.75 | Standard |  | 140000 | 118000 |  |  | 130200 | 1130 | 83.3 | 83 |  |  | 0 | 11 | 0 | 11 |  |  | Federally-Regulated Consumer Product | 09/29/2015 |  | 12/04/2015
ECR International, Ltd. | Gibson | O5MD-140A-16-F | Oil | Power | False | False | 1 | False | Horizontal |  | None | Non-Condensing | Single-Stage |  | 0.75 | Standard |  | 140000 | 118000 |  |  | 130200 | 1130 | 83.3 | 83 |  |  | 0 | 11 | 0 | 11 |  |  | Federally-Regulated Consumer Product | 09/29/2015 |  | 12/04/2015
ECR International, Ltd. | Kelvinator | O5MD-140A-16-F | Oil | Power | False | False | 1 | False | Horizontal |  | None | Non-Condensing | Single-Stage |  | 0.75 | Standard |  | 140000 | 118000 |  |  | 130200 | 1130 | 83.3 | 83 |  |  | 0 | 11 | 0 | 11 |  |  | Federally-Regulated Consumer Product | 09/29/2015 |  | 12/04/2015
ECR International, Ltd. | Maytag | O5MD-140A-16-F | Oil | Power | False | False | 1 | False | Horizontal |  | None | Non-Condensing | Single-Stage |  | 0.75 | Standard |  | 140000 | 118000 |  |  | 130200 | 1130 | 83.3 | 83 |  |  | 0 | 11 | 0 | 11 |  |  | Federally-Regulated Consumer Product | 09/29/2015 |  | 12/04/2015
ECR International, Ltd. | Nutone | O5MD-140A-16-F | Oil | Power | False | False | 1 | False | Horizontal |  | None | Non-Condensing | Single-Stage |  | 0.75 | Standard |  | 140000 | 118000 |  |  | 130200 | 1130 | 83.3 | 83 |  |  | 0 | 11 | 0 | 11 |  |  | Federally-Regulated Consumer Product | 09/29/2015 |  | 12/04/2015
ECR International, Ltd. | Philco | O5MD-140A-16-F | Oil | Power | False | False | 1 | False | Horizontal |  | None | Non-Condensing | Single-Stage |  | 0.75 | Standard |  | 140000 | 118000 |  |  | 130200 | 1130 | 83.3 | 83 |  |  | 0 | 11 | 0 | 11 |  |  | Federally-Regulated Consumer Product | 09/29/2015 |  | 12/04/2015
ECR International, Ltd. | Tappan | O5MD-140A-16-F | Oil | Power | False | False | 1 | False | Horizontal |  | None | Non-Condensing | Single-Stage |  | 0.75 | Standard |  | 140000 | 118000 |  |  | 130200 | 1130 | 83.3 | 83 |  |  | 0 | 11 | 0 | 11 |  |  | Federally-Regulated Consumer Product | 09/29/2015 |  | 12/04/2015
ECR International, Ltd. | Westinghouse | O5MD-140A-16-F | Oil | Power | False | False | 1 | False | Horizontal |  | None | Non-Condensing | Single-Stage |  | 0.75 | Standard |  | 140000 | 118000 |  |  | 130200 | 1130 | 83.3 | 83 |  |  | 0 | 11 | 0 | 11 |  |  | Federally-Regulated Consumer Product | 09/29/2015 |  | 12/04/2015
ECR International, Ltd. | Airtemp | O5MD-105A-16-F | Oil | Power | False | False | 1 | False | Down |  | None | Non-Condensing | Single-Stage |  | 0.75 | Standard |  | 105000 | 90000 |  |  | 90900 | 878 | 85 | 83 |  |  | 0 | 11 | 0 | 11 |  |  | Federally-Regulated Consumer Product | 09/29/2015 |  | 12/04/2015
ECR International, Ltd. | Broan | O5MD-105A-16-F | Oil | Power | False | False | 1 | False | Down |  | None | Non-Condensing | Single-Stage |  | 0.75 | Standard |  | 105000 | 90000 |  |  | 90900 | 878 | 85 | 83 |  |  | 0 | 11 | 0 | 11 |  |  | Federally-Regulated Consumer Product | 09/29/2015 |  | 12/04/2015
ECR International, Ltd. | Frigidaire | O5MD-105A-16-F | Oil | Power | False | False | 1 | False | Down |  | None | Non-Condensing | Single-Stage |  | 0.75 | Standard |  | 105000 | 90000 |  |  | 90900 | 878 | 85 | 83 |  |  | 0 | 11 | 0 | 11 |  |  | Federally-Regulated Consumer Product | 09/29/2015 |  | 12/04/2015
ECR International, Ltd. | Gibson | O5MD-105A-16-F | Oil | Power | False | False | 1 | False | Down |  | None | Non-Condensing | Single-Stage |  | 0.75 | Standard |  | 105000 | 90000 |  |  | 90900 | 878 | 85 | 83 |  |  | 0 | 11 | 0 | 11 |  |  | Federally-Regulated Consumer Product | 09/29/2015 |  | 12/04/2015
ECR International, Ltd. | Kelvinator | O5MD-105A-16-F | Oil | Power | False | False | 1 | False | Down |  | None | Non-Condensing | Single-Stage |  | 0.75 | Standard |  | 105000 | 90000 |  |  | 90900 | 878 | 85 | 83 |  |  | 0 | 11 | 0 | 11 |  |  | Federally-Regulated Consumer Product | 09/29/2015 |  | 12/04/2015
ECR International, Ltd. | Maytag | O5MD-105A-16-F | Oil | Power | False | False | 1 | False | Down |  | None | Non-Condensing | Single-Stage |  | 0.75 | Standard |  | 105000 | 90000 |  |  | 90900 | 878 | 85 | 83 |  |  | 0 | 11 | 0 | 11 |  |  | Federally-Regulated Consumer Product | 09/29/2015 |  | 12/04/2015
ECR International, Ltd. | Nutone | O5MD-105A-16-F | Oil | Power | False | False | 1 | False | Down |  | None | Non-Condensing | Single-Stage |  | 0.75 | Standard |  | 105000 | 90000 |  |  | 90900 | 878 | 85 | 83 |  |  | 0 | 11 | 0 | 11 |  |  | Federally-Regulated Consumer Product | 09/29/2015 |  | 12/04/2015
ECR International, Ltd. | Philco | O5MD-105A-16-F | Oil | Power | False | False | 1 | False | Down |  | None | Non-Condensing | Single-Stage |  | 0.75 | Standard |  | 105000 | 90000 |  |  | 90900 | 878 | 85 | 83 |  |  | 0 | 11 | 0 | 11 |  |  | Federally-Regulated Consumer Product | 09/29/2015 |  | 12/04/2015
ECR International, Ltd. | Tappan | O5MD-105A-16-F | Oil | Power | False | False | 1 | False | Down |  | None | Non-Condensing | Single-Stage |  | 0.75 | Standard |  | 105000 | 90000 |  |  | 90900 | 878 | 85 | 83 |  |  | 0 | 11 | 0 | 11 |  |  | Federally-Regulated Consumer Product | 09/29/2015 |  | 12/04/2015
ECR International, Ltd. | Westinghouse | O5MD-105A-16-F | Oil | Power | False | False | 1 | False | Down |  | None | Non-Condensing | Single-Stage |  | 0.75 | Standard |  | 105000 | 90000 |  |  | 90900 | 878 | 85 | 83 |  |  | 0 | 11 | 0 | 11 |  |  | Federally-Regulated Consumer Product | 09/29/2015 |  | 12/04/2015
ECR International, Ltd. | Airtemp | O5MD-105A-16-F | Oil | Power | False | False | 1 | False | Horizontal |  | None | Non-Condensing | Single-Stage |  | 0.75 | Standard |  | 105000 | 90000 |  |  | 90900 | 878 | 85 | 83 |  |  | 0 | 11 | 0 | 11 |  |  | Federally-Regulated Consumer Product | 09/29/2015 |  | 12/04/2015
ECR International, Ltd. | Broan | O5MD-105A-16-F | Oil | Power | False | False | 1 | False | Horizontal |  | None | Non-Condensing | Single-Stage |  | 0.75 | Standard |  | 105000 | 90000 |  |  | 90900 | 878 | 85 | 83 |  |  | 0 | 11 | 0 | 11 |  |  | Federally-Regulated Consumer Product | 09/29/2015 |  | 12/04/2015
ECR International, Ltd. | Frigidaire | O5MD-105A-16-F | Oil | Power | False | False | 1 | False | Horizontal |  | None | Non-Condensing | Single-Stage |  | 0.75 | Standard |  | 105000 | 90000 |  |  | 90900 | 878 | 85 | 83 |  |  | 0 | 11 | 0 | 11 |  |  | Federally-Regulated Consumer Product | 09/29/2015 |  | 12/04/2015
ECR International, Ltd. | Gibson | O5MD-105A-16-F | Oil | Power | False | False | 1 | False | Horizontal |  | None | Non-Condensing | Single-Stage |  | 0.75 | Standard |  | 105000 | 90000 |  |  | 90900 | 878 | 85 | 83 |  |  | 0 | 11 | 0 | 11 |  |  | Federally-Regulated Consumer Product | 09/29/2015 |  | 12/04/2015
ECR International, Ltd. | Kelvinator | O5MD-105A-16-F | Oil | Power | False | False | 1 | False | Horizontal |  | None | Non-Condensing | Single-Stage |  | 0.75 | Standard |  | 105000 | 90000 |  |  | 90900 | 878 | 85 | 83 |  |  | 0 | 11 | 0 | 11 |  |  | Federally-Regulated Consumer Product | 09/29/2015 |  | 12/04/2015
ECR International, Ltd. | Maytag | O5MD-105A-16-F | Oil | Power | False | False | 1 | False | Horizontal |  | None | Non-Condensing | Single-Stage |  | 0.75 | Standard |  | 105000 | 90000 |  |  | 90900 | 878 | 85 | 83 |  |  | 0 | 11 | 0 | 11 |  |  | Federally-Regulated Consumer Product | 09/29/2015 |  | 12/04/2015
ECR International, Ltd. | Nutone | O5MD-105A-16-F | Oil | Power | False | False | 1 | False | Horizontal |  | None | Non-Condensing | Single-Stage |  | 0.75 | Standard |  | 105000 | 90000 |  |  | 90900 | 878 | 85 | 83 |  |  | 0 | 11 | 0 | 11 |  |  | Federally-Regulated Consumer Product | 09/29/2015 |  | 12/04/2015
ECR International, Ltd. | Philco | O5MD-105A-16-F | Oil | Power | False | False | 1 | False | Horizontal |  | None | Non-Condensing | Single-Stage |  | 0.75 | Standard |  | 105000 | 90000 |  |  | 90900 | 878 | 85 | 83 |  |  | 0 | 11 | 0 | 11 |  |  | Federally-Regulated Consumer Product | 09/29/2015 |  | 12/04/2015
ECR International, Ltd. | Tappan | O5MD-105A-16-F | Oil | Power | False | False | 1 | False | Horizontal |  | None | Non-Condensing | Single-Stage |  | 0.75 | Standard |  | 105000 | 90000 |  |  | 90900 | 878 | 85 | 83 |  |  | 0 | 11 | 0 | 11 |  |  | Federally-Regulated Consumer Product | 09/29/2015 |  | 12/04/2015
ECR International, Ltd. | Westinghouse | O5MD-105A-16-F | Oil | Power | False | False | 1 | False | Horizontal |  | None | Non-Condensing | Single-Stage |  | 0.75 | Standard |  | 105000 | 90000 |  |  | 90900 | 878 | 85 | 83 |  |  | 0 | 11 | 0 | 11 |  |  | Federally-Regulated Consumer Product | 09/29/2015 |  | 12/04/2015
ECR International, Ltd. | Airtemp | O5MD-070A-12-F | Oil | Power | False | False | 1 | False | Down |  | None | Non-Condensing | Single-Stage |  | 0.5 | Standard |  | 70000 | 59000 |  |  | 55800 | 513 | 83.3 | 83 |  |  | 0 | 11 | 0 | 11 |  |  | Federally-Regulated Consumer Product | 09/29/2015 |  | 12/04/2015
ECR International, Ltd. | Broan | O5MD-070A-12-F | Oil | Power | False | False | 1 | False | Down |  | None | Non-Condensing | Single-Stage |  | 0.5 | Standard |  | 70000 | 59000 |  |  | 55800 | 513 | 83.3 | 83 |  |  | 0 | 11 | 0 | 11 |  |  | Federally-Regulated Consumer Product | 09/29/2015 |  | 12/04/2015
ECR International, Ltd. | Frigidaire | O5MD-070A-12-F | Oil | Power | False | False | 1 | False | Down |  | None | Non-Condensing | Single-Stage |  | 0.5 | Standard |  | 70000 | 59000 |  |  | 55800 | 513 | 83.3 | 83 |  |  | 0 | 11 | 0 | 11 |  |  | Federally-Regulated Consumer Product | 09/29/2015 |  | 12/04/2015
ECR International, Ltd. | Gibson | O5MD-070A-12-F | Oil | Power | False | False | 1 | False | Down |  | None | Non-Condensing | Single-Stage |  | 0.5 | Standard |  | 70000 | 59000 |  |  | 55800 | 513 | 83.3 | 83 |  |  | 0 | 11 | 0 | 11 |  |  | Federally-Regulated Consumer Product | 09/29/2015 |  | 12/04/2015
ECR International, Ltd. | Kelvinator | O5MD-070A-12-F | Oil | Power | False | False | 1 | False | Down |  | None | Non-Condensing | Single-Stage |  | 0.5 | Standard |  | 70000 | 59000 |  |  | 55800 | 513 | 83.3 | 83 |  |  | 0 | 11 | 0 | 11 |  |  | Federally-Regulated Consumer Product | 09/29/2015 |  | 12/04/2015
ECR International, Ltd. | Maytag | O5MD-070A-12-F | Oil | Power | False | False | 1 | False | Down |  | None | Non-Condensing | Single-Stage |  | 0.5 | Standard |  | 70000 | 59000 |  |  | 55800 | 513 | 83.3 | 83 |  |  | 0 | 11 | 0 | 11 |  |  | Federally-Regulated Consumer Product | 09/29/2015 |  | 12/04/2015
ECR International, Ltd. | Nutone | O5MD-070A-12-F | Oil | Power | False | False | 1 | False | Down |  | None | Non-Condensing | Single-Stage |  | 0.5 | Standard |  | 70000 | 59000 |  |  | 55800 | 513 | 83.3 | 83 |  |  | 0 | 11 | 0 | 11 |  |  | Federally-Regulated Consumer Product | 09/29/2015 |  | 12/04/2015
ECR International, Ltd. | Philco | O5MD-070A-12-F | Oil | Power | False | False | 1 | False | Down |  | None | Non-Condensing | Single-Stage |  | 0.5 | Standard |  | 70000 | 59000 |  |  | 55800 | 513 | 83.3 | 83 |  |  | 0 | 11 | 0 | 11 |  |  | Federally-Regulated Consumer Product | 09/29/2015 |  | 12/04/2015
ECR International, Ltd. | Tappan | O5MD-070A-12-F | Oil | Power | False | False | 1 | False | Down |  | None | Non-Condensing | Single-Stage |  | 0.5 | Standard |  | 70000 | 59000 |  |  | 55800 | 513 | 83.3 | 83 |  |  | 0 | 11 | 0 | 11 |  |  | Federally-Regulated Consumer Product | 09/29/2015 |  | 12/04/2015
ECR International, Ltd. | Westinghouse | O5MD-070A-12-F | Oil | Power | False | False | 1 | False | Down |  | None | Non-Condensing | Single-Stage |  | 0.5 | Standard |  | 70000 | 59000 |  |  | 55800 | 513 | 83.3 | 83 |  |  | 0 | 11 | 0 | 11 |  |  | Federally-Regulated Consumer Product | 09/29/2015 |  | 12/04/2015
ECR International, Ltd. | Airtemp | O5MD-070A-12-F | Oil | Power | False | False | 1 | False | Horizontal |  | None | Non-Condensing | Single-Stage |  | 0.5 | Standard |  | 70000 | 59000 |  |  | 55800 | 513 | 83.3 | 83 |  |  | 0 | 11 | 0 | 11 |  |  | Federally-Regulated Consumer Product | 09/29/2015 |  | 12/04/2015
ECR International, Ltd. | Broan | O5MD-070A-12-F | Oil | Power | False | False | 1 | False | Horizontal |  | None | Non-Condensing | Single-Stage |  | 0.5 | Standard |  | 70000 | 59000 |  |  | 55800 | 513 | 83.3 | 83 |  |  | 0 | 11 | 0 | 11 |  |  | Federally-Regulated Consumer Product | 09/29/2015 |  | 12/04/2015
ECR International, Ltd. | Frigidaire | O5MD-070A-12-F | Oil | Power | False | False | 1 | False | Horizontal |  | None | Non-Condensing | Single-Stage |  | 0.5 | Standard |  | 70000 | 59000 |  |  | 55800 | 513 | 83.3 | 83 |  |  | 0 | 11 | 0 | 11 |  |  | Federally-Regulated Consumer Product | 09/29/2015 |  | 12/04/2015
ECR International, Ltd. | Gibson | O5MD-070A-12-F | Oil | Power | False | False | 1 | False | Horizontal |  | None | Non-Condensing | Single-Stage |  | 0.5 | Standard |  | 70000 | 59000 |  |  | 55800 | 513 | 83.3 | 83 |  |  | 0 | 11 | 0 | 11 |  |  | Federally-Regulated Consumer Product | 09/29/2015 |  | 12/04/2015
ECR International, Ltd. | Kelvinator | O5MD-070A-12-F | Oil | Power | False | False | 1 | False | Horizontal |  | None | Non-Condensing | Single-Stage |  | 0.5 | Standard |  | 70000 | 59000 |  |  | 55800 | 513 | 83.3 | 83 |  |  | 0 | 11 | 0 | 11 |  |  | Federally-Regulated Consumer Product | 09/29/2015 |  | 12/04/2015
ECR International, Ltd. | Maytag | O5MD-070A-12-F | Oil | Power | False | False | 1 | False | Horizontal |  | None | Non-Condensing | Single-Stage |  | 0.5 | Standard |  | 70000 | 59000 |  |  | 55800 | 513 | 83.3 | 83 |  |  | 0 | 11 | 0 | 11 |  |  | Federally-Regulated Consumer Product | 09/29/2015 |  | 12/04/2015
ECR International, Ltd. | Nutone | O5MD-070A-12-F | Oil | Power | False | False | 1 | False | Horizontal |  | None | Non-Condensing | Single-Stage |  | 0.5 | Standard |  | 70000 | 59000 |  |  | 55800 | 513 | 83.3 | 83 |  |  | 0 | 11 | 0 | 11 |  |  | Federally-Regulated Consumer Product | 09/29/2015 |  | 12/04/2015
ECR International, Ltd. | Philco | O5MD-070A-12-F | Oil | Power | False | False | 1 | False | Horizontal |  | None | Non-Condensing | Single-Stage |  | 0.5 | Standard |  | 70000 | 59000 |  |  | 55800 | 513 | 83.3 | 83 |  |  | 0 | 11 | 0 | 11 |  |  | Federally-Regulated Consumer Product | 09/29/2015 |  | 12/04/2015
ECR International, Ltd. | Tappan | O5MD-070A-12-F | Oil | Power | False | False | 1 | False | Horizontal |  | None | Non-Condensing | Single-Stage |  | 0.5 | Standard |  | 70000 | 59000 |  |  | 55800 | 513 | 83.3 | 83 |  |  | 0 | 11 | 0 | 11 |  |  | Federally-Regulated Consumer Product | 09/29/2015 |  | 12/04/2015
ECR International, Ltd. | Westinghouse | O5MD-070A-12-F | Oil | Power | False | False | 1 | False | Horizontal |  | None | Non-Condensing | Single-Stage |  | 0.5 | Standard |  | 70000 | 59000 |  |  | 55800 | 513 | 83.3 | 83 |  |  | 0 | 11 | 0 | 11 |  |  | Federally-Regulated Consumer Product | 09/29/2015 |  | 12/04/2015
Trane U.S. Inc. | Trane | GAC180A(3,4,W)E(L,X) | LPG | Induced Draft | False | True | 3 | False | Down |  | None | Non-Condensing | Two-Stage Modulating |  | 3 | Standard |  | 240000 | 192000 | [6 empty] | 80 | 80 | [6 empty] | Federally-Regulated Commercial & Industrial Equipment | 09/30/2015 |  | 12/04/2015
Trane U.S. Inc. | Trane | GAC180A(3,4,W)E(L,X) | LPG | Induced Draft | False | True | 3 | False | Horizontal |  | None | Non-Condensing | Two-Stage Modulating |  | 3 | Standard |  | 240000 | 192000 | [6 empty] | 80 | 80 | [6 empty] | Federally-Regulated Commercial & Industrial Equipment | 09/30/2015 |  | 12/04/2015
Trane U.S. Inc. | Trane | GAC180A(3,4,W)E(M,Y) | LPG | Induced Draft | False | True | 3 | False | Down |  | None | Non-Condensing | Two-Stage Modulating |  | 3 | Standard |  | 320000 | 256000 | [6 empty] | 80 | 80 | [6 empty] | Federally-Regulated Commercial & Industrial Equipment | 09/30/2015 |  | 12/04/2015
Trane U.S. Inc. | Trane | GAC180A(3,4,W)E(M,Y) | LPG | Induced Draft | False | True | 3 | False | Horizontal |  | None | Non-Condensing | Two-Stage Modulating |  | 3 | Standard |  | 320000 | 256000 | [6 empty] | 80 | 80 | [6 empty] | Federally-Regulated Commercial & Industrial Equipment | 09/30/2015 |  | 12/04/2015
Trane U.S. Inc. | Trane | GAD180A(3,4,W)E(H,Z) | LPG | Induced Draft | False | True | 3 | False | Down |  | None | Non-Condensing | Two-Stage Modulating |  | 3 | Standard |  | 350000 | 280000 | [6 empty] | 80 | 80 | [6 empty] | Federally-Regulated Commercial & Industrial Equipment | 09/30/2015 |  | 12/04/2015
Trane U.S. Inc. | Trane | GAC210A(3,4,W)E(L,X) | LPG | Induced Draft | False | True | 3 | False | Down |  | None | Non-Condensing | Two-Stage Modulating |  | 5 | Standard |  | 240000 | 192000 | [6 empty] | 80 | 80 | [6 empty] | Federally-Regulated Commercial & Industrial Equipment | 09/30/2015 |  | 12/04/2015
Trane U.S. Inc. | Trane | GAC210A(3,4,W)E(L,X) | LPG | Induced Draft | False | True | 3 | False | Horizontal |  | None | Non-Condensing | Two-Stage Modulating |  | 5 | Standard |  | 240000 | 192000 | [6 empty] | 80 | 80 | [6 empty] | Federally-Regulated Commercial & Industrial Equipment | 09/30/2015 |  | 12/04/2015
Trane U.S. Inc. | Trane | GAC210A(3,4,W)E(M,Y) | LPG | Induced Draft | False | True | 3 | False | Down |  | None | Non-Condensing | Two-Stage Modulating |  | 5 | Standard |  | 320000 | 256000 | [6 empty] | 80 | 80 | [6 empty] | Federally-Regulated Commercial & Industrial Equipment | 09/30/2015 |  | 12/04/2015
Trane U.S. Inc. | Trane | GAC210A(3,4,W)E(M,Y) | LPG | Induced Draft | False | True | 3 | False | Horizontal |  | None | Non-Condensing | Two-Stage Modulating |  | 5 | Standard |  | 320000 | 256000 | [6 empty] | 80 | 80 | [6 empty] | Federally-Regulated Commercial & Industrial Equipment | 09/30/2015 |  | 12/04/2015
Trane U.S. Inc. | Trane | GAC240A(3,4,W)E(L,X) | LPG | Induced Draft | False | True | 3 | False | Down |  | None | Non-Condensing | Two-Stage Modulating |  | 5 | Standard |  | 240000 | 192000 | [6 empty] | 80 | 80 | [6 empty] | Federally-Regulated Commercial & Industrial Equipment | 09/30/2015 |  | 12/04/2015
Trane U.S. Inc. | Trane | GAC240A(3,4,W)E(L,X) | LPG | Induced Draft | False | True | 3 | False | Horizontal |  | None | Non-Condensing | Two-Stage Modulating |  | 5 | Standard |  | 240000 | 192000 | [6 empty] | 80 | 80 | [6 empty] | Federally-Regulated Commercial & Industrial Equipment | 09/30/2015 |  | 12/04/2015
Trane U.S. Inc. | Trane | GAC240A(3,4,W)E(M,Y) | LPG | Induced Draft | False | True | 3 | False | Down |  | None | Non-Condensing | Two-Stage Modulating |  | 5 | Standard |  | 320000 | 256000 | [6 empty] | 80 | 80 | [6 empty] | Federally-Regulated Commercial & Industrial Equipment | 09/30/2015 |  | 12/04/2015
Trane U.S. Inc. | Trane | GAC240A(3,4,W)E(M,Y) | LPG | Induced Draft | False | True | 3 | False | Horizontal |  | None | Non-Condensing | Two-Stage Modulating |  | 5 | Standard |  | 320000 | 256000 | [6 empty] | 80 | 80 | [6 empty] | Federally-Regulated Commercial & Industrial Equipment | 09/30/2015 |  | 12/04/2015
Trane U.S. Inc. | Trane | GAC300A(3,4,W)E(L,X) | LPG | Induced Draft | False | True | 3 | False | Down |  | None | Non-Condensing | Two-Stage Modulating |  | 7.5 | Standard |  | 240000 | 192000 | [6 empty] | 80 | 80 | [6 empty] | Federally-Regulated Commercial & Industrial Equipment | 09/30/2015 |  | 12/04/2015
Trane U.S. Inc. | Trane | GAC300A(3,4,W)E(L,X) | LPG | Induced Draft | False | True | 3 | False | Horizontal |  | None | Non-Condensing | Two-Stage Modulating |  | 7.5 | Standard |  | 240000 | 192000 | [6 empty] | 80 | 80 | [6 empty] | Federally-Regulated Commercial & Industrial Equipment | 09/30/2015 |  | 12/04/2015
Trane U.S. Inc. | Trane | GAC300A(3,4,W)E(M,Y) | LPG | Induced Draft | False | True | 3 | False | Down |  | None | Non-Condensing | Two-Stage Modulating |  | 7.5 | Standard |  | 320000 | 256000 | [6 empty] | 80 | 80 | [6 empty] | Federally-Regulated Commercial & Industrial Equipment | 09/30/2015 |  | 12/04/2015
Trane U.S. Inc. | Trane | GAC300A(3,4,W)E(M,Y) | LPG | Induced Draft | False | True | 3 | False | Horizontal |  | None | Non-Condensing | Two-Stage Modulating |  | 7.5 | Standard |  | 320000 | 256000 | [6 empty] | 80 | 80 | [6 empty] | Federally-Regulated Commercial & Industrial Equipment | 09/30/2015 |  | 12/04/2015
Trane U.S. Inc. | Trane | YS(D,H)150F(3,4,W)R(H,Z)* | LPG | Power | False | True | 3 | False | Down |  | None | Non-Condensing | Two-Stage Modulating |  | 3 | Standard |  | 250000 | 203000 | [6 empty] | 81 | 80 | [6 empty] | Federally-Regulated Commercial & Industrial Equipment | 09/30/2015 |  | 12/04/2015
Trane U.S. Inc. | Trane | YS(D,H)150F(3,4,W)R(H,Z)* | LPG | Power | False | True | 3 | False | Horizontal |  | None | Non-Condensing | Two-Stage Modulating |  | 3 | Standard |  | 250000 | 203000 | [6 empty] | 81 | 80 | [6 empty] | Federally-Regulated Commercial & Industrial Equipment | 09/30/2015 |  | 12/04/2015
Trane U.S. Inc. | Trane | YS(D,H)240F(3,4,W)R(H,Z)* | LPG | Power | False | True | 3 | False | Down |  | None | Non-Condensing | Two-Stage Modulating |  | 5 | Standard |  | 400000 | 324000 | [6 empty] | 81 | 80 | [6 empty] | Federally-Regulated Commercial & Industrial Equipment | 09/30/2015 |  | 12/04/2015
Trane U.S. Inc. | Trane | YS(D,H)240F(3,4,W)R(H,Z)* | LPG | Power | False | True | 3 | False | Horizontal |  | None | Non-Condensing | Two-Stage Modulating |  | 5 | Standard |  | 400000 | 324000 | [6 empty] | 81 | 80 | [6 empty] | Federally-Regulated Commercial & Industrial Equipment | 09/30/2015 |  | 12/04/2015
Trane U.S. Inc. | Trane | YC(D,H)330B(E,F,4,5)(L,J)* | LPG | Power | False | True | 3 | False | Down |  | None | Non-Condensing | Two-Stage Modulating |  | 10 | Standard |  | 350000 | 283000 | [6 empty] | 80 | 80 | [6 empty] | Federally-Regulated Commercial & Industrial Equipment | 11/19/2015 |  | 12/04/2015
Trane U.S. Inc. | Trane | YC(D,H)330B(E,F,4,5)(L,J)* | LPG | Power | False | True | 3 | False | Horizontal |  | None | Non-Condensing | Two-Stage Modulating |  | 10 | Standard |  | 350000 | 283000 | [6 empty] | 80 | 80 | [6 empty] | Federally-Regulated Commercial & Industrial Equipment | 11/19/2015 |  | 12/04/2015
Trane U.S. Inc. | Trane | YC(D,H)330B(E,F,4,5)(H,K)* | LPG | Power | False | True | 3 | False | Down |  | None | Non-Condensing | Two-Stage Modulating |  | 10 | Standard |  | 600000 | 486000 | [6 empty] | 80 | 80 | [6 empty] | Federally-Regulated Commercial & Industrial Equipment | 11/19/2015 |  | 12/04/2015
Trane U.S. Inc. | Trane | YC(D,H)330B(E,F,4,5)(H,K)* | LPG | Power | False | True | 3 | False | Horizontal |  | None | Non-Condensing | Two-Stage Modulating |  | 10 | Standard |  | 600000 | 486000 | [6 empty] | 80 | 80 | [6 empty] | Federally-Regulated Commercial & Industrial Equipment | 11/19/2015 |  | 12/04/2015
Trane U.S. Inc. | Trane | YC(D,H)480B(E,F,4,5)(L,J)* | LPG | Power | False | True | 3 | False | Down |  | None | Non-Condensing | Two-Stage Modulating |  | 15 | Standard |  | 400000 | 324000 | [6 empty] | 80 | 80 | [6 empty] | Federally-Regulated Commercial & Industrial Equipment | 11/19/2015 |  | 12/04/2015
Trane U.S. Inc. | Trane | YC(D,H)480B(E,F,4,5)(L,J)* | LPG | Power | False | True | 3 | False | Horizontal |  | None | Non-Condensing | Two-Stage Modulating |  | 15 | Standard |  | 400000 | 324000 | [6 empty] | 80 | 80 | [6 empty] | Federally-Regulated Commercial & Industrial Equipment | 11/19/2015 |  | 12/04/2015
Trane U.S. Inc. | Trane | YC(D,H)480B(E,F,4,5)(H,K)* | LPG | Power | False | True | 3 | False | Down |  | None | Non-Condensing | Two-Stage Modulating |  | 15 | Standard |  | 800000 | 648000 | [6 empty] | 80 | 80 | [6 empty] | Federally-Regulated Commercial & Industrial Equipment | 11/19/2015 |  | 12/04/2015
Trane U.S. Inc. | Trane | YC(D,H)480B(E,F,4,5)(H,K)* | LPG | Power | False | True | 3 | False | Horizontal |  | None | Non-Condensing | Two-Stage Modulating |  | 15 | Standard |  | 800000 | 648000 | [6 empty] | 80 | 80 | [6 empty] | Federally-Regulated Commercial & Industrial Equipment | 11/19/2015 |  | 12/04/2015
Trane U.S. Inc. | Trane | SFHL*20(E,F,4,5)L | LPG | Power | False | True | 3 | False | Down |  | None | Non-Condensing | Two-Stage Modulating |  | 20 | Premium |  | 235000 | 188000 | [6 empty] | 80 | 80 | [6 empty] | Federally-Regulated Commercial & Industrial Equipment | 09/30/2015 |  | 12/04/2015
Trane U.S. Inc. | Trane | SFHL*20(E,F,4,5)H | LPG | Power | False | True | 3 | False | Down |  | None | Non-Condensing | Two-Stage Modulating |  | 20 | Premium |  | 500000 | 410000 | [6 empty] | 80 | 80 | [6 empty] | Federally-Regulated Commercial & Industrial Equipment | 09/30/2015 |  | 12/04/2015
Trane U.S. Inc. | Trane | SFHL*30(E,F,4,5)L | LPG | Power | False | True | 3 | False | Down |  | None | Non-Condensing | Two-Stage Modulating |  | 20 | Premium |  | 350000 | 280000 | [6 empty] | 80 | 80 | [6 empty] | Federally-Regulated Commercial & Industrial Equipment | 09/30/2015 |  | 12/04/2015
Trane U.S. Inc. | Trane | SFHL*40(E,F,4,5)H | LPG | Power | False | True | 3 | False | Down |  | None | Non-Condensing | Two-Stage Modulating |  | 30 | Premium |  | 850000 | 680000 | [6 empty] | 80 | 80 | [6 empty] | Federally-Regulated Commercial & Industrial Equipment | 09/30/2015 |  | 12/04/2015
Trane U.S. Inc. | Trane | SFHK*90(E,F,4,5)H* | LPG | Power | False | True | 3 | False | Down |  | None | Non-Condensing | Two-Stage Modulating |  | 40 | Premium |  | 1000000 | 800000 | [6 empty] | 80 | 80 | [6 empty] | Federally-Regulated Commercial & Industrial Equipment | 09/30/2015 |  | 12/04/2015
Trane U.S. Inc. | Trane | YH(D,H)150F(3,4,W)R(H,Z)* | LPG | Power | False | True | 3 | False | Down |  | None | Non-Condensing | Two-Stage Modulating |  | 3 | Standard |  | 250000 | 203000 | [6 empty] | 81 | 80 | [6 empty] | Federally-Regulated Commercial & Industrial Equipment | 09/30/2015 |  | 12/04/2015
Trane U.S. Inc. | Trane | YH(D,H)150F(3,4,W)R(H,Z)* | LPG | Power | False | True | 3 | False | Horizontal |  | None | Non-Condensing | Two-Stage Modulating |  | 3 | Standard |  | 250000 | 203000 | [6 empty] | 81 | 80 | [6 empty] | Federally-Regulated Commercial & Industrial Equipment | 09/30/2015 |  | 12/04/2015
Trane U.S. Inc. | Trane | YS(D,H)180F(3,4,W)R(L,X)* | LPG | Power | False | True | 3 | False | Down |  | None | Non-Condensing | Two-Stage Modulating |  | 3 | Standard |  | 250000 | 203000 | [6 empty] | 81 | 80 | [6 empty] | Federally-Regulated Commercial & Industrial Equipment | 09/30/2015 |  | 12/04/2015
Trane U.S. Inc. | Trane | YS(D,H)180F(3,4,W)R(L,X)* | LPG | Power | False | True | 3 | False | Horizontal |  | None | Non-Condensing | Two-Stage Modulating |  | 3 | Standard |  | 250000 | 203000 | [6 empty] | 81 | 80 | [6 empty] | Federally-Regulated Commercial & Industrial Equipment | 09/30/2015 |  | 12/04/2015
Trane U.S. Inc. | Trane | YH(D,H)180F(3,4,W)R(L,X)* | LPG | Power | False | True | 3 | False | Down |  | None | Non-Condensing | Two-Stage Modulating |  | 3 | Standard |  | 250000 | 203000 | [6 empty] | 81 | 80 | [6 empty] | Federally-Regulated Commercial & Industrial Equipment | 09/30/2015 |  | 12/04/2015
Trane U.S. Inc. | Trane | YH(D,H)180F(3,4,W)R(L,X)* | LPG | Power | False | True | 3 | False | Horizontal |  | None | Non-Condensing | Two-Stage Modulating |  | 3 | Standard |  | 250000 | 203000 | [6 empty] | 81 | 80 | [6 empty] | Federally-Regulated Commercial & Industrial Equipment | 09/30/2015 |  | 12/04/2015
Trane U.S. Inc. | Trane | YH(D,H)180F(3,4,W)R(L,X)* | Natural Gas | Power | False | True | 3 | False | Down |  | None | Non-Condensing | Two-Stage Modulating |  | 3 | Standard |  | 250000 | 203000 | [6 empty] | 81 | 80 | [6 empty] | Federally-Regulated Commercial & Industrial Equipment | 09/30/2015 |  | 12/04/2015
Trane U.S. Inc. | Trane | YH(D,H)180F(3,4,W)R(L,X)* | Natural Gas | Power | False | True | 3 | False | Horizontal |  | None | Non-Condensing | Two-Stage Modulating |  | 3 | Standard |  | 250000 | 203000 | [6 empty] | 81 | 80 | [6 empty] | Federally-Regulated Commercial & Industrial Equipment | 09/30/2015 |  | 12/04/2015
Trane U.S. Inc. | Trane | YS(D,H)210F(3,4,W)R(L,X)* | LPG | Power | False | True | 3 | False | Down |  | None | Non-Condensing | Two-Stage Modulating |  | 5 | Standard |  | 250000 | 203000 | [6 empty] | 81 | 80 | [6 empty] | Federally-Regulated Commercial & Industrial Equipment | 09/30/2015 |  | 12/04/2015
Trane U.S. Inc. | Trane | YS(D,H)210F(3,4,W)R(L,X)* | LPG | Power | False | True | 3 | False | Horizontal |  | None | Non-Condensing | Two-Stage Modulating |  | 5 | Standard |  | 250000 | 203000 | [6 empty] | 81 | 80 | [6 empty] | Federally-Regulated Commercial & Industrial Equipment | 09/30/2015 |  | 12/04/2015
Trane U.S. Inc. | Trane | YH(D,H)210F(3,4,W)R(L,X)* | LPG | Power | False | True | 3 | False | Down |  | None | Non-Condensing | Two-Stage Modulating |  | 5 | Standard |  | 250000 | 203000 | [6 empty] | 81 | 80 | [6 empty] | Federally-Regulated Commercial & Industrial Equipment | 09/30/2015 |  | 12/04/2015
Trane U.S. Inc. | Trane | YH(D,H)210F(3,4,W)R(L,X)* | LPG | Power | False | True | 3 | False | Horizontal |  | None | Non-Condensing | Two-Stage Modulating |  | 5 | Standard |  | 250000 | 203000 | [6 empty] | 81 | 80 | [6 empty] | Federally-Regulated Commercial & Industrial Equipment | 09/30/2015 |  | 12/04/2015
Trane U.S. Inc. | Trane | YS(D,H)240F(3,4,W)R(L,X)* | LPG | Power | False | True | 3 | False | Down |  | None | Non-Condensing | Two-Stage Modulating |  | 5 | Standard |  | 250000 | 203000 | [6 empty] | 81 | 80 | [6 empty] | Federally-Regulated Commercial & Industrial Equipment | 09/30/2015 |  | 12/04/2015
Trane U.S. Inc. | Trane | YS(D,H)240F(3,4,W)R(L,X)* | LPG | Power | False | True | 3 | False | Horizontal |  | None | Non-Condensing | Two-Stage Modulating |  | 5 | Standard |  | 250000 | 203000 | [6 empty] | 81 | 80 | [6 empty] | Federally-Regulated Commercial & Industrial Equipment | 09/30/2015 |  | 12/04/2015
Trane U.S. Inc. | Trane | YH(D,H)240F(3,4,W)R(L,X)* | LPG | Power | False | True | 3 | False | Down |  | None | Non-Condensing | Two-Stage Modulating |  | 5 | Standard |  | 250000 | 203000 | [6 empty] | 81 | 80 | [6 empty] | Federally-Regulated Commercial & Industrial Equipment | 09/30/2015 |  | 12/04/2015
Trane U.S. Inc. | Trane | YH(D,H)240F(3,4,W)R(L,X)* | LPG | Power | False | True | 3 | False | Horizontal |  | None | Non-Condensing | Two-Stage Modulating |  | 5 | Standard |  | 250000 | 203000 | [6 empty] | 81 | 80 | [6 empty] | Federally-Regulated Commercial & Industrial Equipment | 09/30/2015 |  | 12/04/2015
Trane U.S. Inc. | Trane | YH(D,H)240F(3,4,W)R(H,Z)* | LPG | Power | False | True | 3 | False | Down |  | None | Non-Condensing | Two-Stage Modulating |  | 5 | Standard |  | 400000 | 324000 | [6 empty] | 81 | 80 | [6 empty] | Federally-Regulated Commercial & Industrial Equipment | 09/30/2015 |  | 12/04/2015
Trane U.S. Inc. | Trane | YH(D,H)240F(3,4,W)R(H,Z)* | LPG | Power | False | True | 3 | False | Horizontal |  | None | Non-Condensing | Two-Stage Modulating |  | 5 | Standard |  | 400000 | 324000 | [6 empty] | 81 | 80 | [6 empty] | Federally-Regulated Commercial & Industrial Equipment | 09/30/2015 |  | 12/04/2015
Trane U.S. Inc. | Trane | YS(D,H)300F(3,4,W)R(L,X)* | LPG | Power | False | True | 3 | False | Down |  | None | Non-Condensing | Two-Stage Modulating |  | 7.5 | Standard |  | 250000 | 203000 | [6 empty] | 81 | 80 | [6 empty] | Federally-Regulated Commercial & Industrial Equipment | 09/30/2015 |  | 12/04/2015
Trane U.S. Inc. | Trane | YS(D,H)300F(3,4,W)R(L,X)* | LPG | Power | False | True | 3 | False | Horizontal |  | None | Non-Condensing | Two-Stage Modulating |  | 7.5 | Standard |  | 250000 | 203000 | [6 empty] | 81 | 80 | [6 empty] | Federally-Regulated Commercial & Industrial Equipment | 09/30/2015 |  | 12/04/2015
Trane U.S. Inc. | Trane | YS(D,H)300F(3,4,W)R(H,Z)* | LPG | Power | False | True | 3 | False | Down |  | None | Non-Condensing | Two-Stage Modulating |  | 7.5 | Standard |  | 400000 | 324000 | [6 empty] | 81 | 80 | [6 empty] | Federally-Regulated Commercial & Industrial Equipment | 09/30/2015 |  | 12/04/2015
Trane U.S. Inc. | Trane | YS(D,H)300F(3,4,W)R(H,Z)* | LPG | Power | False | True | 3 | False | Horizontal |  | None | Non-Condensing | Two-Stage Modulating |  | 7.5 | Standard |  | 400000 | 324000 | [6 empty] | 81 | 80 | [6 empty] | Federally-Regulated Commercial & Industrial Equipment | 09/30/2015 |  | 12/04/2015
Trane U.S. Inc. | Trane | YH(D,H)300F(3,4,W)R(L,X)* | LPG | Power | False | True | 3 | False | Down |  | None | Non-Condensing | Two-Stage Modulating |  | 7.5 | Standard |  | 250000 | 203000 | [6 empty] | 81 | 80 | [6 empty] | Federally-Regulated Commercial & Industrial Equipment | 09/30/2015 |  | 12/04/2015
Trane U.S. Inc. | Trane | YH(D,H)300F(3,4,W)R(L,X)* | LPG | Power | False | True | 3 | False | Horizontal |  | None | Non-Condensing | Two-Stage Modulating |  | 7.5 | Standard |  | 250000 | 203000 | [6 empty] | 81 | 80 | [6 empty] | Federally-Regulated Commercial & Industrial Equipment | 09/30/2015 |  | 12/04/2015
Trane U.S. Inc. | Trane | YH(D,H)300F(3,4,W)R(H,Z)* | LPG | Power | False | True | 3 | False | Down |  | None | Non-Condensing | Two-Stage Modulating |  | 7.5 | Standard |  | 400000 | 324000 | [6 empty] | 81 | 80 | [6 empty] | Federally-Regulated Commercial & Industrial Equipment | 09/30/2015 |  | 12/04/2015
Trane U.S. Inc. | Trane | YH(D,H)300F(3,4,W)R(H,Z)* | LPG | Power | False | True | 3 | False | Horizontal |  | None | Non-Condensing | Two-Stage Modulating |  | 7.5 | Standard |  | 400000 | 324000 | [6 empty] | 81 | 80 | [6 empty] | Federally-Regulated Commercial & Industrial Equipment | 09/30/2015 |  | 12/04/2015
Trane U.S. Inc. | Trane | YC(D,H)360B(E,F,4,5)(L,J)* | LPG | Power | False | True | 3 | False | Down |  | None | Non-Condensing | Two-Stage Modulating |  | 10 | Standard |  | 350000 | 283000 | [6 empty] | 80 | 80 | [6 empty] | Federally-Regulated Commercial & Industrial Equipment | 11/19/2015 |  | 12/04/2015
Trane U.S. Inc. | Trane | YC(D,H)360B(E,F,4,5)(L,J)* | LPG | Power | False | True | 3 | False | Horizontal |  | None | Non-Condensing | Two-Stage Modulating |  | 10 | Standard |  | 350000 | 283000 | [6 empty] | 80 | 80 | [6 empty] | Federally-Regulated Commercial & Industrial Equipment | 11/19/2015 |  | 12/04/2015
Trane U.S. Inc. | Trane | YC(D,H)360B(E,F,4,5)(H,K)* | LPG | Power | False | True | 3 | False | Down |  | None | Non-Condensing | Two-Stage Modulating |  | 10 | Standard |  | 600000 | 486000 | [6 empty] | 80 | 80 | [6 empty] | Federally-Regulated Commercial & Industrial Equipment | 11/19/2015 |  | 12/04/2015
Trane U.S. Inc. | Trane | YC(D,H)360B(E,F,4,5)(H,K)* | LPG | Power | False | True | 3 | False | Horizontal |  | None | Non-Condensing | Two-Stage Modulating |  | 10 | Standard |  | 600000 | 486000 | [6 empty] | 80 | 80 | [6 empty] | Federally-Regulated Commercial & Industrial Equipment | 11/19/2015 |  | 12/04/2015
Trane U.S. Inc. | Trane | YC(D,H)420B(E,F,4,5)(L,J)* | LPG | Power | False | True | 3 | False | Down |  | None | Non-Condensing | Two-Stage Modulating |  | 15 | Standard |  | 350000 | 283000 | [6 empty] | 80 | 80 | [6 empty] | Federally-Regulated Commercial & Industrial Equipment | 11/19/2015 |  | 12/04/2015
Trane U.S. Inc. | Trane | YC(D,H)420B(E,F,4,5)(L,J)* | LPG | Power | False | True | 3 | False | Horizontal |  | None | Non-Condensing | Two-Stage Modulating |  | 15 | Standard |  | 350000 | 283000 | [6 empty] | 80 | 80 | [6 empty] | Federally-Regulated Commercial & Industrial Equipment | 11/19/2015 |  | 12/04/2015
Trane U.S. Inc. | Trane | YC(D,H)420B(E,F,4,5)(H,K)* | LPG | Power | False | True | 3 | False | Down |  | None | Non-Condensing | Two-Stage Modulating |  | 15 | Standard |  | 600000 | 486000 | [6 empty] | 80 | 80 | [6 empty] | Federally-Regulated Commercial & Industrial Equipment | 11/19/2015 |  | 12/04/2015
Trane U.S. Inc. | Trane | YC(D,H)420B(E,F,4,5)(H,K)* | LPG | Power | False | True | 3 | False | Horizontal |  | None | Non-Condensing | Two-Stage Modulating |  | 15 | Standard |  | 600000 | 486000 | [6 empty] | 80 | 80 | [6 empty] | Federally-Regulated Commercial & Industrial Equipment | 11/19/2015 |  | 12/04/2015
Trane U.S. Inc. | Trane | YC(D,H)480B(E,F,4,5)R* | LPG | Power | False | True | 3 | False | Down |  | None | Non-Condensing | Step Modulating |  | 15 | Standard |  | 350000 | 283000 | [6 empty] | 80 | 80 | [6 empty] | Federally-Regulated Commercial & Industrial Equipment | 11/19/2015 |  | 12/04/2015
Trane U.S. Inc. | Trane | YC(D,H)480B(E,F,4,5)R* | LPG | Power | False | True | 3 | False | Horizontal |  | None | Non-Condensing | Step Modulating |  | 15 | Standard |  | 350000 | 283000 | [6 empty] | 80 | 80 | [6 empty] | Federally-Regulated Commercial & Industrial Equipment | 11/19/2015 |  | 12/04/2015
Trane U.S. Inc. | Trane | YC(D,H)600B(E,F,4,5)(L,J)* | LPG | Power | False | True | 3 | False | Down |  | None | Non-Condensing | Two-Stage Modulating |  | 15 | Standard |  | 400000 | 324000 | [6 empty] | 80 | 80 | [6 empty] | Federally-Regulated Commercial & Industrial Equipment | 11/19/2015 |  | 12/04/2015
Trane U.S. Inc. | Trane | YC(D,H)600B(E,F,4,5)(L,J)* | LPG | Power | False | True | 3 | False | Horizontal |  | None | Non-Condensing | Two-Stage Modulating |  | 15 | Standard |  | 400000 | 324000 | [6 empty] | 80 | 80 | [6 empty] | Federally-Regulated Commercial & Industrial Equipment | 11/19/2015 |  | 12/04/2015
Trane U.S. Inc. | Trane | YC(D,H)600B(E,F,4,5)(H,K)* | LPG | Power | False | True | 3 | False | Down |  | None | Non-Condensing | Two-Stage Modulating |  | 15 | Standard |  | 800000 | 648000 | [6 empty] | 80 | 80 | [6 empty] | Federally-Regulated Commercial & Industrial Equipment | 11/19/2015 |  | 12/04/2015
Trane U.S. Inc. | Trane | YC(D,H)600B(E,F,4,5)(H,K)* | LPG | Power | False | True | 3 | False | Horizontal |  | None | Non-Condensing | Two-Stage Modulating |  | 15 | Standard |  | 800000 | 648000 | [6 empty] | 80 | 80 | [6 empty] | Federally-Regulated Commercial & Industrial Equipment | 11/19/2015 |  | 12/04/2015
Trane U.S. Inc. | Trane | YC(D,H)600B(E,F,4,5)R* | LPG | Power | False | True | 3 | False | Down |  | None | Non-Condensing | Step Modulating |  | 15 | Standard |  | 350000 | 283000 | [6 empty] | 80 | 80 | [6 empty] | Federally-Regulated Commercial & Industrial Equipment | 11/19/2015 |  | 12/04/2015
Trane U.S. Inc. | Trane | YC(D,H)600B(E,F,4,5)R* | LPG | Power | False | True | 3 | False | Horizontal |  | None | Non-Condensing | Step Modulating |  | 15 | Standard |  | 350000 | 283000 | [6 empty] | 80 | 80 | [6 empty] | Federally-Regulated Commercial & Industrial Equipment | 11/19/2015 |  | 12/04/2015
Trane U.S. Inc. | Trane | SFHL*20(E,F,4,5)(J,P)* | LPG | Power | False | True | 3 | False | Down |  | None | Non-Condensing | Step Modulating |  | 20 | Premium |  | 500000 | 410000 | [6 empty] | 80 | 80 | [6 empty] | Federally-Regulated Commercial & Industrial Equipment | 09/30/2015 |  | 12/04/2015
Trane U.S. Inc. | Trane | SFHL*25(E,F,4,5)L | LPG | Power | False | True | 3 | False | Down |  | None | Non-Condensing | Two-Stage Modulating |  | 20 | Premium |  | 235000 | 188000 | [6 empty] | 80 | 80 | [6 empty] | Federally-Regulated Commercial & Industrial Equipment | 09/30/2015 |  | 12/04/2015
Trane U.S. Inc. | Trane | SFHL*25(E,F,4,5)H | LPG | Power | False | True | 3 | False | Down |  | None | Non-Condensing | Two-Stage Modulating |  | 20 | Premium |  | 500000 | 410000 | [6 empty] | 80 | 80 | [6 empty] | Federally-Regulated Commercial & Industrial Equipment | 09/30/2015 |  | 12/04/2015
Trane U.S. Inc. | Trane | SFHL*25(E,F,4,5)(J,P)* | LPG | Power | False | True | 3 | False | Down |  | None | Non-Condensing | Step Modulating |  | 20 | Premium |  | 500000 | 400000 | [6 empty] | 80 | 80 | [6 empty] | Federally-Regulated Commercial & Industrial Equipment | 09/30/2015 |  | 12/04/2015
Trane U.S. Inc. | Trane | SFHL*30(E,F,4,5)H | LPG | Power | False | True | 3 | False | Down |  | None | Non-Condensing | Two-Stage Modulating |  | 20 | Premium |  | 500000 | 400000 | [6 empty] | 80 | 80 | [6 empty] | Federally-Regulated Commercial & Industrial Equipment | 09/30/2015 |  | 12/04/2015
Trane U.S. Inc. | Trane | SFHL*30(E,F,4,5)(J,P)* | LPG | Power | False | True | 3 | False | Down |  | None | Non-Condensing | Step Modulating |  | 20 | Premium |  | 500000 | 400000 | [6 empty] | 80 | 80 | [6 empty] | Federally-Regulated Commercial & Industrial Equipment | 09/30/2015 |  | 12/04/2015
Trane U.S. Inc. | Trane | SFHL*40(E,F,4,5)L | LPG | Power | False | True | 3 | False | Down |  | None | Non-Condensing | Two-Stage Modulating |  | 30 | Premium |  | 350000 | 280000 | [6 empty] | 80 | 80 | [6 empty] | Federally-Regulated Commercial & Industrial Equipment | 09/30/2015 |  | 12/04/2015
Trane U.S. Inc. | Trane | SFHL*40(E,F,4,5)(J,P)* | LPG | Power | False | True | 3 | False | Down |  | None | Non-Condensing | Step Modulating |  | 30 | Premium |  | 850000 | 680000 | [6 empty] | 80 | 80 | [6 empty] | Federally-Regulated Commercial & Industrial Equipment | 09/30/2015 |  | 12/04/2015
Trane U.S. Inc. | Trane | SFHL*50(E,F,4,5)L | LPG | Power | False | True | 3 | False | Down |  | None | Non-Condensing | Two-Stage Modulating |  | 30 | Premium |  | 500000 | 400000 | [6 empty] | 80 | 80 | [6 empty] | Federally-Regulated Commercial & Industrial Equipment | 09/30/2015 |  | 12/04/2015
Trane U.S. Inc. | Trane | SFHL*50(E,F,4,5)H | LPG | Power | False | True | 3 | False | Down |  | None | Non-Condensing | Two-Stage Modulating |  | 30 | Premium |  | 850000 | 680000 | [6 empty] | 80 | 80 | [6 empty] | Federally-Regulated Commercial & Industrial Equipment | 09/30/2015 |  | 12/04/2015
Trane U.S. Inc. | Trane | SFHL*50(E,F,4,5)(G,M)* | LPG | Power | False | True | 3 | False | Down |  | None | Non-Condensing | Step Modulating |  | 30 | Premium |  | 500000 | 400000 | [6 empty] | 80 | 80 | [6 empty] | Federally-Regulated Commercial & Industrial Equipment | 09/30/2015 |  | 12/04/2015
Trane U.S. Inc. | Trane | SFHL*50(E,F,4,5)(J,P)* | LPG | Power | False | True | 3 | False | Down |  | None | Non-Condensing | Step Modulating |  | 30 | Premium |  | 850000 | 680000 | [6 empty] | 80 | 80 | [6 empty] | Federally-Regulated Commercial & Industrial Equipment | 09/30/2015 |  | 12/04/2015
Trane U.S. Inc. | Trane | SFHL*55(E,F,4,5)L | LPG | Power | False | True | 3 | False | Down |  | None | Non-Condensing | Two-Stage Modulating |  | 30 | Premium |  | 500000 | 400000 | [6 empty] | 80 | 80 | [6 empty] | Federally-Regulated Commercial & Industrial Equipment | 09/30/2015 |  | 12/04/2015
Trane U.S. Inc. | Trane | SFHL*55(E,F,4,5)H | LPG | Power | False | True | 3 | False | Down |  | None | Non-Condensing | Two-Stage Modulating |  | 30 | Premium |  | 850000 | 680000 | [6 empty] | 80 | 80 | [6 empty] | Federally-Regulated Commercial & Industrial Equipment | 09/30/2015 |  | 12/04/2015
Trane U.S. Inc. | Trane | SFHL*55(E,F,4,5)(G,M)* | LPG | Power | False | True | 3 | False | Down |  | None | Non-Condensing | Step Modulating |  | 30 | Premium |  | 500000 | 400000 | [6 empty] | 80 | 80 | [6 empty] | Federally-Regulated Commercial & Industrial Equipment | 09/30/2015 |  | 12/04/2015
Trane U.S. Inc. | Trane | SFHL*55(E,F,4,5)(J,P)* | LPG | Power | False | True | 3 | False | Down |  | None | Non-Condensing | Step Modulating |  | 30 | Premium |  | 850000 | 680000 | [6 empty] | 80 | 80 | [6 empty] | Federally-Regulated Commercial & Industrial Equipment | 09/30/2015 |  | 12/04/2015
Trane U.S. Inc. | Trane | SFHL*60(E,F,4,5)L | LPG | Power | False | True | 3 | False | Down |  | None | Non-Condensing | Two-Stage Modulating |  | 50 | Premium |  | 500000 | 400000 | [6 empty] | 80 | 80 | [6 empty] | Federally-Regulated Commercial & Industrial Equipment | 09/30/2015 |  | 12/04/2015
Trane U.S. Inc. | Trane | SFHL*60(E,F,4,5)H | LPG | Power | False | True | 3 | False | Down |  | None | Non-Condensing | Two-Stage Modulating |  | 50 | Premium |  | 850000 | 680000 | [6 empty] | 80 | 80 | [6 empty] | Federally-Regulated Commercial & Industrial Equipment | 09/30/2015 |  | 12/04/2015
Trane U.S. Inc. | Trane | SFHL*60(E,F,4,5)(G,M)* | LPG | Power | False | True | 3 | False | Down |  | None | Non-Condensing | Step Modulating |  | 50 | Premium |  | 500000 | 400000 | [6 empty] | 80 | 80 | [6 empty] | Federally-Regulated Commercial & Industrial Equipment | 09/30/2015 |  | 12/04/2015
Trane U.S. Inc. | Trane | SFHL*60(E,F,4,5)(J,P)* | LPG | Power | False | True | 3 | False | Down |  | None | Non-Condensing | Step Modulating |  | 50 | Premium |  | 850000 | 680000 | [6 empty] | 80 | 80 | [6 empty] | Federally-Regulated Commercial & Industrial Equipment | 09/30/2015 |  | 12/04/2015
Trane U.S. Inc. | Trane | SFHL*70(E,F,4,5)L | LPG | Power | False | True | 3 | False | Down |  | None | Non-Condensing | Two-Stage Modulating |  | 50 | Premium |  | 500000 | 400000 | [6 empty] | 80 | 80 | [6 empty] | Federally-Regulated Commercial & Industrial Equipment | 09/30/2015 |  | 12/04/2015
Trane U.S. Inc. | Trane | SFHL*70(E,F,4,5)H | LPG | Power | False | True | 3 | False | Down |  | None | Non-Condensing | Two-Stage Modulating |  | 50 | Premium |  | 850000 | 680000 | [6 empty] | 80 | 80 | [6 empty] | Federally-Regulated Commercial & Industrial Equipment | 09/30/2015 |  | 12/04/2015
Trane U.S. Inc. | Trane | SFHL*70(E,F,4,5)(G,M)* | LPG | Power | False | True | 3 | False | Down |  | None | Non-Condensing | Step Modulating |  | 50 | Premium |  | 500000 | 400000 | [6 empty] | 80 | 80 | [6 empty] | Federally-Regulated Commercial & Industrial Equipment | 09/30/2015 |  | 12/04/2015
Trane U.S. Inc. | Trane | SFHL*70(E,F,4,5)(J,P)* | LPG | Power | False | True | 3 | False | Down |  | None | Non-Condensing | Step Modulating |  | 50 | Premium |  | 850000 | 680000 | [6 empty] | 80 | 80 | [6 empty] | Federally-Regulated Commercial & Industrial Equipment | 09/30/2015 |  | 12/04/2015
Trane U.S. Inc. | Trane | SFHL*75(E,F,4,5)L | LPG | Power | False | True | 3 | False | Down |  | None | Non-Condensing | Two-Stage Modulating |  | 50 | Premium |  | 500000 | 400000 | [6 empty] | 80 | 80 | [6 empty] | Federally-Regulated Commercial & Industrial Equipment | 09/30/2015 |  | 12/04/2015
Trane U.S. Inc. | Trane | SFHL*75(E,F,4,5)H | LPG | Power | False | True | 3 | False | Down |  | None | Non-Condensing | Two-Stage Modulating |  | 50 | Premium |  | 850000 | 680000 | [6 empty] | 80 | 80 | [6 empty] | Federally-Regulated Commercial & Industrial Equipment | 09/30/2015 |  | 12/04/2015
Trane U.S. Inc. | Trane | SFHL*75(E,F,4,5)(G,M)* | LPG | Power | False | True | 3 | False | Down |  | None | Non-Condensing | Step Modulating |  | 50 | Premium |  | 500000 | 400000 | [6 empty] | 80 | 80 | [6 empty] | Federally-Regulated Commercial & Industrial Equipment | 09/30/2015 |  | 12/04/2015
Trane U.S. Inc. | Trane | SFHL*75(E,F,4,5)(J,P)* | LPG | Power | False | True | 3 | False | Down |  | None | Non-Condensing | Step Modulating |  | 50 | Premium |  | 850000 | 680000 | [6 empty] | 80 | 80 | [6 empty] | Federally-Regulated Commercial & Industrial Equipment | 09/30/2015 |  | 12/04/2015
Trane U.S. Inc. | Trane | SFHK*90(E,F,4,5)(J,P)* | LPG | Power | False | True | 3 | False | Down |  | None | Non-Condensing | Step Modulating |  | 40 | Premium |  | 1000000 | 800000 | [6 empty] | 80 | 80 | [6 empty] | Federally-Regulated Commercial & Industrial Equipment | 09/30/2015 |  | 12/04/2015
Trane U.S. Inc. | Trane | SFHK*11(E,F,4,5)H* | LPG | Power | False | True | 3 | False | Down |  | None | Non-Condensing | Two-Stage Modulating |  | 40 | Premium |  | 1000000 | 800000 | [6 empty] | 80 | 80 | [6 empty] | Federally-Regulated Commercial & Industrial Equipment | 09/30/2015 |  | 12/04/2015
Trane U.S. Inc. | Trane | SFHK*11(E,F,4,5)(J,P)* | LPG | Power | False | True | 3 | False | Down |  | None | Non-Condensing | Step Modulating |  | 40 | Premium |  | 1000000 | 800000 | [6 empty] | 80 | 80 | [6 empty] | Federally-Regulated Commercial & Industrial Equipment | 09/30/2015 |  | 12/04/2015
Trane U.S. Inc. | Trane | SFHK*12(E,F,4,5)H* | LPG | Power | False | True | 3 | False | Down |  | None | Non-Condensing | Two-Stage Modulating |  | 40 | Premium |  | 1000000 | 800000 | [6 empty] | 80 | 80 | [6 empty] | Federally-Regulated Commercial & Industrial Equipment | 09/30/2015 |  | 12/04/2015
Trane U.S. Inc. | Trane | SFHK*12(E,F,4,5)(J,P)* | LPG | Power | False | True | 3 | False | Down |  | None | Non-Condensing | Step Modulating |  | 40 | Premium |  | 1000000 | 800000 | [6 empty] | 80 | 80 | [6 empty] | Federally-Regulated Commercial & Industrial Equipment | 09/30/2015 |  | 12/04/2015
Trane U.S. Inc. | Trane | SFHK*13(E,F,4,5)H* | LPG | Power | False | True | 3 | False | Down |  | None | Non-Condensing | Two-Stage Modulating |  | 40 | Premium |  | 1000000 | 800000 | [6 empty] | 80 | 80 | [6 empty] | Federally-Regulated Commercial & Industrial Equipment | 09/30/2015 |  | 12/04/2015
Trane U.S. Inc. | Trane | SFHK*13(E,F,4,5)(J,P)* | LPG | Power | False | True | 3 | False | Down |  | None | Non-Condensing | Step Modulating |  | 40 | Premium |  | 1000000 | 800000 | [6 empty] | 80 | 80 | [6 empty] | Federally-Regulated Commercial & Industrial Equipment | 09/30/2015 |  | 12/04/2015
Trane U.S. Inc. | Trane | YC(D,H)360B(E,F,4,5)M* | LPG | Power | False | True | 3 | False | Down |  | None | Non-Condensing | Step Modulating |  | 10 | Standard |  | 350000 | 283000 | [6 empty] | 80 | 80 | [6 empty] | Federally-Regulated Commercial & Industrial Equipment | 11/19/2015 |  | 12/04/2015
Trane U.S. Inc. | Trane | YC(D,H)360B(E,F,4,5)M* | LPG | Power | False | True | 3 | False | Horizontal |  | None | Non-Condensing | Step Modulating |  | 10 | Standard |  | 350000 | 283000 | [6 empty] | 80 | 80 | [6 empty] | Federally-Regulated Commercial & Industrial Equipment | 11/19/2015 |  | 12/04/2015
Trane U.S. Inc. | Trane | YC(D,H)360B(E,F,4,5)P* | LPG | Power | False | True | 3 | False | Down |  | None | Non-Condensing | Step Modulating |  | 10 | Standard |  | 600000 | 486000 | [6 empty] | 80 | 80 | [6 empty] | Federally-Regulated Commercial & Industrial Equipment | 11/19/2015 |  | 12/04/2015
Trane U.S. Inc. | Trane | YC(D,H)360B(E,F,4,5)P* | LPG | Power | False | True | 3 | False | Horizontal |  | None | Non-Condensing | Step Modulating |  | 10 | Standard |  | 600000 | 486000 | [6 empty] | 80 | 80 | [6 empty] | Federally-Regulated Commercial & Industrial Equipment | 11/19/2015 |  | 12/04/2015
Trane U.S. Inc. | Trane | YC(D,H)420B(E,F,4,5)M* | LPG | Power | False | True | 3 | False | Down |  | None | Non-Condensing | Step Modulating |  | 15 | Standard |  | 350000 | 283000 | [6 empty] | 80 | 80 | [6 empty] | Federally-Regulated Commercial & Industrial Equipment | 11/19/2015 |  | 12/04/2015
Trane U.S. Inc. | Trane | YC(D,H)420B(E,F,4,5)M* | LPG | Power | False | True | 3 | False | Horizontal |  | None | Non-Condensing | Step Modulating |  | 15 | Standard |  | 350000 | 283000 | [6 empty] | 80 | 80 | [6 empty] | Federally-Regulated Commercial & Industrial Equipment | 11/19/2015 |  | 12/04/2015
Trane U.S. Inc. | Trane | YC(D,H)420B(E,F,4,5)P* | LPG | Power | False | True | 3 | False | Down |  | None | Non-Condensing | Step Modulating |  | 15 | Standard |  | 600000 | 486000 | [6 empty] | 80 | 80 | [6 empty] | Federally-Regulated Commercial & Industrial Equipment | 11/19/2015 |  | 12/04/2015
Trane U.S. Inc. | Trane | YC(D,H)420B(E,F,4,5)P* | LPG | Power | False | True | 3 | False | Horizontal |  | None | Non-Condensing | Step Modulating |  | 15 | Standard |  | 600000 | 486000 | [6 empty] | 80 | 80 | [6 empty] | Federally-Regulated Commercial & Industrial Equipment | 11/19/2015 |  | 12/04/2015
Trane U.S. Inc. | Trane | YS(D,H)150F(3,4,W)RV* | LPG | Power | False | True | 3 | False | Down |  | None | Non-Condensing | Step Modulating |  | 3 | Standard |  | 350000 | 283000 | [6 empty] | 81 | 80 | [6 empty] | Federally-Regulated Commercial & Industrial Equipment | 09/30/2015 |  | 12/04/2015
Trane U.S. Inc. | Trane | YS(D,H)150F(3,4,W)RV* | LPG | Power | False | True | 3 | False | Horizontal |  | None | Non-Condensing | Step Modulating |  | 3 | Standard |  | 350000 | 283000 | [6 empty] | 81 | 80 | [6 empty] | Federally-Regulated Commercial & Industrial Equipment | 09/30/2015 |  | 12/04/2015
Trane U.S. Inc. | Trane | YC(D,H)330B(E,F,4,5)M* | LPG | Power | False | True | 3 | False | Down |  | None | Non-Condensing | Step Modulating |  | 10 | Standard |  | 350000 | 283000 | [6 empty] | 80 | 80 | [6 empty] | Federally-Regulated Commercial & Industrial Equipment | 11/19/2015 |  | 12/04/2015
Trane U.S. Inc. | Trane | YC(D,H)330B(E,F,4,5)M* | LPG | Power | False | True | 3 | False | Horizontal |  | None | Non-Condensing | Step Modulating |  | 10 | Standard |  | 350000 | 283000 | [6 empty] | 80 | 80 | [6 empty] | Federally-Regulated Commercial & Industrial Equipment | 11/19/2015 |  | 12/04/2015
Trane U.S. Inc. | Trane | YC(D,H)330B(E,F,4,5)P* | LPG | Power | False | True | 3 | False | Down |  | None | Non-Condensing | Step Modulating |  | 10 | Standard |  | 600000 | 486000 | [6 empty] | 80 | 80 | [6 empty] | Federally-Regulated Commercial & Industrial Equipment | 11/19/2015 |  | 12/04/2015
Trane U.S. Inc. | Trane | YC(D,H)330B(E,F,4,5)P* | LPG | Power | False | True | 3 | False | Horizontal |  | None | Non-Condensing | Step Modulating |  | 10 | Standard |  | 600000 | 486000 | [6 empty] | 80 | 80 | [6 empty] | Federally-Regulated Commercial & Industrial Equipment | 11/19/2015 |  | 12/04/2015
Trane U.S. Inc. | Trane | YC(D,H)480B(E,F,4,5)T* | LPG | Power | False | True | 3 | False | Down |  | None | Non-Condensing | Step Modulating |  | 15 | Standard |  | 750000 | 607000 | [6 empty] | 80 | 80 | [6 empty] | Federally-Regulated Commercial & Industrial Equipment | 11/19/2015 |  | 12/04/2015
Trane U.S. Inc. | Trane | YC(D,H)480B(E,F,4,5)T* | LPG | Power | False | True | 3 | False | Horizontal |  | None | Non-Condensing | Step Modulating |  | 15 | Standard |  | 750000 | 607000 | [6 empty] | 80 | 80 | [6 empty] | Federally-Regulated Commercial & Industrial Equipment | 11/19/2015 |  | 12/04/2015
Trane U.S. Inc. | Trane | YH(D,H)150F(3,4,W)RV* | LPG | Power | False | True | 3 | False | Down |  | None | Non-Condensing | Step Modulating |  | 3 | Standard |  | 350000 | 283000 | [6 empty] | 81 | 80 | [6 empty] | Federally-Regulated Commercial & Industrial Equipment | 09/30/2015 |  | 12/04/2015
Trane U.S. Inc. | Trane | YH(D,H)150F(3,4,W)RV* | LPG | Power | False | True | 3 | False | Horizontal |  | None | Non-Condensing | Step Modulating |  | 3 | Standard |  | 350000 | 283000 | [6 empty] | 81 | 80 | [6 empty] | Federally-Regulated Commercial & Industrial Equipment | 09/30/2015 |  | 12/04/2015
Trane U.S. Inc. | Trane | YS(D,H)180F(3,4,W)R(H,Z)* | LPG | Power | False | True | 3 | False | Down |  | None | Non-Condensing | Two-Stage Modulating |  | 3 | Standard |  | 350000 | 284000 | [6 empty] | 81 | 80 | [6 empty] | Federally-Regulated Commercial & Industrial Equipment | 09/30/2015 |  | 12/04/2015
Trane U.S. Inc. | Trane | YS(D,H)180F(3,4,W)R(H,Z)* | LPG | Power | False | True | 3 | False | Horizontal |  | None | Non-Condensing | Two-Stage Modulating |  | 3 | Standard |  | 350000 | 284000 | [6 empty] | 81 | 80 | [6 empty] | Federally-Regulated Commercial & Industrial Equipment | 09/30/2015 |  | 12/04/2015
Trane U.S. Inc. | Trane | YS(D,H)180F(3,4,W)RV* | LPG | Power | False | True | 3 | False | Down |  | None | Non-Condensing | Step Modulating |  | 3 | Standard |  | 350000 | 283000 | [6 empty] | 81 | 80 | [6 empty] | Federally-Regulated Commercial & Industrial Equipment | 09/30/2015 |  | 12/04/2015
Trane U.S. Inc. | Trane | YS(D,H)180F(3,4,W)RV* | LPG | Power | False | True | 3 | False | Horizontal |  | None | Non-Condensing | Step Modulating |  | 3 | Standard |  | 350000 | 283000 | [6 empty] | 81 | 80 | [6 empty] | Federally-Regulated Commercial & Industrial Equipment | 09/30/2015 |  | 12/04/2015
Trane U.S. Inc. | Trane | YH(D,H)180F(3,4,W)R(H,Z)* | LPG | Power | False | True | 3 | False | Down |  | None | Non-Condensing | Two-Stage Modulating |  | 3 | Standard |  | 350000 | 284000 | [6 empty] | 81 | 80 | [6 empty] | Federally-Regulated Commercial & Industrial Equipment | 09/30/2015 |  | 12/04/2015
Trane U.S. Inc. | Trane | YH(D,H)180F(3,4,W)R(H,Z)* | LPG | Power | False | True | 3 | False | Horizontal |  | None | Non-Condensing | Two-Stage Modulating |  | 3 | Standard |  | 350000 | 284000 | [6 empty] | 81 | 80 | [6 empty] | Federally-Regulated Commercial & Industrial Equipment | 09/30/2015 |  | 12/04/2015
Trane U.S. Inc. | Trane | YH(D,H)180F(3,4,W)R(H,Z)* | Natural Gas | Power | False | True | 3 | False | Down |  | None | Non-Condensing | Two-Stage Modulating |  | 3 | Standard |  | 350000 | 284000 | [6 empty] | 81 | 80 | [6 empty] | Federally-Regulated Commercial & Industrial Equipment | 09/30/2015 |  | 12/04/2015
Trane U.S. Inc. | Trane | YH(D,H)180F(3,4,W)R(H,Z)* | Natural Gas | Power | False | True | 3 | False | Horizontal |  | None | Non-Condensing | Two-Stage Modulating |  | 3 | Standard |  | 350000 | 284000 | [6 empty] | 81 | 80 | [6 empty] | Federally-Regulated Commercial & Industrial Equipment | 09/30/2015 |  | 12/04/2015
Trane U.S. Inc. | Trane | YH(D,H)180F(3,4,W)RV* | LPG | Power | False | True | 3 | False | Down |  | None | Non-Condensing | Step Modulating |  | 3 | Standard |  | 350000 | 283000 | [6 empty] | 81 | 80 | [6 empty] | Federally-Regulated Commercial & Industrial Equipment | 09/30/2015 |  | 12/04/2015
Trane U.S. Inc. | Trane | YH(D,H)180F(3,4,W)RV* | LPG | Power | False | True | 3 | False | Horizontal |  | None | Non-Condensing | Step Modulating |  | 3 | Standard |  | 350000 | 283000 | [6 empty] | 81 | 80 | [6 empty] | Federally-Regulated Commercial & Industrial Equipment | 09/30/2015 |  | 12/04/2015
Trane U.S. Inc. | Trane | YH(D,H)180F(3,4,W)RV* | Natural Gas | Power | False | True | 3 | False | Down |  | None | Non-Condensing | Step Modulating |  | 3 | Standard |  | 350000 | 283000 | [6 empty] | 81 | 80 | [6 empty] | Federally-Regulated Commercial & Industrial Equipment | 09/30/2015 |  | 12/04/2015
Trane U.S. Inc. | Trane | YH(D,H)180F(3,4,W)RV* | Natural Gas | Power | False | True | 3 | False | Horizontal |  | None | Non-Condensing | Step Modulating |  | 3 | Standard |  | 350000 | 283000 | [6 empty] | 81 | 80 | [6 empty] | Federally-Regulated Commercial & Industrial Equipment | 09/30/2015 |  | 12/04/2015
Trane U.S. Inc. | Trane | YS(D,H)210F(3,4,W)R(H,Z)* | LPG | Power | False | True | 3 | False | Down |  | None | Non-Condensing | Two-Stage Modulating |  | 5 | Standard |  | 350000 | 284000 | [6 empty] | 81 | 80 | [6 empty] | Federally-Regulated Commercial & Industrial Equipment | 09/30/2015 |  | 12/04/2015
Trane U.S. Inc. | Trane | YS(D,H)210F(3,4,W)R(H,Z)* | LPG | Power | False | True | 3 | False | Horizontal |  | None | Non-Condensing | Two-Stage Modulating |  | 5 | Standard |  | 350000 | 284000 | [6 empty] | 81 | 80 | [6 empty] | Federally-Regulated Commercial & Industrial Equipment | 09/30/2015 |  | 12/04/2015
Trane U.S. Inc. | Trane | YS(D,H)210F(3,4,W)RV* | LPG | Power | False | True | 3 | False | Down |  | None | Non-Condensing | Step Modulating |  | 5 | Standard |  | 350000 | 283000 | [6 empty] | 81 | 80 | [6 empty] | Federally-Regulated Commercial & Industrial Equipment | 09/30/2015 |  | 12/04/2015
Trane U.S. Inc. | Trane | YS(D,H)210F(3,4,W)RV* | LPG | Power | False | True | 3 | False | Horizontal |  | None | Non-Condensing | Step Modulating |  | 5 | Standard |  | 350000 | 283000 | [6 empty] | 81 | 80 | [6 empty] | Federally-Regulated Commercial & Industrial Equipment | 09/30/2015 |  | 12/04/2015
Trane U.S. Inc. | Trane | YH(D,H)210F(3,4,W)R(H,Z)* | LPG | Power | False | True | 3 | False | Down |  | None | Non-Condensing | Two-Stage Modulating |  | 5 | Standard |  | 350000 | 284000 | [6 empty] | 81 | 80 | [6 empty] | Federally-Regulated Commercial & Industrial Equipment | 09/30/2015 |  | 12/04/2015
Trane U.S. Inc. | Trane | YH(D,H)210F(3,4,W)R(H,Z)* | LPG | Power | False | True | 3 | False | Horizontal |  | None | Non-Condensing | Two-Stage Modulating |  | 5 | Standard |  | 350000 | 284000 | [6 empty] | 81 | 80 | [6 empty] | Federally-Regulated Commercial & Industrial Equipment | 09/30/2015 |  | 12/04/2015
Trane U.S. Inc. | Trane | YH(D,H)210F(3,4,W)RV* | LPG | Power | False | True | 3 | False | Down |  | None | Non-Condensing | Step Modulating |  | 5 | Standard |  | 350000 | 283000 | [6 empty] | 81 | 80 | [6 empty] | Federally-Regulated Commercial & Industrial Equipment | 09/30/2015 |  | 12/04/2015
Trane U.S. Inc. | Trane | YH(D,H)210F(3,4,W)RV* | LPG | Power | False | True | 3 | False | Horizontal |  | None | Non-Condensing | Step Modulating |  | 5 | Standard |  | 350000 | 283000 | [6 empty] | 81 | 80 | [6 empty] | Federally-Regulated Commercial & Industrial Equipment | 09/30/2015 |  | 12/04/2015
Trane U.S. Inc. | Trane | YS(D,H)240F(3,4,W)RV* | LPG | Power | False | True | 3 | False | Down |  | None | Non-Condensing | Step Modulating |  | 5 | Standard |  | 350000 | 283000 | [6 empty] | 81 | 80 | [6 empty] | Federally-Regulated Commercial & Industrial Equipment | 09/30/2015 |  | 12/04/2015
Trane U.S. Inc. | Trane | YS(D,H)240F(3,4,W)RV* | LPG | Power | False | True | 3 | False | Horizontal |  | None | Non-Condensing | Step Modulating |  | 5 | Standard |  | 350000 | 283000 | [6 empty] | 81 | 80 | [6 empty] | Federally-Regulated Commercial & Industrial Equipment | 09/30/2015 |  | 12/04/2015
Trane U.S. Inc. | Trane | YH(D,H)240F(3,4,W)RV* | LPG | Power | False | True | 3 | False | Down |  | None | Non-Condensing | Step Modulating |  | 5 | Standard |  | 350000 | 283000 | [6 empty] | 81 | 80 | [6 empty] | Federally-Regulated Commercial & Industrial Equipment | 09/30/2015 |  | 12/04/2015
Trane U.S. Inc. | Trane | YH(D,H)240F(3,4,W)RV* | LPG | Power | False | True | 3 | False | Horizontal |  | None | Non-Condensing | Step Modulating |  | 5 | Standard |  | 350000 | 283000 | [6 empty] | 81 | 80 | [6 empty] | Federally-Regulated Commercial & Industrial Equipment | 09/30/2015 |  | 12/04/2015
Trane U.S. Inc. | Trane | YS(D,H)300F(3,4,W)RV* | LPG | Power | False | True | 3 | False | Down |  | None | Non-Condensing | Step Modulating |  | 7.5 | Standard |  | 350000 | 283000 | [6 empty] | 81 | 80 | [6 empty] | Federally-Regulated Commercial & Industrial Equipment | 09/30/2015 |  | 12/04/2015
Trane U.S. Inc. | Trane | YS(D,H)300F(3,4,W)RV* | LPG | Power | False | True | 3 | False | Horizontal |  | None | Non-Condensing | Step Modulating |  | 7.5 | Standard |  | 350000 | 283000 | [6 empty] | 81 | 80 | [6 empty] | Federally-Regulated Commercial & Industrial Equipment | 09/30/2015 |  | 12/04/2015
Trane U.S. Inc. | Trane | YH(D,H)300F(3,4,W)RV* | LPG | Power | False | True | 3 | False | Down |  | None | Non-Condensing | Step Modulating |  | 7.5 | Standard |  | 350000 | 283000 | [6 empty] | 81 | 80 | [6 empty] | Federally-Regulated Commercial & Industrial Equipment | 09/30/2015 |  | 12/04/2015
Trane U.S. Inc. | Trane | YH(D,H)300F(3,4,W)RV* | LPG | Power | False | True | 3 | False | Horizontal |  | None | Non-Condensing | Step Modulating |  | 7.5 | Standard |  | 350000 | 283000 | [6 empty] | 81 | 80 | [6 empty] | Federally-Regulated Commercial & Industrial Equipment | 09/30/2015 |  | 12/04/2015
Trane U.S. Inc. | Trane | YC(D,H)600B(E,F,4,5)T* | LPG | Power | False | True | 3 | False | Down |  | None | Non-Condensing | Step Modulating |  | 15 | Standard |  | 750000 | 607000 | [6 empty] | 80 | 80 | [6 empty] | Federally-Regulated Commercial & Industrial Equipment | 11/19/2015 |  | 12/04/2015
Trane U.S. Inc. | Trane | YC(D,H)600B(E,F,4,5)T* | LPG | Power | False | True | 3 | False | Horizontal |  | None | Non-Condensing | Step Modulating |  | 15 | Standard |  | 750000 | 607000 | [6 empty] | 80 | 80 | [6 empty] | Federally-Regulated Commercial & Industrial Equipment | 11/19/2015 |  | 12/04/2015
Trane U.S. Inc. | Trane | SFHJ*90(4,5,C)A | LPG | Power | False | True | 3 | False | Down |  | None | Non-Condensing | Two-Stage Modulating |  | 50 | Premium |  | 850000 | 680000 | [6 empty] | 80 | 80 | [6 empty] | Federally-Regulated Commercial & Industrial Equipment | 09/30/2015 |  | 12/04/2015
Trane U.S. Inc. | Trane | SFHJ105(4,5,C)A | LPG | Power | False | True | 3 | False | Down |  | None | Non-Condensing | Two-Stage Modulating |  | 50 | Premium |  | 850000 | 680000 | [6 empty] | 80 | 80 | [6 empty] | Federally-Regulated Commercial & Industrial Equipment | 09/30/2015 |  | 12/04/2015
Trane U.S. Inc. | Trane | SFHJ*90(4,5,C)D | LPG | Power | False | True | 3 | False | Down |  | Electro-Mechanical Inlet Dampe | Non-Condensing | Step Modulating |  | 50 | Premium |  | 850000 | 680000 | [6 empty] | 80 | 80 | [6 empty] | Federally-Regulated Commercial & Industrial Equipment | 09/30/2015 |  | 12/04/2015
Trane U.S. Inc. | Trane | SFHJ105(4,5,C)D | LPG | Power | False | True | 3 | False | Down |  | Electro-Mechanical Inlet Dampe | Non-Condensing | Step Modulating |  | 50 | Premium |  | 850000 | 680000 | [6 empty] | 80 | 80 | [6 empty] | Federally-Regulated Commercial & Industrial Equipment | 09/30/2015 |  | 12/04/2015
Trane U.S. Inc. | Trane | YZ(D,H)150F(3,4)R(H,Z)* | LPG | Power | False | True | 3 | False | Down |  | None | Non-Condensing | Two-Stage Modulating |  | 3 | Standard |  | 250000 | 203000 | [6 empty] | 81 | 80 | [6 empty] | Federally-Regulated Commercial & Industrial Equipment | 09/30/2015 |  | 12/04/2015
Trane U.S. Inc. | Trane | YZ(D,H)150F(3,4)R(H,Z)* | LPG | Power | False | True | 3 | False | Horizontal |  | None | Non-Condensing | Two-Stage Modulating |  | 3 | Standard |  | 250000 | 203000 | [6 empty] | 81 | 80 | [6 empty] | Federally-Regulated Commercial & Industrial Equipment | 09/30/2015 |  | 12/04/2015
Trane U.S. Inc. | Trane | YZ(D,H)150F(3,4)RV* | LPG | Power | False | True | 3 | False | Down |  | None | Non-Condensing | Step Modulating |  | 3 | Standard |  | 350000 | 283000 | [6 empty] | 81 | 80 | [6 empty] | Federally-Regulated Commercial & Industrial Equipment | 09/30/2015 |  | 12/04/2015
Trane U.S. Inc. | Trane | YZ(D,H)150F(3,4)RV* | LPG | Power | False | True | 3 | False | Horizontal |  | None | Non-Condensing | Step Modulating |  | 3 | Standard |  | 350000 | 283000 | [6 empty] | 81 | 80 | [6 empty] | Federally-Regulated Commercial & Industrial Equipment | 09/30/2015 |  | 12/04/2015
Trane U.S. Inc. | Trane | YZ(D,H)180F(3,4)R(L,X)* | LPG | Power | False | True | 3 | False | Down |  | None | Non-Condensing | Two-Stage Modulating |  | 3 | Standard |  | 250000 | 203000 | [6 empty] | 81 | 80 | [6 empty] | Federally-Regulated Commercial & Industrial Equipment | 09/30/2015 |  | 12/04/2015
Trane U.S. Inc. | Trane | YZ(D,H)180F(3,4)R(L,X)* | LPG | Power | False | True | 3 | False | Horizontal |  | None | Non-Condensing | Two-Stage Modulating |  | 3 | Standard |  | 250000 | 203000 | [6 empty] | 81 | 80 | [6 empty] | Federally-Regulated Commercial & Industrial Equipment | 09/30/2015 |  | 12/04/2015
Trane U.S. Inc. | Trane | YZ(D,H)180F(3,4)R(H,Z)* | LPG | Power | False | True | 3 | False | Down |  | None | Non-Condensing | Two-Stage Modulating |  | 3 | Standard |  | 350000 | 284000 | [6 empty] | 81 | 80 | [6 empty] | Federally-Regulated Commercial & Industrial Equipment | 09/30/2015 |  | 12/04/2015
Trane U.S. Inc. | Trane | YZ(D,H)180F(3,4)R(H,Z)* | LPG | Power | False | True | 3 | False | Horizontal |  | None | Non-Condensing | Two-Stage Modulating |  | 3 | Standard |  | 350000 | 284000 | [6 empty] | 81 | 80 | [6 empty] | Federally-Regulated Commercial & Industrial Equipment | 09/30/2015 |  | 12/04/2015
Trane U.S. Inc. | Trane | YZ(D,H)180F(3,4)RV* | LPG | Power | False | True | 3 | False | Down |  | None | Non-Condensing | Step Modulating |  | 3 | Standard |  | 350000 | 283000 | [6 empty] | 81 | 80 | [6 empty] | Federally-Regulated Commercial & Industrial Equipment | 09/30/2015 |  | 12/04/2015
Trane U.S. Inc. | Trane | YZ(D,H)180F(3,4)RV* | LPG | Power | False | True | 3 | False | Horizontal |  | None | Non-Condensing | Step Modulating |  | 3 | Standard |  | 350000 | 283000 | [6 empty] | 81 | 80 | [6 empty] | Federally-Regulated Commercial & Industrial Equipment | 09/30/2015 |  | 12/04/2015
Trane U.S. Inc. | Trane | YZ(D,H)210F(3,4)R(L,X)* | LPG | Power | False | True | 3 | False | Down |  | None | Non-Condensing | Two-Stage Modulating |  | 5 | Standard |  | 250000 | 203000 | [6 empty] | 81 | 80 | [6 empty] | Federally-Regulated Commercial & Industrial Equipment | 09/30/2015 |  | 12/04/2015
Trane U.S. Inc. | Trane | YZ(D,H)210F(3,4)R(L,X)* | LPG | Power | False | True | 3 | False | Horizontal |  | None | Non-Condensing | Two-Stage Modulating |  | 5 | Standard |  | 250000 | 203000 | [6 empty] | 81 | 80 | [6 empty] | Federally-Regulated Commercial & Industrial Equipment | 09/30/2015 |  | 12/04/2015
Trane U.S. Inc. | Trane | YZ(D,H)210F(3,4)R(H,Z)* | LPG | Power | False | True | 3 | False | Down |  | None | Non-Condensing | Two-Stage Modulating |  | 5 | Standard |  | 350000 | 284000 | [6 empty] | 81 | 80 | [6 empty] | Federally-Regulated Commercial & Industrial Equipment | 09/30/2015 |  | 12/04/2015
Trane U.S. Inc. | Trane | YZ(D,H)210F(3,4)R(H,Z)* | LPG | Power | False | True | 3 | False | Horizontal |  | None | Non-Condensing | Two-Stage Modulating |  | 5 | Standard |  | 350000 | 284000 | [6 empty] | 81 | 80 | [6 empty] | Federally-Regulated Commercial & Industrial Equipment | 09/30/2015 |  | 12/04/2015
Trane U.S. Inc. | Trane | YZ(D,H)210F(3,4)RV* | LPG | Power | False | True | 3 | False | Down |  | None | Non-Condensing | Step Modulating |  | 5 | Standard |  | 350000 | 283000 | [6 empty] | 81 | 80 | [6 empty] | Federally-Regulated Commercial & Industrial Equipment | 09/30/2015 |  | 12/04/2015
Trane U.S. Inc. | Trane | YZ(D,H)210F(3,4)RV* | LPG | Power | False | True | 3 | False | Horizontal |  | None | Non-Condensing | Step Modulating |  | 5 | Standard |  | 350000 | 283000 | [6 empty] | 81 | 80 | [6 empty] | Federally-Regulated Commercial & Industrial Equipment | 09/30/2015 |  | 12/04/2015
Trane U.S. Inc. | Trane | WSH240E4R0****0 | LPG | Power | False | True | 3 | False | Down |  | None | Non-Condensing | Two-Stage Modulating |  | 5 | Standard |  | 400000 | 324000 | [6 empty] | 81 | 80 | [6 empty] | Federally-Regulated Commercial & Industrial Equipment | 09/30/2015 |  | 12/04/2015
Trane U.S. Inc. | Trane | SXHK*114J* | LPG | Power | False | True | 3 | False | Down |  | None | Non-Condensing | Step Modulating |  | 40 | Premium |  | 900000 | 720000 | [6 empty] | 80 | 80 | [6 empty] | Federally-Regulated Commercial & Industrial Equipment | 09/30/2015 |  | 12/04/2015
Trane U.S. Inc. | Trane | WSH150E4R0****0 | LPG | Power | False | True | 3 | False | Down |  | None | Non-Condensing | Two-Stage Modulating |  | 3 | Standard |  | 250000 | 202000 | [6 empty] | 81 | 80 | [6 empty] | Federally-Regulated Commercial & Industrial Equipment | 09/30/2015 |  | 12/04/2015
Trane U.S. Inc. | Trane | YH(D,H)150G(3,4,W)R(H,Z)* | LPG | Power | False | True | 3 | False | Down |  | None | Non-Condensing | Two-Stage Modulating |  | 3 | Standard |  | 250000 | 203000 | [6 empty] | 81 | 80 | [6 empty] | Federally-Regulated Commercial & Industrial Equipment | 09/30/2015 |  | 12/04/2015
Trane U.S. Inc. | Trane | YH(D,H)150G(3,4,W)R(H,Z)* | LPG | Power | False | True | 3 | False | Horizontal |  | None | Non-Condensing | Two-Stage Modulating |  | 3 | Standard |  | 250000 | 203000 | [6 empty] | 81 | 80 | [6 empty] | Federally-Regulated Commercial & Industrial Equipment | 09/30/2015 |  | 12/04/2015
Trane U.S. Inc. | Trane | YH(D,H)150G(3,4,W)RV* | LPG | Power | False | True | 3 | False | Down |  | None | Non-Condensing | Step Modulating |  | 3 | Standard |  | 350000 | 283000 | [6 empty] | 81 | 80 | [6 empty] | Federally-Regulated Commercial & Industrial Equipment | 09/30/2015 |  | 12/04/2015
Trane U.S. Inc. | Trane | YH(D,H)150G(3,4,W)RV* | LPG | Power | False | True | 3 | False | Horizontal |  | None | Non-Condensing | Step Modulating |  | 3 | Standard |  | 350000 | 283000 | [6 empty] | 81 | 80 | [6 empty] | Federally-Regulated Commercial & Industrial Equipment | 09/30/2015 |  | 12/04/2015
Trane U.S. Inc. | Trane | YH(D,H)180G(3,4,W)R(L,X)* | LPG | Power | False | True | 3 | False | Down |  | None | Non-Condensing | Two-Stage Modulating |  | 3 | Standard |  | 250000 | 203000 | [6 empty] | 81 | 80 | [6 empty] | Federally-Regulated Commercial & Industrial Equipment | 09/30/2015 |  | 12/04/2015
Trane U.S. Inc. | Trane | YH(D,H)180G(3,4,W)R(L,X)* | LPG | Power | False | True | 3 | False | Horizontal |  | None | Non-Condensing | Two-Stage Modulating |  | 3 | Standard |  | 250000 | 203000 | [6 empty] | 81 | 80 | [6 empty] | Federally-Regulated Commercial & Industrial Equipment | 09/30/2015 |  | 12/04/2015
Trane U.S. Inc. | Trane | YH(D,H)180G(3,4,W)R(L,X)* | Natural Gas | Power | False | True | 3 | False | Down |  | None | Non-Condensing | Two-Stage Modulating |  | 3 | Standard |  | 250000 | 203000 | [6 empty] | 81 | 80 | [6 empty] | Federally-Regulated Commercial & Industrial Equipment | 09/30/2015 |  | 12/04/2015
Trane U.S. Inc. | Trane | YH(D,H)180G(3,4,W)R(L,X)* | Natural Gas | Power | False | True | 3 | False | Horizontal |  | None | Non-Condensing | Two-Stage Modulating |  | 3 | Standard |  | 250000 | 203000 | [6 empty] | 81 | 80 | [6 empty] | Federally-Regulated Commercial & Industrial Equipment | 09/30/2015 |  | 12/04/2015
Trane U.S. Inc. | Trane | YH(D,H)180G(3,4,W)R(H,Z)* | LPG | Power | False | True | 3 | False | Down |  | None | Non-Condensing | Two-Stage Modulating |  | 3 | Standard |  | 350000 | 284000 | [6 empty] | 81 | 80 | [6 empty] | Federally-Regulated Commercial & Industrial Equipment | 09/30/2015 |  | 12/04/2015
Trane U.S. Inc. | Trane | YH(D,H)180G(3,4,W)R(H,Z)* | LPG | Power | False | True | 3 | False | Horizontal |  | None | Non-Condensing | Two-Stage Modulating |  | 3 | Standard |  | 350000 | 284000 | [6 empty] | 81 | 80 | [6 empty] | Federally-Regulated Commercial & Industrial Equipment | 09/30/2015 |  | 12/04/2015
Trane U.S. Inc. | Trane | YH(D,H)180G(3,4,W)R(H,Z)* | Natural Gas | Power | False | True | 3 | False | Down |  | None | Non-Condensing | Two-Stage Modulating |  | 3 | Standard |  | 350000 | 284000 | [6 empty] | 81 | 80 | [6 empty] | Federally-Regulated Commercial & Industrial Equipment | 09/30/2015 |  | 12/04/2015
Trane U.S. Inc. | Trane | YH(D,H)180G(3,4,W)R(H,Z)* | Natural Gas | Power | False | True | 3 | False | Horizontal |  | None | Non-Condensing | Two-Stage Modulating |  | 3 | Standard |  | 350000 | 284000 | [6 empty] | 81 | 80 | [6 empty] | Federally-Regulated Commercial & Industrial Equipment | 09/30/2015 |  | 12/04/2015
Trane U.S. Inc. | Trane | YH(D,H)210G(3,4,W)R(L,X)* | LPG | Power | False | True | 3 | False | Down |  | None | Non-Condensing | Two-Stage Modulating |  | 5 | Standard |  | 250000 | 203000 | [6 empty] | 81 | 80 | [6 empty] | Federally-Regulated Commercial & Industrial Equipment | 09/30/2015 |  | 12/04/2015
Trane U.S. Inc. | Trane | YH(D,H)210G(3,4,W)R(L,X)* | LPG | Power | False | True | 3 | False | Horizontal |  | None | Non-Condensing | Two-Stage Modulating |  | 5 | Standard |  | 250000 | 203000 | [6 empty] | 81 | 80 | [6 empty] | Federally-Regulated Commercial & Industrial Equipment | 09/30/2015 |  | 12/04/2015
Trane U.S. Inc. | Trane | YH(D,H)210G(3,4,W)R(H,Z)* | LPG | Power | False | True | 3 | False | Down |  | None | Non-Condensing | Two-Stage Modulating |  | 5 | Standard |  | 350000 | 284000 | [6 empty] | 81 | 80 | [6 empty] | Federally-Regulated Commercial & Industrial Equipment | 09/30/2015 |  | 12/04/2015
Trane U.S. Inc. | Trane | YH(D,H)210G(3,4,W)R(H,Z)* | LPG | Power | False | True | 3 | False | Horizontal |  | None | Non-Condensing | Two-Stage Modulating |  | 5 | Standard |  | 350000 | 284000 | [6 empty] | 81 | 80 | [6 empty] | Federally-Regulated Commercial & Industrial Equipment | 09/30/2015 |  | 12/04/2015
Trane U.S. Inc. | Trane | YH(D,H)210G(3,4,W)RV* | LPG | Power | False | True | 3 | False | Down |  | None | Non-Condensing | Step Modulating |  | 5 | Standard |  | 350000 | 283000 | [6 empty] | 81 | 80 | [6 empty] | Federally-Regulated Commercial & Industrial Equipment | 09/30/2015 |  | 12/04/2015
Trane U.S. Inc. | Trane | YH(D,H)210G(3,4,W)RV* | LPG | Power | False | True | 3 | False | Horizontal |  | None | Non-Condensing | Step Modulating |  | 5 | Standard |  | 350000 | 283000 | [6 empty] | 81 | 80 | [6 empty] | Federally-Regulated Commercial & Industrial Equipment | 09/30/2015 |  | 12/04/2015
Trane U.S. Inc. | Trane | YH(D,H)240G(3,4,W)R(L,X)* | LPG | Power | False | True | 3 | False | Down |  | None | Non-Condensing | Two-Stage Modulating |  | 5 | Standard |  | 250000 | 203000 | [6 empty] | 81 | 80 | [6 empty] | Federally-Regulated Commercial & Industrial Equipment | 09/30/2015 |  | 12/04/2015
Trane U.S. Inc. | Trane | YH(D,H)240G(3,4,W)R(L,X)* | LPG | Power | False | True | 3 | False | Horizontal |  | None | Non-Condensing | Two-Stage Modulating |  | 5 | Standard |  | 250000 | 203000 | [6 empty] | 81 | 80 | [6 empty] | Federally-Regulated Commercial & Industrial Equipment | 09/30/2015 |  | 12/04/2015
Trane U.S. Inc. | Trane | YH(D,H)240G(3,4,W)R(H,Z)* | LPG | Power | False | True | 3 | False | Down |  | None | Non-Condensing | Two-Stage Modulating |  | 5 | Standard |  | 400000 | 324000 | [6 empty] | 81 | 80 | [6 empty] | Federally-Regulated Commercial & Industrial Equipment | 09/30/2015 |  | 12/04/2015
Trane U.S. Inc. | Trane | YH(D,H)240G(3,4,W)R(H,Z)* | LPG | Power | False | True | 3 | False | Horizontal |  | None | Non-Condensing | Two-Stage Modulating |  | 5 | Standard |  | 400000 | 324000 | [6 empty] | 81 | 80 | [6 empty] | Federally-Regulated Commercial & Industrial Equipment | 09/30/2015 |  | 12/04/2015
Trane U.S. Inc. | Trane | YH(D,H)240G(3,4,W)RV* | LPG | Power | False | True | 3 | False | Down |  | None | Non-Condensing | Step Modulating |  | 5 | Standard |  | 350000 | 283000 | [6 empty] | 81 | 80 | [6 empty] | Federally-Regulated Commercial & Industrial Equipment | 09/30/2015 |  | 12/04/2015
Trane U.S. Inc. | Trane | YH(D,H)240G(3,4,W)RV* | LPG | Power | False | True | 3 | False | Horizontal |  | None | Non-Condensing | Step Modulating |  | 5 | Standard |  | 350000 | 283000 | [6 empty] | 81 | 80 | [6 empty] | Federally-Regulated Commercial & Industrial Equipment | 09/30/2015 |  | 12/04/2015
Trane U.S. Inc. | Trane | YH(D,H)300G(3,4,W)R(L,X)* | LPG | Power | False | True | 3 | False | Down |  | None | Non-Condensing | Two-Stage Modulating |  | 7.5 | Standard |  | 250000 | 203000 | [6 empty] | 81 | 80 | [6 empty] | Federally-Regulated Commercial & Industrial Equipment | 09/30/2015 |  | 12/04/2015
Trane U.S. Inc. | Trane | YH(D,H)300G(3,4,W)R(L,X)* | LPG | Power | False | True | 3 | False | Horizontal |  | None | Non-Condensing | Two-Stage Modulating |  | 7.5 | Standard |  | 250000 | 203000 | [6 empty] | 81 | 80 | [6 empty] | Federally-Regulated Commercial & Industrial Equipment | 09/30/2015 |  | 12/04/2015
Trane U.S. Inc. | Trane | YH(D,H)300G(3,4,W)R(H,Z)* | LPG | Power | False | True | 3 | False | Down |  | None | Non-Condensing | Two-Stage Modulating |  | 7.5 | Standard |  | 400000 | 324000 | [6 empty] | 81 | 80 | [6 empty] | Federally-Regulated Commercial & Industrial Equipment | 09/30/2015 |  | 12/04/2015
Trane U.S. Inc. | Trane | YH(D,H)300G(3,4,W)R(H,Z)* | LPG | Power | False | True | 3 | False | Horizontal |  | None | Non-Condensing | Two-Stage Modulating |  | 7.5 | Standard |  | 400000 | 324000 | [6 empty] | 81 | 80 | [6 empty] | Federally-Regulated Commercial & Industrial Equipment | 09/30/2015 |  | 12/04/2015
Trane U.S. Inc. | Trane | YH(D,H)300G(3,4,W)RV* | LPG | Power | False | True | 3 | False | Down |  | None | Non-Condensing | Step Modulating |  | 7.5 | Standard |  | 350000 | 283000 | [6 empty] | 81 | 80 | [6 empty] | Federally-Regulated Commercial & Industrial Equipment | 09/30/2015 |  | 12/04/2015
Trane U.S. Inc. | Trane | YH(D,H)300G(3,4,W)RV* | LPG | Power | False | True | 3 | False | Horizontal |  | None | Non-Condensing | Step Modulating |  | 7.5 | Standard |  | 350000 | 283000 | [6 empty] | 81 | 80 | [6 empty] | Federally-Regulated Commercial & Industrial Equipment | 09/30/2015 |  | 12/04/2015
Trane U.S. Inc. | Trane | YH(D,H)180G(3,4,W)RV* | LPG | Power | False | True | 3 | False | Down |  | None | Non-Condensing | Step Modulating |  | 3 | Standard |  | 350000 | 283000 | [6 empty] | 81 | 80 | [6 empty] | Federally-Regulated Commercial & Industrial Equipment | 09/30/2015 |  | 12/04/2015
Trane U.S. Inc. | Trane | YH(D,H)180G(3,4,W)RV* | LPG | Power | False | True | 3 | False | Horizontal |  | None | Non-Condensing | Step Modulating |  | 3 | Standard |  | 350000 | 283000 | [6 empty] | 81 | 80 | [6 empty] | Federally-Regulated Commercial & Industrial Equipment | 09/30/2015 |  | 12/04/2015
Trane U.S. Inc. | Trane | YH(D,H)180G(3,4,W)RV* | Natural Gas | Power | False | True | 3 | False | Down |  | None | Non-Condensing | Step Modulating |  | 3 | Standard |  | 350000 | 283000 | [6 empty] | 81 | 80 | [6 empty] | Federally-Regulated Commercial & Industrial Equipment | 09/30/2015 |  | 12/04/2015
Trane U.S. Inc. | Trane | YH(D,H)180G(3,4,W)RV* | Natural Gas | Power | False | True | 3 | False | Horizontal |  | None | Non-Condensing | Step Modulating |  | 3 | Standard |  | 350000 | 283000 | [6 empty] | 81 | 80 | [6 empty] | Federally-Regulated Commercial & Industrial Equipment | 09/30/2015 |  | 12/04/2015
Trane U.S. Inc. | Trane | SFHL*20(E,F,4,5)(P,T) | LPG | Power | False | True | 3 | False | Down |  | None | Non-Condensing | Step Modulating |  | 20 | Premium |  | 500000 | 410000 | [6 empty] | 80 | 80 | [6 empty] | Federally-Regulated Commercial & Industrial Equipment | 09/30/2015 |  | 12/04/2015
Trane U.S. Inc. | Trane | SFHL*25(E,F,4,5)(P,T) | LPG | Power | False | True | 3 | False | Down |  | None | Non-Condensing | Step Modulating |  | 20 | Premium |  | 500000 | 400000 | [6 empty] | 80 | 80 | [6 empty] | Federally-Regulated Commercial & Industrial Equipment | 09/30/2015 |  | 12/04/2015
Trane U.S. Inc. | Trane | SFHL*30(E,F,4,5)(P,T) | LPG | Power | False | True | 3 | False | Down |  | None | Non-Condensing | Step Modulating |  | 20 | Premium |  | 500000 | 400000 | [6 empty] | 80 | 80 | [6 empty] | Federally-Regulated Commercial & Industrial Equipment | 09/30/2015 |  | 12/04/2015
Trane U.S. Inc. | Trane | SFHL*40(E,F,4,5)(P,T) | LPG | Power | False | True | 3 | False | Down |  | None | Non-Condensing | Step Modulating |  | 30 | Premium |  | 850000 | 680000 | [6 empty] | 80 | 80 | [6 empty] | Federally-Regulated Commercial & Industrial Equipment | 09/30/2015 |  | 12/04/2015
Trane U.S. Inc. | Trane | SFHL*50(E,F,4,5)(M, K) | LPG | Power | False | True | 3 | False | Down |  | None | Non-Condensing | Step Modulating |  | 30 | Premium |  | 500000 | 400000 | [6 empty] | 80 | 80 | [6 empty] | Federally-Regulated Commercial & Industrial Equipment | 09/30/2015 |  | 12/04/2015
Trane U.S. Inc. | Trane | SFHL*50(E,F,4,5)(P,T) | LPG | Power | False | True | 3 | False | Down |  | None | Non-Condensing | Step Modulating |  | 30 | Premium |  | 850000 | 680000 | [6 empty] | 80 | 80 | [6 empty] | Federally-Regulated Commercial & Industrial Equipment | 09/30/2015 |  | 12/04/2015
Trane U.S. Inc. | Trane | SFHL*55(E,F,4,5)(M, K) | LPG | Power | False | True | 3 | False | Down |  | None | Non-Condensing | Step Modulating |  | 30 | Premium |  | 500000 | 400000 | [6 empty] | 80 | 80 | [6 empty] | Federally-Regulated Commercial & Industrial Equipment | 09/30/2015 |  | 12/04/2015
Trane U.S. Inc. | Trane | SFHL*55(E,F,4,5)(P,T) | LPG | Power | False | True | 3 | False | Down |  | None | Non-Condensing | Step Modulating |  | 30 | Premium |  | 850000 | 680000 | [6 empty] | 80 | 80 | [6 empty] | Federally-Regulated Commercial & Industrial Equipment | 09/30/2015 |  | 12/04/2015
Trane U.S. Inc. | Trane | SFHL*60(E,F,4,5)(M, K) | LPG | Power | False | True | 3 | False | Down |  | None | Non-Condensing | Step Modulating |  | 50 | Premium |  | 500000 | 400000 | [6 empty] | 80 | 80 | [6 empty] | Federally-Regulated Commercial & Industrial Equipment | 09/30/2015 |  | 12/04/2015
Trane U.S. Inc. | Trane | SFHL*60(E,F,4,5)(P,T) | LPG | Power | False | True | 3 | False | Down |  | None | Non-Condensing | Step Modulating |  | 50 | Premium |  | 850000 | 680000 | [6 empty] | 80 | 80 | [6 empty] | Federally-Regulated Commercial & Industrial Equipment | 09/30/2015 |  | 12/04/2015
Trane U.S. Inc. | Trane | SFHL*70(E,F,4,5)(M, K) | LPG | Power | False | True | 3 | False | Down |  | None | Non-Condensing | Step Modulating |  | 50 | Premium |  | 500000 | 400000 | [6 empty] | 80 | 80 | [6 empty] | Federally-Regulated Commercial & Industrial Equipment | 09/30/2015 |  | 12/04/2015
Trane U.S. Inc. | Trane | SFHL*70(E,F,4,5)(P,T) | LPG | Power | False | True | 3 | False | Down |  | None | Non-Condensing | Step Modulating |  | 50 | Premium |  | 850000 | 680000 | [6 empty] | 80 | 80 | [6 empty] | Federally-Regulated Commercial & Industrial Equipment | 09/30/2015 |  | 12/04/2015
Trane U.S. Inc. | Trane | SFHL*75(E,F,4,5)(M, K) | LPG | Power | False | True | 3 | False | Down |  | None | Non-Condensing | Step Modulating |  | 50 | Premium |  | 500000 | 400000 | [6 empty] | 80 | 80 | [6 empty] | Federally-Regulated Commercial & Industrial Equipment | 09/30/2015 |  | 12/04/2015
Trane U.S. Inc. | Trane | SFHL*75(E,F,4,5)(P,T) | LPG | Power | False | True | 3 | False | Down |  | None | Non-Condensing | Step Modulating |  | 50 | Premium |  | 850000 | 680000 | [6 empty] | 80 | 80 | [6 empty] | Federally-Regulated Commercial & Industrial Equipment | 09/30/2015 |  | 12/04/2015
Trane U.S. Inc. | Trane | SFHL*90(E,F,4,5)(P,T) | LPG | Power | False | True | 3 | False | Down |  | None | Non-Condensing | Step Modulating |  | 40 | Premium |  | 1000000 | 800000 | [6 empty] | 80 | 80 | [6 empty] | Federally-Regulated Commercial & Industrial Equipment | 09/30/2015 |  | 12/04/2015
Trane U.S. Inc. | Trane | SFHL*11(E,F,4,5)(P,T) | LPG | Power | False | True | 3 | False | Down |  | None | Non-Condensing | Step Modulating |  | 40 | Premium |  | 1000000 | 800000 | [6 empty] | 80 | 80 | [6 empty] | Federally-Regulated Commercial & Industrial Equipment | 09/30/2015 |  | 12/04/2015
Trane U.S. Inc. | Trane | SFHL*12(E,F,4,5)(P,T) | LPG | Power | False | True | 3 | False | Down |  | None | Non-Condensing | Step Modulating |  | 40 | Premium |  | 1000000 | 800000 | [6 empty] | 80 | 80 | [6 empty] | Federally-Regulated Commercial & Industrial Equipment | 09/30/2015 |  | 12/04/2015
Trane U.S. Inc. | Trane | SFHL*13(E,F,4,5)(P,T) | LPG | Power | False | True | 3 | False | Down |  | None | Non-Condensing | Step Modulating |  | 40 | Premium |  | 1000000 | 800000 | [6 empty] | 80 | 80 | [6 empty] | Federally-Regulated Commercial & Industrial Equipment | 09/30/2015 |  | 12/04/2015
Daikin Comfort Technologies Manufacturing, L.P. | Amana | ADCV81005CXB* | LPG | Induced Draft | True | False | 1 | False | Down |  | None | Non-Condensing | Two-Stage Modulating |  | 0.75 | Premium |  | 100000 | 80000 |  |  | 97700 | 222 | 80 | 78 | [8 empty] | Federally-Regulated Consumer Product | 09/30/2015 |  | 01/19/2016
Daikin Comfort Technologies Manufacturing, L.P. | Amana | ADCV81005CXB* | Natural Gas | Induced Draft | True | False | 1 | False | Down |  | None | Non-Condensing | Two-Stage Modulating |  | 0.75 | Premium |  | 100000 | 80000 |  |  | 97700 | 222 | 80 | 78 | [8 empty] | Federally-Regulated Consumer Product | 09/30/2015 |  | 01/19/2016
Daikin Comfort Technologies Manufacturing, L.P. | Daikin | DD80VC1005CX | LPG | Induced Draft | True | False | 1 | False | Down |  | None | Non-Condensing | Two-Stage Modulating |  | 0.75 | Premium |  | 100000 | 80000 |  |  | 97700 | 222 | 80 | 78 | [8 empty] | Federally-Regulated Consumer Product | 09/30/2015 |  | 01/19/2016
Daikin Comfort Technologies Manufacturing, L.P. | Daikin | DD80VC1005CX | Natural Gas | Induced Draft | True | False | 1 | False | Down |  | None | Non-Condensing | Two-Stage Modulating |  | 0.75 | Premium |  | 100000 | 80000 |  |  | 97700 | 222 | 80 | 78 | [8 empty] | Federally-Regulated Consumer Product | 09/30/2015 |  | 01/19/2016
Trane U.S. Inc. | Trane | SFHJ*90(4,5,C)A | LPG | Power | False | True | 3 | False | Down |  | None | Non-Condensing | Two-Stage Modulating |  | 0 | Premium |  | 850000 | 680000 | [6 empty] | 80 | 80 | [6 empty] | Federally-Regulated Commercial & Industrial Equipment | 12/04/2015 |  | 01/29/2016
Lennox Industries Inc. | E-Series | LGH036**EM*P | LPG | Induced Draft | True | True | 1 | False | Down |  | None | Non-Condensing | Single-Stage |  | 0.5 | Premium |  | 105000 | 84000 |  |  | 98400 | 471 | 80 | 78 | [8 empty] | Federally-Regulated Consumer Product | 09/23/2015 |  | 02/23/2016
Lennox Industries Inc. | E-Series | LGH036**EM*P | LPG | Induced Draft | True | True | 1 | False | Horizontal |  | None | Non-Condensing | Single-Stage |  | 0.5 | Premium |  | 105000 | 84000 |  |  | 98400 | 471 | 80 | 78 | [8 empty] | Federally-Regulated Consumer Product | 09/23/2015 |  | 02/23/2016
Lennox Industries Inc. | E-Series | LGH036**EM*P | Natural Gas | Induced Draft | True | True | 1 | False | Down |  | None | Non-Condensing | Single-Stage |  | 0.5 | Premium |  | 105000 | 84000 |  |  | 98400 | 471 | 80 | 78 | [8 empty] | Federally-Regulated Consumer Product | 09/23/2015 |  | 02/23/2016
Lennox Industries Inc. | E-Series | LGH036**EM*P | Natural Gas | Induced Draft | True | True | 1 | False | Horizontal |  | None | Non-Condensing | Single-Stage |  | 0.5 | Premium |  | 105000 | 84000 |  |  | 98400 | 471 | 80 | 78 | [8 empty] | Federally-Regulated Consumer Product | 09/23/2015 |  | 02/23/2016
Daikin Comfort Technologies Manufacturing, L.P. | Goodman | GPG154811541** | LPG | Induced Draft | True | True | 1 | False | Down |  | None | Non-Condensing | Two-Stage Modulating |  | 0.75 | Premium |  | 115000 | 91000 |  |  | 97500 | 284 | 80 | 78 | [8 empty] | Federally-Regulated Consumer Product | 09/30/2015 |  | 02/23/2016
Daikin Comfort Technologies Manufacturing, L.P. | Goodman | GPG154811541** | LPG | Induced Draft | True | True | 1 | False | Horizontal |  | None | Non-Condensing | Two-Stage Modulating |  | 0.75 | Premium |  | 115000 | 91000 |  |  | 97500 | 284 | 80 | 78 | [8 empty] | Federally-Regulated Consumer Product | 09/30/2015 |  | 02/23/2016
Daikin Comfort Technologies Manufacturing, L.P. | Goodman | GPG153609041** | LPG | Induced Draft | True | True | 1 | False | Down |  | None | Non-Condensing | Two-Stage Modulating |  | 0.5 | Premium |  | 92000 | 73000 |  |  | 77400 | 462 | 80 | 78 | [8 empty] | Federally-Regulated Consumer Product | 09/30/2015 |  | 02/23/2016
Daikin Comfort Technologies Manufacturing, L.P. | Goodman | GPG153609041** | LPG | Induced Draft | True | True | 1 | False | Horizontal |  | None | Non-Condensing | Two-Stage Modulating |  | 0.5 | Premium |  | 92000 | 73000 |  |  | 77400 | 462 | 80 | 78 | [8 empty] | Federally-Regulated Consumer Product | 09/30/2015 |  | 02/23/2016
Daikin Comfort Technologies Manufacturing, L.P. | Goodman | GPG156014041** | LPG | Induced Draft | True | True | 1 | False | Down |  | None | Non-Condensing | Two-Stage Modulating |  | 1 | Premium |  | 138000 | 110000 |  |  | 135700 | 899 | 80 | 78 | [8 empty] | Federally-Regulated Consumer Product | 09/30/2015 |  | 02/23/2016
Daikin Comfort Technologies Manufacturing, L.P. | Goodman | GPG156014041** | LPG | Induced Draft | True | True | 1 | False | Horizontal |  | None | Non-Condensing | Two-Stage Modulating |  | 1 | Premium |  | 138000 | 110000 |  |  | 135700 | 899 | 80 | 78 | [8 empty] | Federally-Regulated Consumer Product | 09/30/2015 |  | 02/23/2016
Daikin Comfort Technologies Manufacturing, L.P. | Goodman | GPG152407041** | LPG | Induced Draft | True | True | 1 | False | Down |  | None | Non-Condensing | Two-Stage Modulating |  | 0.5 | Premium |  | 69000 | 55000 |  |  | 57800 | 285 | 80 | 78 | [8 empty] | Federally-Regulated Consumer Product | 09/30/2015 |  | 02/23/2016
Daikin Comfort Technologies Manufacturing, L.P. | Goodman | GPG152407041** | LPG | Induced Draft | True | True | 1 | False | Horizontal |  | None | Non-Condensing | Two-Stage Modulating |  | 0.5 | Premium |  | 69000 | 55000 |  |  | 57800 | 285 | 80 | 78 | [8 empty] | Federally-Regulated Consumer Product | 09/30/2015 |  | 02/23/2016
Daikin Comfort Technologies Manufacturing, L.P. | Goodman | GPG1324045M41 | LPG | Induced Draft | True | True | 1 | False | Down |  | None | Non-Condensing | Single-Stage |  | 0.25 | Standard |  | 46000 | 37000 |  |  | 38200 | 421 | 80 | 78 | [8 empty] | Federally-Regulated Consumer Product | 09/30/2015 |  | 02/23/2016
Daikin Comfort Technologies Manufacturing, L.P. | Goodman | GPG1324045M41 | LPG | Induced Draft | True | True | 1 | False | Horizontal |  | None | Non-Condensing | Single-Stage |  | 0.25 | Standard |  | 46000 | 37000 |  |  | 38200 | 421 | 80 | 78 | [8 empty] | Federally-Regulated Consumer Product | 09/30/2015 |  | 02/23/2016
Daikin Comfort Technologies Manufacturing, L.P. | Goodman | GPG1324070M41 | LPG | Induced Draft | True | True | 1 | False | Down |  | None | Non-Condensing | Single-Stage |  | 0.25 | Standard |  | 69000 | 55000 |  |  | 57700 | 559 | 80 | 78 | [8 empty] | Federally-Regulated Consumer Product | 09/30/2015 |  | 02/23/2016
Daikin Comfort Technologies Manufacturing, L.P. | Goodman | GPG1324070M41 | LPG | Induced Draft | True | True | 1 | False | Horizontal |  | None | Non-Condensing | Single-Stage |  | 0.25 | Standard |  | 69000 | 55000 |  |  | 57700 | 559 | 80 | 78 | [8 empty] | Federally-Regulated Consumer Product | 09/30/2015 |  | 02/23/2016
Daikin Comfort Technologies Manufacturing, L.P. | Goodman | GPG1330045M41 | LPG | Induced Draft | True | True | 1 | False | Down |  | None | Non-Condensing | Single-Stage |  | 0.33 | Standard |  | 46000 | 37000 |  |  | 38200 | 421 | 80 | 78 | [8 empty] | Federally-Regulated Consumer Product | 09/30/2015 |  | 02/23/2016
Daikin Comfort Technologies Manufacturing, L.P. | Goodman | GPG1330045M41 | LPG | Induced Draft | True | True | 1 | False | Horizontal |  | None | Non-Condensing | Single-Stage |  | 0.33 | Standard |  | 46000 | 37000 |  |  | 38200 | 421 | 80 | 78 | [8 empty] | Federally-Regulated Consumer Product | 09/30/2015 |  | 02/23/2016
Daikin Comfort Technologies Manufacturing, L.P. | Goodman | GPG1330070M41 | LPG | Induced Draft | True | True | 1 | False | Down |  | None | Non-Condensing | Single-Stage |  | 0.33 | Standard |  | 69000 | 55000 |  |  | 57700 | 559 | 80 | 78 | [8 empty] | Federally-Regulated Consumer Product | 09/30/2015 |  | 02/23/2016
Daikin Comfort Technologies Manufacturing, L.P. | Goodman | GPG1330070M41 | LPG | Induced Draft | True | True | 1 | False | Horizontal |  | None | Non-Condensing | Single-Stage |  | 0.33 | Standard |  | 69000 | 55000 |  |  | 57700 | 559 | 80 | 78 | [8 empty] | Federally-Regulated Consumer Product | 09/30/2015 |  | 02/23/2016
Daikin Comfort Technologies Manufacturing, L.P. | Goodman | GPG1336090M41 | LPG | Induced Draft | True | True | 1 | False | Down |  | None | Non-Condensing | Single-Stage |  | 0.33 | Standard |  | 92000 | 73000 |  |  | 76900 | 737 | 80 | 78 | [8 empty] | Federally-Regulated Consumer Product | 09/30/2015 |  | 02/23/2016
Daikin Comfort Technologies Manufacturing, L.P. | Goodman | GPG1336090M41 | LPG | Induced Draft | True | True | 1 | False | Horizontal |  | None | Non-Condensing | Single-Stage |  | 0.33 | Standard |  | 92000 | 73000 |  |  | 76900 | 737 | 80 | 78 | [8 empty] | Federally-Regulated Consumer Product | 09/30/2015 |  | 02/23/2016
Daikin Comfort Technologies Manufacturing, L.P. | Goodman | GPG1342070M41 | LPG | Induced Draft | True | True | 1 | False | Down |  | None | Non-Condensing | Single-Stage |  | 0.33 | Standard |  | 69000 | 55000 |  |  | 58000 | 493 | 80 | 78 | [8 empty] | Federally-Regulated Consumer Product | 09/30/2015 |  | 02/23/2016
Daikin Comfort Technologies Manufacturing, L.P. | Goodman | GPG1342070M41 | LPG | Induced Draft | True | True | 1 | False | Horizontal |  | None | Non-Condensing | Single-Stage |  | 0.33 | Standard |  | 69000 | 55000 |  |  | 58000 | 493 | 80 | 78 | [8 empty] | Federally-Regulated Consumer Product | 09/30/2015 |  | 02/23/2016
Daikin Comfort Technologies Manufacturing, L.P. | Goodman | GPG1342090M41 | LPG | Induced Draft | True | True | 1 | False | Down |  | None | Non-Condensing | Single-Stage |  | 0.33 | Standard |  | 92000 | 73000 |  |  | 77600 | 579 | 80 | 78 | [8 empty] | Federally-Regulated Consumer Product | 09/30/2015 |  | 02/23/2016
Daikin Comfort Technologies Manufacturing, L.P. | Goodman | GPG1342090M41 | LPG | Induced Draft | True | True | 1 | False | Horizontal |  | None | Non-Condensing | Single-Stage |  | 0.33 | Standard |  | 92000 | 73000 |  |  | 77600 | 579 | 80 | 78 | [8 empty] | Federally-Regulated Consumer Product | 09/30/2015 |  | 02/23/2016
Daikin Comfort Technologies Manufacturing, L.P. | Goodman | GPG1348070M41 | LPG | Induced Draft | True | True | 1 | False | Down |  | None | Non-Condensing | Single-Stage |  | 0.75 | Premium |  | 69000 | 55000 |  |  | 58000 | 493 | 80 | 78 | [8 empty] | Federally-Regulated Consumer Product | 09/30/2015 |  | 02/23/2016
Daikin Comfort Technologies Manufacturing, L.P. | Goodman | GPG1348070M41 | LPG | Induced Draft | True | True | 1 | False | Horizontal |  | None | Non-Condensing | Single-Stage |  | 0.75 | Premium |  | 69000 | 55000 |  |  | 58000 | 493 | 80 | 78 | [8 empty] | Federally-Regulated Consumer Product | 09/30/2015 |  | 02/23/2016
Daikin Comfort Technologies Manufacturing, L.P. | Goodman | GPG1348090M41 | LPG | Induced Draft | True | True | 1 | False | Down |  | None | Non-Condensing | Single-Stage |  | 0.75 | Premium |  | 92000 | 73000 |  |  | 77600 | 579 | 80 | 78 | [8 empty] | Federally-Regulated Consumer Product | 09/30/2015 |  | 02/23/2016
Daikin Comfort Technologies Manufacturing, L.P. | Goodman | GPG1348090M41 | LPG | Induced Draft | True | True | 1 | False | Horizontal |  | None | Non-Condensing | Single-Stage |  | 0.75 | Premium |  | 92000 | 73000 |  |  | 77600 | 579 | 80 | 78 | [8 empty] | Federally-Regulated Consumer Product | 09/30/2015 |  | 02/23/2016
Daikin Comfort Technologies Manufacturing, L.P. | Goodman | GPG1348115M41 | LPG | Induced Draft | True | True | 1 | False | Down |  | None | Non-Condensing | Single-Stage |  | 0.75 | Premium |  | 115000 | 91000 |  |  | 96000 | 965 | 80 | 78 | [8 empty] | Federally-Regulated Consumer Product | 09/30/2015 |  | 02/23/2016
Daikin Comfort Technologies Manufacturing, L.P. | Goodman | GPG1348115M41 | LPG | Induced Draft | True | True | 1 | False | Horizontal |  | None | Non-Condensing | Single-Stage |  | 0.75 | Premium |  | 115000 | 91000 |  |  | 96000 | 965 | 80 | 78 | [8 empty] | Federally-Regulated Consumer Product | 09/30/2015 |  | 02/23/2016
Daikin Comfort Technologies Manufacturing, L.P. | Goodman | GPG1360090M41 | LPG | Induced Draft | True | True | 1 | False | Down |  | None | Non-Condensing | Single-Stage |  | 1 | Premium |  | 92000 | 73000 |  |  | 77800 | 535 | 80 | 78 | [8 empty] | Federally-Regulated Consumer Product | 09/30/2015 |  | 02/23/2016
Daikin Comfort Technologies Manufacturing, L.P. | Goodman | GPG1360090M41 | LPG | Induced Draft | True | True | 1 | False | Horizontal |  | None | Non-Condensing | Single-Stage |  | 1 | Premium |  | 92000 | 73000 |  |  | 77800 | 535 | 80 | 78 | [8 empty] | Federally-Regulated Consumer Product | 09/30/2015 |  | 02/23/2016
Daikin Comfort Technologies Manufacturing, L.P. | Goodman | GPG1360115M41 | LPG | Induced Draft | True | True | 1 | False | Down |  | None | Non-Condensing | Single-Stage |  | 1 | Premium |  | 115000 | 91000 |  |  | 95900 | 980 | 80 | 78 | [8 empty] | Federally-Regulated Consumer Product | 09/30/2015 |  | 02/23/2016
Daikin Comfort Technologies Manufacturing, L.P. | Goodman | GPG1360115M41 | LPG | Induced Draft | True | True | 1 | False | Horizontal |  | None | Non-Condensing | Single-Stage |  | 1 | Premium |  | 115000 | 91000 |  |  | 95900 | 980 | 80 | 78 | [8 empty] | Federally-Regulated Consumer Product | 09/30/2015 |  | 02/23/2016
Daikin Comfort Technologies Manufacturing, L.P. | Goodman | GPG1360140M41 | LPG | Induced Draft | True | True | 1 | False | Down |  | None | Non-Condensing | Single-Stage |  | 1 | Premium |  | 138000 | 110000 |  |  | 116500 | 840 | 80 | 78 | [8 empty] | Federally-Regulated Consumer Product | 09/30/2015 |  | 02/23/2016
Daikin Comfort Technologies Manufacturing, L.P. | Goodman | GPG1360140M41 | LPG | Induced Draft | True | True | 1 | False | Horizontal |  | None | Non-Condensing | Single-Stage |  | 1 | Premium |  | 138000 | 110000 |  |  | 116500 | 840 | 80 | 78 | [8 empty] | Federally-Regulated Consumer Product | 09/30/2015 |  | 02/23/2016
Daikin Comfort Technologies Manufacturing, L.P. | Goodman | GPD1424070M41A* | LPG | Induced Draft | True | True | 1 | False | Down |  | None | Non-Condensing | Two-Stage Modulating |  | 0.5 | Premium |  | 69000 | 56000 |  |  | 57800 | 285 | 80 | 78 | [8 empty] | Federally-Regulated Consumer Product | 09/30/2015 |  | 02/23/2016
Daikin Comfort Technologies Manufacturing, L.P. | Goodman | GPD1424070M41A* | LPG | Induced Draft | True | True | 1 | False | Horizontal |  | None | Non-Condensing | Two-Stage Modulating |  | 0.5 | Premium |  | 69000 | 56000 |  |  | 57800 | 285 | 80 | 78 | [8 empty] | Federally-Regulated Consumer Product | 09/30/2015 |  | 02/23/2016
Allied Air | ALLIED | RGE13A24050**-*** | Natural Gas | Induced Draft | True | True | 1 | False | Down |  | None | Non-Condensing | Single-Stage |  | 0.5 | Standard |  | 50000 | 40000 |  |  | 38900 | 340 | 80 | 78 | [8 empty] | Federally-Regulated Consumer Product | 09/30/2015 |  | 02/23/2016
Allied Air | Concord | RGE13A24050**-*** | Natural Gas | Induced Draft | True | True | 1 | False | Down |  | None | Non-Condensing | Single-Stage |  | 0.5 | Standard |  | 50000 | 40000 |  |  | 38900 | 340 | 80 | 78 | [8 empty] | Federally-Regulated Consumer Product | 09/30/2015 |  | 02/23/2016
Allied Air | Ducane | RGE13A24050**-*** | Natural Gas | Induced Draft | True | True | 1 | False | Down |  | None | Non-Condensing | Single-Stage |  | 0.5 | Standard |  | 50000 | 40000 |  |  | 38900 | 340 | 80 | 78 | [8 empty] | Federally-Regulated Consumer Product | 09/30/2015 |  | 02/23/2016
Allied Air | GREAT LAKES | RGE13A24050**-*** | Natural Gas | Induced Draft | True | True | 1 | False | Down |  | None | Non-Condensing | Single-Stage |  | 0.5 | Standard |  | 50000 | 40000 |  |  | 38900 | 340 | 80 | 78 | [8 empty] | Federally-Regulated Consumer Product | 09/30/2015 |  | 02/23/2016
Allied Air | ADVANCE COMFORT SYSTEM | RGE13A24050**-*** | Natural Gas | Induced Draft | True | True | 1 | False | Horizontal |  | None | Non-Condensing | Single-Stage |  | 0.5 | Standard |  | 50000 | 40000 |  |  | 38900 | 340 | 80 | 78 | [8 empty] | Federally-Regulated Consumer Product | 09/30/2015 |  | 02/23/2016
Allied Air | ALLIED | RGE13A24050**-*** | Natural Gas | Induced Draft | True | True | 1 | False | Horizontal |  | None | Non-Condensing | Single-Stage |  | 0.5 | Standard |  | 50000 | 40000 |  |  | 38900 | 340 | 80 | 78 | [8 empty] | Federally-Regulated Consumer Product | 09/30/2015 |  | 02/23/2016
Allied Air | Concord | RGE13A24050**-*** | Natural Gas | Induced Draft | True | True | 1 | False | Horizontal |  | None | Non-Condensing | Single-Stage |  | 0.5 | Standard |  | 50000 | 40000 |  |  | 38900 | 340 | 80 | 78 | [8 empty] | Federally-Regulated Consumer Product | 09/30/2015 |  | 02/23/2016
Allied Air | Ducane | RGE13A24050**-*** | Natural Gas | Induced Draft | True | True | 1 | False | Horizontal |  | None | Non-Condensing | Single-Stage |  | 0.5 | Standard |  | 50000 | 40000 |  |  | 38900 | 340 | 80 | 78 | [8 empty] | Federally-Regulated Consumer Product | 09/30/2015 |  | 02/23/2016
Allied Air | GREAT LAKES | RGE13A24050**-*** | Natural Gas | Induced Draft | True | True | 1 | False | Horizontal |  | None | Non-Condensing | Single-Stage |  | 0.5 | Standard |  | 50000 | 40000 |  |  | 38900 | 340 | 80 | 78 | [8 empty] | Federally-Regulated Consumer Product | 09/30/2015 |  | 02/23/2016
Allied Air | Concord | RGE13A24075**-*** | LPG | Induced Draft | True | True | 1 | False | Down |  | None | Non-Condensing | Single-Stage |  | 0.5 | Standard |  | 75000 | 60000 |  |  | 78000 | 579 | 80 | 78 | [8 empty] | Federally-Regulated Consumer Product | 09/30/2015 |  | 02/23/2016
Allied Air | Ducane | RGE13A24075**-*** | LPG | Induced Draft | True | True | 1 | False | Down |  | None | Non-Condensing | Single-Stage |  | 0.5 | Standard |  | 75000 | 60000 |  |  | 78000 | 579 | 80 | 78 | [8 empty] | Federally-Regulated Consumer Product | 09/30/2015 |  | 02/23/2016
Allied Air | ADVANCE COMFORT SYSTEM | RGE13A24075**-*** | LPG | Induced Draft | True | True | 1 | False | Down |  | None | Non-Condensing | Single-Stage |  | 0.5 | Standard |  | 75000 | 60000 |  |  | 78000 | 579 | 80 | 78 | [8 empty] | Federally-Regulated Consumer Product | 09/30/2015 |  | 02/23/2016
Allied Air | GREAT LAKES | RGE13A24075**-*** | LPG | Induced Draft | True | True | 1 | False | Down |  | None | Non-Condensing | Single-Stage |  | 0.5 | Standard |  | 75000 | 60000 |  |  | 78000 | 579 | 80 | 78 | [8 empty] | Federally-Regulated Consumer Product | 09/30/2015 |  | 02/23/2016
Allied Air | ALLIED | RGE13A24075**-*** | LPG | Induced Draft | True | True | 1 | False | Down |  | None | Non-Condensing | Single-Stage |  | 0.5 | Standard |  | 75000 | 60000 |  |  | 78000 | 579 | 80 | 78 | [8 empty] | Federally-Regulated Consumer Product | 09/30/2015 |  | 02/23/2016
Allied Air | Concord | RGE13A24075**-*** | LPG | Induced Draft | True | True | 1 | False | Horizontal |  | None | Non-Condensing | Single-Stage |  | 0.5 | Standard |  | 75000 | 60000 |  |  | 78000 | 579 | 80 | 78 | [8 empty] | Federally-Regulated Consumer Product | 09/30/2015 |  | 02/23/2016
Allied Air | Ducane | RGE13A24075**-*** | LPG | Induced Draft | True | True | 1 | False | Horizontal |  | None | Non-Condensing | Single-Stage |  | 0.5 | Standard |  | 75000 | 60000 |  |  | 78000 | 579 | 80 | 78 | [8 empty] | Federally-Regulated Consumer Product | 09/30/2015 |  | 02/23/2016
Allied Air | ADVANCE COMFORT SYSTEM | RGE13A24075**-*** | LPG | Induced Draft | True | True | 1 | False | Horizontal |  | None | Non-Condensing | Single-Stage |  | 0.5 | Standard |  | 75000 | 60000 |  |  | 78000 | 579 | 80 | 78 | [8 empty] | Federally-Regulated Consumer Product | 09/30/2015 |  | 02/23/2016
Allied Air | GREAT LAKES | RGE13A24075**-*** | LPG | Induced Draft | True | True | 1 | False | Horizontal |  | None | Non-Condensing | Single-Stage |  | 0.5 | Standard |  | 75000 | 60000 |  |  | 78000 | 579 | 80 | 78 | [8 empty] | Federally-Regulated Consumer Product | 09/30/2015 |  | 02/23/2016
Allied Air | ALLIED | RGE13A24075**-*** | LPG | Induced Draft | True | True | 1 | False | Horizontal |  | None | Non-Condensing | Single-Stage |  | 0.5 | Standard |  | 75000 | 60000 |  |  | 78000 | 579 | 80 | 78 | [8 empty] | Federally-Regulated Consumer Product | 09/30/2015 |  | 02/23/2016
Allied Air | Concord | RGE13A24075**-*** | Natural Gas | Induced Draft | True | True | 1 | False | Down |  | None | Non-Condensing | Single-Stage |  | 0.5 | Standard |  | 75000 | 60000 |  |  | 78000 | 579 | 80 | 78 | [8 empty] | Federally-Regulated Consumer Product | 09/30/2015 |  | 02/23/2016
Allied Air | Ducane | RGE13A24075**-*** | Natural Gas | Induced Draft | True | True | 1 | False | Down |  | None | Non-Condensing | Single-Stage |  | 0.5 | Standard |  | 75000 | 60000 |  |  | 78000 | 579 | 80 | 78 | [8 empty] | Federally-Regulated Consumer Product | 09/30/2015 |  | 02/23/2016
Allied Air | ADVANCE COMFORT SYSTEM | RGE13A24075**-*** | Natural Gas | Induced Draft | True | True | 1 | False | Down |  | None | Non-Condensing | Single-Stage |  | 0.5 | Standard |  | 75000 | 60000 |  |  | 78000 | 579 | 80 | 78 | [8 empty] | Federally-Regulated Consumer Product | 09/30/2015 |  | 02/23/2016
Allied Air | GREAT LAKES | RGE13A24075**-*** | Natural Gas | Induced Draft | True | True | 1 | False | Down |  | None | Non-Condensing | Single-Stage |  | 0.5 | Standard |  | 75000 | 60000 |  |  | 78000 | 579 | 80 | 78 | [8 empty] | Federally-Regulated Consumer Product | 09/30/2015 |  | 02/23/2016
Allied Air | ALLIED | RGE13A24075**-*** | Natural Gas | Induced Draft | True | True | 1 | False | Down |  | None | Non-Condensing | Single-Stage |  | 0.5 | Standard |  | 75000 | 60000 |  |  | 78000 | 579 | 80 | 78 | [8 empty] | Federally-Regulated Consumer Product | 09/30/2015 |  | 02/23/2016
Allied Air | Concord | RGE13A24075**-*** | Natural Gas | Induced Draft | True | True | 1 | False | Horizontal |  | None | Non-Condensing | Single-Stage |  | 0.5 | Standard |  | 75000 | 60000 |  |  | 78000 | 579 | 80 | 78 | [8 empty] | Federally-Regulated Consumer Product | 09/30/2015 |  | 02/23/2016
Allied Air | Ducane | RGE13A24075**-*** | Natural Gas | Induced Draft | True | True | 1 | False | Horizontal |  | None | Non-Condensing | Single-Stage |  | 0.5 | Standard |  | 75000 | 60000 |  |  | 78000 | 579 | 80 | 78 | [8 empty] | Federally-Regulated Consumer Product | 09/30/2015 |  | 02/23/2016
Allied Air | ADVANCE COMFORT SYSTEM | RGE13A24075**-*** | Natural Gas | Induced Draft | True | True | 1 | False | Horizontal |  | None | Non-Condensing | Single-Stage |  | 0.5 | Standard |  | 75000 | 60000 |  |  | 78000 | 579 | 80 | 78 | [8 empty] | Federally-Regulated Consumer Product | 09/30/2015 |  | 02/23/2016
Allied Air | GREAT LAKES | RGE13A24075**-*** | Natural Gas | Induced Draft | True | True | 1 | False | Horizontal |  | None | Non-Condensing | Single-Stage |  | 0.5 | Standard |  | 75000 | 60000 |  |  | 78000 | 579 | 80 | 78 | [8 empty] | Federally-Regulated Consumer Product | 09/30/2015 |  | 02/23/2016
Allied Air | ALLIED | RGE13A24075**-*** | Natural Gas | Induced Draft | True | True | 1 | False | Horizontal |  | None | Non-Condensing | Single-Stage |  | 0.5 | Standard |  | 75000 | 60000 |  |  | 78000 | 579 | 80 | 78 | [8 empty] | Federally-Regulated Consumer Product | 09/30/2015 |  | 02/23/2016
Allied Air | ADVANCE COMFORT SYSTEM | RGE13A48125**-*** | LPG | Induced Draft | True | True | 1 | False | Down |  | None | Non-Condensing | Single-Stage |  | 0.75 | Standard |  | 125000 | 100000 |  |  | 116600 | 918 | 80 | 78 | [8 empty] | Federally-Regulated Consumer Product | 09/30/2015 |  | 02/23/2016
Allied Air | ALLIED | RGE13A48125**-*** | LPG | Induced Draft | True | True | 1 | False | Down |  | None | Non-Condensing | Single-Stage |  | 0.75 | Standard |  | 125000 | 100000 |  |  | 116600 | 918 | 80 | 78 | [8 empty] | Federally-Regulated Consumer Product | 09/30/2015 |  | 02/23/2016
Allied Air | Concord | RGE13A48125**-*** | LPG | Induced Draft | True | True | 1 | False | Down |  | None | Non-Condensing | Single-Stage |  | 0.75 | Standard |  | 125000 | 100000 |  |  | 116600 | 918 | 80 | 78 | [8 empty] | Federally-Regulated Consumer Product | 09/30/2015 |  | 02/23/2016
Allied Air | Ducane | RGE13A48125**-*** | LPG | Induced Draft | True | True | 1 | False | Down |  | None | Non-Condensing | Single-Stage |  | 0.75 | Standard |  | 125000 | 100000 |  |  | 116600 | 918 | 80 | 78 | [8 empty] | Federally-Regulated Consumer Product | 09/30/2015 |  | 02/23/2016
Allied Air | GREAT LAKES | RGE13A48125**-*** | LPG | Induced Draft | True | True | 1 | False | Down |  | None | Non-Condensing | Single-Stage |  | 0.75 | Standard |  | 125000 | 100000 |  |  | 116600 | 918 | 80 | 78 | [8 empty] | Federally-Regulated Consumer Product | 09/30/2015 |  | 02/23/2016
Allied Air | ADVANCE COMFORT SYSTEM | RGE13A48125**-*** | LPG | Induced Draft | True | True | 1 | False | Horizontal |  | None | Non-Condensing | Single-Stage |  | 0.75 | Standard |  | 125000 | 100000 |  |  | 116600 | 918 | 80 | 78 | [8 empty] | Federally-Regulated Consumer Product | 09/30/2015 |  | 02/23/2016
Allied Air | ALLIED | RGE13A48125**-*** | LPG | Induced Draft | True | True | 1 | False | Horizontal |  | None | Non-Condensing | Single-Stage |  | 0.75 | Standard |  | 125000 | 100000 |  |  | 116600 | 918 | 80 | 78 | [8 empty] | Federally-Regulated Consumer Product | 09/30/2015 |  | 02/23/2016
Allied Air | Concord | RGE13A48125**-*** | LPG | Induced Draft | True | True | 1 | False | Horizontal |  | None | Non-Condensing | Single-Stage |  | 0.75 | Standard |  | 125000 | 100000 |  |  | 116600 | 918 | 80 | 78 | [8 empty] | Federally-Regulated Consumer Product | 09/30/2015 |  | 02/23/2016
Allied Air | Ducane | RGE13A48125**-*** | LPG | Induced Draft | True | True | 1 | False | Horizontal |  | None | Non-Condensing | Single-Stage |  | 0.75 | Standard |  | 125000 | 100000 |  |  | 116600 | 918 | 80 | 78 | [8 empty] | Federally-Regulated Consumer Product | 09/30/2015 |  | 02/23/2016
Allied Air | GREAT LAKES | RGE13A48125**-*** | LPG | Induced Draft | True | True | 1 | False | Horizontal |  | None | Non-Condensing | Single-Stage |  | 0.75 | Standard |  | 125000 | 100000 |  |  | 116600 | 918 | 80 | 78 | [8 empty] | Federally-Regulated Consumer Product | 09/30/2015 |  | 02/23/2016
Allied Air | ADVANCE COMFORT SYSTEM | RGE13A48125**-*** | Natural Gas | Induced Draft | True | True | 1 | False | Down |  | None | Non-Condensing | Single-Stage |  | 0.75 | Standard |  | 125000 | 100000 |  |  | 116600 | 918 | 80 | 78 | [8 empty] | Federally-Regulated Consumer Product | 09/30/2015 |  | 02/23/2016
Allied Air | ALLIED | RGE13A48125**-*** | Natural Gas | Induced Draft | True | True | 1 | False | Down |  | None | Non-Condensing | Single-Stage |  | 0.75 | Standard |  | 125000 | 100000 |  |  | 116600 | 918 | 80 | 78 | [8 empty] | Federally-Regulated Consumer Product | 09/30/2015 |  | 02/23/2016
Allied Air | Concord | RGE13A48125**-*** | Natural Gas | Induced Draft | True | True | 1 | False | Down |  | None | Non-Condensing | Single-Stage |  | 0.75 | Standard |  | 125000 | 100000 |  |  | 116600 | 918 | 80 | 78 | [8 empty] | Federally-Regulated Consumer Product | 09/30/2015 |  | 02/23/2016
Allied Air | Ducane | RGE13A48125**-*** | Natural Gas | Induced Draft | True | True | 1 | False | Down |  | None | Non-Condensing | Single-Stage |  | 0.75 | Standard |  | 125000 | 100000 |  |  | 116600 | 918 | 80 | 78 | [8 empty] | Federally-Regulated Consumer Product | 09/30/2015 |  | 02/23/2016
Allied Air | GREAT LAKES | RGE13A48125**-*** | Natural Gas | Induced Draft | True | True | 1 | False | Down |  | None | Non-Condensing | Single-Stage |  | 0.75 | Standard |  | 125000 | 100000 |  |  | 116600 | 918 | 80 | 78 | [8 empty] | Federally-Regulated Consumer Product | 09/30/2015 |  | 02/23/2016
Allied Air | ADVANCE COMFORT SYSTEM | RGE13A48125**-*** | Natural Gas | Induced Draft | True | True | 1 | False | Horizontal |  | None | Non-Condensing | Single-Stage |  | 0.75 | Standard |  | 125000 | 100000 |  |  | 116600 | 918 | 80 | 78 | [8 empty] | Federally-Regulated Consumer Product | 09/30/2015 |  | 02/23/2016
Allied Air | ALLIED | RGE13A48125**-*** | Natural Gas | Induced Draft | True | True | 1 | False | Horizontal |  | None | Non-Condensing | Single-Stage |  | 0.75 | Standard |  | 125000 | 100000 |  |  | 116600 | 918 | 80 | 78 | [8 empty] | Federally-Regulated Consumer Product | 09/30/2015 |  | 02/23/2016
Allied Air | Concord | RGE13A48125**-*** | Natural Gas | Induced Draft | True | True | 1 | False | Horizontal |  | None | Non-Condensing | Single-Stage |  | 0.75 | Standard |  | 125000 | 100000 |  |  | 116600 | 918 | 80 | 78 | [8 empty] | Federally-Regulated Consumer Product | 09/30/2015 |  | 02/23/2016
Allied Air | Ducane | RGE13A48125**-*** | Natural Gas | Induced Draft | True | True | 1 | False | Horizontal |  | None | Non-Condensing | Single-Stage |  | 0.75 | Standard |  | 125000 | 100000 |  |  | 116600 | 918 | 80 | 78 | [8 empty] | Federally-Regulated Consumer Product | 09/30/2015 |  | 02/23/2016
Allied Air | GREAT LAKES | RGE13A48125**-*** | Natural Gas | Induced Draft | True | True | 1 | False | Horizontal |  | None | Non-Condensing | Single-Stage |  | 0.75 | Standard |  | 125000 | 100000 |  |  | 116600 | 918 | 80 | 78 | [8 empty] | Federally-Regulated Consumer Product | 09/30/2015 |  | 02/23/2016
Allied Air | Concord | RGE13A30050**-*** | LPG | Induced Draft | True | True | 1 | False | Down |  | None | Non-Condensing | Single-Stage |  | 0.5 | Standard |  | 50000 | 40000 |  |  | 38900 | 340 | 80 | 78 | [8 empty] | Federally-Regulated Consumer Product | 09/30/2015 |  | 02/23/2016
Allied Air | Ducane | RGE13A30050**-*** | LPG | Induced Draft | True | True | 1 | False | Down |  | None | Non-Condensing | Single-Stage |  | 0.5 | Standard |  | 50000 | 40000 |  |  | 38900 | 340 | 80 | 78 | [8 empty] | Federally-Regulated Consumer Product | 09/30/2015 |  | 02/23/2016
Allied Air | ADVANCE COMFORT SYSTEM | RGE13A30050**-*** | LPG | Induced Draft | True | True | 1 | False | Down |  | None | Non-Condensing | Single-Stage |  | 0.5 | Standard |  | 50000 | 40000 |  |  | 38900 | 340 | 80 | 78 | [8 empty] | Federally-Regulated Consumer Product | 09/30/2015 |  | 02/23/2016
Allied Air | GREAT LAKES | RGE13A30050**-*** | LPG | Induced Draft | True | True | 1 | False | Down |  | None | Non-Condensing | Single-Stage |  | 0.5 | Standard |  | 50000 | 40000 |  |  | 38900 | 340 | 80 | 78 | [8 empty] | Federally-Regulated Consumer Product | 09/30/2015 |  | 02/23/2016
Allied Air | ALLIED | RGE13A30050**-*** | LPG | Induced Draft | True | True | 1 | False | Down |  | None | Non-Condensing | Single-Stage |  | 0.5 | Standard |  | 50000 | 40000 |  |  | 38900 | 340 | 80 | 78 | [8 empty] | Federally-Regulated Consumer Product | 09/30/2015 |  | 02/23/2016
Allied Air | Concord | RGE13A30050**-*** | LPG | Induced Draft | True | True | 1 | False | Horizontal |  | None | Non-Condensing | Single-Stage |  | 0.5 | Standard |  | 50000 | 40000 |  |  | 38900 | 340 | 80 | 78 | [8 empty] | Federally-Regulated Consumer Product | 09/30/2015 |  | 02/23/2016
Allied Air | Ducane | RGE13A30050**-*** | LPG | Induced Draft | True | True | 1 | False | Horizontal |  | None | Non-Condensing | Single-Stage |  | 0.5 | Standard |  | 50000 | 40000 |  |  | 38900 | 340 | 80 | 78 | [8 empty] | Federally-Regulated Consumer Product | 09/30/2015 |  | 02/23/2016
Allied Air | ADVANCE COMFORT SYSTEM | RGE13A30050**-*** | LPG | Induced Draft | True | True | 1 | False | Horizontal |  | None | Non-Condensing | Single-Stage |  | 0.5 | Standard |  | 50000 | 40000 |  |  | 38900 | 340 | 80 | 78 | [8 empty] | Federally-Regulated Consumer Product | 09/30/2015 |  | 02/23/2016
Allied Air | GREAT LAKES | RGE13A30050**-*** | LPG | Induced Draft | True | True | 1 | False | Horizontal |  | None | Non-Condensing | Single-Stage |  | 0.5 | Standard |  | 50000 | 40000 |  |  | 38900 | 340 | 80 | 78 | [8 empty] | Federally-Regulated Consumer Product | 09/30/2015 |  | 02/23/2016
Allied Air | ALLIED | RGE13A30050**-*** | LPG | Induced Draft | True | True | 1 | False | Horizontal |  | None | Non-Condensing | Single-Stage |  | 0.5 | Standard |  | 50000 | 40000 |  |  | 38900 | 340 | 80 | 78 | [8 empty] | Federally-Regulated Consumer Product | 09/30/2015 |  | 02/23/2016
Allied Air | Concord | RGE13A30050**-*** | Natural Gas | Induced Draft | True | True | 1 | False | Down |  | None | Non-Condensing | Single-Stage |  | 0.5 | Standard |  | 50000 | 40000 |  |  | 38900 | 340 | 80 | 78 | [8 empty] | Federally-Regulated Consumer Product | 09/30/2015 |  | 02/23/2016
Allied Air | Ducane | RGE13A30050**-*** | Natural Gas | Induced Draft | True | True | 1 | False | Down |  | None | Non-Condensing | Single-Stage |  | 0.5 | Standard |  | 50000 | 40000 |  |  | 38900 | 340 | 80 | 78 | [8 empty] | Federally-Regulated Consumer Product | 09/30/2015 |  | 02/23/2016
Allied Air | ADVANCE COMFORT SYSTEM | RGE13A30050**-*** | Natural Gas | Induced Draft | True | True | 1 | False | Down |  | None | Non-Condensing | Single-Stage |  | 0.5 | Standard |  | 50000 | 40000 |  |  | 38900 | 340 | 80 | 78 | [8 empty] | Federally-Regulated Consumer Product | 09/30/2015 |  | 02/23/2016
Allied Air | GREAT LAKES | RGE13A30050**-*** | Natural Gas | Induced Draft | True | True | 1 | False | Down |  | None | Non-Condensing | Single-Stage |  | 0.5 | Standard |  | 50000 | 40000 |  |  | 38900 | 340 | 80 | 78 | [8 empty] | Federally-Regulated Consumer Product | 09/30/2015 |  | 02/23/2016
Allied Air | ALLIED | RGE13A30050**-*** | Natural Gas | Induced Draft | True | True | 1 | False | Down |  | None | Non-Condensing | Single-Stage |  | 0.5 | Standard |  | 50000 | 40000 |  |  | 38900 | 340 | 80 | 78 | [8 empty] | Federally-Regulated Consumer Product | 09/30/2015 |  | 02/23/2016
Allied Air | Concord | RGE13A30050**-*** | Natural Gas | Induced Draft | True | True | 1 | False | Horizontal |  | None | Non-Condensing | Single-Stage |  | 0.5 | Standard |  | 50000 | 40000 |  |  | 38900 | 340 | 80 | 78 | [8 empty] | Federally-Regulated Consumer Product | 09/30/2015 |  | 02/23/2016
Allied Air | Ducane | RGE13A30050**-*** | Natural Gas | Induced Draft | True | True | 1 | False | Horizontal |  | None | Non-Condensing | Single-Stage |  | 0.5 | Standard |  | 50000 | 40000 |  |  | 38900 | 340 | 80 | 78 | [8 empty] | Federally-Regulated Consumer Product | 09/30/2015 |  | 02/23/2016
Allied Air | ADVANCE COMFORT SYSTEM | RGE13A30050**-*** | Natural Gas | Induced Draft | True | True | 1 | False | Horizontal |  | None | Non-Condensing | Single-Stage |  | 0.5 | Standard |  | 50000 | 40000 |  |  | 38900 | 340 | 80 | 78 | [8 empty] | Federally-Regulated Consumer Product | 09/30/2015 |  | 02/23/2016
Allied Air | GREAT LAKES | RGE13A30050**-*** | Natural Gas | Induced Draft | True | True | 1 | False | Horizontal |  | None | Non-Condensing | Single-Stage |  | 0.5 | Standard |  | 50000 | 40000 |  |  | 38900 | 340 | 80 | 78 | [8 empty] | Federally-Regulated Consumer Product | 09/30/2015 |  | 02/23/2016
Allied Air | ALLIED | RGE13A30050**-*** | Natural Gas | Induced Draft | True | True | 1 | False | Horizontal |  | None | Non-Condensing | Single-Stage |  | 0.5 | Standard |  | 50000 | 40000 |  |  | 38900 | 340 | 80 | 78 | [8 empty] | Federally-Regulated Consumer Product | 09/30/2015 |  | 02/23/2016
Allied Air | ADVANCE COMFORT SYSTEM | RGE13A36075**-*** | LPG | Induced Draft | True | True | 1 | False | Down |  | None | Non-Condensing | Single-Stage |  | 0.5 | Standard |  | 75000 | 60000 |  |  | 78000 | 579 | 80 | 78 | [8 empty] | Federally-Regulated Consumer Product | 09/30/2015 |  | 02/23/2016
Allied Air | ALLIED | RGE13A36075**-*** | LPG | Induced Draft | True | True | 1 | False | Down |  | None | Non-Condensing | Single-Stage |  | 0.5 | Standard |  | 75000 | 60000 |  |  | 78000 | 579 | 80 | 78 | [8 empty] | Federally-Regulated Consumer Product | 09/30/2015 |  | 02/23/2016
Allied Air | Concord | RGE13A36075**-*** | LPG | Induced Draft | True | True | 1 | False | Down |  | None | Non-Condensing | Single-Stage |  | 0.5 | Standard |  | 75000 | 60000 |  |  | 78000 | 579 | 80 | 78 | [8 empty] | Federally-Regulated Consumer Product | 09/30/2015 |  | 02/23/2016
Allied Air | Ducane | RGE13A36075**-*** | LPG | Induced Draft | True | True | 1 | False | Down |  | None | Non-Condensing | Single-Stage |  | 0.5 | Standard |  | 75000 | 60000 |  |  | 78000 | 579 | 80 | 78 | [8 empty] | Federally-Regulated Consumer Product | 09/30/2015 |  | 02/23/2016
Allied Air | GREAT LAKES | RGE13A36075**-*** | LPG | Induced Draft | True | True | 1 | False | Down |  | None | Non-Condensing | Single-Stage |  | 0.5 | Standard |  | 75000 | 60000 |  |  | 78000 | 579 | 80 | 78 | [8 empty] | Federally-Regulated Consumer Product | 09/30/2015 |  | 02/23/2016
Allied Air | ADVANCE COMFORT SYSTEM | RGE13A36075**-*** | LPG | Induced Draft | True | True | 1 | False | Horizontal |  | None | Non-Condensing | Single-Stage |  | 0.5 | Standard |  | 75000 | 60000 |  |  | 78000 | 579 | 80 | 78 | [8 empty] | Federally-Regulated Consumer Product | 09/30/2015 |  | 02/23/2016
Allied Air | ALLIED | RGE13A36075**-*** | LPG | Induced Draft | True | True | 1 | False | Horizontal |  | None | Non-Condensing | Single-Stage |  | 0.5 | Standard |  | 75000 | 60000 |  |  | 78000 | 579 | 80 | 78 | [8 empty] | Federally-Regulated Consumer Product | 09/30/2015 |  | 02/23/2016
Allied Air | Concord | RGE13A36075**-*** | LPG | Induced Draft | True | True | 1 | False | Horizontal |  | None | Non-Condensing | Single-Stage |  | 0.5 | Standard |  | 75000 | 60000 |  |  | 78000 | 579 | 80 | 78 | [8 empty] | Federally-Regulated Consumer Product | 09/30/2015 |  | 02/23/2016
Allied Air | Ducane | RGE13A36075**-*** | LPG | Induced Draft | True | True | 1 | False | Horizontal |  | None | Non-Condensing | Single-Stage |  | 0.5 | Standard |  | 75000 | 60000 |  |  | 78000 | 579 | 80 | 78 | [8 empty] | Federally-Regulated Consumer Product | 09/30/2015 |  | 02/23/2016
Allied Air | GREAT LAKES | RGE13A36075**-*** | LPG | Induced Draft | True | True | 1 | False | Horizontal |  | None | Non-Condensing | Single-Stage |  | 0.5 | Standard |  | 75000 | 60000 |  |  | 78000 | 579 | 80 | 78 | [8 empty] | Federally-Regulated Consumer Product | 09/30/2015 |  | 02/23/2016
Allied Air | ADVANCE COMFORT SYSTEM | RGE13A36075**-*** | Natural Gas | Induced Draft | True | True | 1 | False | Down |  | None | Non-Condensing | Single-Stage |  | 0.5 | Standard |  | 75000 | 60000 |  |  | 78000 | 579 | 80 | 78 | [8 empty] | Federally-Regulated Consumer Product | 09/30/2015 |  | 02/23/2016
Allied Air | ALLIED | RGE13A36075**-*** | Natural Gas | Induced Draft | True | True | 1 | False | Down |  | None | Non-Condensing | Single-Stage |  | 0.5 | Standard |  | 75000 | 60000 |  |  | 78000 | 579 | 80 | 78 | [8 empty] | Federally-Regulated Consumer Product | 09/30/2015 |  | 02/23/2016
Allied Air | Concord | RGE13A36075**-*** | Natural Gas | Induced Draft | True | True | 1 | False | Down |  | None | Non-Condensing | Single-Stage |  | 0.5 | Standard |  | 75000 | 60000 |  |  | 78000 | 579 | 80 | 78 | [8 empty] | Federally-Regulated Consumer Product | 09/30/2015 |  | 02/23/2016
Allied Air | Ducane | RGE13A36075**-*** | Natural Gas | Induced Draft | True | True | 1 | False | Down |  | None | Non-Condensing | Single-Stage |  | 0.5 | Standard |  | 75000 | 60000 |  |  | 78000 | 579 | 80 | 78 | [8 empty] | Federally-Regulated Consumer Product | 09/30/2015 |  | 02/23/2016
Allied Air | GREAT LAKES | RGE13A36075**-*** | Natural Gas | Induced Draft | True | True | 1 | False | Down |  | None | Non-Condensing | Single-Stage |  | 0.5 | Standard |  | 75000 | 60000 |  |  | 78000 | 579 | 80 | 78 | [8 empty] | Federally-Regulated Consumer Product | 09/30/2015 |  | 02/23/2016
Allied Air | ADVANCE COMFORT SYSTEM | RGE13A36075**-*** | Natural Gas | Induced Draft | True | True | 1 | False | Horizontal |  | None | Non-Condensing | Single-Stage |  | 0.5 | Standard |  | 75000 | 60000 |  |  | 78000 | 579 | 80 | 78 | [8 empty] | Federally-Regulated Consumer Product | 09/30/2015 |  | 02/23/2016
Allied Air | ALLIED | RGE13A36075**-*** | Natural Gas | Induced Draft | True | True | 1 | False | Horizontal |  | None | Non-Condensing | Single-Stage |  | 0.5 | Standard |  | 75000 | 60000 |  |  | 78000 | 579 | 80 | 78 | [8 empty] | Federally-Regulated Consumer Product | 09/30/2015 |  | 02/23/2016
Allied Air | Concord | RGE13A36075**-*** | Natural Gas | Induced Draft | True | True | 1 | False | Horizontal |  | None | Non-Condensing | Single-Stage |  | 0.5 | Standard |  | 75000 | 60000 |  |  | 78000 | 579 | 80 | 78 | [8 empty] | Federally-Regulated Consumer Product | 09/30/2015 |  | 02/23/2016
Allied Air | Ducane | RGE13A36075**-*** | Natural Gas | Induced Draft | True | True | 1 | False | Horizontal |  | None | Non-Condensing | Single-Stage |  | 0.5 | Standard |  | 75000 | 60000 |  |  | 78000 | 579 | 80 | 78 | [8 empty] | Federally-Regulated Consumer Product | 09/30/2015 |  | 02/23/2016
Allied Air | GREAT LAKES | RGE13A36075**-*** | Natural Gas | Induced Draft | True | True | 1 | False | Horizontal |  | None | Non-Condensing | Single-Stage |  | 0.5 | Standard |  | 75000 | 60000 |  |  | 78000 | 579 | 80 | 78 | [8 empty] | Federally-Regulated Consumer Product | 09/30/2015 |  | 02/23/2016
Allied Air | Concord | RGE13A36100**-*** | LPG | Induced Draft | True | True | 1 | False | Down |  | None | Non-Condensing | Single-Stage |  | 0.5 | Standard |  | 100000 | 80000 |  |  | 97500 | 703 | 80 | 78 | [8 empty] | Federally-Regulated Consumer Product | 09/30/2015 |  | 02/23/2016
Allied Air | Ducane | RGE13A36100**-*** | LPG | Induced Draft | True | True | 1 | False | Down |  | None | Non-Condensing | Single-Stage |  | 0.5 | Standard |  | 100000 | 80000 |  |  | 97500 | 703 | 80 | 78 | [8 empty] | Federally-Regulated Consumer Product | 09/30/2015 |  | 02/23/2016
Allied Air | ADVANCE COMFORT SYSTEM | RGE13A36100**-*** | LPG | Induced Draft | True | True | 1 | False | Down |  | None | Non-Condensing | Single-Stage |  | 0.5 | Standard |  | 100000 | 80000 |  |  | 97500 | 703 | 80 | 78 | [8 empty] | Federally-Regulated Consumer Product | 09/30/2015 |  | 02/23/2016
Allied Air | GREAT LAKES | RGE13A36100**-*** | LPG | Induced Draft | True | True | 1 | False | Down |  | None | Non-Condensing | Single-Stage |  | 0.5 | Standard |  | 100000 | 80000 |  |  | 97500 | 703 | 80 | 78 | [8 empty] | Federally-Regulated Consumer Product | 09/30/2015 |  | 02/23/2016
Allied Air | ALLIED | RGE13A36100**-*** | LPG | Induced Draft | True | True | 1 | False | Down |  | None | Non-Condensing | Single-Stage |  | 0.5 | Standard |  | 100000 | 80000 |  |  | 97500 | 703 | 80 | 78 | [8 empty] | Federally-Regulated Consumer Product | 09/30/2015 |  | 02/23/2016
Allied Air | Concord | RGE13A36100**-*** | LPG | Induced Draft | True | True | 1 | False | Horizontal |  | None | Non-Condensing | Single-Stage |  | 0.5 | Standard |  | 100000 | 80000 |  |  | 97500 | 703 | 80 | 78 | [8 empty] | Federally-Regulated Consumer Product | 09/30/2015 |  | 02/23/2016
Allied Air | Ducane | RGE13A36100**-*** | LPG | Induced Draft | True | True | 1 | False | Horizontal |  | None | Non-Condensing | Single-Stage |  | 0.5 | Standard |  | 100000 | 80000 |  |  | 97500 | 703 | 80 | 78 | [8 empty] | Federally-Regulated Consumer Product | 09/30/2015 |  | 02/23/2016
Allied Air | ADVANCE COMFORT SYSTEM | RGE13A36100**-*** | LPG | Induced Draft | True | True | 1 | False | Horizontal |  | None | Non-Condensing | Single-Stage |  | 0.5 | Standard |  | 100000 | 80000 |  |  | 97500 | 703 | 80 | 78 | [8 empty] | Federally-Regulated Consumer Product | 09/30/2015 |  | 02/23/2016
Allied Air | GREAT LAKES | RGE13A36100**-*** | LPG | Induced Draft | True | True | 1 | False | Horizontal |  | None | Non-Condensing | Single-Stage |  | 0.5 | Standard |  | 100000 | 80000 |  |  | 97500 | 703 | 80 | 78 | [8 empty] | Federally-Regulated Consumer Product | 09/30/2015 |  | 02/23/2016
Allied Air | ALLIED | RGE13A36100**-*** | LPG | Induced Draft | True | True | 1 | False | Horizontal |  | None | Non-Condensing | Single-Stage |  | 0.5 | Standard |  | 100000 | 80000 |  |  | 97500 | 703 | 80 | 78 | [8 empty] | Federally-Regulated Consumer Product | 09/30/2015 |  | 02/23/2016
Allied Air | Concord | RGE13A36100**-*** | Natural Gas | Induced Draft | True | True | 1 | False | Down |  | None | Non-Condensing | Single-Stage |  | 0.5 | Standard |  | 100000 | 80000 |  |  | 97500 | 703 | 80 | 78 | [8 empty] | Federally-Regulated Consumer Product | 09/30/2015 |  | 02/23/2016
Allied Air | Ducane | RGE13A36100**-*** | Natural Gas | Induced Draft | True | True | 1 | False | Down |  | None | Non-Condensing | Single-Stage |  | 0.5 | Standard |  | 100000 | 80000 |  |  | 97500 | 703 | 80 | 78 | [8 empty] | Federally-Regulated Consumer Product | 09/30/2015 |  | 02/23/2016
Allied Air | ADVANCE COMFORT SYSTEM | RGE13A36100**-*** | Natural Gas | Induced Draft | True | True | 1 | False | Down |  | None | Non-Condensing | Single-Stage |  | 0.5 | Standard |  | 100000 | 80000 |  |  | 97500 | 703 | 80 | 78 | [8 empty] | Federally-Regulated Consumer Product | 09/30/2015 |  | 02/23/2016
Allied Air | GREAT LAKES | RGE13A36100**-*** | Natural Gas | Induced Draft | True | True | 1 | False | Down |  | None | Non-Condensing | Single-Stage |  | 0.5 | Standard |  | 100000 | 80000 |  |  | 97500 | 703 | 80 | 78 | [8 empty] | Federally-Regulated Consumer Product | 09/30/2015 |  | 02/23/2016
Allied Air | ALLIED | RGE13A36100**-*** | Natural Gas | Induced Draft | True | True | 1 | False | Down |  | None | Non-Condensing | Single-Stage |  | 0.5 | Standard |  | 100000 | 80000 |  |  | 97500 | 703 | 80 | 78 | [8 empty] | Federally-Regulated Consumer Product | 09/30/2015 |  | 02/23/2016
Allied Air | Concord | RGE13A36100**-*** | Natural Gas | Induced Draft | True | True | 1 | False | Horizontal |  | None | Non-Condensing | Single-Stage |  | 0.5 | Standard |  | 100000 | 80000 |  |  | 97500 | 703 | 80 | 78 | [8 empty] | Federally-Regulated Consumer Product | 09/30/2015 |  | 02/23/2016
Allied Air | Ducane | RGE13A36100**-*** | Natural Gas | Induced Draft | True | True | 1 | False | Horizontal |  | None | Non-Condensing | Single-Stage |  | 0.5 | Standard |  | 100000 | 80000 |  |  | 97500 | 703 | 80 | 78 | [8 empty] | Federally-Regulated Consumer Product | 09/30/2015 |  | 02/23/2016
Allied Air | ADVANCE COMFORT SYSTEM | RGE13A36100**-*** | Natural Gas | Induced Draft | True | True | 1 | False | Horizontal |  | None | Non-Condensing | Single-Stage |  | 0.5 | Standard |  | 100000 | 80000 |  |  | 97500 | 703 | 80 | 78 | [8 empty] | Federally-Regulated Consumer Product | 09/30/2015 |  | 02/23/2016
Allied Air | GREAT LAKES | RGE13A36100**-*** | Natural Gas | Induced Draft | True | True | 1 | False | Horizontal |  | None | Non-Condensing | Single-Stage |  | 0.5 | Standard |  | 100000 | 80000 |  |  | 97500 | 703 | 80 | 78 | [8 empty] | Federally-Regulated Consumer Product | 09/30/2015 |  | 02/23/2016
Allied Air | ALLIED | RGE13A36100**-*** | Natural Gas | Induced Draft | True | True | 1 | False | Horizontal |  | None | Non-Condensing | Single-Stage |  | 0.5 | Standard |  | 100000 | 80000 |  |  | 97500 | 703 | 80 | 78 | [8 empty] | Federally-Regulated Consumer Product | 09/30/2015 |  | 02/23/2016
Allied Air | ADVANCE COMFORT SYSTEM | RGE13A60125**-*** | LPG | Induced Draft | True | True | 1 | False | Down |  | None | Non-Condensing | Single-Stage |  | 0.75 | Standard |  | 125000 | 100000 |  |  | 116600 | 918 | 80 | 78 | [8 empty] | Federally-Regulated Consumer Product | 09/30/2015 |  | 02/23/2016
Allied Air | ALLIED | RGE13A60125**-*** | LPG | Induced Draft | True | True | 1 | False | Down |  | None | Non-Condensing | Single-Stage |  | 0.75 | Standard |  | 125000 | 100000 |  |  | 116600 | 918 | 80 | 78 | [8 empty] | Federally-Regulated Consumer Product | 09/30/2015 |  | 02/23/2016
Allied Air | Concord | RGE13A60125**-*** | LPG | Induced Draft | True | True | 1 | False | Down |  | None | Non-Condensing | Single-Stage |  | 0.75 | Standard |  | 125000 | 100000 |  |  | 116600 | 918 | 80 | 78 | [8 empty] | Federally-Regulated Consumer Product | 09/30/2015 |  | 02/23/2016
Allied Air | Ducane | RGE13A60125**-*** | LPG | Induced Draft | True | True | 1 | False | Down |  | None | Non-Condensing | Single-Stage |  | 0.75 | Standard |  | 125000 | 100000 |  |  | 116600 | 918 | 80 | 78 | [8 empty] | Federally-Regulated Consumer Product | 09/30/2015 |  | 02/23/2016
Allied Air | GREAT LAKES | RGE13A60125**-*** | LPG | Induced Draft | True | True | 1 | False | Down |  | None | Non-Condensing | Single-Stage |  | 0.75 | Standard |  | 125000 | 100000 |  |  | 116600 | 918 | 80 | 78 | [8 empty] | Federally-Regulated Consumer Product | 09/30/2015 |  | 02/23/2016
Allied Air | ADVANCE COMFORT SYSTEM | RGE13A60125**-*** | LPG | Induced Draft | True | True | 1 | False | Horizontal |  | None | Non-Condensing | Single-Stage |  | 0.75 | Standard |  | 125000 | 100000 |  |  | 116600 | 918 | 80 | 78 | [8 empty] | Federally-Regulated Consumer Product | 09/30/2015 |  | 02/23/2016
Allied Air | ALLIED | RGE13A60125**-*** | LPG | Induced Draft | True | True | 1 | False | Horizontal |  | None | Non-Condensing | Single-Stage |  | 0.75 | Standard |  | 125000 | 100000 |  |  | 116600 | 918 | 80 | 78 | [8 empty] | Federally-Regulated Consumer Product | 09/30/2015 |  | 02/23/2016
Allied Air | Concord | RGE13A60125**-*** | LPG | Induced Draft | True | True | 1 | False | Horizontal |  | None | Non-Condensing | Single-Stage |  | 0.75 | Standard |  | 125000 | 100000 |  |  | 116600 | 918 | 80 | 78 | [8 empty] | Federally-Regulated Consumer Product | 09/30/2015 |  | 02/23/2016
Allied Air | Ducane | RGE13A60125**-*** | LPG | Induced Draft | True | True | 1 | False | Horizontal |  | None | Non-Condensing | Single-Stage |  | 0.75 | Standard |  | 125000 | 100000 |  |  | 116600 | 918 | 80 | 78 | [8 empty] | Federally-Regulated Consumer Product | 09/30/2015 |  | 02/23/2016
Allied Air | GREAT LAKES | RGE13A60125**-*** | LPG | Induced Draft | True | True | 1 | False | Horizontal |  | None | Non-Condensing | Single-Stage |  | 0.75 | Standard |  | 125000 | 100000 |  |  | 116600 | 918 | 80 | 78 | [8 empty] | Federally-Regulated Consumer Product | 09/30/2015 |  | 02/23/2016
Allied Air | ADVANCE COMFORT SYSTEM | RGE13A60125**-*** | Natural Gas | Induced Draft | True | True | 1 | False | Down |  | None | Non-Condensing | Single-Stage |  | 0.75 | Standard |  | 125000 | 100000 |  |  | 116600 | 918 | 80 | 78 | [8 empty] | Federally-Regulated Consumer Product | 09/30/2015 |  | 02/23/2016
Allied Air | ALLIED | RGE13A60125**-*** | Natural Gas | Induced Draft | True | True | 1 | False | Down |  | None | Non-Condensing | Single-Stage |  | 0.75 | Standard |  | 125000 | 100000 |  |  | 116600 | 918 | 80 | 78 | [8 empty] | Federally-Regulated Consumer Product | 09/30/2015 |  | 02/23/2016
Allied Air | Concord | RGE13A60125**-*** | Natural Gas | Induced Draft | True | True | 1 | False | Down |  | None | Non-Condensing | Single-Stage |  | 0.75 | Standard |  | 125000 | 100000 |  |  | 116600 | 918 | 80 | 78 | [8 empty] | Federally-Regulated Consumer Product | 09/30/2015 |  | 02/23/2016
Allied Air | Ducane | RGE13A60125**-*** | Natural Gas | Induced Draft | True | True | 1 | False | Down |  | None | Non-Condensing | Single-Stage |  | 0.75 | Standard |  | 125000 | 100000 |  |  | 116600 | 918 | 80 | 78 | [8 empty] | Federally-Regulated Consumer Product | 09/30/2015 |  | 02/23/2016
Allied Air | GREAT LAKES | RGE13A60125**-*** | Natural Gas | Induced Draft | True | True | 1 | False | Down |  | None | Non-Condensing | Single-Stage |  | 0.75 | Standard |  | 125000 | 100000 |  |  | 116600 | 918 | 80 | 78 | [8 empty] | Federally-Regulated Consumer Product | 09/30/2015 |  | 02/23/2016
Allied Air | ADVANCE COMFORT SYSTEM | RGE13A60125**-*** | Natural Gas | Induced Draft | True | True | 1 | False | Horizontal |  | None | Non-Condensing | Single-Stage |  | 0.75 | Standard |  | 125000 | 100000 |  |  | 116600 | 918 | 80 | 78 | [8 empty] | Federally-Regulated Consumer Product | 09/30/2015 |  | 02/23/2016
Allied Air | ALLIED | RGE13A60125**-*** | Natural Gas | Induced Draft | True | True | 1 | False | Horizontal |  | None | Non-Condensing | Single-Stage |  | 0.75 | Standard |  | 125000 | 100000 |  |  | 116600 | 918 | 80 | 78 | [8 empty] | Federally-Regulated Consumer Product | 09/30/2015 |  | 02/23/2016
Allied Air | Concord | RGE13A60125**-*** | Natural Gas | Induced Draft | True | True | 1 | False | Horizontal |  | None | Non-Condensing | Single-Stage |  | 0.75 | Standard |  | 125000 | 100000 |  |  | 116600 | 918 | 80 | 78 | [8 empty] | Federally-Regulated Consumer Product | 09/30/2015 |  | 02/23/2016
Allied Air | Ducane | RGE13A60125**-*** | Natural Gas | Induced Draft | True | True | 1 | False | Horizontal |  | None | Non-Condensing | Single-Stage |  | 0.75 | Standard |  | 125000 | 100000 |  |  | 116600 | 918 | 80 | 78 | [8 empty] | Federally-Regulated Consumer Product | 09/30/2015 |  | 02/23/2016
Allied Air | GREAT LAKES | RGE13A60125**-*** | Natural Gas | Induced Draft | True | True | 1 | False | Horizontal |  | None | Non-Condensing | Single-Stage |  | 0.75 | Standard |  | 125000 | 100000 |  |  | 116600 | 918 | 80 | 78 | [8 empty] | Federally-Regulated Consumer Product | 09/30/2015 |  | 02/23/2016
Allied Air | ADVANCE COMFORT SYSTEM | RGE13A30075**-*** | LPG | Induced Draft | True | True | 1 | False | Down |  | None | Non-Condensing | Single-Stage |  | 0.5 | Standard |  | 75000 | 60000 |  |  | 78000 | 579 | 80 | 78 | [8 empty] | Federally-Regulated Consumer Product | 09/30/2015 |  | 02/23/2016
Allied Air | ALLIED | RGE13A30075**-*** | LPG | Induced Draft | True | True | 1 | False | Down |  | None | Non-Condensing | Single-Stage |  | 0.5 | Standard |  | 75000 | 60000 |  |  | 78000 | 579 | 80 | 78 | [8 empty] | Federally-Regulated Consumer Product | 09/30/2015 |  | 02/23/2016
Allied Air | Concord | RGE13A30075**-*** | LPG | Induced Draft | True | True | 1 | False | Down |  | None | Non-Condensing | Single-Stage |  | 0.5 | Standard |  | 75000 | 60000 |  |  | 78000 | 579 | 80 | 78 | [8 empty] | Federally-Regulated Consumer Product | 09/30/2015 |  | 02/23/2016
Allied Air | Ducane | RGE13A30075**-*** | LPG | Induced Draft | True | True | 1 | False | Down |  | None | Non-Condensing | Single-Stage |  | 0.5 | Standard |  | 75000 | 60000 |  |  | 78000 | 579 | 80 | 78 | [8 empty] | Federally-Regulated Consumer Product | 09/30/2015 |  | 02/23/2016
Allied Air | GREAT LAKES | RGE13A30075**-*** | LPG | Induced Draft | True | True | 1 | False | Down |  | None | Non-Condensing | Single-Stage |  | 0.5 | Standard |  | 75000 | 60000 |  |  | 78000 | 579 | 80 | 78 | [8 empty] | Federally-Regulated Consumer Product | 09/30/2015 |  | 02/23/2016
Allied Air | ADVANCE COMFORT SYSTEM | RGE13A30075**-*** | LPG | Induced Draft | True | True | 1 | False | Horizontal |  | None | Non-Condensing | Single-Stage |  | 0.5 | Standard |  | 75000 | 60000 |  |  | 78000 | 579 | 80 | 78 | [8 empty] | Federally-Regulated Consumer Product | 09/30/2015 |  | 02/23/2016
Allied Air | ALLIED | RGE13A30075**-*** | LPG | Induced Draft | True | True | 1 | False | Horizontal |  | None | Non-Condensing | Single-Stage |  | 0.5 | Standard |  | 75000 | 60000 |  |  | 78000 | 579 | 80 | 78 | [8 empty] | Federally-Regulated Consumer Product | 09/30/2015 |  | 02/23/2016
Allied Air | Concord | RGE13A30075**-*** | LPG | Induced Draft | True | True | 1 | False | Horizontal |  | None | Non-Condensing | Single-Stage |  | 0.5 | Standard |  | 75000 | 60000 |  |  | 78000 | 579 | 80 | 78 | [8 empty] | Federally-Regulated Consumer Product | 09/30/2015 |  | 02/23/2016
Allied Air | Ducane | RGE13A30075**-*** | LPG | Induced Draft | True | True | 1 | False | Horizontal |  | None | Non-Condensing | Single-Stage |  | 0.5 | Standard |  | 75000 | 60000 |  |  | 78000 | 579 | 80 | 78 | [8 empty] | Federally-Regulated Consumer Product | 09/30/2015 |  | 02/23/2016
Allied Air | GREAT LAKES | RGE13A30075**-*** | LPG | Induced Draft | True | True | 1 | False | Horizontal |  | None | Non-Condensing | Single-Stage |  | 0.5 | Standard |  | 75000 | 60000 |  |  | 78000 | 579 | 80 | 78 | [8 empty] | Federally-Regulated Consumer Product | 09/30/2015 |  | 02/23/2016
Allied Air | ADVANCE COMFORT SYSTEM | RGE13A30075**-*** | Natural Gas | Induced Draft | True | True | 1 | False | Down |  | None | Non-Condensing | Single-Stage |  | 0.5 | Standard |  | 75000 | 60000 |  |  | 78000 | 579 | 80 | 78 | [8 empty] | Federally-Regulated Consumer Product | 09/30/2015 |  | 02/23/2016
Allied Air | ALLIED | RGE13A30075**-*** | Natural Gas | Induced Draft | True | True | 1 | False | Down |  | None | Non-Condensing | Single-Stage |  | 0.5 | Standard |  | 75000 | 60000 |  |  | 78000 | 579 | 80 | 78 | [8 empty] | Federally-Regulated Consumer Product | 09/30/2015 |  | 02/23/2016
Allied Air | Concord | RGE13A30075**-*** | Natural Gas | Induced Draft | True | True | 1 | False | Down |  | None | Non-Condensing | Single-Stage |  | 0.5 | Standard |  | 75000 | 60000 |  |  | 78000 | 579 | 80 | 78 | [8 empty] | Federally-Regulated Consumer Product | 09/30/2015 |  | 02/23/2016
Allied Air | Ducane | RGE13A30075**-*** | Natural Gas | Induced Draft | True | True | 1 | False | Down |  | None | Non-Condensing | Single-Stage |  | 0.5 | Standard |  | 75000 | 60000 |  |  | 78000 | 579 | 80 | 78 | [8 empty] | Federally-Regulated Consumer Product | 09/30/2015 |  | 02/23/2016
Allied Air | GREAT LAKES | RGE13A30075**-*** | Natural Gas | Induced Draft | True | True | 1 | False | Down |  | None | Non-Condensing | Single-Stage |  | 0.5 | Standard |  | 75000 | 60000 |  |  | 78000 | 579 | 80 | 78 | [8 empty] | Federally-Regulated Consumer Product | 09/30/2015 |  | 02/23/2016
Allied Air | ADVANCE COMFORT SYSTEM | RGE13A30075**-*** | Natural Gas | Induced Draft | True | True | 1 | False | Horizontal |  | None | Non-Condensing | Single-Stage |  | 0.5 | Standard |  | 75000 | 60000 |  |  | 78000 | 579 | 80 | 78 | [8 empty] | Federally-Regulated Consumer Product | 09/30/2015 |  | 02/23/2016
Allied Air | ALLIED | RGE13A30075**-*** | Natural Gas | Induced Draft | True | True | 1 | False | Horizontal |  | None | Non-Condensing | Single-Stage |  | 0.5 | Standard |  | 75000 | 60000 |  |  | 78000 | 579 | 80 | 78 | [8 empty] | Federally-Regulated Consumer Product | 09/30/2015 |  | 02/23/2016
Allied Air | Concord | RGE13A30075**-*** | Natural Gas | Induced Draft | True | True | 1 | False | Horizontal |  | None | Non-Condensing | Single-Stage |  | 0.5 | Standard |  | 75000 | 60000 |  |  | 78000 | 579 | 80 | 78 | [8 empty] | Federally-Regulated Consumer Product | 09/30/2015 |  | 02/23/2016
Allied Air | Ducane | RGE13A30075**-*** | Natural Gas | Induced Draft | True | True | 1 | False | Horizontal |  | None | Non-Condensing | Single-Stage |  | 0.5 | Standard |  | 75000 | 60000 |  |  | 78000 | 579 | 80 | 78 | [8 empty] | Federally-Regulated Consumer Product | 09/30/2015 |  | 02/23/2016
Allied Air | GREAT LAKES | RGE13A30075**-*** | Natural Gas | Induced Draft | True | True | 1 | False | Horizontal |  | None | Non-Condensing | Single-Stage |  | 0.5 | Standard |  | 75000 | 60000 |  |  | 78000 | 579 | 80 | 78 | [8 empty] | Federally-Regulated Consumer Product | 09/30/2015 |  | 02/23/2016
Allied Air | ADVANCE COMFORT SYSTEM | RGE13A42075**-*** | LPG | Induced Draft | True | True | 1 | False | Down |  | None | Non-Condensing | Single-Stage |  | 0.75 | Standard |  | 75000 | 60000 |  |  | 78200 | 531 | 80 | 78 | [8 empty] | Federally-Regulated Consumer Product | 09/30/2015 |  | 02/23/2016
Allied Air | ALLIED | RGE13A42075**-*** | LPG | Induced Draft | True | True | 1 | False | Down |  | None | Non-Condensing | Single-Stage |  | 0.75 | Standard |  | 75000 | 60000 |  |  | 78200 | 531 | 80 | 78 | [8 empty] | Federally-Regulated Consumer Product | 09/30/2015 |  | 02/23/2016
Allied Air | Concord | RGE13A42075**-*** | LPG | Induced Draft | True | True | 1 | False | Down |  | None | Non-Condensing | Single-Stage |  | 0.75 | Standard |  | 75000 | 60000 |  |  | 78200 | 531 | 80 | 78 | [8 empty] | Federally-Regulated Consumer Product | 09/30/2015 |  | 02/23/2016
Allied Air | Ducane | RGE13A42075**-*** | LPG | Induced Draft | True | True | 1 | False | Down |  | None | Non-Condensing | Single-Stage |  | 0.75 | Standard |  | 75000 | 60000 |  |  | 78200 | 531 | 80 | 78 | [8 empty] | Federally-Regulated Consumer Product | 09/30/2015 |  | 02/23/2016
Allied Air | GREAT LAKES | RGE13A42075**-*** | LPG | Induced Draft | True | True | 1 | False | Down |  | None | Non-Condensing | Single-Stage |  | 0.75 | Standard |  | 75000 | 60000 |  |  | 78200 | 531 | 80 | 78 | [8 empty] | Federally-Regulated Consumer Product | 09/30/2015 |  | 02/23/2016
Allied Air | ADVANCE COMFORT SYSTEM | RGE13A42075**-*** | LPG | Induced Draft | True | True | 1 | False | Horizontal |  | None | Non-Condensing | Single-Stage |  | 0.75 | Standard |  | 75000 | 60000 |  |  | 78200 | 531 | 80 | 78 | [8 empty] | Federally-Regulated Consumer Product | 09/30/2015 |  | 02/23/2016
Allied Air | ALLIED | RGE13A42075**-*** | LPG | Induced Draft | True | True | 1 | False | Horizontal |  | None | Non-Condensing | Single-Stage |  | 0.75 | Standard |  | 75000 | 60000 |  |  | 78200 | 531 | 80 | 78 | [8 empty] | Federally-Regulated Consumer Product | 09/30/2015 |  | 02/23/2016
Allied Air | Concord | RGE13A42075**-*** | LPG | Induced Draft | True | True | 1 | False | Horizontal |  | None | Non-Condensing | Single-Stage |  | 0.75 | Standard |  | 75000 | 60000 |  |  | 78200 | 531 | 80 | 78 | [8 empty] | Federally-Regulated Consumer Product | 09/30/2015 |  | 02/23/2016
Allied Air | Ducane | RGE13A42075**-*** | LPG | Induced Draft | True | True | 1 | False | Horizontal |  | None | Non-Condensing | Single-Stage |  | 0.75 | Standard |  | 75000 | 60000 |  |  | 78200 | 531 | 80 | 78 | [8 empty] | Federally-Regulated Consumer Product | 09/30/2015 |  | 02/23/2016
Allied Air | GREAT LAKES | RGE13A42075**-*** | LPG | Induced Draft | True | True | 1 | False | Horizontal |  | None | Non-Condensing | Single-Stage |  | 0.75 | Standard |  | 75000 | 60000 |  |  | 78200 | 531 | 80 | 78 | [8 empty] | Federally-Regulated Consumer Product | 09/30/2015 |  | 02/23/2016
Allied Air | ADVANCE COMFORT SYSTEM | RGE13A42075**-*** | Natural Gas | Induced Draft | True | True | 1 | False | Down |  | None | Non-Condensing | Single-Stage |  | 0.75 | Standard |  | 75000 | 60000 |  |  | 78200 | 531 | 80 | 78 | [8 empty] | Federally-Regulated Consumer Product | 09/30/2015 |  | 02/23/2016
Allied Air | ALLIED | RGE13A42075**-*** | Natural Gas | Induced Draft | True | True | 1 | False | Down |  | None | Non-Condensing | Single-Stage |  | 0.75 | Standard |  | 75000 | 60000 |  |  | 78200 | 531 | 80 | 78 | [8 empty] | Federally-Regulated Consumer Product | 09/30/2015 |  | 02/23/2016
Allied Air | Concord | RGE13A42075**-*** | Natural Gas | Induced Draft | True | True | 1 | False | Down |  | None | Non-Condensing | Single-Stage |  | 0.75 | Standard |  | 75000 | 60000 |  |  | 78200 | 531 | 80 | 78 | [8 empty] | Federally-Regulated Consumer Product | 09/30/2015 |  | 02/23/2016
Allied Air | Ducane | RGE13A42075**-*** | Natural Gas | Induced Draft | True | True | 1 | False | Down |  | None | Non-Condensing | Single-Stage |  | 0.75 | Standard |  | 75000 | 60000 |  |  | 78200 | 531 | 80 | 78 | [8 empty] | Federally-Regulated Consumer Product | 09/30/2015 |  | 02/23/2016
Allied Air | GREAT LAKES | RGE13A42075**-*** | Natural Gas | Induced Draft | True | True | 1 | False | Down |  | None | Non-Condensing | Single-Stage |  | 0.75 | Standard |  | 75000 | 60000 |  |  | 78200 | 531 | 80 | 78 | [8 empty] | Federally-Regulated Consumer Product | 09/30/2015 |  | 02/23/2016
Allied Air | ADVANCE COMFORT SYSTEM | RGE13A42075**-*** | Natural Gas | Induced Draft | True | True | 1 | False | Horizontal |  | None | Non-Condensing | Single-Stage |  | 0.75 | Standard |  | 75000 | 60000 |  |  | 78200 | 531 | 80 | 78 | [8 empty] | Federally-Regulated Consumer Product | 09/30/2015 |  | 02/23/2016
Allied Air | ALLIED | RGE13A42075**-*** | Natural Gas | Induced Draft | True | True | 1 | False | Horizontal |  | None | Non-Condensing | Single-Stage |  | 0.75 | Standard |  | 75000 | 60000 |  |  | 78200 | 531 | 80 | 78 | [8 empty] | Federally-Regulated Consumer Product | 09/30/2015 |  | 02/23/2016
Allied Air | Concord | RGE13A42075**-*** | Natural Gas | Induced Draft | True | True | 1 | False | Horizontal |  | None | Non-Condensing | Single-Stage |  | 0.75 | Standard |  | 75000 | 60000 |  |  | 78200 | 531 | 80 | 78 | [8 empty] | Federally-Regulated Consumer Product | 09/30/2015 |  | 02/23/2016
Allied Air | Ducane | RGE13A42075**-*** | Natural Gas | Induced Draft | True | True | 1 | False | Horizontal |  | None | Non-Condensing | Single-Stage |  | 0.75 | Standard |  | 75000 | 60000 |  |  | 78200 | 531 | 80 | 78 | [8 empty] | Federally-Regulated Consumer Product | 09/30/2015 |  | 02/23/2016
Allied Air | GREAT LAKES | RGE13A42075**-*** | Natural Gas | Induced Draft | True | True | 1 | False | Horizontal |  | None | Non-Condensing | Single-Stage |  | 0.75 | Standard |  | 75000 | 60000 |  |  | 78200 | 531 | 80 | 78 | [8 empty] | Federally-Regulated Consumer Product | 09/30/2015 |  | 02/23/2016
Allied Air | ADVANCE COMFORT SYSTEM | RPGE13A48125**-*** | LPG | Induced Draft | True | True | 1 | False | Down |  | None | Non-Condensing | Single-Stage |  | 0.75 | Standard |  | 125000 | 100000 |  |  | 116600 | 918 | 80 | 78 | [8 empty] | Federally-Regulated Consumer Product | 09/30/2015 |  | 02/23/2016
Allied Air | Airease | RPGE13A48125**-*** | LPG | Induced Draft | True | True | 1 | False | Down |  | None | Non-Condensing | Single-Stage |  | 0.75 | Standard |  | 125000 | 100000 |  |  | 116600 | 918 | 80 | 78 | [8 empty] | Federally-Regulated Consumer Product | 09/30/2015 |  | 02/23/2016
Allied Air | ALLIED | RPGE13A48125**-*** | LPG | Induced Draft | True | True | 1 | False | Down |  | None | Non-Condensing | Single-Stage |  | 0.75 | Standard |  | 125000 | 100000 |  |  | 116600 | 918 | 80 | 78 | [8 empty] | Federally-Regulated Consumer Product | 09/30/2015 |  | 02/23/2016
Allied Air | Armstrong | RPGE13A48125**-*** | LPG | Induced Draft | True | True | 1 | False | Down |  | None | Non-Condensing | Single-Stage |  | 0.75 | Standard |  | 125000 | 100000 |  |  | 116600 | 918 | 80 | 78 | [8 empty] | Federally-Regulated Consumer Product | 09/30/2015 |  | 02/23/2016
Allied Air | ARMSTRONG AIR | RPGE13A48125**-*** | LPG | Induced Draft | True | True | 1 | False | Down |  | None | Non-Condensing | Single-Stage |  | 0.75 | Standard |  | 125000 | 100000 |  |  | 116600 | 918 | 80 | 78 | [8 empty] | Federally-Regulated Consumer Product | 09/30/2015 |  | 02/23/2016
Allied Air | GREAT LAKES | RPGE13A48125**-*** | LPG | Induced Draft | True | True | 1 | False | Down |  | None | Non-Condensing | Single-Stage |  | 0.75 | Standard |  | 125000 | 100000 |  |  | 116600 | 918 | 80 | 78 | [8 empty] | Federally-Regulated Consumer Product | 09/30/2015 |  | 02/23/2016
Allied Air | ADVANCE COMFORT SYSTEM | RPGE13A48125**-*** | LPG | Induced Draft | True | True | 1 | False | Horizontal |  | None | Non-Condensing | Single-Stage |  | 0.75 | Standard |  | 125000 | 100000 |  |  | 116600 | 918 | 80 | 78 | [8 empty] | Federally-Regulated Consumer Product | 09/30/2015 |  | 02/23/2016
Allied Air | Airease | RPGE13A48125**-*** | LPG | Induced Draft | True | True | 1 | False | Horizontal |  | None | Non-Condensing | Single-Stage |  | 0.75 | Standard |  | 125000 | 100000 |  |  | 116600 | 918 | 80 | 78 | [8 empty] | Federally-Regulated Consumer Product | 09/30/2015 |  | 02/23/2016
Allied Air | ALLIED | RPGE13A48125**-*** | LPG | Induced Draft | True | True | 1 | False | Horizontal |  | None | Non-Condensing | Single-Stage |  | 0.75 | Standard |  | 125000 | 100000 |  |  | 116600 | 918 | 80 | 78 | [8 empty] | Federally-Regulated Consumer Product | 09/30/2015 |  | 02/23/2016
Allied Air | Armstrong | RPGE13A48125**-*** | LPG | Induced Draft | True | True | 1 | False | Horizontal |  | None | Non-Condensing | Single-Stage |  | 0.75 | Standard |  | 125000 | 100000 |  |  | 116600 | 918 | 80 | 78 | [8 empty] | Federally-Regulated Consumer Product | 09/30/2015 |  | 02/23/2016
Allied Air | ARMSTRONG AIR | RPGE13A48125**-*** | LPG | Induced Draft | True | True | 1 | False | Horizontal |  | None | Non-Condensing | Single-Stage |  | 0.75 | Standard |  | 125000 | 100000 |  |  | 116600 | 918 | 80 | 78 | [8 empty] | Federally-Regulated Consumer Product | 09/30/2015 |  | 02/23/2016
Allied Air | GREAT LAKES | RPGE13A48125**-*** | LPG | Induced Draft | True | True | 1 | False | Horizontal |  | None | Non-Condensing | Single-Stage |  | 0.75 | Standard |  | 125000 | 100000 |  |  | 116600 | 918 | 80 | 78 | [8 empty] | Federally-Regulated Consumer Product | 09/30/2015 |  | 02/23/2016
Allied Air | ADVANCE COMFORT SYSTEM | RPGE13A48125**-*** | Natural Gas | Induced Draft | True | True | 1 | False | Down |  | None | Non-Condensing | Single-Stage |  | 0.75 | Standard |  | 125000 | 100000 |  |  | 116600 | 918 | 80 | 78 | [8 empty] | Federally-Regulated Consumer Product | 09/30/2015 |  | 02/23/2016
Allied Air | Airease | RPGE13A48125**-*** | Natural Gas | Induced Draft | True | True | 1 | False | Down |  | None | Non-Condensing | Single-Stage |  | 0.75 | Standard |  | 125000 | 100000 |  |  | 116600 | 918 | 80 | 78 | [8 empty] | Federally-Regulated Consumer Product | 09/30/2015 |  | 02/23/2016
Allied Air | ALLIED | RPGE13A48125**-*** | Natural Gas | Induced Draft | True | True | 1 | False | Down |  | None | Non-Condensing | Single-Stage |  | 0.75 | Standard |  | 125000 | 100000 |  |  | 116600 | 918 | 80 | 78 | [8 empty] | Federally-Regulated Consumer Product | 09/30/2015 |  | 02/23/2016
Allied Air | Armstrong | RPGE13A48125**-*** | Natural Gas | Induced Draft | True | True | 1 | False | Down |  | None | Non-Condensing | Single-Stage |  | 0.75 | Standard |  | 125000 | 100000 |  |  | 116600 | 918 | 80 | 78 | [8 empty] | Federally-Regulated Consumer Product | 09/30/2015 |  | 02/23/2016
Allied Air | ARMSTRONG AIR | RPGE13A48125**-*** | Natural Gas | Induced Draft | True | True | 1 | False | Down |  | None | Non-Condensing | Single-Stage |  | 0.75 | Standard |  | 125000 | 100000 |  |  | 116600 | 918 | 80 | 78 | [8 empty] | Federally-Regulated Consumer Product | 09/30/2015 |  | 02/23/2016
Allied Air | GREAT LAKES | RPGE13A48125**-*** | Natural Gas | Induced Draft | True | True | 1 | False | Down |  | None | Non-Condensing | Single-Stage |  | 0.75 | Standard |  | 125000 | 100000 |  |  | 116600 | 918 | 80 | 78 | [8 empty] | Federally-Regulated Consumer Product | 09/30/2015 |  | 02/23/2016
Allied Air | ADVANCE COMFORT SYSTEM | RPGE13A48125**-*** | Natural Gas | Induced Draft | True | True | 1 | False | Horizontal |  | None | Non-Condensing | Single-Stage |  | 0.75 | Standard |  | 125000 | 100000 |  |  | 116600 | 918 | 80 | 78 | [8 empty] | Federally-Regulated Consumer Product | 09/30/2015 |  | 02/23/2016
Allied Air | Airease | RPGE13A48125**-*** | Natural Gas | Induced Draft | True | True | 1 | False | Horizontal |  | None | Non-Condensing | Single-Stage |  | 0.75 | Standard |  | 125000 | 100000 |  |  | 116600 | 918 | 80 | 78 | [8 empty] | Federally-Regulated Consumer Product | 09/30/2015 |  | 02/23/2016
Allied Air | ALLIED | RPGE13A48125**-*** | Natural Gas | Induced Draft | True | True | 1 | False | Horizontal |  | None | Non-Condensing | Single-Stage |  | 0.75 | Standard |  | 125000 | 100000 |  |  | 116600 | 918 | 80 | 78 | [8 empty] | Federally-Regulated Consumer Product | 09/30/2015 |  | 02/23/2016
Allied Air | Armstrong | RPGE13A48125**-*** | Natural Gas | Induced Draft | True | True | 1 | False | Horizontal |  | None | Non-Condensing | Single-Stage |  | 0.75 | Standard |  | 125000 | 100000 |  |  | 116600 | 918 | 80 | 78 | [8 empty] | Federally-Regulated Consumer Product | 09/30/2015 |  | 02/23/2016
Allied Air | ARMSTRONG AIR | RPGE13A48125**-*** | Natural Gas | Induced Draft | True | True | 1 | False | Horizontal |  | None | Non-Condensing | Single-Stage |  | 0.75 | Standard |  | 125000 | 100000 |  |  | 116600 | 918 | 80 | 78 | [8 empty] | Federally-Regulated Consumer Product | 09/30/2015 |  | 02/23/2016
Allied Air | GREAT LAKES | RPGE13A48125**-*** | Natural Gas | Induced Draft | True | True | 1 | False | Horizontal |  | None | Non-Condensing | Single-Stage |  | 0.75 | Standard |  | 125000 | 100000 |  |  | 116600 | 918 | 80 | 78 | [8 empty] | Federally-Regulated Consumer Product | 09/30/2015 |  | 02/23/2016
Allied Air | ADVANCE COMFORT SYSTEM | RPGE13A24075**-*** | LPG | Induced Draft | True | True | 1 | False | Down |  | None | Non-Condensing | Single-Stage |  | 0.5 | Standard |  | 75000 | 60000 |  |  | 78000 | 579 | 80 | 78 | [8 empty] | Federally-Regulated Consumer Product | 09/30/2015 |  | 02/23/2016
Allied Air | Airease | RPGE13A24075**-*** | LPG | Induced Draft | True | True | 1 | False | Down |  | None | Non-Condensing | Single-Stage |  | 0.5 | Standard |  | 75000 | 60000 |  |  | 78000 | 579 | 80 | 78 | [8 empty] | Federally-Regulated Consumer Product | 09/30/2015 |  | 02/23/2016
Allied Air | ALLIED | RPGE13A24075**-*** | LPG | Induced Draft | True | True | 1 | False | Down |  | None | Non-Condensing | Single-Stage |  | 0.5 | Standard |  | 75000 | 60000 |  |  | 78000 | 579 | 80 | 78 | [8 empty] | Federally-Regulated Consumer Product | 09/30/2015 |  | 02/23/2016
Allied Air | Armstrong | RPGE13A24075**-*** | LPG | Induced Draft | True | True | 1 | False | Down |  | None | Non-Condensing | Single-Stage |  | 0.5 | Standard |  | 75000 | 60000 |  |  | 78000 | 579 | 80 | 78 | [8 empty] | Federally-Regulated Consumer Product | 09/30/2015 |  | 02/23/2016
Allied Air | ARMSTRONG AIR | RPGE13A24075**-*** | LPG | Induced Draft | True | True | 1 | False | Down |  | None | Non-Condensing | Single-Stage |  | 0.5 | Standard |  | 75000 | 60000 |  |  | 78000 | 579 | 80 | 78 | [8 empty] | Federally-Regulated Consumer Product | 09/30/2015 |  | 02/23/2016
Allied Air | GREAT LAKES | RPGE13A24075**-*** | LPG | Induced Draft | True | True | 1 | False | Down |  | None | Non-Condensing | Single-Stage |  | 0.5 | Standard |  | 75000 | 60000 |  |  | 78000 | 579 | 80 | 78 | [8 empty] | Federally-Regulated Consumer Product | 09/30/2015 |  | 02/23/2016
Allied Air | ADVANCE COMFORT SYSTEM | RPGE13A24075**-*** | LPG | Induced Draft | True | True | 1 | False | Horizontal |  | None | Non-Condensing | Single-Stage |  | 0.5 | Standard |  | 75000 | 60000 |  |  | 78000 | 579 | 80 | 78 | [8 empty] | Federally-Regulated Consumer Product | 09/30/2015 |  | 02/23/2016
Allied Air | Airease | RPGE13A24075**-*** | LPG | Induced Draft | True | True | 1 | False | Horizontal |  | None | Non-Condensing | Single-Stage |  | 0.5 | Standard |  | 75000 | 60000 |  |  | 78000 | 579 | 80 | 78 | [8 empty] | Federally-Regulated Consumer Product | 09/30/2015 |  | 02/23/2016
Allied Air | ALLIED | RPGE13A24075**-*** | LPG | Induced Draft | True | True | 1 | False | Horizontal |  | None | Non-Condensing | Single-Stage |  | 0.5 | Standard |  | 75000 | 60000 |  |  | 78000 | 579 | 80 | 78 | [8 empty] | Federally-Regulated Consumer Product | 09/30/2015 |  | 02/23/2016
Allied Air | Armstrong | RPGE13A24075**-*** | LPG | Induced Draft | True | True | 1 | False | Horizontal |  | None | Non-Condensing | Single-Stage |  | 0.5 | Standard |  | 75000 | 60000 |  |  | 78000 | 579 | 80 | 78 | [8 empty] | Federally-Regulated Consumer Product | 09/30/2015 |  | 02/23/2016
Allied Air | ARMSTRONG AIR | RPGE13A24075**-*** | LPG | Induced Draft | True | True | 1 | False | Horizontal |  | None | Non-Condensing | Single-Stage |  | 0.5 | Standard |  | 75000 | 60000 |  |  | 78000 | 579 | 80 | 78 | [8 empty] | Federally-Regulated Consumer Product | 09/30/2015 |  | 02/23/2016
Allied Air | GREAT LAKES | RPGE13A24075**-*** | LPG | Induced Draft | True | True | 1 | False | Horizontal |  | None | Non-Condensing | Single-Stage |  | 0.5 | Standard |  | 75000 | 60000 |  |  | 78000 | 579 | 80 | 78 | [8 empty] | Federally-Regulated Consumer Product | 09/30/2015 |  | 02/23/2016
Allied Air | ADVANCE COMFORT SYSTEM | RPGE13A24075**-*** | Natural Gas | Induced Draft | True | True | 1 | False | Down |  | None | Non-Condensing | Single-Stage |  | 0.5 | Standard |  | 75000 | 60000 |  |  | 78000 | 579 | 80 | 78 | [8 empty] | Federally-Regulated Consumer Product | 09/30/2015 |  | 02/23/2016
Allied Air | Airease | RPGE13A24075**-*** | Natural Gas | Induced Draft | True | True | 1 | False | Down |  | None | Non-Condensing | Single-Stage |  | 0.5 | Standard |  | 75000 | 60000 |  |  | 78000 | 579 | 80 | 78 | [8 empty] | Federally-Regulated Consumer Product | 09/30/2015 |  | 02/23/2016
Allied Air | ALLIED | RPGE13A24075**-*** | Natural Gas | Induced Draft | True | True | 1 | False | Down |  | None | Non-Condensing | Single-Stage |  | 0.5 | Standard |  | 75000 | 60000 |  |  | 78000 | 579 | 80 | 78 | [8 empty] | Federally-Regulated Consumer Product | 09/30/2015 |  | 02/23/2016
Allied Air | Armstrong | RPGE13A24075**-*** | Natural Gas | Induced Draft | True | True | 1 | False | Down |  | None | Non-Condensing | Single-Stage |  | 0.5 | Standard |  | 75000 | 60000 |  |  | 78000 | 579 | 80 | 78 | [8 empty] | Federally-Regulated Consumer Product | 09/30/2015 |  | 02/23/2016
Allied Air | ARMSTRONG AIR | RPGE13A24075**-*** | Natural Gas | Induced Draft | True | True | 1 | False | Down |  | None | Non-Condensing | Single-Stage |  | 0.5 | Standard |  | 75000 | 60000 |  |  | 78000 | 579 | 80 | 78 | [8 empty] | Federally-Regulated Consumer Product | 09/30/2015 |  | 02/23/2016
Allied Air | GREAT LAKES | RPGE13A24075**-*** | Natural Gas | Induced Draft | True | True | 1 | False | Down |  | None | Non-Condensing | Single-Stage |  | 0.5 | Standard |  | 75000 | 60000 |  |  | 78000 | 579 | 80 | 78 | [8 empty] | Federally-Regulated Consumer Product | 09/30/2015 |  | 02/23/2016
Allied Air | ADVANCE COMFORT SYSTEM | RPGE13A24075**-*** | Natural Gas | Induced Draft | True | True | 1 | False | Horizontal |  | None | Non-Condensing | Single-Stage |  | 0.5 | Standard |  | 75000 | 60000 |  |  | 78000 | 579 | 80 | 78 | [8 empty] | Federally-Regulated Consumer Product | 09/30/2015 |  | 02/23/2016
Allied Air | Airease | RPGE13A24075**-*** | Natural Gas | Induced Draft | True | True | 1 | False | Horizontal |  | None | Non-Condensing | Single-Stage |  | 0.5 | Standard |  | 75000 | 60000 |  |  | 78000 | 579 | 80 | 78 | [8 empty] | Federally-Regulated Consumer Product | 09/30/2015 |  | 02/23/2016
Allied Air | ALLIED | RPGE13A24075**-*** | Natural Gas | Induced Draft | True | True | 1 | False | Horizontal |  | None | Non-Condensing | Single-Stage |  | 0.5 | Standard |  | 75000 | 60000 |  |  | 78000 | 579 | 80 | 78 | [8 empty] | Federally-Regulated Consumer Product | 09/30/2015 |  | 02/23/2016
Allied Air | Armstrong | RPGE13A24075**-*** | Natural Gas | Induced Draft | True | True | 1 | False | Horizontal |  | None | Non-Condensing | Single-Stage |  | 0.5 | Standard |  | 75000 | 60000 |  |  | 78000 | 579 | 80 | 78 | [8 empty] | Federally-Regulated Consumer Product | 09/30/2015 |  | 02/23/2016
Allied Air | ARMSTRONG AIR | RPGE13A24075**-*** | Natural Gas | Induced Draft | True | True | 1 | False | Horizontal |  | None | Non-Condensing | Single-Stage |  | 0.5 | Standard |  | 75000 | 60000 |  |  | 78000 | 579 | 80 | 78 | [8 empty] | Federally-Regulated Consumer Product | 09/30/2015 |  | 02/23/2016
Allied Air | GREAT LAKES | RPGE13A24075**-*** | Natural Gas | Induced Draft | True | True | 1 | False | Horizontal |  | None | Non-Condensing | Single-Stage |  | 0.5 | Standard |  | 75000 | 60000 |  |  | 78000 | 579 | 80 | 78 | [8 empty] | Federally-Regulated Consumer Product | 09/30/2015 |  | 02/23/2016
Allied Air | ADVANCE COMFORT SYSTEM | RPGE13A24050**-*** | LPG | Induced Draft | True | True | 1 | False | Down |  | None | Non-Condensing | Single-Stage |  | 0.5 | Standard |  | 50000 | 40000 |  |  | 38900 | 340 | 80 | 78 | [8 empty] | Federally-Regulated Consumer Product | 09/30/2015 |  | 02/23/2016
Allied Air | Airease | RPGE13A24050**-*** | LPG | Induced Draft | True | True | 1 | False | Down |  | None | Non-Condensing | Single-Stage |  | 0.5 | Standard |  | 50000 | 40000 |  |  | 38900 | 340 | 80 | 78 | [8 empty] | Federally-Regulated Consumer Product | 09/30/2015 |  | 02/23/2016
Allied Air | ALLIED | RPGE13A24050**-*** | LPG | Induced Draft | True | True | 1 | False | Down |  | None | Non-Condensing | Single-Stage |  | 0.5 | Standard |  | 50000 | 40000 |  |  | 38900 | 340 | 80 | 78 | [8 empty] | Federally-Regulated Consumer Product | 09/30/2015 |  | 02/23/2016
Allied Air | Armstrong | RPGE13A24050**-*** | LPG | Induced Draft | True | True | 1 | False | Down |  | None | Non-Condensing | Single-Stage |  | 0.5 | Standard |  | 50000 | 40000 |  |  | 38900 | 340 | 80 | 78 | [8 empty] | Federally-Regulated Consumer Product | 09/30/2015 |  | 02/23/2016
Allied Air | ARMSTRONG AIR | RPGE13A24050**-*** | LPG | Induced Draft | True | True | 1 | False | Down |  | None | Non-Condensing | Single-Stage |  | 0.5 | Standard |  | 50000 | 40000 |  |  | 38900 | 340 | 80 | 78 | [8 empty] | Federally-Regulated Consumer Product | 09/30/2015 |  | 02/23/2016
Allied Air | GREAT LAKES | RPGE13A24050**-*** | LPG | Induced Draft | True | True | 1 | False | Down |  | None | Non-Condensing | Single-Stage |  | 0.5 | Standard |  | 50000 | 40000 |  |  | 38900 | 340 | 80 | 78 | [8 empty] | Federally-Regulated Consumer Product | 09/30/2015 |  | 02/23/2016
Allied Air | ADVANCE COMFORT SYSTEM | RPGE13A24050**-*** | LPG | Induced Draft | True | True | 1 | False | Horizontal |  | None | Non-Condensing | Single-Stage |  | 0.5 | Standard |  | 50000 | 40000 |  |  | 38900 | 340 | 80 | 78 | [8 empty] | Federally-Regulated Consumer Product | 09/30/2015 |  | 02/23/2016
Allied Air | Airease | RPGE13A24050**-*** | LPG | Induced Draft | True | True | 1 | False | Horizontal |  | None | Non-Condensing | Single-Stage |  | 0.5 | Standard |  | 50000 | 40000 |  |  | 38900 | 340 | 80 | 78 | [8 empty] | Federally-Regulated Consumer Product | 09/30/2015 |  | 02/23/2016
Allied Air | ALLIED | RPGE13A24050**-*** | LPG | Induced Draft | True | True | 1 | False | Horizontal |  | None | Non-Condensing | Single-Stage |  | 0.5 | Standard |  | 50000 | 40000 |  |  | 38900 | 340 | 80 | 78 | [8 empty] | Federally-Regulated Consumer Product | 09/30/2015 |  | 02/23/2016
Allied Air | Armstrong | RPGE13A24050**-*** | LPG | Induced Draft | True | True | 1 | False | Horizontal |  | None | Non-Condensing | Single-Stage |  | 0.5 | Standard |  | 50000 | 40000 |  |  | 38900 | 340 | 80 | 78 | [8 empty] | Federally-Regulated Consumer Product | 09/30/2015 |  | 02/23/2016
Allied Air | ARMSTRONG AIR | RPGE13A24050**-*** | LPG | Induced Draft | True | True | 1 | False | Horizontal |  | None | Non-Condensing | Single-Stage |  | 0.5 | Standard |  | 50000 | 40000 |  |  | 38900 | 340 | 80 | 78 | [8 empty] | Federally-Regulated Consumer Product | 09/30/2015 |  | 02/23/2016
Allied Air | GREAT LAKES | RPGE13A24050**-*** | LPG | Induced Draft | True | True | 1 | False | Horizontal |  | None | Non-Condensing | Single-Stage |  | 0.5 | Standard |  | 50000 | 40000 |  |  | 38900 | 340 | 80 | 78 | [8 empty] | Federally-Regulated Consumer Product | 09/30/2015 |  | 02/23/2016
Allied Air | ADVANCE COMFORT SYSTEM | RPGE13A24050**-*** | Natural Gas | Induced Draft | True | True | 1 | False | Down |  | None | Non-Condensing | Single-Stage |  | 0.5 | Standard |  | 50000 | 40000 |  |  | 38900 | 340 | 80 | 78 | [8 empty] | Federally-Regulated Consumer Product | 09/30/2015 |  | 02/23/2016
Allied Air | Airease | RPGE13A24050**-*** | Natural Gas | Induced Draft | True | True | 1 | False | Down |  | None | Non-Condensing | Single-Stage |  | 0.5 | Standard |  | 50000 | 40000 |  |  | 38900 | 340 | 80 | 78 | [8 empty] | Federally-Regulated Consumer Product | 09/30/2015 |  | 02/23/2016
Allied Air | ALLIED | RPGE13A24050**-*** | Natural Gas | Induced Draft | True | True | 1 | False | Down |  | None | Non-Condensing | Single-Stage |  | 0.5 | Standard |  | 50000 | 40000 |  |  | 38900 | 340 | 80 | 78 | [8 empty] | Federally-Regulated Consumer Product | 09/30/2015 |  | 02/23/2016
Allied Air | Armstrong | RPGE13A24050**-*** | Natural Gas | Induced Draft | True | True | 1 | False | Down |  | None | Non-Condensing | Single-Stage |  | 0.5 | Standard |  | 50000 | 40000 |  |  | 38900 | 340 | 80 | 78 | [8 empty] | Federally-Regulated Consumer Product | 09/30/2015 |  | 02/23/2016
Allied Air | ARMSTRONG AIR | RPGE13A24050**-*** | Natural Gas | Induced Draft | True | True | 1 | False | Down |  | None | Non-Condensing | Single-Stage |  | 0.5 | Standard |  | 50000 | 40000 |  |  | 38900 | 340 | 80 | 78 | [8 empty] | Federally-Regulated Consumer Product | 09/30/2015 |  | 02/23/2016
Allied Air | GREAT LAKES | RPGE13A24050**-*** | Natural Gas | Induced Draft | True | True | 1 | False | Down |  | None | Non-Condensing | Single-Stage |  | 0.5 | Standard |  | 50000 | 40000 |  |  | 38900 | 340 | 80 | 78 | [8 empty] | Federally-Regulated Consumer Product | 09/30/2015 |  | 02/23/2016
Allied Air | ADVANCE COMFORT SYSTEM | RPGE13A24050**-*** | Natural Gas | Induced Draft | True | True | 1 | False | Horizontal |  | None | Non-Condensing | Single-Stage |  | 0.5 | Standard |  | 50000 | 40000 |  |  | 38900 | 340 | 80 | 78 | [8 empty] | Federally-Regulated Consumer Product | 09/30/2015 |  | 02/23/2016
Allied Air | Airease | RPGE13A24050**-*** | Natural Gas | Induced Draft | True | True | 1 | False | Horizontal |  | None | Non-Condensing | Single-Stage |  | 0.5 | Standard |  | 50000 | 40000 |  |  | 38900 | 340 | 80 | 78 | [8 empty] | Federally-Regulated Consumer Product | 09/30/2015 |  | 02/23/2016
Allied Air | ALLIED | RPGE13A24050**-*** | Natural Gas | Induced Draft | True | True | 1 | False | Horizontal |  | None | Non-Condensing | Single-Stage |  | 0.5 | Standard |  | 50000 | 40000 |  |  | 38900 | 340 | 80 | 78 | [8 empty] | Federally-Regulated Consumer Product | 09/30/2015 |  | 02/23/2016
Allied Air | Armstrong | RPGE13A24050**-*** | Natural Gas | Induced Draft | True | True | 1 | False | Horizontal |  | None | Non-Condensing | Single-Stage |  | 0.5 | Standard |  | 50000 | 40000 |  |  | 38900 | 340 | 80 | 78 | [8 empty] | Federally-Regulated Consumer Product | 09/30/2015 |  | 02/23/2016
Allied Air | ARMSTRONG AIR | RPGE13A24050**-*** | Natural Gas | Induced Draft | True | True | 1 | False | Horizontal |  | None | Non-Condensing | Single-Stage |  | 0.5 | Standard |  | 50000 | 40000 |  |  | 38900 | 340 | 80 | 78 | [8 empty] | Federally-Regulated Consumer Product | 09/30/2015 |  | 02/23/2016
Allied Air | GREAT LAKES | RPGE13A24050**-*** | Natural Gas | Induced Draft | True | True | 1 | False | Horizontal |  | None | Non-Condensing | Single-Stage |  | 0.5 | Standard |  | 50000 | 40000 |  |  | 38900 | 340 | 80 | 78 | [8 empty] | Federally-Regulated Consumer Product | 09/30/2015 |  | 02/23/2016
Allied Air | ADVANCE COMFORT SYSTEM | RPGE13A42100**-*** | LPG | Induced Draft | True | True | 1 | False | Down |  | None | Non-Condensing | Single-Stage |  | 0.75 | Standard |  | 100000 | 80000 |  |  | 97400 | 708 | 80 | 78 | [8 empty] | Federally-Regulated Consumer Product | 09/30/2015 |  | 02/23/2016
Allied Air | Airease | RPGE13A42100**-*** | LPG | Induced Draft | True | True | 1 | False | Down |  | None | Non-Condensing | Single-Stage |  | 0.75 | Standard |  | 100000 | 80000 |  |  | 97400 | 708 | 80 | 78 | [8 empty] | Federally-Regulated Consumer Product | 09/30/2015 |  | 02/23/2016
Allied Air | ALLIED | RPGE13A42100**-*** | LPG | Induced Draft | True | True | 1 | False | Down |  | None | Non-Condensing | Single-Stage |  | 0.75 | Standard |  | 100000 | 80000 |  |  | 97400 | 708 | 80 | 78 | [8 empty] | Federally-Regulated Consumer Product | 09/30/2015 |  | 02/23/2016
Allied Air | Armstrong | RPGE13A42100**-*** | LPG | Induced Draft | True | True | 1 | False | Down |  | None | Non-Condensing | Single-Stage |  | 0.75 | Standard |  | 100000 | 80000 |  |  | 97400 | 708 | 80 | 78 | [8 empty] | Federally-Regulated Consumer Product | 09/30/2015 |  | 02/23/2016
Allied Air | ARMSTRONG AIR | RPGE13A42100**-*** | LPG | Induced Draft | True | True | 1 | False | Down |  | None | Non-Condensing | Single-Stage |  | 0.75 | Standard |  | 100000 | 80000 |  |  | 97400 | 708 | 80 | 78 | [8 empty] | Federally-Regulated Consumer Product | 09/30/2015 |  | 02/23/2016
Allied Air | GREAT LAKES | RPGE13A42100**-*** | LPG | Induced Draft | True | True | 1 | False | Down |  | None | Non-Condensing | Single-Stage |  | 0.75 | Standard |  | 100000 | 80000 |  |  | 97400 | 708 | 80 | 78 | [8 empty] | Federally-Regulated Consumer Product | 09/30/2015 |  | 02/23/2016
Allied Air | ADVANCE COMFORT SYSTEM | RPGE13A42100**-*** | LPG | Induced Draft | True | True | 1 | False | Horizontal |  | None | Non-Condensing | Single-Stage |  | 0.75 | Standard |  | 100000 | 80000 |  |  | 97400 | 708 | 80 | 78 | [8 empty] | Federally-Regulated Consumer Product | 09/30/2015 |  | 02/23/2016
Allied Air | Airease | RPGE13A42100**-*** | LPG | Induced Draft | True | True | 1 | False | Horizontal |  | None | Non-Condensing | Single-Stage |  | 0.75 | Standard |  | 100000 | 80000 |  |  | 97400 | 708 | 80 | 78 | [8 empty] | Federally-Regulated Consumer Product | 09/30/2015 |  | 02/23/2016
Allied Air | ALLIED | RPGE13A42100**-*** | LPG | Induced Draft | True | True | 1 | False | Horizontal |  | None | Non-Condensing | Single-Stage |  | 0.75 | Standard |  | 100000 | 80000 |  |  | 97400 | 708 | 80 | 78 | [8 empty] | Federally-Regulated Consumer Product | 09/30/2015 |  | 02/23/2016
Allied Air | Armstrong | RPGE13A42100**-*** | LPG | Induced Draft | True | True | 1 | False | Horizontal |  | None | Non-Condensing | Single-Stage |  | 0.75 | Standard |  | 100000 | 80000 |  |  | 97400 | 708 | 80 | 78 | [8 empty] | Federally-Regulated Consumer Product | 09/30/2015 |  | 02/23/2016
Allied Air | ARMSTRONG AIR | RPGE13A42100**-*** | LPG | Induced Draft | True | True | 1 | False | Horizontal |  | None | Non-Condensing | Single-Stage |  | 0.75 | Standard |  | 100000 | 80000 |  |  | 97400 | 708 | 80 | 78 | [8 empty] | Federally-Regulated Consumer Product | 09/30/2015 |  | 02/23/2016
Allied Air | GREAT LAKES | RPGE13A42100**-*** | LPG | Induced Draft | True | True | 1 | False | Horizontal |  | None | Non-Condensing | Single-Stage |  | 0.75 | Standard |  | 100000 | 80000 |  |  | 97400 | 708 | 80 | 78 | [8 empty] | Federally-Regulated Consumer Product | 09/30/2015 |  | 02/23/2016
Allied Air | ADVANCE COMFORT SYSTEM | RPGE13A42100**-*** | Natural Gas | Induced Draft | True | True | 1 | False | Down |  | None | Non-Condensing | Single-Stage |  | 0.75 | Standard |  | 100000 | 80000 |  |  | 97400 | 708 | 80 | 78 | [8 empty] | Federally-Regulated Consumer Product | 09/30/2015 |  | 02/23/2016
Allied Air | Airease | RPGE13A42100**-*** | Natural Gas | Induced Draft | True | True | 1 | False | Down |  | None | Non-Condensing | Single-Stage |  | 0.75 | Standard |  | 100000 | 80000 |  |  | 97400 | 708 | 80 | 78 | [8 empty] | Federally-Regulated Consumer Product | 09/30/2015 |  | 02/23/2016
Allied Air | ALLIED | RPGE13A42100**-*** | Natural Gas | Induced Draft | True | True | 1 | False | Down |  | None | Non-Condensing | Single-Stage |  | 0.75 | Standard |  | 100000 | 80000 |  |  | 97400 | 708 | 80 | 78 | [8 empty] | Federally-Regulated Consumer Product | 09/30/2015 |  | 02/23/2016
Allied Air | Armstrong | RPGE13A42100**-*** | Natural Gas | Induced Draft | True | True | 1 | False | Down |  | None | Non-Condensing | Single-Stage |  | 0.75 | Standard |  | 100000 | 80000 |  |  | 97400 | 708 | 80 | 78 | [8 empty] | Federally-Regulated Consumer Product | 09/30/2015 |  | 02/23/2016
Allied Air | ARMSTRONG AIR | RPGE13A42100**-*** | Natural Gas | Induced Draft | True | True | 1 | False | Down |  | None | Non-Condensing | Single-Stage |  | 0.75 | Standard |  | 100000 | 80000 |  |  | 97400 | 708 | 80 | 78 | [8 empty] | Federally-Regulated Consumer Product | 09/30/2015 |  | 02/23/2016
Allied Air | GREAT LAKES | RPGE13A42100**-*** | Natural Gas | Induced Draft | True | True | 1 | False | Down |  | None | Non-Condensing | Single-Stage |  | 0.75 | Standard |  | 100000 | 80000 |  |  | 97400 | 708 | 80 | 78 | [8 empty] | Federally-Regulated Consumer Product | 09/30/2015 |  | 02/23/2016
Allied Air | ADVANCE COMFORT SYSTEM | RPGE13A42100**-*** | Natural Gas | Induced Draft | True | True | 1 | False | Horizontal |  | None | Non-Condensing | Single-Stage |  | 0.75 | Standard |  | 100000 | 80000 |  |  | 97400 | 708 | 80 | 78 | [8 empty] | Federally-Regulated Consumer Product | 09/30/2015 |  | 02/23/2016
Allied Air | Airease | RPGE13A42100**-*** | Natural Gas | Induced Draft | True | True | 1 | False | Horizontal |  | None | Non-Condensing | Single-Stage |  | 0.75 | Standard |  | 100000 | 80000 |  |  | 97400 | 708 | 80 | 78 | [8 empty] | Federally-Regulated Consumer Product | 09/30/2015 |  | 02/23/2016
Allied Air | ALLIED | RPGE13A42100**-*** | Natural Gas | Induced Draft | True | True | 1 | False | Horizontal |  | None | Non-Condensing | Single-Stage |  | 0.75 | Standard |  | 100000 | 80000 |  |  | 97400 | 708 | 80 | 78 | [8 empty] | Federally-Regulated Consumer Product | 09/30/2015 |  | 02/23/2016
Allied Air | Armstrong | RPGE13A42100**-*** | Natural Gas | Induced Draft | True | True | 1 | False | Horizontal |  | None | Non-Condensing | Single-Stage |  | 0.75 | Standard |  | 100000 | 80000 |  |  | 97400 | 708 | 80 | 78 | [8 empty] | Federally-Regulated Consumer Product | 09/30/2015 |  | 02/23/2016
Allied Air | ARMSTRONG AIR | RPGE13A42100**-*** | Natural Gas | Induced Draft | True | True | 1 | False | Horizontal |  | None | Non-Condensing | Single-Stage |  | 0.75 | Standard |  | 100000 | 80000 |  |  | 97400 | 708 | 80 | 78 | [8 empty] | Federally-Regulated Consumer Product | 09/30/2015 |  | 02/23/2016
Allied Air | GREAT LAKES | RPGE13A42100**-*** | Natural Gas | Induced Draft | True | True | 1 | False | Horizontal |  | None | Non-Condensing | Single-Stage |  | 0.75 | Standard |  | 100000 | 80000 |  |  | 97400 | 708 | 80 | 78 | [8 empty] | Federally-Regulated Consumer Product | 09/30/2015 |  | 02/23/2016
Allied Air | ADVANCE COMFORT SYSTEM | RPGE13A36100**-*** | LPG | Induced Draft | True | True | 1 | False | Down |  | None | Non-Condensing | Single-Stage |  | 0.5 | Standard |  | 100000 | 80000 |  |  | 97500 | 703 | 80 | 78 | [8 empty] | Federally-Regulated Consumer Product | 09/30/2015 |  | 02/23/2016
Allied Air | Airease | RPGE13A36100**-*** | LPG | Induced Draft | True | True | 1 | False | Down |  | None | Non-Condensing | Single-Stage |  | 0.5 | Standard |  | 100000 | 80000 |  |  | 97500 | 703 | 80 | 78 | [8 empty] | Federally-Regulated Consumer Product | 09/30/2015 |  | 02/23/2016
Allied Air | ALLIED | RPGE13A36100**-*** | LPG | Induced Draft | True | True | 1 | False | Down |  | None | Non-Condensing | Single-Stage |  | 0.5 | Standard |  | 100000 | 80000 |  |  | 97500 | 703 | 80 | 78 | [8 empty] | Federally-Regulated Consumer Product | 09/30/2015 |  | 02/23/2016
Allied Air | Armstrong | RPGE13A36100**-*** | LPG | Induced Draft | True | True | 1 | False | Down |  | None | Non-Condensing | Single-Stage |  | 0.5 | Standard |  | 100000 | 80000 |  |  | 97500 | 703 | 80 | 78 | [8 empty] | Federally-Regulated Consumer Product | 09/30/2015 |  | 02/23/2016
Allied Air | ARMSTRONG AIR | RPGE13A36100**-*** | LPG | Induced Draft | True | True | 1 | False | Down |  | None | Non-Condensing | Single-Stage |  | 0.5 | Standard |  | 100000 | 80000 |  |  | 97500 | 703 | 80 | 78 | [8 empty] | Federally-Regulated Consumer Product | 09/30/2015 |  | 02/23/2016
Allied Air | GREAT LAKES | RPGE13A36100**-*** | LPG | Induced Draft | True | True | 1 | False | Down |  | None | Non-Condensing | Single-Stage |  | 0.5 | Standard |  | 100000 | 80000 |  |  | 97500 | 703 | 80 | 78 | [8 empty] | Federally-Regulated Consumer Product | 09/30/2015 |  | 02/23/2016
Allied Air | ADVANCE COMFORT SYSTEM | RPGE13A36100**-*** | LPG | Induced Draft | True | True | 1 | False | Horizontal |  | None | Non-Condensing | Single-Stage |  | 0.5 | Standard |  | 100000 | 80000 |  |  | 97500 | 703 | 80 | 78 | [8 empty] | Federally-Regulated Consumer Product | 09/30/2015 |  | 02/23/2016
Allied Air | Airease | RPGE13A36100**-*** | LPG | Induced Draft | True | True | 1 | False | Horizontal |  | None | Non-Condensing | Single-Stage |  | 0.5 | Standard |  | 100000 | 80000 |  |  | 97500 | 703 | 80 | 78 | [8 empty] | Federally-Regulated Consumer Product | 09/30/2015 |  | 02/23/2016
Allied Air | ALLIED | RPGE13A36100**-*** | LPG | Induced Draft | True | True | 1 | False | Horizontal |  | None | Non-Condensing | Single-Stage |  | 0.5 | Standard |  | 100000 | 80000 |  |  | 97500 | 703 | 80 | 78 | [8 empty] | Federally-Regulated Consumer Product | 09/30/2015 |  | 02/23/2016
Allied Air | Armstrong | RPGE13A36100**-*** | LPG | Induced Draft | True | True | 1 | False | Horizontal |  | None | Non-Condensing | Single-Stage |  | 0.5 | Standard |  | 100000 | 80000 |  |  | 97500 | 703 | 80 | 78 | [8 empty] | Federally-Regulated Consumer Product | 09/30/2015 |  | 02/23/2016
Allied Air | ARMSTRONG AIR | RPGE13A36100**-*** | LPG | Induced Draft | True | True | 1 | False | Horizontal |  | None | Non-Condensing | Single-Stage |  | 0.5 | Standard |  | 100000 | 80000 |  |  | 97500 | 703 | 80 | 78 | [8 empty] | Federally-Regulated Consumer Product | 09/30/2015 |  | 02/23/2016
Allied Air | GREAT LAKES | RPGE13A36100**-*** | LPG | Induced Draft | True | True | 1 | False | Horizontal |  | None | Non-Condensing | Single-Stage |  | 0.5 | Standard |  | 100000 | 80000 |  |  | 97500 | 703 | 80 | 78 | [8 empty] | Federally-Regulated Consumer Product | 09/30/2015 |  | 02/23/2016
Allied Air | ADVANCE COMFORT SYSTEM | RPGE13A36100**-*** | Natural Gas | Induced Draft | True | True | 1 | False | Down |  | None | Non-Condensing | Single-Stage |  | 0.5 | Standard |  | 100000 | 80000 |  |  | 97500 | 703 | 80 | 78 | [8 empty] | Federally-Regulated Consumer Product | 09/30/2015 |  | 02/23/2016
Allied Air | Airease | RPGE13A36100**-*** | Natural Gas | Induced Draft | True | True | 1 | False | Down |  | None | Non-Condensing | Single-Stage |  | 0.5 | Standard |  | 100000 | 80000 |  |  | 97500 | 703 | 80 | 78 | [8 empty] | Federally-Regulated Consumer Product | 09/30/2015 |  | 02/23/2016
Allied Air | ALLIED | RPGE13A36100**-*** | Natural Gas | Induced Draft | True | True | 1 | False | Down |  | None | Non-Condensing | Single-Stage |  | 0.5 | Standard |  | 100000 | 80000 |  |  | 97500 | 703 | 80 | 78 | [8 empty] | Federally-Regulated Consumer Product | 09/30/2015 |  | 02/23/2016
Allied Air | Armstrong | RPGE13A36100**-*** | Natural Gas | Induced Draft | True | True | 1 | False | Down |  | None | Non-Condensing | Single-Stage |  | 0.5 | Standard |  | 100000 | 80000 |  |  | 97500 | 703 | 80 | 78 | [8 empty] | Federally-Regulated Consumer Product | 09/30/2015 |  | 02/23/2016
Allied Air | ARMSTRONG AIR | RPGE13A36100**-*** | Natural Gas | Induced Draft | True | True | 1 | False | Down |  | None | Non-Condensing | Single-Stage |  | 0.5 | Standard |  | 100000 | 80000 |  |  | 97500 | 703 | 80 | 78 | [8 empty] | Federally-Regulated Consumer Product | 09/30/2015 |  | 02/23/2016
Allied Air | GREAT LAKES | RPGE13A36100**-*** | Natural Gas | Induced Draft | True | True | 1 | False | Down |  | None | Non-Condensing | Single-Stage |  | 0.5 | Standard |  | 100000 | 80000 |  |  | 97500 | 703 | 80 | 78 | [8 empty] | Federally-Regulated Consumer Product | 09/30/2015 |  | 02/23/2016
Allied Air | ADVANCE COMFORT SYSTEM | RPGE13A36100**-*** | Natural Gas | Induced Draft | True | True | 1 | False | Horizontal |  | None | Non-Condensing | Single-Stage |  | 0.5 | Standard |  | 100000 | 80000 |  |  | 97500 | 703 | 80 | 78 | [8 empty] | Federally-Regulated Consumer Product | 09/30/2015 |  | 02/23/2016
Allied Air | Airease | RPGE13A36100**-*** | Natural Gas | Induced Draft | True | True | 1 | False | Horizontal |  | None | Non-Condensing | Single-Stage |  | 0.5 | Standard |  | 100000 | 80000 |  |  | 97500 | 703 | 80 | 78 | [8 empty] | Federally-Regulated Consumer Product | 09/30/2015 |  | 02/23/2016
Allied Air | ALLIED | RPGE13A36100**-*** | Natural Gas | Induced Draft | True | True | 1 | False | Horizontal |  | None | Non-Condensing | Single-Stage |  | 0.5 | Standard |  | 100000 | 80000 |  |  | 97500 | 703 | 80 | 78 | [8 empty] | Federally-Regulated Consumer Product | 09/30/2015 |  | 02/23/2016
Allied Air | Armstrong | RPGE13A36100**-*** | Natural Gas | Induced Draft | True | True | 1 | False | Horizontal |  | None | Non-Condensing | Single-Stage |  | 0.5 | Standard |  | 100000 | 80000 |  |  | 97500 | 703 | 80 | 78 | [8 empty] | Federally-Regulated Consumer Product | 09/30/2015 |  | 02/23/2016
Allied Air | ARMSTRONG AIR | RPGE13A36100**-*** | Natural Gas | Induced Draft | True | True | 1 | False | Horizontal |  | None | Non-Condensing | Single-Stage |  | 0.5 | Standard |  | 100000 | 80000 |  |  | 97500 | 703 | 80 | 78 | [8 empty] | Federally-Regulated Consumer Product | 09/30/2015 |  | 02/23/2016
Allied Air | GREAT LAKES | RPGE13A36100**-*** | Natural Gas | Induced Draft | True | True | 1 | False | Horizontal |  | None | Non-Condensing | Single-Stage |  | 0.5 | Standard |  | 100000 | 80000 |  |  | 97500 | 703 | 80 | 78 | [8 empty] | Federally-Regulated Consumer Product | 09/30/2015 |  | 02/23/2016
Allied Air | ADVANCE COMFORT SYSTEM | RPGE13A42075**-*** | LPG | Induced Draft | True | True | 1 | False | Down |  | None | Non-Condensing | Single-Stage |  | 0.75 | Standard |  | 75000 | 60000 |  |  | 78200 | 531 | 80 | 78 | [8 empty] | Federally-Regulated Consumer Product | 09/30/2015 |  | 02/23/2016
Allied Air | Airease | RPGE13A42075**-*** | LPG | Induced Draft | True | True | 1 | False | Down |  | None | Non-Condensing | Single-Stage |  | 0.75 | Standard |  | 75000 | 60000 |  |  | 78200 | 531 | 80 | 78 | [8 empty] | Federally-Regulated Consumer Product | 09/30/2015 |  | 02/23/2016
Allied Air | ALLIED | RPGE13A42075**-*** | LPG | Induced Draft | True | True | 1 | False | Down |  | None | Non-Condensing | Single-Stage |  | 0.75 | Standard |  | 75000 | 60000 |  |  | 78200 | 531 | 80 | 78 | [8 empty] | Federally-Regulated Consumer Product | 09/30/2015 |  | 02/23/2016
Allied Air | Armstrong | RPGE13A42075**-*** | LPG | Induced Draft | True | True | 1 | False | Down |  | None | Non-Condensing | Single-Stage |  | 0.75 | Standard |  | 75000 | 60000 |  |  | 78200 | 531 | 80 | 78 | [8 empty] | Federally-Regulated Consumer Product | 09/30/2015 |  | 02/23/2016
Allied Air | ARMSTRONG AIR | RPGE13A42075**-*** | LPG | Induced Draft | True | True | 1 | False | Down |  | None | Non-Condensing | Single-Stage |  | 0.75 | Standard |  | 75000 | 60000 |  |  | 78200 | 531 | 80 | 78 | [8 empty] | Federally-Regulated Consumer Product | 09/30/2015 |  | 02/23/2016
Allied Air | GREAT LAKES | RPGE13A42075**-*** | LPG | Induced Draft | True | True | 1 | False | Down |  | None | Non-Condensing | Single-Stage |  | 0.75 | Standard |  | 75000 | 60000 |  |  | 78200 | 531 | 80 | 78 | [8 empty] | Federally-Regulated Consumer Product | 09/30/2015 |  | 02/23/2016
Allied Air | ADVANCE COMFORT SYSTEM | RPGE13A42075**-*** | LPG | Induced Draft | True | True | 1 | False | Horizontal |  | None | Non-Condensing | Single-Stage |  | 0.75 | Standard |  | 75000 | 60000 |  |  | 78200 | 531 | 80 | 78 | [8 empty] | Federally-Regulated Consumer Product | 09/30/2015 |  | 02/23/2016
Allied Air | Airease | RPGE13A42075**-*** | LPG | Induced Draft | True | True | 1 | False | Horizontal |  | None | Non-Condensing | Single-Stage |  | 0.75 | Standard |  | 75000 | 60000 |  |  | 78200 | 531 | 80 | 78 | [8 empty] | Federally-Regulated Consumer Product | 09/30/2015 |  | 02/23/2016
Allied Air | ALLIED | RPGE13A42075**-*** | LPG | Induced Draft | True | True | 1 | False | Horizontal |  | None | Non-Condensing | Single-Stage |  | 0.75 | Standard |  | 75000 | 60000 |  |  | 78200 | 531 | 80 | 78 | [8 empty] | Federally-Regulated Consumer Product | 09/30/2015 |  | 02/23/2016
Allied Air | Armstrong | RPGE13A42075**-*** | LPG | Induced Draft | True | True | 1 | False | Horizontal |  | None | Non-Condensing | Single-Stage |  | 0.75 | Standard |  | 75000 | 60000 |  |  | 78200 | 531 | 80 | 78 | [8 empty] | Federally-Regulated Consumer Product | 09/30/2015 |  | 02/23/2016
Allied Air | ARMSTRONG AIR | RPGE13A42075**-*** | LPG | Induced Draft | True | True | 1 | False | Horizontal |  | None | Non-Condensing | Single-Stage |  | 0.75 | Standard |  | 75000 | 60000 |  |  | 78200 | 531 | 80 | 78 | [8 empty] | Federally-Regulated Consumer Product | 09/30/2015 |  | 02/23/2016
Allied Air | GREAT LAKES | RPGE13A42075**-*** | LPG | Induced Draft | True | True | 1 | False | Horizontal |  | None | Non-Condensing | Single-Stage |  | 0.75 | Standard |  | 75000 | 60000 |  |  | 78200 | 531 | 80 | 78 | [8 empty] | Federally-Regulated Consumer Product | 09/30/2015 |  | 02/23/2016
Allied Air | ADVANCE COMFORT SYSTEM | RPGE13A42075**-*** | Natural Gas | Induced Draft | True | True | 1 | False | Down |  | None | Non-Condensing | Single-Stage |  | 0.75 | Standard |  | 75000 | 60000 |  |  | 78200 | 531 | 80 | 78 | [8 empty] | Federally-Regulated Consumer Product | 09/30/2015 |  | 02/23/2016
Allied Air | Airease | RPGE13A42075**-*** | Natural Gas | Induced Draft | True | True | 1 | False | Down |  | None | Non-Condensing | Single-Stage |  | 0.75 | Standard |  | 75000 | 60000 |  |  | 78200 | 531 | 80 | 78 | [8 empty] | Federally-Regulated Consumer Product | 09/30/2015 |  | 02/23/2016
Allied Air | ALLIED | RPGE13A42075**-*** | Natural Gas | Induced Draft | True | True | 1 | False | Down |  | None | Non-Condensing | Single-Stage |  | 0.75 | Standard |  | 75000 | 60000 |  |  | 78200 | 531 | 80 | 78 | [8 empty] | Federally-Regulated Consumer Product | 09/30/2015 |  | 02/23/2016
Allied Air | Armstrong | RPGE13A42075**-*** | Natural Gas | Induced Draft | True | True | 1 | False | Down |  | None | Non-Condensing | Single-Stage |  | 0.75 | Standard |  | 75000 | 60000 |  |  | 78200 | 531 | 80 | 78 | [8 empty] | Federally-Regulated Consumer Product | 09/30/2015 |  | 02/23/2016
Allied Air | ARMSTRONG AIR | RPGE13A42075**-*** | Natural Gas | Induced Draft | True | True | 1 | False | Down |  | None | Non-Condensing | Single-Stage |  | 0.75 | Standard |  | 75000 | 60000 |  |  | 78200 | 531 | 80 | 78 | [8 empty] | Federally-Regulated Consumer Product | 09/30/2015 |  | 02/23/2016
Allied Air | GREAT LAKES | RPGE13A42075**-*** | Natural Gas | Induced Draft | True | True | 1 | False | Down |  | None | Non-Condensing | Single-Stage |  | 0.75 | Standard |  | 75000 | 60000 |  |  | 78200 | 531 | 80 | 78 | [8 empty] | Federally-Regulated Consumer Product | 09/30/2015 |  | 02/23/2016
Allied Air | ADVANCE COMFORT SYSTEM | RPGE13A42075**-*** | Natural Gas | Induced Draft | True | True | 1 | False | Horizontal |  | None | Non-Condensing | Single-Stage |  | 0.75 | Standard |  | 75000 | 60000 |  |  | 78200 | 531 | 80 | 78 | [8 empty] | Federally-Regulated Consumer Product | 09/30/2015 |  | 02/23/2016
Allied Air | Airease | RPGE13A42075**-*** | Natural Gas | Induced Draft | True | True | 1 | False | Horizontal |  | None | Non-Condensing | Single-Stage |  | 0.75 | Standard |  | 75000 | 60000 |  |  | 78200 | 531 | 80 | 78 | [8 empty] | Federally-Regulated Consumer Product | 09/30/2015 |  | 02/23/2016
Allied Air | ALLIED | RPGE13A42075**-*** | Natural Gas | Induced Draft | True | True | 1 | False | Horizontal |  | None | Non-Condensing | Single-Stage |  | 0.75 | Standard |  | 75000 | 60000 |  |  | 78200 | 531 | 80 | 78 | [8 empty] | Federally-Regulated Consumer Product | 09/30/2015 |  | 02/23/2016
Allied Air | Armstrong | RPGE13A42075**-*** | Natural Gas | Induced Draft | True | True | 1 | False | Horizontal |  | None | Non-Condensing | Single-Stage |  | 0.75 | Standard |  | 75000 | 60000 |  |  | 78200 | 531 | 80 | 78 | [8 empty] | Federally-Regulated Consumer Product | 09/30/2015 |  | 02/23/2016
Allied Air | ARMSTRONG AIR | RPGE13A42075**-*** | Natural Gas | Induced Draft | True | True | 1 | False | Horizontal |  | None | Non-Condensing | Single-Stage |  | 0.75 | Standard |  | 75000 | 60000 |  |  | 78200 | 531 | 80 | 78 | [8 empty] | Federally-Regulated Consumer Product | 09/30/2015 |  | 02/23/2016
Allied Air | GREAT LAKES | RPGE13A42075**-*** | Natural Gas | Induced Draft | True | True | 1 | False | Horizontal |  | None | Non-Condensing | Single-Stage |  | 0.75 | Standard |  | 75000 | 60000 |  |  | 78200 | 531 | 80 | 78 | [8 empty] | Federally-Regulated Consumer Product | 09/30/2015 |  | 02/23/2016
Allied Air | ADVANCE COMFORT SYSTEM | RPGE13A30050**-*** | LPG | Induced Draft | True | True | 1 | False | Down |  | None | Non-Condensing | Single-Stage |  | 0.5 | Standard |  | 50000 | 40000 |  |  | 38900 | 340 | 80 | 78 | [8 empty] | Federally-Regulated Consumer Product | 09/30/2015 |  | 02/23/2016
Allied Air | Airease | RPGE13A30050**-*** | LPG | Induced Draft | True | True | 1 | False | Down |  | None | Non-Condensing | Single-Stage |  | 0.5 | Standard |  | 50000 | 40000 |  |  | 38900 | 340 | 80 | 78 | [8 empty] | Federally-Regulated Consumer Product | 09/30/2015 |  | 02/23/2016
Allied Air | ALLIED | RPGE13A30050**-*** | LPG | Induced Draft | True | True | 1 | False | Down |  | None | Non-Condensing | Single-Stage |  | 0.5 | Standard |  | 50000 | 40000 |  |  | 38900 | 340 | 80 | 78 | [8 empty] | Federally-Regulated Consumer Product | 09/30/2015 |  | 02/23/2016
Allied Air | Armstrong | RPGE13A30050**-*** | LPG | Induced Draft | True | True | 1 | False | Down |  | None | Non-Condensing | Single-Stage |  | 0.5 | Standard |  | 50000 | 40000 |  |  | 38900 | 340 | 80 | 78 | [8 empty] | Federally-Regulated Consumer Product | 09/30/2015 |  | 02/23/2016
Allied Air | ARMSTRONG AIR | RPGE13A30050**-*** | LPG | Induced Draft | True | True | 1 | False | Down |  | None | Non-Condensing | Single-Stage |  | 0.5 | Standard |  | 50000 | 40000 |  |  | 38900 | 340 | 80 | 78 | [8 empty] | Federally-Regulated Consumer Product | 09/30/2015 |  | 02/23/2016
Allied Air | GREAT LAKES | RPGE13A30050**-*** | LPG | Induced Draft | True | True | 1 | False | Down |  | None | Non-Condensing | Single-Stage |  | 0.5 | Standard |  | 50000 | 40000 |  |  | 38900 | 340 | 80 | 78 | [8 empty] | Federally-Regulated Consumer Product | 09/30/2015 |  | 02/23/2016
Allied Air | ADVANCE COMFORT SYSTEM | RPGE13A30050**-*** | LPG | Induced Draft | True | True | 1 | False | Horizontal |  | None | Non-Condensing | Single-Stage |  | 0.5 | Standard |  | 50000 | 40000 |  |  | 38900 | 340 | 80 | 78 | [8 empty] | Federally-Regulated Consumer Product | 09/30/2015 |  | 02/23/2016
Allied Air | Airease | RPGE13A30050**-*** | LPG | Induced Draft | True | True | 1 | False | Horizontal |  | None | Non-Condensing | Single-Stage |  | 0.5 | Standard |  | 50000 | 40000 |  |  | 38900 | 340 | 80 | 78 | [8 empty] | Federally-Regulated Consumer Product | 09/30/2015 |  | 02/23/2016
Allied Air | ALLIED | RPGE13A30050**-*** | LPG | Induced Draft | True | True | 1 | False | Horizontal |  | None | Non-Condensing | Single-Stage |  | 0.5 | Standard |  | 50000 | 40000 |  |  | 38900 | 340 | 80 | 78 | [8 empty] | Federally-Regulated Consumer Product | 09/30/2015 |  | 02/23/2016
Allied Air | Armstrong | RPGE13A30050**-*** | LPG | Induced Draft | True | True | 1 | False | Horizontal |  | None | Non-Condensing | Single-Stage |  | 0.5 | Standard |  | 50000 | 40000 |  |  | 38900 | 340 | 80 | 78 | [8 empty] | Federally-Regulated Consumer Product | 09/30/2015 |  | 02/23/2016
Allied Air | ARMSTRONG AIR | RPGE13A30050**-*** | LPG | Induced Draft | True | True | 1 | False | Horizontal |  | None | Non-Condensing | Single-Stage |  | 0.5 | Standard |  | 50000 | 40000 |  |  | 38900 | 340 | 80 | 78 | [8 empty] | Federally-Regulated Consumer Product | 09/30/2015 |  | 02/23/2016
Allied Air | GREAT LAKES | RPGE13A30050**-*** | LPG | Induced Draft | True | True | 1 | False | Horizontal |  | None | Non-Condensing | Single-Stage |  | 0.5 | Standard |  | 50000 | 40000 |  |  | 38900 | 340 | 80 | 78 | [8 empty] | Federally-Regulated Consumer Product | 09/30/2015 |  | 02/23/2016
Allied Air | ADVANCE COMFORT SYSTEM | RPGE13A30050**-*** | Natural Gas | Induced Draft | True | True | 1 | False | Down |  | None | Non-Condensing | Single-Stage |  | 0.5 | Standard |  | 50000 | 40000 |  |  | 38900 | 340 | 80 | 78 | [8 empty] | Federally-Regulated Consumer Product | 09/30/2015 |  | 02/23/2016
Allied Air | Airease | RPGE13A30050**-*** | Natural Gas | Induced Draft | True | True | 1 | False | Down |  | None | Non-Condensing | Single-Stage |  | 0.5 | Standard |  | 50000 | 40000 |  |  | 38900 | 340 | 80 | 78 | [8 empty] | Federally-Regulated Consumer Product | 09/30/2015 |  | 02/23/2016
Allied Air | ALLIED | RPGE13A30050**-*** | Natural Gas | Induced Draft | True | True | 1 | False | Down |  | None | Non-Condensing | Single-Stage |  | 0.5 | Standard |  | 50000 | 40000 |  |  | 38900 | 340 | 80 | 78 | [8 empty] | Federally-Regulated Consumer Product | 09/30/2015 |  | 02/23/2016
Allied Air | Armstrong | RPGE13A30050**-*** | Natural Gas | Induced Draft | True | True | 1 | False | Down |  | None | Non-Condensing | Single-Stage |  | 0.5 | Standard |  | 50000 | 40000 |  |  | 38900 | 340 | 80 | 78 | [8 empty] | Federally-Regulated Consumer Product | 09/30/2015 |  | 02/23/2016
Allied Air | ARMSTRONG AIR | RPGE13A30050**-*** | Natural Gas | Induced Draft | True | True | 1 | False | Down |  | None | Non-Condensing | Single-Stage |  | 0.5 | Standard |  | 50000 | 40000 |  |  | 38900 | 340 | 80 | 78 | [8 empty] | Federally-Regulated Consumer Product | 09/30/2015 |  | 02/23/2016
Allied Air | GREAT LAKES | RPGE13A30050**-*** | Natural Gas | Induced Draft | True | True | 1 | False | Down |  | None | Non-Condensing | Single-Stage |  | 0.5 | Standard |  | 50000 | 40000 |  |  | 38900 | 340 | 80 | 78 | [8 empty] | Federally-Regulated Consumer Product | 09/30/2015 |  | 02/23/2016
Allied Air | ADVANCE COMFORT SYSTEM | RPGE13A30050**-*** | Natural Gas | Induced Draft | True | True | 1 | False | Horizontal |  | None | Non-Condensing | Single-Stage |  | 0.5 | Standard |  | 50000 | 40000 |  |  | 38900 | 340 | 80 | 78 | [8 empty] | Federally-Regulated Consumer Product | 09/30/2015 |  | 02/23/2016
Allied Air | Airease | RPGE13A30050**-*** | Natural Gas | Induced Draft | True | True | 1 | False | Horizontal |  | None | Non-Condensing | Single-Stage |  | 0.5 | Standard |  | 50000 | 40000 |  |  | 38900 | 340 | 80 | 78 | [8 empty] | Federally-Regulated Consumer Product | 09/30/2015 |  | 02/23/2016
Allied Air | ALLIED | RPGE13A30050**-*** | Natural Gas | Induced Draft | True | True | 1 | False | Horizontal |  | None | Non-Condensing | Single-Stage |  | 0.5 | Standard |  | 50000 | 40000 |  |  | 38900 | 340 | 80 | 78 | [8 empty] | Federally-Regulated Consumer Product | 09/30/2015 |  | 02/23/2016
Allied Air | Armstrong | RPGE13A30050**-*** | Natural Gas | Induced Draft | True | True | 1 | False | Horizontal |  | None | Non-Condensing | Single-Stage |  | 0.5 | Standard |  | 50000 | 40000 |  |  | 38900 | 340 | 80 | 78 | [8 empty] | Federally-Regulated Consumer Product | 09/30/2015 |  | 02/23/2016
Allied Air | ARMSTRONG AIR | RPGE13A30050**-*** | Natural Gas | Induced Draft | True | True | 1 | False | Horizontal |  | None | Non-Condensing | Single-Stage |  | 0.5 | Standard |  | 50000 | 40000 |  |  | 38900 | 340 | 80 | 78 | [8 empty] | Federally-Regulated Consumer Product | 09/30/2015 |  | 02/23/2016
Allied Air | GREAT LAKES | RPGE13A30050**-*** | Natural Gas | Induced Draft | True | True | 1 | False | Horizontal |  | None | Non-Condensing | Single-Stage |  | 0.5 | Standard |  | 50000 | 40000 |  |  | 38900 | 340 | 80 | 78 | [8 empty] | Federally-Regulated Consumer Product | 09/30/2015 |  | 02/23/2016
Allied Air | ADVANCE COMFORT SYSTEM | RPGE13A30075**-*** | LPG | Induced Draft | True | True | 1 | False | Down |  | None | Non-Condensing | Single-Stage |  | 0.5 | Standard |  | 75000 | 60000 |  |  | 78000 | 579 | 80 | 78 | [8 empty] | Federally-Regulated Consumer Product | 09/30/2015 |  | 02/23/2016
Allied Air | Airease | RPGE13A30075**-*** | LPG | Induced Draft | True | True | 1 | False | Down |  | None | Non-Condensing | Single-Stage |  | 0.5 | Standard |  | 75000 | 60000 |  |  | 78000 | 579 | 80 | 78 | [8 empty] | Federally-Regulated Consumer Product | 09/30/2015 |  | 02/23/2016
Allied Air | ALLIED | RPGE13A30075**-*** | LPG | Induced Draft | True | True | 1 | False | Down |  | None | Non-Condensing | Single-Stage |  | 0.5 | Standard |  | 75000 | 60000 |  |  | 78000 | 579 | 80 | 78 | [8 empty] | Federally-Regulated Consumer Product | 09/30/2015 |  | 02/23/2016
Allied Air | Armstrong | RPGE13A30075**-*** | LPG | Induced Draft | True | True | 1 | False | Down |  | None | Non-Condensing | Single-Stage |  | 0.5 | Standard |  | 75000 | 60000 |  |  | 78000 | 579 | 80 | 78 | [8 empty] | Federally-Regulated Consumer Product | 09/30/2015 |  | 02/23/2016
Allied Air | ARMSTRONG AIR | RPGE13A30075**-*** | LPG | Induced Draft | True | True | 1 | False | Down |  | None | Non-Condensing | Single-Stage |  | 0.5 | Standard |  | 75000 | 60000 |  |  | 78000 | 579 | 80 | 78 | [8 empty] | Federally-Regulated Consumer Product | 09/30/2015 |  | 02/23/2016
Allied Air | GREAT LAKES | RPGE13A30075**-*** | LPG | Induced Draft | True | True | 1 | False | Down |  | None | Non-Condensing | Single-Stage |  | 0.5 | Standard |  | 75000 | 60000 |  |  | 78000 | 579 | 80 | 78 | [8 empty] | Federally-Regulated Consumer Product | 09/30/2015 |  | 02/23/2016
Allied Air | ADVANCE COMFORT SYSTEM | RPGE13A30075**-*** | LPG | Induced Draft | True | True | 1 | False | Horizontal |  | None | Non-Condensing | Single-Stage |  | 0.5 | Standard |  | 75000 | 60000 |  |  | 78000 | 579 | 80 | 78 | [8 empty] | Federally-Regulated Consumer Product | 09/30/2015 |  | 02/23/2016
Allied Air | Airease | RPGE13A30075**-*** | LPG | Induced Draft | True | True | 1 | False | Horizontal |  | None | Non-Condensing | Single-Stage |  | 0.5 | Standard |  | 75000 | 60000 |  |  | 78000 | 579 | 80 | 78 | [8 empty] | Federally-Regulated Consumer Product | 09/30/2015 |  | 02/23/2016
Allied Air | ALLIED | RPGE13A30075**-*** | LPG | Induced Draft | True | True | 1 | False | Horizontal |  | None | Non-Condensing | Single-Stage |  | 0.5 | Standard |  | 75000 | 60000 |  |  | 78000 | 579 | 80 | 78 | [8 empty] | Federally-Regulated Consumer Product | 09/30/2015 |  | 02/23/2016
Allied Air | Armstrong | RPGE13A30075**-*** | LPG | Induced Draft | True | True | 1 | False | Horizontal |  | None | Non-Condensing | Single-Stage |  | 0.5 | Standard |  | 75000 | 60000 |  |  | 78000 | 579 | 80 | 78 | [8 empty] | Federally-Regulated Consumer Product | 09/30/2015 |  | 02/23/2016
Allied Air | ARMSTRONG AIR | RPGE13A30075**-*** | LPG | Induced Draft | True | True | 1 | False | Horizontal |  | None | Non-Condensing | Single-Stage |  | 0.5 | Standard |  | 75000 | 60000 |  |  | 78000 | 579 | 80 | 78 | [8 empty] | Federally-Regulated Consumer Product | 09/30/2015 |  | 02/23/2016
Allied Air | GREAT LAKES | RPGE13A30075**-*** | LPG | Induced Draft | True | True | 1 | False | Horizontal |  | None | Non-Condensing | Single-Stage |  | 0.5 | Standard |  | 75000 | 60000 |  |  | 78000 | 579 | 80 | 78 | [8 empty] | Federally-Regulated Consumer Product | 09/30/2015 |  | 02/23/2016
Allied Air | ADVANCE COMFORT SYSTEM | RPGE13A30075**-*** | Natural Gas | Induced Draft | True | True | 1 | False | Down |  | None | Non-Condensing | Single-Stage |  | 0.5 | Standard |  | 75000 | 60000 |  |  | 78000 | 579 | 80 | 78 | [8 empty] | Federally-Regulated Consumer Product | 09/30/2015 |  | 02/23/2016
Allied Air | Airease | RPGE13A30075**-*** | Natural Gas | Induced Draft | True | True | 1 | False | Down |  | None | Non-Condensing | Single-Stage |  | 0.5 | Standard |  | 75000 | 60000 |  |  | 78000 | 579 | 80 | 78 | [8 empty] | Federally-Regulated Consumer Product | 09/30/2015 |  | 02/23/2016
Allied Air | ALLIED | RPGE13A30075**-*** | Natural Gas | Induced Draft | True | True | 1 | False | Down |  | None | Non-Condensing | Single-Stage |  | 0.5 | Standard |  | 75000 | 60000 |  |  | 78000 | 579 | 80 | 78 | [8 empty] | Federally-Regulated Consumer Product | 09/30/2015 |  | 02/23/2016
Allied Air | Armstrong | RPGE13A30075**-*** | Natural Gas | Induced Draft | True | True | 1 | False | Down |  | None | Non-Condensing | Single-Stage |  | 0.5 | Standard |  | 75000 | 60000 |  |  | 78000 | 579 | 80 | 78 | [8 empty] | Federally-Regulated Consumer Product | 09/30/2015 |  | 02/23/2016
Allied Air | ARMSTRONG AIR | RPGE13A30075**-*** | Natural Gas | Induced Draft | True | True | 1 | False | Down |  | None | Non-Condensing | Single-Stage |  | 0.5 | Standard |  | 75000 | 60000 |  |  | 78000 | 579 | 80 | 78 | [8 empty] | Federally-Regulated Consumer Product | 09/30/2015 |  | 02/23/2016
Allied Air | GREAT LAKES | RPGE13A30075**-*** | Natural Gas | Induced Draft | True | True | 1 | False | Down |  | None | Non-Condensing | Single-Stage |  | 0.5 | Standard |  | 75000 | 60000 |  |  | 78000 | 579 | 80 | 78 | [8 empty] | Federally-Regulated Consumer Product | 09/30/2015 |  | 02/23/2016
Allied Air | ADVANCE COMFORT SYSTEM | RPGE13A30075**-*** | Natural Gas | Induced Draft | True | True | 1 | False | Horizontal |  | None | Non-Condensing | Single-Stage |  | 0.5 | Standard |  | 75000 | 60000 |  |  | 78000 | 579 | 80 | 78 | [8 empty] | Federally-Regulated Consumer Product | 09/30/2015 |  | 02/23/2016
Allied Air | Airease | RPGE13A30075**-*** | Natural Gas | Induced Draft | True | True | 1 | False | Horizontal |  | None | Non-Condensing | Single-Stage |  | 0.5 | Standard |  | 75000 | 60000 |  |  | 78000 | 579 | 80 | 78 | [8 empty] | Federally-Regulated Consumer Product | 09/30/2015 |  | 02/23/2016
Allied Air | ALLIED | RPGE13A30075**-*** | Natural Gas | Induced Draft | True | True | 1 | False | Horizontal |  | None | Non-Condensing | Single-Stage |  | 0.5 | Standard |  | 75000 | 60000 |  |  | 78000 | 579 | 80 | 78 | [8 empty] | Federally-Regulated Consumer Product | 09/30/2015 |  | 02/23/2016
Allied Air | Armstrong | RPGE13A30075**-*** | Natural Gas | Induced Draft | True | True | 1 | False | Horizontal |  | None | Non-Condensing | Single-Stage |  | 0.5 | Standard |  | 75000 | 60000 |  |  | 78000 | 579 | 80 | 78 | [8 empty] | Federally-Regulated Consumer Product | 09/30/2015 |  | 02/23/2016
Allied Air | ARMSTRONG AIR | RPGE13A30075**-*** | Natural Gas | Induced Draft | True | True | 1 | False | Horizontal |  | None | Non-Condensing | Single-Stage |  | 0.5 | Standard |  | 75000 | 60000 |  |  | 78000 | 579 | 80 | 78 | [8 empty] | Federally-Regulated Consumer Product | 09/30/2015 |  | 02/23/2016
Allied Air | GREAT LAKES | RPGE13A30075**-*** | Natural Gas | Induced Draft | True | True | 1 | False | Horizontal |  | None | Non-Condensing | Single-Stage |  | 0.5 | Standard |  | 75000 | 60000 |  |  | 78000 | 579 | 80 | 78 | [8 empty] | Federally-Regulated Consumer Product | 09/30/2015 |  | 02/23/2016
Allied Air | ADVANCE COMFORT SYSTEM | RPGE13A36075**-*** | LPG | Induced Draft | True | True | 1 | False | Down |  | None | Non-Condensing | Single-Stage |  | 0.5 | Standard |  | 75000 | 60000 |  |  | 78000 | 579 | 80 | 78 | [8 empty] | Federally-Regulated Consumer Product | 09/30/2015 |  | 02/23/2016
Allied Air | Airease | RPGE13A36075**-*** | LPG | Induced Draft | True | True | 1 | False | Down |  | None | Non-Condensing | Single-Stage |  | 0.5 | Standard |  | 75000 | 60000 |  |  | 78000 | 579 | 80 | 78 | [8 empty] | Federally-Regulated Consumer Product | 09/30/2015 |  | 02/23/2016
Allied Air | ALLIED | RPGE13A36075**-*** | LPG | Induced Draft | True | True | 1 | False | Down |  | None | Non-Condensing | Single-Stage |  | 0.5 | Standard |  | 75000 | 60000 |  |  | 78000 | 579 | 80 | 78 | [8 empty] | Federally-Regulated Consumer Product | 09/30/2015 |  | 02/23/2016
Allied Air | Armstrong | RPGE13A36075**-*** | LPG | Induced Draft | True | True | 1 | False | Down |  | None | Non-Condensing | Single-Stage |  | 0.5 | Standard |  | 75000 | 60000 |  |  | 78000 | 579 | 80 | 78 | [8 empty] | Federally-Regulated Consumer Product | 09/30/2015 |  | 02/23/2016
Allied Air | ARMSTRONG AIR | RPGE13A36075**-*** | LPG | Induced Draft | True | True | 1 | False | Down |  | None | Non-Condensing | Single-Stage |  | 0.5 | Standard |  | 75000 | 60000 |  |  | 78000 | 579 | 80 | 78 | [8 empty] | Federally-Regulated Consumer Product | 09/30/2015 |  | 02/23/2016
Allied Air | GREAT LAKES | RPGE13A36075**-*** | LPG | Induced Draft | True | True | 1 | False | Down |  | None | Non-Condensing | Single-Stage |  | 0.5 | Standard |  | 75000 | 60000 |  |  | 78000 | 579 | 80 | 78 | [8 empty] | Federally-Regulated Consumer Product | 09/30/2015 |  | 02/23/2016
Allied Air | ADVANCE COMFORT SYSTEM | RPGE13A36075**-*** | LPG | Induced Draft | True | True | 1 | False | Horizontal |  | None | Non-Condensing | Single-Stage |  | 0.5 | Standard |  | 75000 | 60000 |  |  | 78000 | 579 | 80 | 78 | [8 empty] | Federally-Regulated Consumer Product | 09/30/2015 |  | 02/23/2016
Allied Air | Airease | RPGE13A36075**-*** | LPG | Induced Draft | True | True | 1 | False | Horizontal |  | None | Non-Condensing | Single-Stage |  | 0.5 | Standard |  | 75000 | 60000 |  |  | 78000 | 579 | 80 | 78 | [8 empty] | Federally-Regulated Consumer Product | 09/30/2015 |  | 02/23/2016
Allied Air | ALLIED | RPGE13A36075**-*** | LPG | Induced Draft | True | True | 1 | False | Horizontal |  | None | Non-Condensing | Single-Stage |  | 0.5 | Standard |  | 75000 | 60000 |  |  | 78000 | 579 | 80 | 78 | [8 empty] | Federally-Regulated Consumer Product | 09/30/2015 |  | 02/23/2016
Allied Air | Armstrong | RPGE13A36075**-*** | LPG | Induced Draft | True | True | 1 | False | Horizontal |  | None | Non-Condensing | Single-Stage |  | 0.5 | Standard |  | 75000 | 60000 |  |  | 78000 | 579 | 80 | 78 | [8 empty] | Federally-Regulated Consumer Product | 09/30/2015 |  | 02/23/2016
Allied Air | ARMSTRONG AIR | RPGE13A36075**-*** | LPG | Induced Draft | True | True | 1 | False | Horizontal |  | None | Non-Condensing | Single-Stage |  | 0.5 | Standard |  | 75000 | 60000 |  |  | 78000 | 579 | 80 | 78 | [8 empty] | Federally-Regulated Consumer Product | 09/30/2015 |  | 02/23/2016
Allied Air | GREAT LAKES | RPGE13A36075**-*** | LPG | Induced Draft | True | True | 1 | False | Horizontal |  | None | Non-Condensing | Single-Stage |  | 0.5 | Standard |  | 75000 | 60000 |  |  | 78000 | 579 | 80 | 78 | [8 empty] | Federally-Regulated Consumer Product | 09/30/2015 |  | 02/23/2016
Allied Air | ADVANCE COMFORT SYSTEM | RPGE13A36075**-*** | Natural Gas | Induced Draft | True | True | 1 | False | Down |  | None | Non-Condensing | Single-Stage |  | 0.5 | Standard |  | 75000 | 60000 |  |  | 78000 | 579 | 80 | 78 | [8 empty] | Federally-Regulated Consumer Product | 09/30/2015 |  | 02/23/2016
Allied Air | Airease | RPGE13A36075**-*** | Natural Gas | Induced Draft | True | True | 1 | False | Down |  | None | Non-Condensing | Single-Stage |  | 0.5 | Standard |  | 75000 | 60000 |  |  | 78000 | 579 | 80 | 78 | [8 empty] | Federally-Regulated Consumer Product | 09/30/2015 |  | 02/23/2016
Allied Air | ALLIED | RPGE13A36075**-*** | Natural Gas | Induced Draft | True | True | 1 | False | Down |  | None | Non-Condensing | Single-Stage |  | 0.5 | Standard |  | 75000 | 60000 |  |  | 78000 | 579 | 80 | 78 | [8 empty] | Federally-Regulated Consumer Product | 09/30/2015 |  | 02/23/2016
Allied Air | Armstrong | RPGE13A36075**-*** | Natural Gas | Induced Draft | True | True | 1 | False | Down |  | None | Non-Condensing | Single-Stage |  | 0.5 | Standard |  | 75000 | 60000 |  |  | 78000 | 579 | 80 | 78 | [8 empty] | Federally-Regulated Consumer Product | 09/30/2015 |  | 02/23/2016
Allied Air | ARMSTRONG AIR | RPGE13A36075**-*** | Natural Gas | Induced Draft | True | True | 1 | False | Down |  | None | Non-Condensing | Single-Stage |  | 0.5 | Standard |  | 75000 | 60000 |  |  | 78000 | 579 | 80 | 78 | [8 empty] | Federally-Regulated Consumer Product | 09/30/2015 |  | 02/23/2016
Allied Air | GREAT LAKES | RPGE13A36075**-*** | Natural Gas | Induced Draft | True | True | 1 | False | Down |  | None | Non-Condensing | Single-Stage |  | 0.5 | Standard |  | 75000 | 60000 |  |  | 78000 | 579 | 80 | 78 | [8 empty] | Federally-Regulated Consumer Product | 09/30/2015 |  | 02/23/2016
Allied Air | ADVANCE COMFORT SYSTEM | RPGE13A36075**-*** | Natural Gas | Induced Draft | True | True | 1 | False | Horizontal |  | None | Non-Condensing | Single-Stage |  | 0.5 | Standard |  | 75000 | 60000 |  |  | 78000 | 579 | 80 | 78 | [8 empty] | Federally-Regulated Consumer Product | 09/30/2015 |  | 02/23/2016
Allied Air | Airease | RPGE13A36075**-*** | Natural Gas | Induced Draft | True | True | 1 | False | Horizontal |  | None | Non-Condensing | Single-Stage |  | 0.5 | Standard |  | 75000 | 60000 |  |  | 78000 | 579 | 80 | 78 | [8 empty] | Federally-Regulated Consumer Product | 09/30/2015 |  | 02/23/2016
Allied Air | ALLIED | RPGE13A36075**-*** | Natural Gas | Induced Draft | True | True | 1 | False | Horizontal |  | None | Non-Condensing | Single-Stage |  | 0.5 | Standard |  | 75000 | 60000 |  |  | 78000 | 579 | 80 | 78 | [8 empty] | Federally-Regulated Consumer Product | 09/30/2015 |  | 02/23/2016
Allied Air | Armstrong | RPGE13A36075**-*** | Natural Gas | Induced Draft | True | True | 1 | False | Horizontal |  | None | Non-Condensing | Single-Stage |  | 0.5 | Standard |  | 75000 | 60000 |  |  | 78000 | 579 | 80 | 78 | [8 empty] | Federally-Regulated Consumer Product | 09/30/2015 |  | 02/23/2016
Allied Air | ARMSTRONG AIR | RPGE13A36075**-*** | Natural Gas | Induced Draft | True | True | 1 | False | Horizontal |  | None | Non-Condensing | Single-Stage |  | 0.5 | Standard |  | 75000 | 60000 |  |  | 78000 | 579 | 80 | 78 | [8 empty] | Federally-Regulated Consumer Product | 09/30/2015 |  | 02/23/2016
Allied Air | GREAT LAKES | RPGE13A36075**-*** | Natural Gas | Induced Draft | True | True | 1 | False | Horizontal |  | None | Non-Condensing | Single-Stage |  | 0.5 | Standard |  | 75000 | 60000 |  |  | 78000 | 579 | 80 | 78 | [8 empty] | Federally-Regulated Consumer Product | 09/30/2015 |  | 02/23/2016
Allied Air | ADVANCE COMFORT SYSTEM | RPGE13A48100**-*** | LPG | Induced Draft | True | True | 1 | False | Down |  | None | Non-Condensing | Single-Stage |  | 0.75 | Standard |  | 100000 | 80000 |  |  | 97400 | 708 | 80 | 78 | [8 empty] | Federally-Regulated Consumer Product | 09/30/2015 |  | 02/23/2016
Allied Air | Airease | RPGE13A48100**-*** | LPG | Induced Draft | True | True | 1 | False | Down |  | None | Non-Condensing | Single-Stage |  | 0.75 | Standard |  | 100000 | 80000 |  |  | 97400 | 708 | 80 | 78 | [8 empty] | Federally-Regulated Consumer Product | 09/30/2015 |  | 02/23/2016
Allied Air | ALLIED | RPGE13A48100**-*** | LPG | Induced Draft | True | True | 1 | False | Down |  | None | Non-Condensing | Single-Stage |  | 0.75 | Standard |  | 100000 | 80000 |  |  | 97400 | 708 | 80 | 78 | [8 empty] | Federally-Regulated Consumer Product | 09/30/2015 |  | 02/23/2016
Allied Air | Armstrong | RPGE13A48100**-*** | LPG | Induced Draft | True | True | 1 | False | Down |  | None | Non-Condensing | Single-Stage |  | 0.75 | Standard |  | 100000 | 80000 |  |  | 97400 | 708 | 80 | 78 | [8 empty] | Federally-Regulated Consumer Product | 09/30/2015 |  | 02/23/2016
Allied Air | ARMSTRONG AIR | RPGE13A48100**-*** | LPG | Induced Draft | True | True | 1 | False | Down |  | None | Non-Condensing | Single-Stage |  | 0.75 | Standard |  | 100000 | 80000 |  |  | 97400 | 708 | 80 | 78 | [8 empty] | Federally-Regulated Consumer Product | 09/30/2015 |  | 02/23/2016
Allied Air | GREAT LAKES | RPGE13A48100**-*** | LPG | Induced Draft | True | True | 1 | False | Down |  | None | Non-Condensing | Single-Stage |  | 0.75 | Standard |  | 100000 | 80000 |  |  | 97400 | 708 | 80 | 78 | [8 empty] | Federally-Regulated Consumer Product | 09/30/2015 |  | 02/23/2016
Allied Air | ADVANCE COMFORT SYSTEM | RPGE13A48100**-*** | LPG | Induced Draft | True | True | 1 | False | Horizontal |  | None | Non-Condensing | Single-Stage |  | 0.75 | Standard |  | 100000 | 80000 |  |  | 97400 | 708 | 80 | 78 | [8 empty] | Federally-Regulated Consumer Product | 09/30/2015 |  | 02/23/2016
Allied Air | Airease | RPGE13A48100**-*** | LPG | Induced Draft | True | True | 1 | False | Horizontal |  | None | Non-Condensing | Single-Stage |  | 0.75 | Standard |  | 100000 | 80000 |  |  | 97400 | 708 | 80 | 78 | [8 empty] | Federally-Regulated Consumer Product | 09/30/2015 |  | 02/23/2016
Allied Air | ALLIED | RPGE13A48100**-*** | LPG | Induced Draft | True | True | 1 | False | Horizontal |  | None | Non-Condensing | Single-Stage |  | 0.75 | Standard |  | 100000 | 80000 |  |  | 97400 | 708 | 80 | 78 | [8 empty] | Federally-Regulated Consumer Product | 09/30/2015 |  | 02/23/2016
Allied Air | Armstrong | RPGE13A48100**-*** | LPG | Induced Draft | True | True | 1 | False | Horizontal |  | None | Non-Condensing | Single-Stage |  | 0.75 | Standard |  | 100000 | 80000 |  |  | 97400 | 708 | 80 | 78 | [8 empty] | Federally-Regulated Consumer Product | 09/30/2015 |  | 02/23/2016
Allied Air | ARMSTRONG AIR | RPGE13A48100**-*** | LPG | Induced Draft | True | True | 1 | False | Horizontal |  | None | Non-Condensing | Single-Stage |  | 0.75 | Standard |  | 100000 | 80000 |  |  | 97400 | 708 | 80 | 78 | [8 empty] | Federally-Regulated Consumer Product | 09/30/2015 |  | 02/23/2016
Allied Air | GREAT LAKES | RPGE13A48100**-*** | LPG | Induced Draft | True | True | 1 | False | Horizontal |  | None | Non-Condensing | Single-Stage |  | 0.75 | Standard |  | 100000 | 80000 |  |  | 97400 | 708 | 80 | 78 | [8 empty] | Federally-Regulated Consumer Product | 09/30/2015 |  | 02/23/2016
Allied Air | ADVANCE COMFORT SYSTEM | RPGE13A48100**-*** | Natural Gas | Induced Draft | True | True | 1 | False | Down |  | None | Non-Condensing | Single-Stage |  | 0.75 | Standard |  | 100000 | 80000 |  |  | 97400 | 708 | 80 | 78 | [8 empty] | Federally-Regulated Consumer Product | 09/30/2015 |  | 02/23/2016
Allied Air | Airease | RPGE13A48100**-*** | Natural Gas | Induced Draft | True | True | 1 | False | Down |  | None | Non-Condensing | Single-Stage |  | 0.75 | Standard |  | 100000 | 80000 |  |  | 97400 | 708 | 80 | 78 | [8 empty] | Federally-Regulated Consumer Product | 09/30/2015 |  | 02/23/2016
Allied Air | ALLIED | RPGE13A48100**-*** | Natural Gas | Induced Draft | True | True | 1 | False | Down |  | None | Non-Condensing | Single-Stage |  | 0.75 | Standard |  | 100000 | 80000 |  |  | 97400 | 708 | 80 | 78 | [8 empty] | Federally-Regulated Consumer Product | 09/30/2015 |  | 02/23/2016
Allied Air | Armstrong | RPGE13A48100**-*** | Natural Gas | Induced Draft | True | True | 1 | False | Down |  | None | Non-Condensing | Single-Stage |  | 0.75 | Standard |  | 100000 | 80000 |  |  | 97400 | 708 | 80 | 78 | [8 empty] | Federally-Regulated Consumer Product | 09/30/2015 |  | 02/23/2016
Allied Air | ARMSTRONG AIR | RPGE13A48100**-*** | Natural Gas | Induced Draft | True | True | 1 | False | Down |  | None | Non-Condensing | Single-Stage |  | 0.75 | Standard |  | 100000 | 80000 |  |  | 97400 | 708 | 80 | 78 | [8 empty] | Federally-Regulated Consumer Product | 09/30/2015 |  | 02/23/2016
Allied Air | GREAT LAKES | RPGE13A48100**-*** | Natural Gas | Induced Draft | True | True | 1 | False | Down |  | None | Non-Condensing | Single-Stage |  | 0.75 | Standard |  | 100000 | 80000 |  |  | 97400 | 708 | 80 | 78 | [8 empty] | Federally-Regulated Consumer Product | 09/30/2015 |  | 02/23/2016
Allied Air | ADVANCE COMFORT SYSTEM | RPGE13A48100**-*** | Natural Gas | Induced Draft | True | True | 1 | False | Horizontal |  | None | Non-Condensing | Single-Stage |  | 0.75 | Standard |  | 100000 | 80000 |  |  | 97400 | 708 | 80 | 78 | [8 empty] | Federally-Regulated Consumer Product | 09/30/2015 |  | 02/23/2016
Allied Air | Airease | RPGE13A48100**-*** | Natural Gas | Induced Draft | True | True | 1 | False | Horizontal |  | None | Non-Condensing | Single-Stage |  | 0.75 | Standard |  | 100000 | 80000 |  |  | 97400 | 708 | 80 | 78 | [8 empty] | Federally-Regulated Consumer Product | 09/30/2015 |  | 02/23/2016
Allied Air | ALLIED | RPGE13A48100**-*** | Natural Gas | Induced Draft | True | True | 1 | False | Horizontal |  | None | Non-Condensing | Single-Stage |  | 0.75 | Standard |  | 100000 | 80000 |  |  | 97400 | 708 | 80 | 78 | [8 empty] | Federally-Regulated Consumer Product | 09/30/2015 |  | 02/23/2016
Allied Air | Armstrong | RPGE13A48100**-*** | Natural Gas | Induced Draft | True | True | 1 | False | Horizontal |  | None | Non-Condensing | Single-Stage |  | 0.75 | Standard |  | 100000 | 80000 |  |  | 97400 | 708 | 80 | 78 | [8 empty] | Federally-Regulated Consumer Product | 09/30/2015 |  | 02/23/2016
Allied Air | ARMSTRONG AIR | RPGE13A48100**-*** | Natural Gas | Induced Draft | True | True | 1 | False | Horizontal |  | None | Non-Condensing | Single-Stage |  | 0.75 | Standard |  | 100000 | 80000 |  |  | 97400 | 708 | 80 | 78 | [8 empty] | Federally-Regulated Consumer Product | 09/30/2015 |  | 02/23/2016
Allied Air | GREAT LAKES | RPGE13A48100**-*** | Natural Gas | Induced Draft | True | True | 1 | False | Horizontal |  | None | Non-Condensing | Single-Stage |  | 0.75 | Standard |  | 100000 | 80000 |  |  | 97400 | 708 | 80 | 78 | [8 empty] | Federally-Regulated Consumer Product | 09/30/2015 |  | 02/23/2016
Allied Air | ADVANCE COMFORT SYSTEM | RPGE13A60100**-*** | LPG | Induced Draft | True | True | 1 | False | Down |  | None | Non-Condensing | Single-Stage |  | 0.75 | Standard |  | 100000 | 80000 |  |  | 97400 | 708 | 80 | 78 | [8 empty] | Federally-Regulated Consumer Product | 09/30/2015 |  | 02/23/2016
Allied Air | Airease | RPGE13A60100**-*** | LPG | Induced Draft | True | True | 1 | False | Down |  | None | Non-Condensing | Single-Stage |  | 0.75 | Standard |  | 100000 | 80000 |  |  | 97400 | 708 | 80 | 78 | [8 empty] | Federally-Regulated Consumer Product | 09/30/2015 |  | 02/23/2016
Allied Air | ALLIED | RPGE13A60100**-*** | LPG | Induced Draft | True | True | 1 | False | Down |  | None | Non-Condensing | Single-Stage |  | 0.75 | Standard |  | 100000 | 80000 |  |  | 97400 | 708 | 80 | 78 | [8 empty] | Federally-Regulated Consumer Product | 09/30/2015 |  | 02/23/2016
Allied Air | Armstrong | RPGE13A60100**-*** | LPG | Induced Draft | True | True | 1 | False | Down |  | None | Non-Condensing | Single-Stage |  | 0.75 | Standard |  | 100000 | 80000 |  |  | 97400 | 708 | 80 | 78 | [8 empty] | Federally-Regulated Consumer Product | 09/30/2015 |  | 02/23/2016
Allied Air | ARMSTRONG AIR | RPGE13A60100**-*** | LPG | Induced Draft | True | True | 1 | False | Down |  | None | Non-Condensing | Single-Stage |  | 0.75 | Standard |  | 100000 | 80000 |  |  | 97400 | 708 | 80 | 78 | [8 empty] | Federally-Regulated Consumer Product | 09/30/2015 |  | 02/23/2016
Allied Air | GREAT LAKES | RPGE13A60100**-*** | LPG | Induced Draft | True | True | 1 | False | Down |  | None | Non-Condensing | Single-Stage |  | 0.75 | Standard |  | 100000 | 80000 |  |  | 97400 | 708 | 80 | 78 | [8 empty] | Federally-Regulated Consumer Product | 09/30/2015 |  | 02/23/2016
Allied Air | ADVANCE COMFORT SYSTEM | RPGE13A60100**-*** | LPG | Induced Draft | True | True | 1 | False | Horizontal |  | None | Non-Condensing | Single-Stage |  | 0.75 | Standard |  | 100000 | 80000 |  |  | 97400 | 708 | 80 | 78 | [8 empty] | Federally-Regulated Consumer Product | 09/30/2015 |  | 02/23/2016
Allied Air | Airease | RPGE13A60100**-*** | LPG | Induced Draft | True | True | 1 | False | Horizontal |  | None | Non-Condensing | Single-Stage |  | 0.75 | Standard |  | 100000 | 80000 |  |  | 97400 | 708 | 80 | 78 | [8 empty] | Federally-Regulated Consumer Product | 09/30/2015 |  | 02/23/2016
Allied Air | ALLIED | RPGE13A60100**-*** | LPG | Induced Draft | True | True | 1 | False | Horizontal |  | None | Non-Condensing | Single-Stage |  | 0.75 | Standard |  | 100000 | 80000 |  |  | 97400 | 708 | 80 | 78 | [8 empty] | Federally-Regulated Consumer Product | 09/30/2015 |  | 02/23/2016
Allied Air | Armstrong | RPGE13A60100**-*** | LPG | Induced Draft | True | True | 1 | False | Horizontal |  | None | Non-Condensing | Single-Stage |  | 0.75 | Standard |  | 100000 | 80000 |  |  | 97400 | 708 | 80 | 78 | [8 empty] | Federally-Regulated Consumer Product | 09/30/2015 |  | 02/23/2016
Allied Air | ARMSTRONG AIR | RPGE13A60100**-*** | LPG | Induced Draft | True | True | 1 | False | Horizontal |  | None | Non-Condensing | Single-Stage |  | 0.75 | Standard |  | 100000 | 80000 |  |  | 97400 | 708 | 80 | 78 | [8 empty] | Federally-Regulated Consumer Product | 09/30/2015 |  | 02/23/2016
Allied Air | GREAT LAKES | RPGE13A60100**-*** | LPG | Induced Draft | True | True | 1 | False | Horizontal |  | None | Non-Condensing | Single-Stage |  | 0.75 | Standard |  | 100000 | 80000 |  |  | 97400 | 708 | 80 | 78 | [8 empty] | Federally-Regulated Consumer Product | 09/30/2015 |  | 02/23/2016
Allied Air | ADVANCE COMFORT SYSTEM | RPGE13A60100**-*** | Natural Gas | Induced Draft | True | True | 1 | False | Down |  | None | Non-Condensing | Single-Stage |  | 0.75 | Standard |  | 100000 | 80000 |  |  | 97400 | 708 | 80 | 78 | [8 empty] | Federally-Regulated Consumer Product | 09/30/2015 |  | 02/23/2016
Allied Air | Airease | RPGE13A60100**-*** | Natural Gas | Induced Draft | True | True | 1 | False | Down |  | None | Non-Condensing | Single-Stage |  | 0.75 | Standard |  | 100000 | 80000 |  |  | 97400 | 708 | 80 | 78 | [8 empty] | Federally-Regulated Consumer Product | 09/30/2015 |  | 02/23/2016
Allied Air | ALLIED | RPGE13A60100**-*** | Natural Gas | Induced Draft | True | True | 1 | False | Down |  | None | Non-Condensing | Single-Stage |  | 0.75 | Standard |  | 100000 | 80000 |  |  | 97400 | 708 | 80 | 78 | [8 empty] | Federally-Regulated Consumer Product | 09/30/2015 |  | 02/23/2016
Allied Air | Armstrong | RPGE13A60100**-*** | Natural Gas | Induced Draft | True | True | 1 | False | Down |  | None | Non-Condensing | Single-Stage |  | 0.75 | Standard |  | 100000 | 80000 |  |  | 97400 | 708 | 80 | 78 | [8 empty] | Federally-Regulated Consumer Product | 09/30/2015 |  | 02/23/2016
Allied Air | ARMSTRONG AIR | RPGE13A60100**-*** | Natural Gas | Induced Draft | True | True | 1 | False | Down |  | None | Non-Condensing | Single-Stage |  | 0.75 | Standard |  | 100000 | 80000 |  |  | 97400 | 708 | 80 | 78 | [8 empty] | Federally-Regulated Consumer Product | 09/30/2015 |  | 02/23/2016
Allied Air | GREAT LAKES | RPGE13A60100**-*** | Natural Gas | Induced Draft | True | True | 1 | False | Down |  | None | Non-Condensing | Single-Stage |  | 0.75 | Standard |  | 100000 | 80000 |  |  | 97400 | 708 | 80 | 78 | [8 empty] | Federally-Regulated Consumer Product | 09/30/2015 |  | 02/23/2016
Allied Air | ADVANCE COMFORT SYSTEM | RPGE13A60100**-*** | Natural Gas | Induced Draft | True | True | 1 | False | Horizontal |  | None | Non-Condensing | Single-Stage |  | 0.75 | Standard |  | 100000 | 80000 |  |  | 97400 | 708 | 80 | 78 | [8 empty] | Federally-Regulated Consumer Product | 09/30/2015 |  | 02/23/2016
Allied Air | Airease | RPGE13A60100**-*** | Natural Gas | Induced Draft | True | True | 1 | False | Horizontal |  | None | Non-Condensing | Single-Stage |  | 0.75 | Standard |  | 100000 | 80000 |  |  | 97400 | 708 | 80 | 78 | [8 empty] | Federally-Regulated Consumer Product | 09/30/2015 |  | 02/23/2016
Allied Air | ALLIED | RPGE13A60100**-*** | Natural Gas | Induced Draft | True | True | 1 | False | Horizontal |  | None | Non-Condensing | Single-Stage |  | 0.75 | Standard |  | 100000 | 80000 |  |  | 97400 | 708 | 80 | 78 | [8 empty] | Federally-Regulated Consumer Product | 09/30/2015 |  | 02/23/2016
Allied Air | Armstrong | RPGE13A60100**-*** | Natural Gas | Induced Draft | True | True | 1 | False | Horizontal |  | None | Non-Condensing | Single-Stage |  | 0.75 | Standard |  | 100000 | 80000 |  |  | 97400 | 708 | 80 | 78 | [8 empty] | Federally-Regulated Consumer Product | 09/30/2015 |  | 02/23/2016
Allied Air | ARMSTRONG AIR | RPGE13A60100**-*** | Natural Gas | Induced Draft | True | True | 1 | False | Horizontal |  | None | Non-Condensing | Single-Stage |  | 0.75 | Standard |  | 100000 | 80000 |  |  | 97400 | 708 | 80 | 78 | [8 empty] | Federally-Regulated Consumer Product | 09/30/2015 |  | 02/23/2016
Allied Air | GREAT LAKES | RPGE13A60100**-*** | Natural Gas | Induced Draft | True | True | 1 | False | Horizontal |  | None | Non-Condensing | Single-Stage |  | 0.75 | Standard |  | 100000 | 80000 |  |  | 97400 | 708 | 80 | 78 | [8 empty] | Federally-Regulated Consumer Product | 09/30/2015 |  | 02/23/2016
Allied Air | ADVANCE COMFORT SYSTEM | RPGE13A60125**-*** | LPG | Induced Draft | True | True | 1 | False | Down |  | None | Non-Condensing | Single-Stage |  | 0.75 | Standard |  | 125000 | 100000 |  |  | 116600 | 918 | 80 | 78 | [8 empty] | Federally-Regulated Consumer Product | 09/30/2015 |  | 02/23/2016
Allied Air | Airease | RPGE13A60125**-*** | LPG | Induced Draft | True | True | 1 | False | Down |  | None | Non-Condensing | Single-Stage |  | 0.75 | Standard |  | 125000 | 100000 |  |  | 116600 | 918 | 80 | 78 | [8 empty] | Federally-Regulated Consumer Product | 09/30/2015 |  | 02/23/2016
Allied Air | ALLIED | RPGE13A60125**-*** | LPG | Induced Draft | True | True | 1 | False | Down |  | None | Non-Condensing | Single-Stage |  | 0.75 | Standard |  | 125000 | 100000 |  |  | 116600 | 918 | 80 | 78 | [8 empty] | Federally-Regulated Consumer Product | 09/30/2015 |  | 02/23/2016
Allied Air | Armstrong | RPGE13A60125**-*** | LPG | Induced Draft | True | True | 1 | False | Down |  | None | Non-Condensing | Single-Stage |  | 0.75 | Standard |  | 125000 | 100000 |  |  | 116600 | 918 | 80 | 78 | [8 empty] | Federally-Regulated Consumer Product | 09/30/2015 |  | 02/23/2016
Allied Air | ARMSTRONG AIR | RPGE13A60125**-*** | LPG | Induced Draft | True | True | 1 | False | Down |  | None | Non-Condensing | Single-Stage |  | 0.75 | Standard |  | 125000 | 100000 |  |  | 116600 | 918 | 80 | 78 | [8 empty] | Federally-Regulated Consumer Product | 09/30/2015 |  | 02/23/2016
Allied Air | GREAT LAKES | RPGE13A60125**-*** | LPG | Induced Draft | True | True | 1 | False | Down |  | None | Non-Condensing | Single-Stage |  | 0.75 | Standard |  | 125000 | 100000 |  |  | 116600 | 918 | 80 | 78 | [8 empty] | Federally-Regulated Consumer Product | 09/30/2015 |  | 02/23/2016
Allied Air | ADVANCE COMFORT SYSTEM | RPGE13A60125**-*** | LPG | Induced Draft | True | True | 1 | False | Horizontal |  | None | Non-Condensing | Single-Stage |  | 0.75 | Standard |  | 125000 | 100000 |  |  | 116600 | 918 | 80 | 78 | [8 empty] | Federally-Regulated Consumer Product | 09/30/2015 |  | 02/23/2016
Allied Air | Airease | RPGE13A60125**-*** | LPG | Induced Draft | True | True | 1 | False | Horizontal |  | None | Non-Condensing | Single-Stage |  | 0.75 | Standard |  | 125000 | 100000 |  |  | 116600 | 918 | 80 | 78 | [8 empty] | Federally-Regulated Consumer Product | 09/30/2015 |  | 02/23/2016
Allied Air | ALLIED | RPGE13A60125**-*** | LPG | Induced Draft | True | True | 1 | False | Horizontal |  | None | Non-Condensing | Single-Stage |  | 0.75 | Standard |  | 125000 | 100000 |  |  | 116600 | 918 | 80 | 78 | [8 empty] | Federally-Regulated Consumer Product | 09/30/2015 |  | 02/23/2016
Allied Air | Armstrong | RPGE13A60125**-*** | LPG | Induced Draft | True | True | 1 | False | Horizontal |  | None | Non-Condensing | Single-Stage |  | 0.75 | Standard |  | 125000 | 100000 |  |  | 116600 | 918 | 80 | 78 | [8 empty] | Federally-Regulated Consumer Product | 09/30/2015 |  | 02/23/2016
Allied Air | ARMSTRONG AIR | RPGE13A60125**-*** | LPG | Induced Draft | True | True | 1 | False | Horizontal |  | None | Non-Condensing | Single-Stage |  | 0.75 | Standard |  | 125000 | 100000 |  |  | 116600 | 918 | 80 | 78 | [8 empty] | Federally-Regulated Consumer Product | 09/30/2015 |  | 02/23/2016
Allied Air | GREAT LAKES | RPGE13A60125**-*** | LPG | Induced Draft | True | True | 1 | False | Horizontal |  | None | Non-Condensing | Single-Stage |  | 0.75 | Standard |  | 125000 | 100000 |  |  | 116600 | 918 | 80 | 78 | [8 empty] | Federally-Regulated Consumer Product | 09/30/2015 |  | 02/23/2016
Allied Air | ADVANCE COMFORT SYSTEM | RPGE13A60125**-*** | Natural Gas | Induced Draft | True | True | 1 | False | Down |  | None | Non-Condensing | Single-Stage |  | 0.75 | Standard |  | 125000 | 100000 |  |  | 116600 | 918 | 80 | 78 | [8 empty] | Federally-Regulated Consumer Product | 09/30/2015 |  | 02/23/2016
Allied Air | Airease | RPGE13A60125**-*** | Natural Gas | Induced Draft | True | True | 1 | False | Down |  | None | Non-Condensing | Single-Stage |  | 0.75 | Standard |  | 125000 | 100000 |  |  | 116600 | 918 | 80 | 78 | [8 empty] | Federally-Regulated Consumer Product | 09/30/2015 |  | 02/23/2016
Allied Air | ALLIED | RPGE13A60125**-*** | Natural Gas | Induced Draft | True | True | 1 | False | Down |  | None | Non-Condensing | Single-Stage |  | 0.75 | Standard |  | 125000 | 100000 |  |  | 116600 | 918 | 80 | 78 | [8 empty] | Federally-Regulated Consumer Product | 09/30/2015 |  | 02/23/2016
Allied Air | Armstrong | RPGE13A60125**-*** | Natural Gas | Induced Draft | True | True | 1 | False | Down |  | None | Non-Condensing | Single-Stage |  | 0.75 | Standard |  | 125000 | 100000 |  |  | 116600 | 918 | 80 | 78 | [8 empty] | Federally-Regulated Consumer Product | 09/30/2015 |  | 02/23/2016
Allied Air | ARMSTRONG AIR | RPGE13A60125**-*** | Natural Gas | Induced Draft | True | True | 1 | False | Down |  | None | Non-Condensing | Single-Stage |  | 0.75 | Standard |  | 125000 | 100000 |  |  | 116600 | 918 | 80 | 78 | [8 empty] | Federally-Regulated Consumer Product | 09/30/2015 |  | 02/23/2016
Allied Air | GREAT LAKES | RPGE13A60125**-*** | Natural Gas | Induced Draft | True | True | 1 | False | Down |  | None | Non-Condensing | Single-Stage |  | 0.75 | Standard |  | 125000 | 100000 |  |  | 116600 | 918 | 80 | 78 | [8 empty] | Federally-Regulated Consumer Product | 09/30/2015 |  | 02/23/2016
Allied Air | ADVANCE COMFORT SYSTEM | RPGE13A60125**-*** | Natural Gas | Induced Draft | True | True | 1 | False | Horizontal |  | None | Non-Condensing | Single-Stage |  | 0.75 | Standard |  | 125000 | 100000 |  |  | 116600 | 918 | 80 | 78 | [8 empty] | Federally-Regulated Consumer Product | 09/30/2015 |  | 02/23/2016
Allied Air | Airease | RPGE13A60125**-*** | Natural Gas | Induced Draft | True | True | 1 | False | Horizontal |  | None | Non-Condensing | Single-Stage |  | 0.75 | Standard |  | 125000 | 100000 |  |  | 116600 | 918 | 80 | 78 | [8 empty] | Federally-Regulated Consumer Product | 09/30/2015 |  | 02/23/2016
Allied Air | ALLIED | RPGE13A60125**-*** | Natural Gas | Induced Draft | True | True | 1 | False | Horizontal |  | None | Non-Condensing | Single-Stage |  | 0.75 | Standard |  | 125000 | 100000 |  |  | 116600 | 918 | 80 | 78 | [8 empty] | Federally-Regulated Consumer Product | 09/30/2015 |  | 02/23/2016
Allied Air | Armstrong | RPGE13A60125**-*** | Natural Gas | Induced Draft | True | True | 1 | False | Horizontal |  | None | Non-Condensing | Single-Stage |  | 0.75 | Standard |  | 125000 | 100000 |  |  | 116600 | 918 | 80 | 78 | [8 empty] | Federally-Regulated Consumer Product | 09/30/2015 |  | 02/23/2016
Allied Air | ARMSTRONG AIR | RPGE13A60125**-*** | Natural Gas | Induced Draft | True | True | 1 | False | Horizontal |  | None | Non-Condensing | Single-Stage |  | 0.75 | Standard |  | 125000 | 100000 |  |  | 116600 | 918 | 80 | 78 | [8 empty] | Federally-Regulated Consumer Product | 09/30/2015 |  | 02/23/2016
Allied Air | GREAT LAKES | RPGE13A60125**-*** | Natural Gas | Induced Draft | True | True | 1 | False | Horizontal |  | None | Non-Condensing | Single-Stage |  | 0.75 | Standard |  | 125000 | 100000 |  |  | 116600 | 918 | 80 | 78 | [8 empty] | Federally-Regulated Consumer Product | 09/30/2015 |  | 02/23/2016
Allied Air | ADVANCE COMFORT SYSTEM | RGE13A42100**-*** | LPG | Induced Draft | True | True | 1 | False | Down |  | None | Non-Condensing | Single-Stage |  | 0.75 | Standard |  | 100000 | 80000 |  |  | 97400 | 708 | 80 | 78 | [8 empty] | Federally-Regulated Consumer Product | 09/30/2015 |  | 02/23/2016
Allied Air | ALLIED | RGE13A42100**-*** | LPG | Induced Draft | True | True | 1 | False | Down |  | None | Non-Condensing | Single-Stage |  | 0.75 | Standard |  | 100000 | 80000 |  |  | 97400 | 708 | 80 | 78 | [8 empty] | Federally-Regulated Consumer Product | 09/30/2015 |  | 02/23/2016
Allied Air | Concord | RGE13A42100**-*** | LPG | Induced Draft | True | True | 1 | False | Down |  | None | Non-Condensing | Single-Stage |  | 0.75 | Standard |  | 100000 | 80000 |  |  | 97400 | 708 | 80 | 78 | [8 empty] | Federally-Regulated Consumer Product | 09/30/2015 |  | 02/23/2016
Allied Air | Ducane | RGE13A42100**-*** | LPG | Induced Draft | True | True | 1 | False | Down |  | None | Non-Condensing | Single-Stage |  | 0.75 | Standard |  | 100000 | 80000 |  |  | 97400 | 708 | 80 | 78 | [8 empty] | Federally-Regulated Consumer Product | 09/30/2015 |  | 02/23/2016
Allied Air | GREAT LAKES | RGE13A42100**-*** | LPG | Induced Draft | True | True | 1 | False | Down |  | None | Non-Condensing | Single-Stage |  | 0.75 | Standard |  | 100000 | 80000 |  |  | 97400 | 708 | 80 | 78 | [8 empty] | Federally-Regulated Consumer Product | 09/30/2015 |  | 02/23/2016
Allied Air | ADVANCE COMFORT SYSTEM | RGE13A42100**-*** | LPG | Induced Draft | True | True | 1 | False | Horizontal |  | None | Non-Condensing | Single-Stage |  | 0.75 | Standard |  | 100000 | 80000 |  |  | 97400 | 708 | 80 | 78 | [8 empty] | Federally-Regulated Consumer Product | 09/30/2015 |  | 02/23/2016
Allied Air | ALLIED | RGE13A42100**-*** | LPG | Induced Draft | True | True | 1 | False | Horizontal |  | None | Non-Condensing | Single-Stage |  | 0.75 | Standard |  | 100000 | 80000 |  |  | 97400 | 708 | 80 | 78 | [8 empty] | Federally-Regulated Consumer Product | 09/30/2015 |  | 02/23/2016
Allied Air | Concord | RGE13A42100**-*** | LPG | Induced Draft | True | True | 1 | False | Horizontal |  | None | Non-Condensing | Single-Stage |  | 0.75 | Standard |  | 100000 | 80000 |  |  | 97400 | 708 | 80 | 78 | [8 empty] | Federally-Regulated Consumer Product | 09/30/2015 |  | 02/23/2016
Allied Air | Ducane | RGE13A42100**-*** | LPG | Induced Draft | True | True | 1 | False | Horizontal |  | None | Non-Condensing | Single-Stage |  | 0.75 | Standard |  | 100000 | 80000 |  |  | 97400 | 708 | 80 | 78 | [8 empty] | Federally-Regulated Consumer Product | 09/30/2015 |  | 02/23/2016
Allied Air | GREAT LAKES | RGE13A42100**-*** | LPG | Induced Draft | True | True | 1 | False | Horizontal |  | None | Non-Condensing | Single-Stage |  | 0.75 | Standard |  | 100000 | 80000 |  |  | 97400 | 708 | 80 | 78 | [8 empty] | Federally-Regulated Consumer Product | 09/30/2015 |  | 02/23/2016
Allied Air | ADVANCE COMFORT SYSTEM | RGE13A42100**-*** | Natural Gas | Induced Draft | True | True | 1 | False | Down |  | None | Non-Condensing | Single-Stage |  | 0.75 | Standard |  | 100000 | 80000 |  |  | 97400 | 708 | 80 | 78 | [8 empty] | Federally-Regulated Consumer Product | 09/30/2015 |  | 02/23/2016
Allied Air | ALLIED | RGE13A42100**-*** | Natural Gas | Induced Draft | True | True | 1 | False | Down |  | None | Non-Condensing | Single-Stage |  | 0.75 | Standard |  | 100000 | 80000 |  |  | 97400 | 708 | 80 | 78 | [8 empty] | Federally-Regulated Consumer Product | 09/30/2015 |  | 02/23/2016
Allied Air | Concord | RGE13A42100**-*** | Natural Gas | Induced Draft | True | True | 1 | False | Down |  | None | Non-Condensing | Single-Stage |  | 0.75 | Standard |  | 100000 | 80000 |  |  | 97400 | 708 | 80 | 78 | [8 empty] | Federally-Regulated Consumer Product | 09/30/2015 |  | 02/23/2016
Allied Air | Ducane | RGE13A42100**-*** | Natural Gas | Induced Draft | True | True | 1 | False | Down |  | None | Non-Condensing | Single-Stage |  | 0.75 | Standard |  | 100000 | 80000 |  |  | 97400 | 708 | 80 | 78 | [8 empty] | Federally-Regulated Consumer Product | 09/30/2015 |  | 02/23/2016
Allied Air | GREAT LAKES | RGE13A42100**-*** | Natural Gas | Induced Draft | True | True | 1 | False | Down |  | None | Non-Condensing | Single-Stage |  | 0.75 | Standard |  | 100000 | 80000 |  |  | 97400 | 708 | 80 | 78 | [8 empty] | Federally-Regulated Consumer Product | 09/30/2015 |  | 02/23/2016
Allied Air | ADVANCE COMFORT SYSTEM | RGE13A42100**-*** | Natural Gas | Induced Draft | True | True | 1 | False | Horizontal |  | None | Non-Condensing | Single-Stage |  | 0.75 | Standard |  | 100000 | 80000 |  |  | 97400 | 708 | 80 | 78 | [8 empty] | Federally-Regulated Consumer Product | 09/30/2015 |  | 02/23/2016
Allied Air | ALLIED | RGE13A42100**-*** | Natural Gas | Induced Draft | True | True | 1 | False | Horizontal |  | None | Non-Condensing | Single-Stage |  | 0.75 | Standard |  | 100000 | 80000 |  |  | 97400 | 708 | 80 | 78 | [8 empty] | Federally-Regulated Consumer Product | 09/30/2015 |  | 02/23/2016
Allied Air | Concord | RGE13A42100**-*** | Natural Gas | Induced Draft | True | True | 1 | False | Horizontal |  | None | Non-Condensing | Single-Stage |  | 0.75 | Standard |  | 100000 | 80000 |  |  | 97400 | 708 | 80 | 78 | [8 empty] | Federally-Regulated Consumer Product | 09/30/2015 |  | 02/23/2016
Allied Air | Ducane | RGE13A42100**-*** | Natural Gas | Induced Draft | True | True | 1 | False | Horizontal |  | None | Non-Condensing | Single-Stage |  | 0.75 | Standard |  | 100000 | 80000 |  |  | 97400 | 708 | 80 | 78 | [8 empty] | Federally-Regulated Consumer Product | 09/30/2015 |  | 02/23/2016
Allied Air | GREAT LAKES | RGE13A42100**-*** | Natural Gas | Induced Draft | True | True | 1 | False | Horizontal |  | None | Non-Condensing | Single-Stage |  | 0.75 | Standard |  | 100000 | 80000 |  |  | 97400 | 708 | 80 | 78 | [8 empty] | Federally-Regulated Consumer Product | 09/30/2015 |  | 02/23/2016
Allied Air | ADVANCE COMFORT SYSTEM | RGE13A48100**-*** | LPG | Induced Draft | True | True | 1 | False | Down |  | None | Non-Condensing | Single-Stage |  | 0.75 | Standard |  | 100000 | 80000 |  |  | 97400 | 708 | 80 | 78 | [8 empty] | Federally-Regulated Consumer Product | 09/30/2015 |  | 02/23/2016
Allied Air | ALLIED | RGE13A48100**-*** | LPG | Induced Draft | True | True | 1 | False | Down |  | None | Non-Condensing | Single-Stage |  | 0.75 | Standard |  | 100000 | 80000 |  |  | 97400 | 708 | 80 | 78 | [8 empty] | Federally-Regulated Consumer Product | 09/30/2015 |  | 02/23/2016
Allied Air | Concord | RGE13A48100**-*** | LPG | Induced Draft | True | True | 1 | False | Down |  | None | Non-Condensing | Single-Stage |  | 0.75 | Standard |  | 100000 | 80000 |  |  | 97400 | 708 | 80 | 78 | [8 empty] | Federally-Regulated Consumer Product | 09/30/2015 |  | 02/23/2016
Allied Air | Ducane | RGE13A48100**-*** | LPG | Induced Draft | True | True | 1 | False | Down |  | None | Non-Condensing | Single-Stage |  | 0.75 | Standard |  | 100000 | 80000 |  |  | 97400 | 708 | 80 | 78 | [8 empty] | Federally-Regulated Consumer Product | 09/30/2015 |  | 02/23/2016
Allied Air | GREAT LAKES | RGE13A48100**-*** | LPG | Induced Draft | True | True | 1 | False | Down |  | None | Non-Condensing | Single-Stage |  | 0.75 | Standard |  | 100000 | 80000 |  |  | 97400 | 708 | 80 | 78 | [8 empty] | Federally-Regulated Consumer Product | 09/30/2015 |  | 02/23/2016
Allied Air | ADVANCE COMFORT SYSTEM | RGE13A48100**-*** | LPG | Induced Draft | True | True | 1 | False | Horizontal |  | None | Non-Condensing | Single-Stage |  | 0.75 | Standard |  | 100000 | 80000 |  |  | 97400 | 708 | 80 | 78 | [8 empty] | Federally-Regulated Consumer Product | 09/30/2015 |  | 02/23/2016
Allied Air | ALLIED | RGE13A48100**-*** | LPG | Induced Draft | True | True | 1 | False | Horizontal |  | None | Non-Condensing | Single-Stage |  | 0.75 | Standard |  | 100000 | 80000 |  |  | 97400 | 708 | 80 | 78 | [8 empty] | Federally-Regulated Consumer Product | 09/30/2015 |  | 02/23/2016
Allied Air | Concord | RGE13A48100**-*** | LPG | Induced Draft | True | True | 1 | False | Horizontal |  | None | Non-Condensing | Single-Stage |  | 0.75 | Standard |  | 100000 | 80000 |  |  | 97400 | 708 | 80 | 78 | [8 empty] | Federally-Regulated Consumer Product | 09/30/2015 |  | 02/23/2016
Allied Air | Ducane | RGE13A48100**-*** | LPG | Induced Draft | True | True | 1 | False | Horizontal |  | None | Non-Condensing | Single-Stage |  | 0.75 | Standard |  | 100000 | 80000 |  |  | 97400 | 708 | 80 | 78 | [8 empty] | Federally-Regulated Consumer Product | 09/30/2015 |  | 02/23/2016
Allied Air | GREAT LAKES | RGE13A48100**-*** | LPG | Induced Draft | True | True | 1 | False | Horizontal |  | None | Non-Condensing | Single-Stage |  | 0.75 | Standard |  | 100000 | 80000 |  |  | 97400 | 708 | 80 | 78 | [8 empty] | Federally-Regulated Consumer Product | 09/30/2015 |  | 02/23/2016
Allied Air | ADVANCE COMFORT SYSTEM | RGE13A48100**-*** | Natural Gas | Induced Draft | True | True | 1 | False | Down |  | None | Non-Condensing | Single-Stage |  | 0.75 | Standard |  | 100000 | 80000 |  |  | 97400 | 708 | 80 | 78 | [8 empty] | Federally-Regulated Consumer Product | 09/30/2015 |  | 02/23/2016
Allied Air | ALLIED | RGE13A48100**-*** | Natural Gas | Induced Draft | True | True | 1 | False | Down |  | None | Non-Condensing | Single-Stage |  | 0.75 | Standard |  | 100000 | 80000 |  |  | 97400 | 708 | 80 | 78 | [8 empty] | Federally-Regulated Consumer Product | 09/30/2015 |  | 02/23/2016
Allied Air | Concord | RGE13A48100**-*** | Natural Gas | Induced Draft | True | True | 1 | False | Down |  | None | Non-Condensing | Single-Stage |  | 0.75 | Standard |  | 100000 | 80000 |  |  | 97400 | 708 | 80 | 78 | [8 empty] | Federally-Regulated Consumer Product | 09/30/2015 |  | 02/23/2016
Allied Air | Ducane | RGE13A48100**-*** | Natural Gas | Induced Draft | True | True | 1 | False | Down |  | None | Non-Condensing | Single-Stage |  | 0.75 | Standard |  | 100000 | 80000 |  |  | 97400 | 708 | 80 | 78 | [8 empty] | Federally-Regulated Consumer Product | 09/30/2015 |  | 02/23/2016
Allied Air | GREAT LAKES | RGE13A48100**-*** | Natural Gas | Induced Draft | True | True | 1 | False | Down |  | None | Non-Condensing | Single-Stage |  | 0.75 | Standard |  | 100000 | 80000 |  |  | 97400 | 708 | 80 | 78 | [8 empty] | Federally-Regulated Consumer Product | 09/30/2015 |  | 02/23/2016
Allied Air | ADVANCE COMFORT SYSTEM | RGE13A48100**-*** | Natural Gas | Induced Draft | True | True | 1 | False | Horizontal |  | None | Non-Condensing | Single-Stage |  | 0.75 | Standard |  | 100000 | 80000 |  |  | 97400 | 708 | 80 | 78 | [8 empty] | Federally-Regulated Consumer Product | 09/30/2015 |  | 02/23/2016
Allied Air | ALLIED | RGE13A48100**-*** | Natural Gas | Induced Draft | True | True | 1 | False | Horizontal |  | None | Non-Condensing | Single-Stage |  | 0.75 | Standard |  | 100000 | 80000 |  |  | 97400 | 708 | 80 | 78 | [8 empty] | Federally-Regulated Consumer Product | 09/30/2015 |  | 02/23/2016
Allied Air | Concord | RGE13A48100**-*** | Natural Gas | Induced Draft | True | True | 1 | False | Horizontal |  | None | Non-Condensing | Single-Stage |  | 0.75 | Standard |  | 100000 | 80000 |  |  | 97400 | 708 | 80 | 78 | [8 empty] | Federally-Regulated Consumer Product | 09/30/2015 |  | 02/23/2016
Allied Air | Ducane | RGE13A48100**-*** | Natural Gas | Induced Draft | True | True | 1 | False | Horizontal |  | None | Non-Condensing | Single-Stage |  | 0.75 | Standard |  | 100000 | 80000 |  |  | 97400 | 708 | 80 | 78 | [8 empty] | Federally-Regulated Consumer Product | 09/30/2015 |  | 02/23/2016
Allied Air | GREAT LAKES | RGE13A48100**-*** | Natural Gas | Induced Draft | True | True | 1 | False | Horizontal |  | None | Non-Condensing | Single-Stage |  | 0.75 | Standard |  | 100000 | 80000 |  |  | 97400 | 708 | 80 | 78 | [8 empty] | Federally-Regulated Consumer Product | 09/30/2015 |  | 02/23/2016
Allied Air | ADVANCE COMFORT SYSTEM | RGE13A60100**-*** | LPG | Induced Draft | True | True | 1 | False | Down |  | None | Non-Condensing | Single-Stage |  | 0.75 | Standard |  | 100000 | 80000 |  |  | 97400 | 708 | 80 | 78 | [8 empty] | Federally-Regulated Consumer Product | 09/30/2015 |  | 02/23/2016
Allied Air | ALLIED | RGE13A60100**-*** | LPG | Induced Draft | True | True | 1 | False | Down |  | None | Non-Condensing | Single-Stage |  | 0.75 | Standard |  | 100000 | 80000 |  |  | 97400 | 708 | 80 | 78 | [8 empty] | Federally-Regulated Consumer Product | 09/30/2015 |  | 02/23/2016
Allied Air | Concord | RGE13A60100**-*** | LPG | Induced Draft | True | True | 1 | False | Down |  | None | Non-Condensing | Single-Stage |  | 0.75 | Standard |  | 100000 | 80000 |  |  | 97400 | 708 | 80 | 78 | [8 empty] | Federally-Regulated Consumer Product | 09/30/2015 |  | 02/23/2016
Allied Air | Ducane | RGE13A60100**-*** | LPG | Induced Draft | True | True | 1 | False | Down |  | None | Non-Condensing | Single-Stage |  | 0.75 | Standard |  | 100000 | 80000 |  |  | 97400 | 708 | 80 | 78 | [8 empty] | Federally-Regulated Consumer Product | 09/30/2015 |  | 02/23/2016
Allied Air | ADVANCE COMFORT SYSTEM | (2,4)PGE13E30068**-** | LPG | Induced Draft | True | True | 1 | False | Down |  | None | Non-Condensing | Single-Stage |  | 0.5 | Standard |  | 68000 | 54000 |  |  | 57300 | 540 | 80 | 78 | [8 empty] | Federally-Regulated Consumer Product | 09/30/2015 |  | 02/23/2016
Allied Air | Airease | (2,4)PGE13E30068**-** | LPG | Induced Draft | True | True | 1 | False | Down |  | None | Non-Condensing | Single-Stage |  | 0.5 | Standard |  | 68000 | 54000 |  |  | 57300 | 540 | 80 | 78 | [8 empty] | Federally-Regulated Consumer Product | 09/30/2015 |  | 02/23/2016
Allied Air | ALLIED | (2,4)PGE13E30068**-** | LPG | Induced Draft | True | True | 1 | False | Down |  | None | Non-Condensing | Single-Stage |  | 0.5 | Standard |  | 68000 | 54000 |  |  | 57300 | 540 | 80 | 78 | [8 empty] | Federally-Regulated Consumer Product | 09/30/2015 |  | 02/23/2016
Allied Air | ARMSTRONG AIR | (2,4)PGE13E30068**-** | LPG | Induced Draft | True | True | 1 | False | Down |  | None | Non-Condensing | Single-Stage |  | 0.5 | Standard |  | 68000 | 54000 |  |  | 57300 | 540 | 80 | 78 | [8 empty] | Federally-Regulated Consumer Product | 09/30/2015 |  | 02/23/2016
Allied Air | GREAT LAKES | (2,4)PGE13E30068**-** | LPG | Induced Draft | True | True | 1 | False | Down |  | None | Non-Condensing | Single-Stage |  | 0.5 | Standard |  | 68000 | 54000 |  |  | 57300 | 540 | 80 | 78 | [8 empty] | Federally-Regulated Consumer Product | 09/30/2015 |  | 02/23/2016
Allied Air | ADVANCE COMFORT SYSTEM | (2,4)PGE13E30068**-** | LPG | Induced Draft | True | True | 1 | False | Horizontal |  | None | Non-Condensing | Single-Stage |  | 0.5 | Standard |  | 68000 | 54000 |  |  | 57300 | 540 | 80 | 78 | [8 empty] | Federally-Regulated Consumer Product | 09/30/2015 |  | 02/23/2016
Allied Air | Airease | (2,4)PGE13E30068**-** | LPG | Induced Draft | True | True | 1 | False | Horizontal |  | None | Non-Condensing | Single-Stage |  | 0.5 | Standard |  | 68000 | 54000 |  |  | 57300 | 540 | 80 | 78 | [8 empty] | Federally-Regulated Consumer Product | 09/30/2015 |  | 02/23/2016
Allied Air | ALLIED | (2,4)PGE13E30068**-** | LPG | Induced Draft | True | True | 1 | False | Horizontal |  | None | Non-Condensing | Single-Stage |  | 0.5 | Standard |  | 68000 | 54000 |  |  | 57300 | 540 | 80 | 78 | [8 empty] | Federally-Regulated Consumer Product | 09/30/2015 |  | 02/23/2016
Allied Air | ARMSTRONG AIR | (2,4)PGE13E30068**-** | LPG | Induced Draft | True | True | 1 | False | Horizontal |  | None | Non-Condensing | Single-Stage |  | 0.5 | Standard |  | 68000 | 54000 |  |  | 57300 | 540 | 80 | 78 | [8 empty] | Federally-Regulated Consumer Product | 09/30/2015 |  | 02/23/2016
Allied Air | GREAT LAKES | (2,4)PGE13E30068**-** | LPG | Induced Draft | True | True | 1 | False | Horizontal |  | None | Non-Condensing | Single-Stage |  | 0.5 | Standard |  | 68000 | 54000 |  |  | 57300 | 540 | 80 | 78 | [8 empty] | Federally-Regulated Consumer Product | 09/30/2015 |  | 02/23/2016
Allied Air | ADVANCE COMFORT SYSTEM | (2,4)PGE13E30068**-** | Natural Gas | Induced Draft | True | True | 1 | False | Down |  | None | Non-Condensing | Single-Stage |  | 0.5 | Standard |  | 68000 | 54000 |  |  | 57300 | 540 | 80 | 78 | [8 empty] | Federally-Regulated Consumer Product | 09/30/2015 |  | 02/23/2016
Allied Air | Airease | (2,4)PGE13E30068**-** | Natural Gas | Induced Draft | True | True | 1 | False | Down |  | None | Non-Condensing | Single-Stage |  | 0.5 | Standard |  | 68000 | 54000 |  |  | 57300 | 540 | 80 | 78 | [8 empty] | Federally-Regulated Consumer Product | 09/30/2015 |  | 02/23/2016
Allied Air | ALLIED | (2,4)PGE13E30068**-** | Natural Gas | Induced Draft | True | True | 1 | False | Down |  | None | Non-Condensing | Single-Stage |  | 0.5 | Standard |  | 68000 | 54000 |  |  | 57300 | 540 | 80 | 78 | [8 empty] | Federally-Regulated Consumer Product | 09/30/2015 |  | 02/23/2016
Allied Air | ARMSTRONG AIR | (2,4)PGE13E30068**-** | Natural Gas | Induced Draft | True | True | 1 | False | Down |  | None | Non-Condensing | Single-Stage |  | 0.5 | Standard |  | 68000 | 54000 |  |  | 57300 | 540 | 80 | 78 | [8 empty] | Federally-Regulated Consumer Product | 09/30/2015 |  | 02/23/2016
Allied Air | GREAT LAKES | (2,4)PGE13E30068**-** | Natural Gas | Induced Draft | True | True | 1 | False | Down |  | None | Non-Condensing | Single-Stage |  | 0.5 | Standard |  | 68000 | 54000 |  |  | 57300 | 540 | 80 | 78 | [8 empty] | Federally-Regulated Consumer Product | 09/30/2015 |  | 02/23/2016
Allied Air | ADVANCE COMFORT SYSTEM | (2,4)PGE13E30068**-** | Natural Gas | Induced Draft | True | True | 1 | False | Horizontal |  | None | Non-Condensing | Single-Stage |  | 0.5 | Standard |  | 68000 | 54000 |  |  | 57300 | 540 | 80 | 78 | [8 empty] | Federally-Regulated Consumer Product | 09/30/2015 |  | 02/23/2016
Allied Air | Airease | (2,4)PGE13E30068**-** | Natural Gas | Induced Draft | True | True | 1 | False | Horizontal |  | None | Non-Condensing | Single-Stage |  | 0.5 | Standard |  | 68000 | 54000 |  |  | 57300 | 540 | 80 | 78 | [8 empty] | Federally-Regulated Consumer Product | 09/30/2015 |  | 02/23/2016
Allied Air | ALLIED | (2,4)PGE13E30068**-** | Natural Gas | Induced Draft | True | True | 1 | False | Horizontal |  | None | Non-Condensing | Single-Stage |  | 0.5 | Standard |  | 68000 | 54000 |  |  | 57300 | 540 | 80 | 78 | [8 empty] | Federally-Regulated Consumer Product | 09/30/2015 |  | 02/23/2016
Allied Air | ARMSTRONG AIR | (2,4)PGE13E30068**-** | Natural Gas | Induced Draft | True | True | 1 | False | Horizontal |  | None | Non-Condensing | Single-Stage |  | 0.5 | Standard |  | 68000 | 54000 |  |  | 57300 | 540 | 80 | 78 | [8 empty] | Federally-Regulated Consumer Product | 09/30/2015 |  | 02/23/2016
Allied Air | GREAT LAKES | (2,4)PGE13E30068**-** | Natural Gas | Induced Draft | True | True | 1 | False | Horizontal |  | None | Non-Condensing | Single-Stage |  | 0.5 | Standard |  | 68000 | 54000 |  |  | 57300 | 540 | 80 | 78 | [8 empty] | Federally-Regulated Consumer Product | 09/30/2015 |  | 02/23/2016
Allied Air | Airease | (2,4)PGE13E36090**-** | LPG | Induced Draft | True | True | 1 | False | Down |  | None | Non-Condensing | Single-Stage |  | 0.5 | Standard |  | 90000 | 72000 |  |  | 76700 | 617 | 80 | 78 | [8 empty] | Federally-Regulated Consumer Product | 09/30/2015 |  | 02/23/2016
Allied Air | ARMSTRONG AIR | (2,4)PGE13E36090**-** | LPG | Induced Draft | True | True | 1 | False | Down |  | None | Non-Condensing | Single-Stage |  | 0.5 | Standard |  | 90000 | 72000 |  |  | 76700 | 617 | 80 | 78 | [8 empty] | Federally-Regulated Consumer Product | 09/30/2015 |  | 02/23/2016
Allied Air | ADVANCE COMFORT SYSTEM | (2,4)PGE13E36090**-** | LPG | Induced Draft | True | True | 1 | False | Down |  | None | Non-Condensing | Single-Stage |  | 0.5 | Standard |  | 90000 | 72000 |  |  | 76700 | 617 | 80 | 78 | [8 empty] | Federally-Regulated Consumer Product | 09/30/2015 |  | 02/23/2016
Allied Air | GREAT LAKES | (2,4)PGE13E36090**-** | LPG | Induced Draft | True | True | 1 | False | Down |  | None | Non-Condensing | Single-Stage |  | 0.5 | Standard |  | 90000 | 72000 |  |  | 76700 | 617 | 80 | 78 | [8 empty] | Federally-Regulated Consumer Product | 09/30/2015 |  | 02/23/2016
Allied Air | ALLIED | (2,4)PGE13E36090**-** | LPG | Induced Draft | True | True | 1 | False | Down |  | None | Non-Condensing | Single-Stage |  | 0.5 | Standard |  | 90000 | 72000 |  |  | 76700 | 617 | 80 | 78 | [8 empty] | Federally-Regulated Consumer Product | 09/30/2015 |  | 02/23/2016
Allied Air | Airease | (2,4)PGE13E36090**-** | LPG | Induced Draft | True | True | 1 | False | Horizontal |  | None | Non-Condensing | Single-Stage |  | 0.5 | Standard |  | 90000 | 72000 |  |  | 76700 | 617 | 80 | 78 | [8 empty] | Federally-Regulated Consumer Product | 09/30/2015 |  | 02/23/2016
Allied Air | ARMSTRONG AIR | (2,4)PGE13E36090**-** | LPG | Induced Draft | True | True | 1 | False | Horizontal |  | None | Non-Condensing | Single-Stage |  | 0.5 | Standard |  | 90000 | 72000 |  |  | 76700 | 617 | 80 | 78 | [8 empty] | Federally-Regulated Consumer Product | 09/30/2015 |  | 02/23/2016
Allied Air | ADVANCE COMFORT SYSTEM | (2,4)PGE13E36090**-** | LPG | Induced Draft | True | True | 1 | False | Horizontal |  | None | Non-Condensing | Single-Stage |  | 0.5 | Standard |  | 90000 | 72000 |  |  | 76700 | 617 | 80 | 78 | [8 empty] | Federally-Regulated Consumer Product | 09/30/2015 |  | 02/23/2016
Allied Air | GREAT LAKES | (2,4)PGE13E36090**-** | LPG | Induced Draft | True | True | 1 | False | Horizontal |  | None | Non-Condensing | Single-Stage |  | 0.5 | Standard |  | 90000 | 72000 |  |  | 76700 | 617 | 80 | 78 | [8 empty] | Federally-Regulated Consumer Product | 09/30/2015 |  | 02/23/2016
Allied Air | ALLIED | (2,4)PGE13E36090**-** | LPG | Induced Draft | True | True | 1 | False | Horizontal |  | None | Non-Condensing | Single-Stage |  | 0.5 | Standard |  | 90000 | 72000 |  |  | 76700 | 617 | 80 | 78 | [8 empty] | Federally-Regulated Consumer Product | 09/30/2015 |  | 02/23/2016
Allied Air | Airease | (2,4)PGE13E36090**-** | Natural Gas | Induced Draft | True | True | 1 | False | Down |  | None | Non-Condensing | Single-Stage |  | 0.5 | Standard |  | 90000 | 72000 |  |  | 76700 | 617 | 80 | 78 | [8 empty] | Federally-Regulated Consumer Product | 09/30/2015 |  | 02/23/2016
Allied Air | ARMSTRONG AIR | (2,4)PGE13E36090**-** | Natural Gas | Induced Draft | True | True | 1 | False | Down |  | None | Non-Condensing | Single-Stage |  | 0.5 | Standard |  | 90000 | 72000 |  |  | 76700 | 617 | 80 | 78 | [8 empty] | Federally-Regulated Consumer Product | 09/30/2015 |  | 02/23/2016
Allied Air | ADVANCE COMFORT SYSTEM | (2,4)PGE13E36090**-** | Natural Gas | Induced Draft | True | True | 1 | False | Down |  | None | Non-Condensing | Single-Stage |  | 0.5 | Standard |  | 90000 | 72000 |  |  | 76700 | 617 | 80 | 78 | [8 empty] | Federally-Regulated Consumer Product | 09/30/2015 |  | 02/23/2016
Allied Air | GREAT LAKES | (2,4)PGE13E36090**-** | Natural Gas | Induced Draft | True | True | 1 | False | Down |  | None | Non-Condensing | Single-Stage |  | 0.5 | Standard |  | 90000 | 72000 |  |  | 76700 | 617 | 80 | 78 | [8 empty] | Federally-Regulated Consumer Product | 09/30/2015 |  | 02/23/2016
Allied Air | ALLIED | (2,4)PGE13E36090**-** | Natural Gas | Induced Draft | True | True | 1 | False | Down |  | None | Non-Condensing | Single-Stage |  | 0.5 | Standard |  | 90000 | 72000 |  |  | 76700 | 617 | 80 | 78 | [8 empty] | Federally-Regulated Consumer Product | 09/30/2015 |  | 02/23/2016
Allied Air | Airease | (2,4)PGE13E36090**-** | Natural Gas | Induced Draft | True | True | 1 | False | Horizontal |  | None | Non-Condensing | Single-Stage |  | 0.5 | Standard |  | 90000 | 72000 |  |  | 76700 | 617 | 80 | 78 | [8 empty] | Federally-Regulated Consumer Product | 09/30/2015 |  | 02/23/2016
Allied Air | ARMSTRONG AIR | (2,4)PGE13E36090**-** | Natural Gas | Induced Draft | True | True | 1 | False | Horizontal |  | None | Non-Condensing | Single-Stage |  | 0.5 | Standard |  | 90000 | 72000 |  |  | 76700 | 617 | 80 | 78 | [8 empty] | Federally-Regulated Consumer Product | 09/30/2015 |  | 02/23/2016
Allied Air | ADVANCE COMFORT SYSTEM | (2,4)PGE13E36090**-** | Natural Gas | Induced Draft | True | True | 1 | False | Horizontal |  | None | Non-Condensing | Single-Stage |  | 0.5 | Standard |  | 90000 | 72000 |  |  | 76700 | 617 | 80 | 78 | [8 empty] | Federally-Regulated Consumer Product | 09/30/2015 |  | 02/23/2016
Allied Air | GREAT LAKES | (2,4)PGE13E36090**-** | Natural Gas | Induced Draft | True | True | 1 | False | Horizontal |  | None | Non-Condensing | Single-Stage |  | 0.5 | Standard |  | 90000 | 72000 |  |  | 76700 | 617 | 80 | 78 | [8 empty] | Federally-Regulated Consumer Product | 09/30/2015 |  | 02/23/2016
Allied Air | ALLIED | (2,4)PGE13E36090**-** | Natural Gas | Induced Draft | True | True | 1 | False | Horizontal |  | None | Non-Condensing | Single-Stage |  | 0.5 | Standard |  | 90000 | 72000 |  |  | 76700 | 617 | 80 | 78 | [8 empty] | Federally-Regulated Consumer Product | 09/30/2015 |  | 02/23/2016
Allied Air | ADVANCE COMFORT SYSTEM | (2,4)PGE13E60138**-** | LPG | Induced Draft | True | True | 1 | False | Down |  | None | Non-Condensing | Single-Stage |  | 0.75 | Standard |  | 138000 | 110000 |  |  | 115800 | 782 | 80 | 78 | [8 empty] | Federally-Regulated Consumer Product | 09/30/2015 |  | 02/23/2016
Allied Air | Airease | (2,4)PGE13E60138**-** | LPG | Induced Draft | True | True | 1 | False | Down |  | None | Non-Condensing | Single-Stage |  | 0.75 | Standard |  | 138000 | 110000 |  |  | 115800 | 782 | 80 | 78 | [8 empty] | Federally-Regulated Consumer Product | 09/30/2015 |  | 02/23/2016
Allied Air | ALLIED | (2,4)PGE13E60138**-** | LPG | Induced Draft | True | True | 1 | False | Down |  | None | Non-Condensing | Single-Stage |  | 0.75 | Standard |  | 138000 | 110000 |  |  | 115800 | 782 | 80 | 78 | [8 empty] | Federally-Regulated Consumer Product | 09/30/2015 |  | 02/23/2016
Allied Air | ARMSTRONG AIR | (2,4)PGE13E60138**-** | LPG | Induced Draft | True | True | 1 | False | Down |  | None | Non-Condensing | Single-Stage |  | 0.75 | Standard |  | 138000 | 110000 |  |  | 115800 | 782 | 80 | 78 | [8 empty] | Federally-Regulated Consumer Product | 09/30/2015 |  | 02/23/2016
Allied Air | GREAT LAKES | (2,4)PGE13E60138**-** | LPG | Induced Draft | True | True | 1 | False | Down |  | None | Non-Condensing | Single-Stage |  | 0.75 | Standard |  | 138000 | 110000 |  |  | 115800 | 782 | 80 | 78 | [8 empty] | Federally-Regulated Consumer Product | 09/30/2015 |  | 02/23/2016
Allied Air | ADVANCE COMFORT SYSTEM | (2,4)PGE13E60138**-** | LPG | Induced Draft | True | True | 1 | False | Horizontal |  | None | Non-Condensing | Single-Stage |  | 0.75 | Standard |  | 138000 | 110000 |  |  | 115800 | 782 | 80 | 78 | [8 empty] | Federally-Regulated Consumer Product | 09/30/2015 |  | 02/23/2016
Allied Air | Airease | (2,4)PGE13E60138**-** | LPG | Induced Draft | True | True | 1 | False | Horizontal |  | None | Non-Condensing | Single-Stage |  | 0.75 | Standard |  | 138000 | 110000 |  |  | 115800 | 782 | 80 | 78 | [8 empty] | Federally-Regulated Consumer Product | 09/30/2015 |  | 02/23/2016
Allied Air | ALLIED | (2,4)PGE13E60138**-** | LPG | Induced Draft | True | True | 1 | False | Horizontal |  | None | Non-Condensing | Single-Stage |  | 0.75 | Standard |  | 138000 | 110000 |  |  | 115800 | 782 | 80 | 78 | [8 empty] | Federally-Regulated Consumer Product | 09/30/2015 |  | 02/23/2016
Allied Air | ARMSTRONG AIR | (2,4)PGE13E60138**-** | LPG | Induced Draft | True | True | 1 | False | Horizontal |  | None | Non-Condensing | Single-Stage |  | 0.75 | Standard |  | 138000 | 110000 |  |  | 115800 | 782 | 80 | 78 | [8 empty] | Federally-Regulated Consumer Product | 09/30/2015 |  | 02/23/2016
Allied Air | GREAT LAKES | (2,4)PGE13E60138**-** | LPG | Induced Draft | True | True | 1 | False | Horizontal |  | None | Non-Condensing | Single-Stage |  | 0.75 | Standard |  | 138000 | 110000 |  |  | 115800 | 782 | 80 | 78 | [8 empty] | Federally-Regulated Consumer Product | 09/30/2015 |  | 02/23/2016
Allied Air | ADVANCE COMFORT SYSTEM | (2,4)PGE13E60138**-** | Natural Gas | Induced Draft | True | True | 1 | False | Down |  | None | Non-Condensing | Single-Stage |  | 0.75 | Standard |  | 138000 | 110000 |  |  | 115800 | 782 | 80 | 78 | [8 empty] | Federally-Regulated Consumer Product | 09/30/2015 |  | 02/23/2016
Allied Air | Airease | (2,4)PGE13E60138**-** | Natural Gas | Induced Draft | True | True | 1 | False | Down |  | None | Non-Condensing | Single-Stage |  | 0.75 | Standard |  | 138000 | 110000 |  |  | 115800 | 782 | 80 | 78 | [8 empty] | Federally-Regulated Consumer Product | 09/30/2015 |  | 02/23/2016
Allied Air | ALLIED | (2,4)PGE13E60138**-** | Natural Gas | Induced Draft | True | True | 1 | False | Down |  | None | Non-Condensing | Single-Stage |  | 0.75 | Standard |  | 138000 | 110000 |  |  | 115800 | 782 | 80 | 78 | [8 empty] | Federally-Regulated Consumer Product | 09/30/2015 |  | 02/23/2016
Allied Air | ARMSTRONG AIR | (2,4)PGE13E60138**-** | Natural Gas | Induced Draft | True | True | 1 | False | Down |  | None | Non-Condensing | Single-Stage |  | 0.75 | Standard |  | 138000 | 110000 |  |  | 115800 | 782 | 80 | 78 | [8 empty] | Federally-Regulated Consumer Product | 09/30/2015 |  | 02/23/2016
Allied Air | GREAT LAKES | (2,4)PGE13E60138**-** | Natural Gas | Induced Draft | True | True | 1 | False | Down |  | None | Non-Condensing | Single-Stage |  | 0.75 | Standard |  | 138000 | 110000 |  |  | 115800 | 782 | 80 | 78 | [8 empty] | Federally-Regulated Consumer Product | 09/30/2015 |  | 02/23/2016
Allied Air | ADVANCE COMFORT SYSTEM | (2,4)PGE13E60138**-** | Natural Gas | Induced Draft | True | True | 1 | False | Horizontal |  | None | Non-Condensing | Single-Stage |  | 0.75 | Standard |  | 138000 | 110000 |  |  | 115800 | 782 | 80 | 78 | [8 empty] | Federally-Regulated Consumer Product | 09/30/2015 |  | 02/23/2016
Allied Air | Airease | (2,4)PGE13E60138**-** | Natural Gas | Induced Draft | True | True | 1 | False | Horizontal |  | None | Non-Condensing | Single-Stage |  | 0.75 | Standard |  | 138000 | 110000 |  |  | 115800 | 782 | 80 | 78 | [8 empty] | Federally-Regulated Consumer Product | 09/30/2015 |  | 02/23/2016
Allied Air | ALLIED | (2,4)PGE13E60138**-** | Natural Gas | Induced Draft | True | True | 1 | False | Horizontal |  | None | Non-Condensing | Single-Stage |  | 0.75 | Standard |  | 138000 | 110000 |  |  | 115800 | 782 | 80 | 78 | [8 empty] | Federally-Regulated Consumer Product | 09/30/2015 |  | 02/23/2016
Allied Air | ARMSTRONG AIR | (2,4)PGE13E60138**-** | Natural Gas | Induced Draft | True | True | 1 | False | Horizontal |  | None | Non-Condensing | Single-Stage |  | 0.75 | Standard |  | 138000 | 110000 |  |  | 115800 | 782 | 80 | 78 | [8 empty] | Federally-Regulated Consumer Product | 09/30/2015 |  | 02/23/2016
Allied Air | GREAT LAKES | (2,4)PGE13E60138**-** | Natural Gas | Induced Draft | True | True | 1 | False | Horizontal |  | None | Non-Condensing | Single-Stage |  | 0.75 | Standard |  | 138000 | 110000 |  |  | 115800 | 782 | 80 | 78 | [8 empty] | Federally-Regulated Consumer Product | 09/30/2015 |  | 02/23/2016
Allied Air | Airease | (2,4)PGE13E42110**-** | LPG | Induced Draft | True | True | 1 | False | Down |  | None | Non-Condensing | Single-Stage |  | 0.75 | Standard |  | 110000 | 88000 |  |  | 97100 | 746 | 80 | 78 | [8 empty] | Federally-Regulated Consumer Product | 09/30/2015 |  | 02/23/2016
Allied Air | ARMSTRONG AIR | (2,4)PGE13E42110**-** | LPG | Induced Draft | True | True | 1 | False | Down |  | None | Non-Condensing | Single-Stage |  | 0.75 | Standard |  | 110000 | 88000 |  |  | 97100 | 746 | 80 | 78 | [8 empty] | Federally-Regulated Consumer Product | 09/30/2015 |  | 02/23/2016
Allied Air | ADVANCE COMFORT SYSTEM | (2,4)PGE13E42110**-** | LPG | Induced Draft | True | True | 1 | False | Down |  | None | Non-Condensing | Single-Stage |  | 0.75 | Standard |  | 110000 | 88000 |  |  | 97100 | 746 | 80 | 78 | [8 empty] | Federally-Regulated Consumer Product | 09/30/2015 |  | 02/23/2016
Allied Air | GREAT LAKES | (2,4)PGE13E42110**-** | LPG | Induced Draft | True | True | 1 | False | Down |  | None | Non-Condensing | Single-Stage |  | 0.75 | Standard |  | 110000 | 88000 |  |  | 97100 | 746 | 80 | 78 | [8 empty] | Federally-Regulated Consumer Product | 09/30/2015 |  | 02/23/2016
Allied Air | ALLIED | (2,4)PGE13E42110**-** | LPG | Induced Draft | True | True | 1 | False | Down |  | None | Non-Condensing | Single-Stage |  | 0.75 | Standard |  | 110000 | 88000 |  |  | 97100 | 746 | 80 | 78 | [8 empty] | Federally-Regulated Consumer Product | 09/30/2015 |  | 02/23/2016
Allied Air | Airease | (2,4)PGE13E42110**-** | LPG | Induced Draft | True | True | 1 | False | Horizontal |  | None | Non-Condensing | Single-Stage |  | 0.75 | Standard |  | 110000 | 88000 |  |  | 97100 | 746 | 80 | 78 | [8 empty] | Federally-Regulated Consumer Product | 09/30/2015 |  | 02/23/2016
Allied Air | ARMSTRONG AIR | (2,4)PGE13E42110**-** | LPG | Induced Draft | True | True | 1 | False | Horizontal |  | None | Non-Condensing | Single-Stage |  | 0.75 | Standard |  | 110000 | 88000 |  |  | 97100 | 746 | 80 | 78 | [8 empty] | Federally-Regulated Consumer Product | 09/30/2015 |  | 02/23/2016
Allied Air | ADVANCE COMFORT SYSTEM | (2,4)PGE13E42110**-** | LPG | Induced Draft | True | True | 1 | False | Horizontal |  | None | Non-Condensing | Single-Stage |  | 0.75 | Standard |  | 110000 | 88000 |  |  | 97100 | 746 | 80 | 78 | [8 empty] | Federally-Regulated Consumer Product | 09/30/2015 |  | 02/23/2016
Allied Air | GREAT LAKES | (2,4)PGE13E42110**-** | LPG | Induced Draft | True | True | 1 | False | Horizontal |  | None | Non-Condensing | Single-Stage |  | 0.75 | Standard |  | 110000 | 88000 |  |  | 97100 | 746 | 80 | 78 | [8 empty] | Federally-Regulated Consumer Product | 09/30/2015 |  | 02/23/2016
Allied Air | ALLIED | (2,4)PGE13E42110**-** | LPG | Induced Draft | True | True | 1 | False | Horizontal |  | None | Non-Condensing | Single-Stage |  | 0.75 | Standard |  | 110000 | 88000 |  |  | 97100 | 746 | 80 | 78 | [8 empty] | Federally-Regulated Consumer Product | 09/30/2015 |  | 02/23/2016
Allied Air | Airease | (2,4)PGE13E42110**-** | Natural Gas | Induced Draft | True | True | 1 | False | Down |  | None | Non-Condensing | Single-Stage |  | 0.75 | Standard |  | 110000 | 88000 |  |  | 97100 | 746 | 80 | 78 | [8 empty] | Federally-Regulated Consumer Product | 09/30/2015 |  | 02/23/2016
Allied Air | ARMSTRONG AIR | (2,4)PGE13E42110**-** | Natural Gas | Induced Draft | True | True | 1 | False | Down |  | None | Non-Condensing | Single-Stage |  | 0.75 | Standard |  | 110000 | 88000 |  |  | 97100 | 746 | 80 | 78 | [8 empty] | Federally-Regulated Consumer Product | 09/30/2015 |  | 02/23/2016
Allied Air | ADVANCE COMFORT SYSTEM | (2,4)PGE13E42110**-** | Natural Gas | Induced Draft | True | True | 1 | False | Down |  | None | Non-Condensing | Single-Stage |  | 0.75 | Standard |  | 110000 | 88000 |  |  | 97100 | 746 | 80 | 78 | [8 empty] | Federally-Regulated Consumer Product | 09/30/2015 |  | 02/23/2016
Allied Air | GREAT LAKES | (2,4)PGE13E42110**-** | Natural Gas | Induced Draft | True | True | 1 | False | Down |  | None | Non-Condensing | Single-Stage |  | 0.75 | Standard |  | 110000 | 88000 |  |  | 97100 | 746 | 80 | 78 | [8 empty] | Federally-Regulated Consumer Product | 09/30/2015 |  | 02/23/2016
Allied Air | ALLIED | (2,4)PGE13E42110**-** | Natural Gas | Induced Draft | True | True | 1 | False | Down |  | None | Non-Condensing | Single-Stage |  | 0.75 | Standard |  | 110000 | 88000 |  |  | 97100 | 746 | 80 | 78 | [8 empty] | Federally-Regulated Consumer Product | 09/30/2015 |  | 02/23/2016
Allied Air | Airease | (2,4)PGE13E42110**-** | Natural Gas | Induced Draft | True | True | 1 | False | Horizontal |  | None | Non-Condensing | Single-Stage |  | 0.75 | Standard |  | 110000 | 88000 |  |  | 97100 | 746 | 80 | 78 | [8 empty] | Federally-Regulated Consumer Product | 09/30/2015 |  | 02/23/2016
Allied Air | ARMSTRONG AIR | (2,4)PGE13E42110**-** | Natural Gas | Induced Draft | True | True | 1 | False | Horizontal |  | None | Non-Condensing | Single-Stage |  | 0.75 | Standard |  | 110000 | 88000 |  |  | 97100 | 746 | 80 | 78 | [8 empty] | Federally-Regulated Consumer Product | 09/30/2015 |  | 02/23/2016
Allied Air | ADVANCE COMFORT SYSTEM | (2,4)PGE13E42110**-** | Natural Gas | Induced Draft | True | True | 1 | False | Horizontal |  | None | Non-Condensing | Single-Stage |  | 0.75 | Standard |  | 110000 | 88000 |  |  | 97100 | 746 | 80 | 78 | [8 empty] | Federally-Regulated Consumer Product | 09/30/2015 |  | 02/23/2016
Allied Air | GREAT LAKES | (2,4)PGE13E42110**-** | Natural Gas | Induced Draft | True | True | 1 | False | Horizontal |  | None | Non-Condensing | Single-Stage |  | 0.75 | Standard |  | 110000 | 88000 |  |  | 97100 | 746 | 80 | 78 | [8 empty] | Federally-Regulated Consumer Product | 09/30/2015 |  | 02/23/2016
Allied Air | ALLIED | (2,4)PGE13E42110**-** | Natural Gas | Induced Draft | True | True | 1 | False | Horizontal |  | None | Non-Condensing | Single-Stage |  | 0.75 | Standard |  | 110000 | 88000 |  |  | 97100 | 746 | 80 | 78 | [8 empty] | Federally-Regulated Consumer Product | 09/30/2015 |  | 02/23/2016
Allied Air | ADVANCE COMFORT SYSTEM | (2,4)PGE13E36068**-** | LPG | Induced Draft | True | True | 1 | False | Down |  | None | Non-Condensing | Single-Stage |  | 0.5 | Standard |  | 68000 | 54000 |  |  | 57300 | 540 | 80 | 78 | [8 empty] | Federally-Regulated Consumer Product | 09/30/2015 |  | 02/23/2016
Allied Air | Airease | (2,4)PGE13E36068**-** | LPG | Induced Draft | True | True | 1 | False | Down |  | None | Non-Condensing | Single-Stage |  | 0.5 | Standard |  | 68000 | 54000 |  |  | 57300 | 540 | 80 | 78 | [8 empty] | Federally-Regulated Consumer Product | 09/30/2015 |  | 02/23/2016
Allied Air | ALLIED | (2,4)PGE13E36068**-** | LPG | Induced Draft | True | True | 1 | False | Down |  | None | Non-Condensing | Single-Stage |  | 0.5 | Standard |  | 68000 | 54000 |  |  | 57300 | 540 | 80 | 78 | [8 empty] | Federally-Regulated Consumer Product | 09/30/2015 |  | 02/23/2016
Allied Air | ARMSTRONG AIR | (2,4)PGE13E36068**-** | LPG | Induced Draft | True | True | 1 | False | Down |  | None | Non-Condensing | Single-Stage |  | 0.5 | Standard |  | 68000 | 54000 |  |  | 57300 | 540 | 80 | 78 | [8 empty] | Federally-Regulated Consumer Product | 09/30/2015 |  | 02/23/2016
Allied Air | GREAT LAKES | (2,4)PGE13E36068**-** | LPG | Induced Draft | True | True | 1 | False | Down |  | None | Non-Condensing | Single-Stage |  | 0.5 | Standard |  | 68000 | 54000 |  |  | 57300 | 540 | 80 | 78 | [8 empty] | Federally-Regulated Consumer Product | 09/30/2015 |  | 02/23/2016
Allied Air | ADVANCE COMFORT SYSTEM | (2,4)PGE13E36068**-** | LPG | Induced Draft | True | True | 1 | False | Horizontal |  | None | Non-Condensing | Single-Stage |  | 0.5 | Standard |  | 68000 | 54000 |  |  | 57300 | 540 | 80 | 78 | [8 empty] | Federally-Regulated Consumer Product | 09/30/2015 |  | 02/23/2016
Allied Air | Airease | (2,4)PGE13E36068**-** | LPG | Induced Draft | True | True | 1 | False | Horizontal |  | None | Non-Condensing | Single-Stage |  | 0.5 | Standard |  | 68000 | 54000 |  |  | 57300 | 540 | 80 | 78 | [8 empty] | Federally-Regulated Consumer Product | 09/30/2015 |  | 02/23/2016
Allied Air | ALLIED | (2,4)PGE13E36068**-** | LPG | Induced Draft | True | True | 1 | False | Horizontal |  | None | Non-Condensing | Single-Stage |  | 0.5 | Standard |  | 68000 | 54000 |  |  | 57300 | 540 | 80 | 78 | [8 empty] | Federally-Regulated Consumer Product | 09/30/2015 |  | 02/23/2016
Allied Air | ARMSTRONG AIR | (2,4)PGE13E36068**-** | LPG | Induced Draft | True | True | 1 | False | Horizontal |  | None | Non-Condensing | Single-Stage |  | 0.5 | Standard |  | 68000 | 54000 |  |  | 57300 | 540 | 80 | 78 | [8 empty] | Federally-Regulated Consumer Product | 09/30/2015 |  | 02/23/2016
Allied Air | GREAT LAKES | (2,4)PGE13E36068**-** | LPG | Induced Draft | True | True | 1 | False | Horizontal |  | None | Non-Condensing | Single-Stage |  | 0.5 | Standard |  | 68000 | 54000 |  |  | 57300 | 540 | 80 | 78 | [8 empty] | Federally-Regulated Consumer Product | 09/30/2015 |  | 02/23/2016
Allied Air | ADVANCE COMFORT SYSTEM | (2,4)PGE13E36068**-** | Natural Gas | Induced Draft | True | True | 1 | False | Down |  | None | Non-Condensing | Single-Stage |  | 0.5 | Standard |  | 68000 | 54000 |  |  | 57300 | 540 | 80 | 78 | [8 empty] | Federally-Regulated Consumer Product | 09/30/2015 |  | 02/23/2016
Allied Air | Airease | (2,4)PGE13E36068**-** | Natural Gas | Induced Draft | True | True | 1 | False | Down |  | None | Non-Condensing | Single-Stage |  | 0.5 | Standard |  | 68000 | 54000 |  |  | 57300 | 540 | 80 | 78 | [8 empty] | Federally-Regulated Consumer Product | 09/30/2015 |  | 02/23/2016
Allied Air | ALLIED | (2,4)PGE13E36068**-** | Natural Gas | Induced Draft | True | True | 1 | False | Down |  | None | Non-Condensing | Single-Stage |  | 0.5 | Standard |  | 68000 | 54000 |  |  | 57300 | 540 | 80 | 78 | [8 empty] | Federally-Regulated Consumer Product | 09/30/2015 |  | 02/23/2016
Allied Air | ARMSTRONG AIR | (2,4)PGE13E36068**-** | Natural Gas | Induced Draft | True | True | 1 | False | Down |  | None | Non-Condensing | Single-Stage |  | 0.5 | Standard |  | 68000 | 54000 |  |  | 57300 | 540 | 80 | 78 | [8 empty] | Federally-Regulated Consumer Product | 09/30/2015 |  | 02/23/2016
Allied Air | GREAT LAKES | (2,4)PGE13E36068**-** | Natural Gas | Induced Draft | True | True | 1 | False | Down |  | None | Non-Condensing | Single-Stage |  | 0.5 | Standard |  | 68000 | 54000 |  |  | 57300 | 540 | 80 | 78 | [8 empty] | Federally-Regulated Consumer Product | 09/30/2015 |  | 02/23/2016
Allied Air | ADVANCE COMFORT SYSTEM | (2,4)PGE13E36068**-** | Natural Gas | Induced Draft | True | True | 1 | False | Horizontal |  | None | Non-Condensing | Single-Stage |  | 0.5 | Standard |  | 68000 | 54000 |  |  | 57300 | 540 | 80 | 78 | [8 empty] | Federally-Regulated Consumer Product | 09/30/2015 |  | 02/23/2016
Allied Air | Airease | (2,4)PGE13E36068**-** | Natural Gas | Induced Draft | True | True | 1 | False | Horizontal |  | None | Non-Condensing | Single-Stage |  | 0.5 | Standard |  | 68000 | 54000 |  |  | 57300 | 540 | 80 | 78 | [8 empty] | Federally-Regulated Consumer Product | 09/30/2015 |  | 02/23/2016
Allied Air | ALLIED | (2,4)PGE13E36068**-** | Natural Gas | Induced Draft | True | True | 1 | False | Horizontal |  | None | Non-Condensing | Single-Stage |  | 0.5 | Standard |  | 68000 | 54000 |  |  | 57300 | 540 | 80 | 78 | [8 empty] | Federally-Regulated Consumer Product | 09/30/2015 |  | 02/23/2016
Allied Air | ARMSTRONG AIR | (2,4)PGE13E36068**-** | Natural Gas | Induced Draft | True | True | 1 | False | Horizontal |  | None | Non-Condensing | Single-Stage |  | 0.5 | Standard |  | 68000 | 54000 |  |  | 57300 | 540 | 80 | 78 | [8 empty] | Federally-Regulated Consumer Product | 09/30/2015 |  | 02/23/2016
Allied Air | GREAT LAKES | (2,4)PGE13E36068**-** | Natural Gas | Induced Draft | True | True | 1 | False | Horizontal |  | None | Non-Condensing | Single-Stage |  | 0.5 | Standard |  | 68000 | 54000 |  |  | 57300 | 540 | 80 | 78 | [8 empty] | Federally-Regulated Consumer Product | 09/30/2015 |  | 02/23/2016
Allied Air | ADVANCE COMFORT SYSTEM | (2,4)PGE13E60083**-** | LPG | Induced Draft | True | True | 1 | False | Down |  | None | Non-Condensing | Single-Stage |  | 0.75 | Standard |  | 83000 | 66000 |  |  | 76200 | 760 | 80 | 78 | [8 empty] | Federally-Regulated Consumer Product | 09/30/2015 |  | 02/23/2016
Allied Air | Airease | (2,4)PGE13E60083**-** | LPG | Induced Draft | True | True | 1 | False | Down |  | None | Non-Condensing | Single-Stage |  | 0.75 | Standard |  | 83000 | 66000 |  |  | 76200 | 760 | 80 | 78 | [8 empty] | Federally-Regulated Consumer Product | 09/30/2015 |  | 02/23/2016
Allied Air | ALLIED | (2,4)PGE13E60083**-** | LPG | Induced Draft | True | True | 1 | False | Down |  | None | Non-Condensing | Single-Stage |  | 0.75 | Standard |  | 83000 | 66000 |  |  | 76200 | 760 | 80 | 78 | [8 empty] | Federally-Regulated Consumer Product | 09/30/2015 |  | 02/23/2016
Allied Air | ARMSTRONG AIR | (2,4)PGE13E60083**-** | LPG | Induced Draft | True | True | 1 | False | Down |  | None | Non-Condensing | Single-Stage |  | 0.75 | Standard |  | 83000 | 66000 |  |  | 76200 | 760 | 80 | 78 | [8 empty] | Federally-Regulated Consumer Product | 09/30/2015 |  | 02/23/2016
Allied Air | GREAT LAKES | (2,4)PGE13E60083**-** | LPG | Induced Draft | True | True | 1 | False | Down |  | None | Non-Condensing | Single-Stage |  | 0.75 | Standard |  | 83000 | 66000 |  |  | 76200 | 760 | 80 | 78 | [8 empty] | Federally-Regulated Consumer Product | 09/30/2015 |  | 02/23/2016
Allied Air | ADVANCE COMFORT SYSTEM | (2,4)PGE13E60083**-** | LPG | Induced Draft | True | True | 1 | False | Horizontal |  | None | Non-Condensing | Single-Stage |  | 0.75 | Standard |  | 83000 | 66000 |  |  | 76200 | 760 | 80 | 78 | [8 empty] | Federally-Regulated Consumer Product | 09/30/2015 |  | 02/23/2016
Allied Air | Airease | (2,4)PGE13E60083**-** | LPG | Induced Draft | True | True | 1 | False | Horizontal |  | None | Non-Condensing | Single-Stage |  | 0.75 | Standard |  | 83000 | 66000 |  |  | 76200 | 760 | 80 | 78 | [8 empty] | Federally-Regulated Consumer Product | 09/30/2015 |  | 02/23/2016
Allied Air | ALLIED | (2,4)PGE13E60083**-** | LPG | Induced Draft | True | True | 1 | False | Horizontal |  | None | Non-Condensing | Single-Stage |  | 0.75 | Standard |  | 83000 | 66000 |  |  | 76200 | 760 | 80 | 78 | [8 empty] | Federally-Regulated Consumer Product | 09/30/2015 |  | 02/23/2016
Allied Air | ARMSTRONG AIR | (2,4)PGE13E60083**-** | LPG | Induced Draft | True | True | 1 | False | Horizontal |  | None | Non-Condensing | Single-Stage |  | 0.75 | Standard |  | 83000 | 66000 |  |  | 76200 | 760 | 80 | 78 | [8 empty] | Federally-Regulated Consumer Product | 09/30/2015 |  | 02/23/2016
Allied Air | GREAT LAKES | (2,4)PGE13E60083**-** | LPG | Induced Draft | True | True | 1 | False | Horizontal |  | None | Non-Condensing | Single-Stage |  | 0.75 | Standard |  | 83000 | 66000 |  |  | 76200 | 760 | 80 | 78 | [8 empty] | Federally-Regulated Consumer Product | 09/30/2015 |  | 02/23/2016
Allied Air | ADVANCE COMFORT SYSTEM | (2,4)PGE13E60083**-** | Natural Gas | Induced Draft | True | True | 1 | False | Down |  | None | Non-Condensing | Single-Stage |  | 0.75 | Standard |  | 83000 | 66000 |  |  | 76200 | 760 | 80 | 78 | [8 empty] | Federally-Regulated Consumer Product | 09/30/2015 |  | 02/23/2016
Allied Air | Airease | (2,4)PGE13E60083**-** | Natural Gas | Induced Draft | True | True | 1 | False | Down |  | None | Non-Condensing | Single-Stage |  | 0.75 | Standard |  | 83000 | 66000 |  |  | 76200 | 760 | 80 | 78 | [8 empty] | Federally-Regulated Consumer Product | 09/30/2015 |  | 02/23/2016
Allied Air | ALLIED | (2,4)PGE13E60083**-** | Natural Gas | Induced Draft | True | True | 1 | False | Down |  | None | Non-Condensing | Single-Stage |  | 0.75 | Standard |  | 83000 | 66000 |  |  | 76200 | 760 | 80 | 78 | [8 empty] | Federally-Regulated Consumer Product | 09/30/2015 |  | 02/23/2016
Allied Air | ARMSTRONG AIR | (2,4)PGE13E60083**-** | Natural Gas | Induced Draft | True | True | 1 | False | Down |  | None | Non-Condensing | Single-Stage |  | 0.75 | Standard |  | 83000 | 66000 |  |  | 76200 | 760 | 80 | 78 | [8 empty] | Federally-Regulated Consumer Product | 09/30/2015 |  | 02/23/2016
Allied Air | GREAT LAKES | (2,4)PGE13E60083**-** | Natural Gas | Induced Draft | True | True | 1 | False | Down |  | None | Non-Condensing | Single-Stage |  | 0.75 | Standard |  | 83000 | 66000 |  |  | 76200 | 760 | 80 | 78 | [8 empty] | Federally-Regulated Consumer Product | 09/30/2015 |  | 02/23/2016
Allied Air | ADVANCE COMFORT SYSTEM | (2,4)PGE13E60083**-** | Natural Gas | Induced Draft | True | True | 1 | False | Horizontal |  | None | Non-Condensing | Single-Stage |  | 0.75 | Standard |  | 83000 | 66000 |  |  | 76200 | 760 | 80 | 78 | [8 empty] | Federally-Regulated Consumer Product | 09/30/2015 |  | 02/23/2016
Allied Air | Airease | (2,4)PGE13E60083**-** | Natural Gas | Induced Draft | True | True | 1 | False | Horizontal |  | None | Non-Condensing | Single-Stage |  | 0.75 | Standard |  | 83000 | 66000 |  |  | 76200 | 760 | 80 | 78 | [8 empty] | Federally-Regulated Consumer Product | 09/30/2015 |  | 02/23/2016
Allied Air | ALLIED | (2,4)PGE13E60083**-** | Natural Gas | Induced Draft | True | True | 1 | False | Horizontal |  | None | Non-Condensing | Single-Stage |  | 0.75 | Standard |  | 83000 | 66000 |  |  | 76200 | 760 | 80 | 78 | [8 empty] | Federally-Regulated Consumer Product | 09/30/2015 |  | 02/23/2016
Allied Air | ARMSTRONG AIR | (2,4)PGE13E60083**-** | Natural Gas | Induced Draft | True | True | 1 | False | Horizontal |  | None | Non-Condensing | Single-Stage |  | 0.75 | Standard |  | 83000 | 66000 |  |  | 76200 | 760 | 80 | 78 | [8 empty] | Federally-Regulated Consumer Product | 09/30/2015 |  | 02/23/2016
Allied Air | GREAT LAKES | (2,4)PGE13E60083**-** | Natural Gas | Induced Draft | True | True | 1 | False | Horizontal |  | None | Non-Condensing | Single-Stage |  | 0.75 | Standard |  | 83000 | 66000 |  |  | 76200 | 760 | 80 | 78 | [8 empty] | Federally-Regulated Consumer Product | 09/30/2015 |  | 02/23/2016
Allied Air | Airease | (2,4)PGE13E48110**-** | LPG | Induced Draft | True | True | 1 | False | Down |  | None | Non-Condensing | Single-Stage |  | 0.75 | Standard |  | 110000 | 88000 |  |  | 97100 | 746 | 80 | 78 | [8 empty] | Federally-Regulated Consumer Product | 09/30/2015 |  | 02/23/2016
Allied Air | ARMSTRONG AIR | (2,4)PGE13E48110**-** | LPG | Induced Draft | True | True | 1 | False | Down |  | None | Non-Condensing | Single-Stage |  | 0.75 | Standard |  | 110000 | 88000 |  |  | 97100 | 746 | 80 | 78 | [8 empty] | Federally-Regulated Consumer Product | 09/30/2015 |  | 02/23/2016
Allied Air | ADVANCE COMFORT SYSTEM | (2,4)PGE13E48110**-** | LPG | Induced Draft | True | True | 1 | False | Down |  | None | Non-Condensing | Single-Stage |  | 0.75 | Standard |  | 110000 | 88000 |  |  | 97100 | 746 | 80 | 78 | [8 empty] | Federally-Regulated Consumer Product | 09/30/2015 |  | 02/23/2016
Allied Air | GREAT LAKES | (2,4)PGE13E48110**-** | LPG | Induced Draft | True | True | 1 | False | Down |  | None | Non-Condensing | Single-Stage |  | 0.75 | Standard |  | 110000 | 88000 |  |  | 97100 | 746 | 80 | 78 | [8 empty] | Federally-Regulated Consumer Product | 09/30/2015 |  | 02/23/2016
Allied Air | ALLIED | (2,4)PGE13E48110**-** | LPG | Induced Draft | True | True | 1 | False | Down |  | None | Non-Condensing | Single-Stage |  | 0.75 | Standard |  | 110000 | 88000 |  |  | 97100 | 746 | 80 | 78 | [8 empty] | Federally-Regulated Consumer Product | 09/30/2015 |  | 02/23/2016
Allied Air | Airease | (2,4)PGE13E48110**-** | LPG | Induced Draft | True | True | 1 | False | Horizontal |  | None | Non-Condensing | Single-Stage |  | 0.75 | Standard |  | 110000 | 88000 |  |  | 97100 | 746 | 80 | 78 | [8 empty] | Federally-Regulated Consumer Product | 09/30/2015 |  | 02/23/2016
Allied Air | ARMSTRONG AIR | (2,4)PGE13E48110**-** | LPG | Induced Draft | True | True | 1 | False | Horizontal |  | None | Non-Condensing | Single-Stage |  | 0.75 | Standard |  | 110000 | 88000 |  |  | 97100 | 746 | 80 | 78 | [8 empty] | Federally-Regulated Consumer Product | 09/30/2015 |  | 02/23/2016
Allied Air | ADVANCE COMFORT SYSTEM | (2,4)PGE13E48110**-** | LPG | Induced Draft | True | True | 1 | False | Horizontal |  | None | Non-Condensing | Single-Stage |  | 0.75 | Standard |  | 110000 | 88000 |  |  | 97100 | 746 | 80 | 78 | [8 empty] | Federally-Regulated Consumer Product | 09/30/2015 |  | 02/23/2016
Allied Air | GREAT LAKES | (2,4)PGE13E48110**-** | LPG | Induced Draft | True | True | 1 | False | Horizontal |  | None | Non-Condensing | Single-Stage |  | 0.75 | Standard |  | 110000 | 88000 |  |  | 97100 | 746 | 80 | 78 | [8 empty] | Federally-Regulated Consumer Product | 09/30/2015 |  | 02/23/2016
Allied Air | ALLIED | (2,4)PGE13E48110**-** | LPG | Induced Draft | True | True | 1 | False | Horizontal |  | None | Non-Condensing | Single-Stage |  | 0.75 | Standard |  | 110000 | 88000 |  |  | 97100 | 746 | 80 | 78 | [8 empty] | Federally-Regulated Consumer Product | 09/30/2015 |  | 02/23/2016
Allied Air | Airease | (2,4)PGE13E48110**-** | Natural Gas | Induced Draft | True | True | 1 | False | Down |  | None | Non-Condensing | Single-Stage |  | 0.75 | Standard |  | 110000 | 88000 |  |  | 97100 | 746 | 80 | 78 | [8 empty] | Federally-Regulated Consumer Product | 09/30/2015 |  | 02/23/2016
Allied Air | ARMSTRONG AIR | (2,4)PGE13E48110**-** | Natural Gas | Induced Draft | True | True | 1 | False | Down |  | None | Non-Condensing | Single-Stage |  | 0.75 | Standard |  | 110000 | 88000 |  |  | 97100 | 746 | 80 | 78 | [8 empty] | Federally-Regulated Consumer Product | 09/30/2015 |  | 02/23/2016
Allied Air | ADVANCE COMFORT SYSTEM | (2,4)PGE13E48110**-** | Natural Gas | Induced Draft | True | True | 1 | False | Down |  | None | Non-Condensing | Single-Stage |  | 0.75 | Standard |  | 110000 | 88000 |  |  | 97100 | 746 | 80 | 78 | [8 empty] | Federally-Regulated Consumer Product | 09/30/2015 |  | 02/23/2016
Allied Air | GREAT LAKES | (2,4)PGE13E48110**-** | Natural Gas | Induced Draft | True | True | 1 | False | Down |  | None | Non-Condensing | Single-Stage |  | 0.75 | Standard |  | 110000 | 88000 |  |  | 97100 | 746 | 80 | 78 | [8 empty] | Federally-Regulated Consumer Product | 09/30/2015 |  | 02/23/2016
Allied Air | ALLIED | (2,4)PGE13E48110**-** | Natural Gas | Induced Draft | True | True | 1 | False | Down |  | None | Non-Condensing | Single-Stage |  | 0.75 | Standard |  | 110000 | 88000 |  |  | 97100 | 746 | 80 | 78 | [8 empty] | Federally-Regulated Consumer Product | 09/30/2015 |  | 02/23/2016
Allied Air | Airease | (2,4)PGE13E48110**-** | Natural Gas | Induced Draft | True | True | 1 | False | Horizontal |  | None | Non-Condensing | Single-Stage |  | 0.75 | Standard |  | 110000 | 88000 |  |  | 97100 | 746 | 80 | 78 | [8 empty] | Federally-Regulated Consumer Product | 09/30/2015 |  | 02/23/2016
Allied Air | ARMSTRONG AIR | (2,4)PGE13E48110**-** | Natural Gas | Induced Draft | True | True | 1 | False | Horizontal |  | None | Non-Condensing | Single-Stage |  | 0.75 | Standard |  | 110000 | 88000 |  |  | 97100 | 746 | 80 | 78 | [8 empty] | Federally-Regulated Consumer Product | 09/30/2015 |  | 02/23/2016
Allied Air | ADVANCE COMFORT SYSTEM | (2,4)PGE13E48110**-** | Natural Gas | Induced Draft | True | True | 1 | False | Horizontal |  | None | Non-Condensing | Single-Stage |  | 0.75 | Standard |  | 110000 | 88000 |  |  | 97100 | 746 | 80 | 78 | [8 empty] | Federally-Regulated Consumer Product | 09/30/2015 |  | 02/23/2016
Allied Air | GREAT LAKES | (2,4)PGE13E48110**-** | Natural Gas | Induced Draft | True | True | 1 | False | Horizontal |  | None | Non-Condensing | Single-Stage |  | 0.75 | Standard |  | 110000 | 88000 |  |  | 97100 | 746 | 80 | 78 | [8 empty] | Federally-Regulated Consumer Product | 09/30/2015 |  | 02/23/2016
Allied Air | ALLIED | (2,4)PGE13E48110**-** | Natural Gas | Induced Draft | True | True | 1 | False | Horizontal |  | None | Non-Condensing | Single-Stage |  | 0.75 | Standard |  | 110000 | 88000 |  |  | 97100 | 746 | 80 | 78 | [8 empty] | Federally-Regulated Consumer Product | 09/30/2015 |  | 02/23/2016
Allied Air | ADVANCE COMFORT SYSTEM | (2,4)PGE13E48138**-** | LPG | Induced Draft | True | True | 1 | False | Down |  | None | Non-Condensing | Single-Stage |  | 0.75 | Standard |  | 138000 | 110000 |  |  | 115800 | 782 | 80 | 78 | [8 empty] | Federally-Regulated Consumer Product | 09/30/2015 |  | 02/23/2016
Allied Air | Airease | (2,4)PGE13E48138**-** | LPG | Induced Draft | True | True | 1 | False | Down |  | None | Non-Condensing | Single-Stage |  | 0.75 | Standard |  | 138000 | 110000 |  |  | 115800 | 782 | 80 | 78 | [8 empty] | Federally-Regulated Consumer Product | 09/30/2015 |  | 02/23/2016
Allied Air | ALLIED | (2,4)PGE13E48138**-** | LPG | Induced Draft | True | True | 1 | False | Down |  | None | Non-Condensing | Single-Stage |  | 0.75 | Standard |  | 138000 | 110000 |  |  | 115800 | 782 | 80 | 78 | [8 empty] | Federally-Regulated Consumer Product | 09/30/2015 |  | 02/23/2016
Allied Air | ARMSTRONG AIR | (2,4)PGE13E48138**-** | LPG | Induced Draft | True | True | 1 | False | Down |  | None | Non-Condensing | Single-Stage |  | 0.75 | Standard |  | 138000 | 110000 |  |  | 115800 | 782 | 80 | 78 | [8 empty] | Federally-Regulated Consumer Product | 09/30/2015 |  | 02/23/2016
Allied Air | GREAT LAKES | (2,4)PGE13E48138**-** | LPG | Induced Draft | True | True | 1 | False | Down |  | None | Non-Condensing | Single-Stage |  | 0.75 | Standard |  | 138000 | 110000 |  |  | 115800 | 782 | 80 | 78 | [8 empty] | Federally-Regulated Consumer Product | 09/30/2015 |  | 02/23/2016
Allied Air | ADVANCE COMFORT SYSTEM | (2,4)PGE13E48138**-** | LPG | Induced Draft | True | True | 1 | False | Horizontal |  | None | Non-Condensing | Single-Stage |  | 0.75 | Standard |  | 138000 | 110000 |  |  | 115800 | 782 | 80 | 78 | [8 empty] | Federally-Regulated Consumer Product | 09/30/2015 |  | 02/23/2016
Allied Air | Airease | (2,4)PGE13E48138**-** | LPG | Induced Draft | True | True | 1 | False | Horizontal |  | None | Non-Condensing | Single-Stage |  | 0.75 | Standard |  | 138000 | 110000 |  |  | 115800 | 782 | 80 | 78 | [8 empty] | Federally-Regulated Consumer Product | 09/30/2015 |  | 02/23/2016
Allied Air | ALLIED | (2,4)PGE13E48138**-** | LPG | Induced Draft | True | True | 1 | False | Horizontal |  | None | Non-Condensing | Single-Stage |  | 0.75 | Standard |  | 138000 | 110000 |  |  | 115800 | 782 | 80 | 78 | [8 empty] | Federally-Regulated Consumer Product | 09/30/2015 |  | 02/23/2016
Allied Air | ARMSTRONG AIR | (2,4)PGE13E48138**-** | LPG | Induced Draft | True | True | 1 | False | Horizontal |  | None | Non-Condensing | Single-Stage |  | 0.75 | Standard |  | 138000 | 110000 |  |  | 115800 | 782 | 80 | 78 | [8 empty] | Federally-Regulated Consumer Product | 09/30/2015 |  | 02/23/2016
Allied Air | GREAT LAKES | (2,4)PGE13E48138**-** | LPG | Induced Draft | True | True | 1 | False | Horizontal |  | None | Non-Condensing | Single-Stage |  | 0.75 | Standard |  | 138000 | 110000 |  |  | 115800 | 782 | 80 | 78 | [8 empty] | Federally-Regulated Consumer Product | 09/30/2015 |  | 02/23/2016
Allied Air | ADVANCE COMFORT SYSTEM | (2,4)PGE13E48138**-** | Natural Gas | Induced Draft | True | True | 1 | False | Down |  | None | Non-Condensing | Single-Stage |  | 0.75 | Standard |  | 138000 | 110000 |  |  | 115800 | 782 | 80 | 78 | [8 empty] | Federally-Regulated Consumer Product | 09/30/2015 |  | 02/23/2016
Allied Air | Airease | (2,4)PGE13E48138**-** | Natural Gas | Induced Draft | True | True | 1 | False | Down |  | None | Non-Condensing | Single-Stage |  | 0.75 | Standard |  | 138000 | 110000 |  |  | 115800 | 782 | 80 | 78 | [8 empty] | Federally-Regulated Consumer Product | 09/30/2015 |  | 02/23/2016
Allied Air | ALLIED | (2,4)PGE13E48138**-** | Natural Gas | Induced Draft | True | True | 1 | False | Down |  | None | Non-Condensing | Single-Stage |  | 0.75 | Standard |  | 138000 | 110000 |  |  | 115800 | 782 | 80 | 78 | [8 empty] | Federally-Regulated Consumer Product | 09/30/2015 |  | 02/23/2016
Allied Air | ARMSTRONG AIR | (2,4)PGE13E48138**-** | Natural Gas | Induced Draft | True | True | 1 | False | Down |  | None | Non-Condensing | Single-Stage |  | 0.75 | Standard |  | 138000 | 110000 |  |  | 115800 | 782 | 80 | 78 | [8 empty] | Federally-Regulated Consumer Product | 09/30/2015 |  | 02/23/2016
Allied Air | GREAT LAKES | (2,4)PGE13E48138**-** | Natural Gas | Induced Draft | True | True | 1 | False | Down |  | None | Non-Condensing | Single-Stage |  | 0.75 | Standard |  | 138000 | 110000 |  |  | 115800 | 782 | 80 | 78 | [8 empty] | Federally-Regulated Consumer Product | 09/30/2015 |  | 02/23/2016
Allied Air | ADVANCE COMFORT SYSTEM | (2,4)PGE13E48138**-** | Natural Gas | Induced Draft | True | True | 1 | False | Horizontal |  | None | Non-Condensing | Single-Stage |  | 0.75 | Standard |  | 138000 | 110000 |  |  | 115800 | 782 | 80 | 78 | [8 empty] | Federally-Regulated Consumer Product | 09/30/2015 |  | 02/23/2016
Allied Air | Airease | (2,4)PGE13E48138**-** | Natural Gas | Induced Draft | True | True | 1 | False | Horizontal |  | None | Non-Condensing | Single-Stage |  | 0.75 | Standard |  | 138000 | 110000 |  |  | 115800 | 782 | 80 | 78 | [8 empty] | Federally-Regulated Consumer Product | 09/30/2015 |  | 02/23/2016
Allied Air | ALLIED | (2,4)PGE13E48138**-** | Natural Gas | Induced Draft | True | True | 1 | False | Horizontal |  | None | Non-Condensing | Single-Stage |  | 0.75 | Standard |  | 138000 | 110000 |  |  | 115800 | 782 | 80 | 78 | [8 empty] | Federally-Regulated Consumer Product | 09/30/2015 |  | 02/23/2016
Allied Air | ARMSTRONG AIR | (2,4)PGE13E48138**-** | Natural Gas | Induced Draft | True | True | 1 | False | Horizontal |  | None | Non-Condensing | Single-Stage |  | 0.75 | Standard |  | 138000 | 110000 |  |  | 115800 | 782 | 80 | 78 | [8 empty] | Federally-Regulated Consumer Product | 09/30/2015 |  | 02/23/2016
Allied Air | GREAT LAKES | (2,4)PGE13E48138**-** | Natural Gas | Induced Draft | True | True | 1 | False | Horizontal |  | None | Non-Condensing | Single-Stage |  | 0.75 | Standard |  | 138000 | 110000 |  |  | 115800 | 782 | 80 | 78 | [8 empty] | Federally-Regulated Consumer Product | 09/30/2015 |  | 02/23/2016
Allied Air | ADVANCE COMFORT SYSTEM | (2,4)PGE13E42083**-** | LPG | Induced Draft | True | True | 1 | False | Down |  | None | Non-Condensing | Single-Stage |  | 0.75 | Standard |  | 83000 | 66000 |  |  | 76200 | 760 | 80 | 78 | [8 empty] | Federally-Regulated Consumer Product | 09/30/2015 |  | 02/23/2016
Allied Air | Airease | (2,4)PGE13E42083**-** | LPG | Induced Draft | True | True | 1 | False | Down |  | None | Non-Condensing | Single-Stage |  | 0.75 | Standard |  | 83000 | 66000 |  |  | 76200 | 760 | 80 | 78 | [8 empty] | Federally-Regulated Consumer Product | 09/30/2015 |  | 02/23/2016
Allied Air | ALLIED | (2,4)PGE13E42083**-** | LPG | Induced Draft | True | True | 1 | False | Down |  | None | Non-Condensing | Single-Stage |  | 0.75 | Standard |  | 83000 | 66000 |  |  | 76200 | 760 | 80 | 78 | [8 empty] | Federally-Regulated Consumer Product | 09/30/2015 |  | 02/23/2016
Allied Air | ARMSTRONG AIR | (2,4)PGE13E42083**-** | LPG | Induced Draft | True | True | 1 | False | Down |  | None | Non-Condensing | Single-Stage |  | 0.75 | Standard |  | 83000 | 66000 |  |  | 76200 | 760 | 80 | 78 | [8 empty] | Federally-Regulated Consumer Product | 09/30/2015 |  | 02/23/2016
Allied Air | GREAT LAKES | (2,4)PGE13E42083**-** | LPG | Induced Draft | True | True | 1 | False | Down |  | None | Non-Condensing | Single-Stage |  | 0.75 | Standard |  | 83000 | 66000 |  |  | 76200 | 760 | 80 | 78 | [8 empty] | Federally-Regulated Consumer Product | 09/30/2015 |  | 02/23/2016
Allied Air | ADVANCE COMFORT SYSTEM | (2,4)PGE13E42083**-** | LPG | Induced Draft | True | True | 1 | False | Horizontal |  | None | Non-Condensing | Single-Stage |  | 0.75 | Standard |  | 83000 | 66000 |  |  | 76200 | 760 | 80 | 78 | [8 empty] | Federally-Regulated Consumer Product | 09/30/2015 |  | 02/23/2016
Allied Air | Airease | (2,4)PGE13E42083**-** | LPG | Induced Draft | True | True | 1 | False | Horizontal |  | None | Non-Condensing | Single-Stage |  | 0.75 | Standard |  | 83000 | 66000 |  |  | 76200 | 760 | 80 | 78 | [8 empty] | Federally-Regulated Consumer Product | 09/30/2015 |  | 02/23/2016
Allied Air | ALLIED | (2,4)PGE13E42083**-** | LPG | Induced Draft | True | True | 1 | False | Horizontal |  | None | Non-Condensing | Single-Stage |  | 0.75 | Standard |  | 83000 | 66000 |  |  | 76200 | 760 | 80 | 78 | [8 empty] | Federally-Regulated Consumer Product | 09/30/2015 |  | 02/23/2016
Allied Air | ARMSTRONG AIR | (2,4)PGE13E42083**-** | LPG | Induced Draft | True | True | 1 | False | Horizontal |  | None | Non-Condensing | Single-Stage |  | 0.75 | Standard |  | 83000 | 66000 |  |  | 76200 | 760 | 80 | 78 | [8 empty] | Federally-Regulated Consumer Product | 09/30/2015 |  | 02/23/2016
Allied Air | GREAT LAKES | (2,4)PGE13E42083**-** | LPG | Induced Draft | True | True | 1 | False | Horizontal |  | None | Non-Condensing | Single-Stage |  | 0.75 | Standard |  | 83000 | 66000 |  |  | 76200 | 760 | 80 | 78 | [8 empty] | Federally-Regulated Consumer Product | 09/30/2015 |  | 02/23/2016
Allied Air | ADVANCE COMFORT SYSTEM | (2,4)PGE13E42083**-** | Natural Gas | Induced Draft | True | True | 1 | False | Down |  | None | Non-Condensing | Single-Stage |  | 0.75 | Standard |  | 83000 | 66000 |  |  | 76200 | 760 | 80 | 78 | [8 empty] | Federally-Regulated Consumer Product | 09/30/2015 |  | 02/23/2016
Allied Air | Airease | (2,4)PGE13E42083**-** | Natural Gas | Induced Draft | True | True | 1 | False | Down |  | None | Non-Condensing | Single-Stage |  | 0.75 | Standard |  | 83000 | 66000 |  |  | 76200 | 760 | 80 | 78 | [8 empty] | Federally-Regulated Consumer Product | 09/30/2015 |  | 02/23/2016
Allied Air | ALLIED | (2,4)PGE13E42083**-** | Natural Gas | Induced Draft | True | True | 1 | False | Down |  | None | Non-Condensing | Single-Stage |  | 0.75 | Standard |  | 83000 | 66000 |  |  | 76200 | 760 | 80 | 78 | [8 empty] | Federally-Regulated Consumer Product | 09/30/2015 |  | 02/23/2016
Allied Air | ARMSTRONG AIR | (2,4)PGE13E42083**-** | Natural Gas | Induced Draft | True | True | 1 | False | Down |  | None | Non-Condensing | Single-Stage |  | 0.75 | Standard |  | 83000 | 66000 |  |  | 76200 | 760 | 80 | 78 | [8 empty] | Federally-Regulated Consumer Product | 09/30/2015 |  | 02/23/2016
Allied Air | GREAT LAKES | (2,4)PGE13E42083**-** | Natural Gas | Induced Draft | True | True | 1 | False | Down |  | None | Non-Condensing | Single-Stage |  | 0.75 | Standard |  | 83000 | 66000 |  |  | 76200 | 760 | 80 | 78 | [8 empty] | Federally-Regulated Consumer Product | 09/30/2015 |  | 02/23/2016
Allied Air | ADVANCE COMFORT SYSTEM | (2,4)PGE13E42083**-** | Natural Gas | Induced Draft | True | True | 1 | False | Horizontal |  | None | Non-Condensing | Single-Stage |  | 0.75 | Standard |  | 83000 | 66000 |  |  | 76200 | 760 | 80 | 78 | [8 empty] | Federally-Regulated Consumer Product | 09/30/2015 |  | 02/23/2016
Allied Air | Airease | (2,4)PGE13E42083**-** | Natural Gas | Induced Draft | True | True | 1 | False | Horizontal |  | None | Non-Condensing | Single-Stage |  | 0.75 | Standard |  | 83000 | 66000 |  |  | 76200 | 760 | 80 | 78 | [8 empty] | Federally-Regulated Consumer Product | 09/30/2015 |  | 02/23/2016
Allied Air | ALLIED | (2,4)PGE13E42083**-** | Natural Gas | Induced Draft | True | True | 1 | False | Horizontal |  | None | Non-Condensing | Single-Stage |  | 0.75 | Standard |  | 83000 | 66000 |  |  | 76200 | 760 | 80 | 78 | [8 empty] | Federally-Regulated Consumer Product | 09/30/2015 |  | 02/23/2016
Allied Air | ARMSTRONG AIR | (2,4)PGE13E42083**-** | Natural Gas | Induced Draft | True | True | 1 | False | Horizontal |  | None | Non-Condensing | Single-Stage |  | 0.75 | Standard |  | 83000 | 66000 |  |  | 76200 | 760 | 80 | 78 | [8 empty] | Federally-Regulated Consumer Product | 09/30/2015 |  | 02/23/2016
Allied Air | GREAT LAKES | (2,4)PGE13E42083**-** | Natural Gas | Induced Draft | True | True | 1 | False | Horizontal |  | None | Non-Condensing | Single-Stage |  | 0.75 | Standard |  | 83000 | 66000 |  |  | 76200 | 760 | 80 | 78 | [8 empty] | Federally-Regulated Consumer Product | 09/30/2015 |  | 02/23/2016
Allied Air | ADVANCE COMFORT SYSTEM | (2,4)PGE13E24068**-** | LPG | Induced Draft | True | True | 1 | False | Down |  | None | Non-Condensing | Single-Stage |  | 0.5 | Standard |  | 68000 | 54000 |  |  | 57300 | 540 | 80 | 78 | [8 empty] | Federally-Regulated Consumer Product | 09/30/2015 |  | 02/23/2016
Allied Air | AIRE COMMAND | (2,4)PGE13E24068**-** | LPG | Induced Draft | True | True | 1 | False | Down |  | None | Non-Condensing | Single-Stage |  | 0.5 | Standard |  | 68000 | 54000 |  |  | 57300 | 540 | 80 | 78 | [8 empty] | Federally-Regulated Consumer Product | 09/30/2015 |  | 02/23/2016
Allied Air | Airease | (2,4)PGE13E24068**-** | LPG | Induced Draft | True | True | 1 | False | Down |  | None | Non-Condensing | Single-Stage |  | 0.5 | Standard |  | 68000 | 54000 |  |  | 57300 | 540 | 80 | 78 | [8 empty] | Federally-Regulated Consumer Product | 09/30/2015 |  | 02/23/2016
Allied Air | ALLIED | (2,4)PGE13E24068**-** | LPG | Induced Draft | True | True | 1 | False | Down |  | None | Non-Condensing | Single-Stage |  | 0.5 | Standard |  | 68000 | 54000 |  |  | 57300 | 540 | 80 | 78 | [8 empty] | Federally-Regulated Consumer Product | 09/30/2015 |  | 02/23/2016
Allied Air | Armstrong | (2,4)PGE13E24068**-** | LPG | Induced Draft | True | True | 1 | False | Down |  | None | Non-Condensing | Single-Stage |  | 0.5 | Standard |  | 68000 | 54000 |  |  | 57300 | 540 | 80 | 78 | [8 empty] | Federally-Regulated Consumer Product | 09/30/2015 |  | 02/23/2016
Allied Air | GREAT LAKES | (2,4)PGE13E24068**-** | LPG | Induced Draft | True | True | 1 | False | Down |  | None | Non-Condensing | Single-Stage |  | 0.5 | Standard |  | 68000 | 54000 |  |  | 57300 | 540 | 80 | 78 | [8 empty] | Federally-Regulated Consumer Product | 09/30/2015 |  | 02/23/2016
Allied Air | KERR SMART ENERGY | (2,4)PGE13E24068**-** | LPG | Induced Draft | True | True | 1 | False | Down |  | None | Non-Condensing | Single-Stage |  | 0.5 | Standard |  | 68000 | 54000 |  |  | 57300 | 540 | 80 | 78 | [8 empty] | Federally-Regulated Consumer Product | 09/30/2015 |  | 02/23/2016
Allied Air | ADVANCE COMFORT SYSTEM | (2,4)PGE13E24068**-** | LPG | Induced Draft | True | True | 1 | False | Horizontal |  | None | Non-Condensing | Single-Stage |  | 0.5 | Standard |  | 68000 | 54000 |  |  | 57300 | 540 | 80 | 78 | [8 empty] | Federally-Regulated Consumer Product | 09/30/2015 |  | 02/23/2016
Allied Air | AIRE COMMAND | (2,4)PGE13E24068**-** | LPG | Induced Draft | True | True | 1 | False | Horizontal |  | None | Non-Condensing | Single-Stage |  | 0.5 | Standard |  | 68000 | 54000 |  |  | 57300 | 540 | 80 | 78 | [8 empty] | Federally-Regulated Consumer Product | 09/30/2015 |  | 02/23/2016
Allied Air | Airease | (2,4)PGE13E24068**-** | LPG | Induced Draft | True | True | 1 | False | Horizontal |  | None | Non-Condensing | Single-Stage |  | 0.5 | Standard |  | 68000 | 54000 |  |  | 57300 | 540 | 80 | 78 | [8 empty] | Federally-Regulated Consumer Product | 09/30/2015 |  | 02/23/2016
Allied Air | ALLIED | (2,4)PGE13E24068**-** | LPG | Induced Draft | True | True | 1 | False | Horizontal |  | None | Non-Condensing | Single-Stage |  | 0.5 | Standard |  | 68000 | 54000 |  |  | 57300 | 540 | 80 | 78 | [8 empty] | Federally-Regulated Consumer Product | 09/30/2015 |  | 02/23/2016
Allied Air | Armstrong | (2,4)PGE13E24068**-** | LPG | Induced Draft | True | True | 1 | False | Horizontal |  | None | Non-Condensing | Single-Stage |  | 0.5 | Standard |  | 68000 | 54000 |  |  | 57300 | 540 | 80 | 78 | [8 empty] | Federally-Regulated Consumer Product | 09/30/2015 |  | 02/23/2016
Allied Air | GREAT LAKES | (2,4)PGE13E24068**-** | LPG | Induced Draft | True | True | 1 | False | Horizontal |  | None | Non-Condensing | Single-Stage |  | 0.5 | Standard |  | 68000 | 54000 |  |  | 57300 | 540 | 80 | 78 | [8 empty] | Federally-Regulated Consumer Product | 09/30/2015 |  | 02/23/2016
Allied Air | KERR SMART ENERGY | (2,4)PGE13E24068**-** | LPG | Induced Draft | True | True | 1 | False | Horizontal |  | None | Non-Condensing | Single-Stage |  | 0.5 | Standard |  | 68000 | 54000 |  |  | 57300 | 540 | 80 | 78 | [8 empty] | Federally-Regulated Consumer Product | 09/30/2015 |  | 02/23/2016
Allied Air | ADVANCE COMFORT SYSTEM | (2,4)PGE13E24068**-** | Natural Gas | Induced Draft | True | True | 1 | False | Down |  | None | Non-Condensing | Single-Stage |  | 0.5 | Standard |  | 68000 | 54000 |  |  | 57300 | 540 | 80 | 78 | [8 empty] | Federally-Regulated Consumer Product | 09/30/2015 |  | 02/23/2016
Allied Air | AIRE COMMAND | (2,4)PGE13E24068**-** | Natural Gas | Induced Draft | True | True | 1 | False | Down |  | None | Non-Condensing | Single-Stage |  | 0.5 | Standard |  | 68000 | 54000 |  |  | 57300 | 540 | 80 | 78 | [8 empty] | Federally-Regulated Consumer Product | 09/30/2015 |  | 02/23/2016
Allied Air | Airease | (2,4)PGE13E24068**-** | Natural Gas | Induced Draft | True | True | 1 | False | Down |  | None | Non-Condensing | Single-Stage |  | 0.5 | Standard |  | 68000 | 54000 |  |  | 57300 | 540 | 80 | 78 | [8 empty] | Federally-Regulated Consumer Product | 09/30/2015 |  | 02/23/2016
Allied Air | ALLIED | (2,4)PGE13E24068**-** | Natural Gas | Induced Draft | True | True | 1 | False | Down |  | None | Non-Condensing | Single-Stage |  | 0.5 | Standard |  | 68000 | 54000 |  |  | 57300 | 540 | 80 | 78 | [8 empty] | Federally-Regulated Consumer Product | 09/30/2015 |  | 02/23/2016
Allied Air | Armstrong | (2,4)PGE13E24068**-** | Natural Gas | Induced Draft | True | True | 1 | False | Down |  | None | Non-Condensing | Single-Stage |  | 0.5 | Standard |  | 68000 | 54000 |  |  | 57300 | 540 | 80 | 78 | [8 empty] | Federally-Regulated Consumer Product | 09/30/2015 |  | 02/23/2016
Allied Air | GREAT LAKES | (2,4)PGE13E24068**-** | Natural Gas | Induced Draft | True | True | 1 | False | Down |  | None | Non-Condensing | Single-Stage |  | 0.5 | Standard |  | 68000 | 54000 |  |  | 57300 | 540 | 80 | 78 | [8 empty] | Federally-Regulated Consumer Product | 09/30/2015 |  | 02/23/2016
Allied Air | KERR SMART ENERGY | (2,4)PGE13E24068**-** | Natural Gas | Induced Draft | True | True | 1 | False | Down |  | None | Non-Condensing | Single-Stage |  | 0.5 | Standard |  | 68000 | 54000 |  |  | 57300 | 540 | 80 | 78 | [8 empty] | Federally-Regulated Consumer Product | 09/30/2015 |  | 02/23/2016
Allied Air | ADVANCE COMFORT SYSTEM | (2,4)PGE13E24068**-** | Natural Gas | Induced Draft | True | True | 1 | False | Horizontal |  | None | Non-Condensing | Single-Stage |  | 0.5 | Standard |  | 68000 | 54000 |  |  | 57300 | 540 | 80 | 78 | [8 empty] | Federally-Regulated Consumer Product | 09/30/2015 |  | 02/23/2016
Allied Air | AIRE COMMAND | (2,4)PGE13E24068**-** | Natural Gas | Induced Draft | True | True | 1 | False | Horizontal |  | None | Non-Condensing | Single-Stage |  | 0.5 | Standard |  | 68000 | 54000 |  |  | 57300 | 540 | 80 | 78 | [8 empty] | Federally-Regulated Consumer Product | 09/30/2015 |  | 02/23/2016
Allied Air | Airease | (2,4)PGE13E24068**-** | Natural Gas | Induced Draft | True | True | 1 | False | Horizontal |  | None | Non-Condensing | Single-Stage |  | 0.5 | Standard |  | 68000 | 54000 |  |  | 57300 | 540 | 80 | 78 | [8 empty] | Federally-Regulated Consumer Product | 09/30/2015 |  | 02/23/2016
Allied Air | ALLIED | (2,4)PGE13E24068**-** | Natural Gas | Induced Draft | True | True | 1 | False | Horizontal |  | None | Non-Condensing | Single-Stage |  | 0.5 | Standard |  | 68000 | 54000 |  |  | 57300 | 540 | 80 | 78 | [8 empty] | Federally-Regulated Consumer Product | 09/30/2015 |  | 02/23/2016
Allied Air | Armstrong | (2,4)PGE13E24068**-** | Natural Gas | Induced Draft | True | True | 1 | False | Horizontal |  | None | Non-Condensing | Single-Stage |  | 0.5 | Standard |  | 68000 | 54000 |  |  | 57300 | 540 | 80 | 78 | [8 empty] | Federally-Regulated Consumer Product | 09/30/2015 |  | 02/23/2016
Allied Air | GREAT LAKES | (2,4)PGE13E24068**-** | Natural Gas | Induced Draft | True | True | 1 | False | Horizontal |  | None | Non-Condensing | Single-Stage |  | 0.5 | Standard |  | 68000 | 54000 |  |  | 57300 | 540 | 80 | 78 | [8 empty] | Federally-Regulated Consumer Product | 09/30/2015 |  | 02/23/2016
Allied Air | KERR SMART ENERGY | (2,4)PGE13E24068**-** | Natural Gas | Induced Draft | True | True | 1 | False | Horizontal |  | None | Non-Condensing | Single-Stage |  | 0.5 | Standard |  | 68000 | 54000 |  |  | 57300 | 540 | 80 | 78 | [8 empty] | Federally-Regulated Consumer Product | 09/30/2015 |  | 02/23/2016
Allied Air | ADVANCE COMFORT SYSTEM | (2,4)PGE13E48083**-** | LPG | Induced Draft | True | True | 1 | False | Down |  | None | Non-Condensing | Single-Stage |  | 0.75 | Standard |  | 83000 | 66000 |  |  | 76200 | 760 | 80 | 78 | [8 empty] | Federally-Regulated Consumer Product | 09/30/2015 |  | 02/23/2016
Allied Air | Airease | (2,4)PGE13E48083**-** | LPG | Induced Draft | True | True | 1 | False | Down |  | None | Non-Condensing | Single-Stage |  | 0.75 | Standard |  | 83000 | 66000 |  |  | 76200 | 760 | 80 | 78 | [8 empty] | Federally-Regulated Consumer Product | 09/30/2015 |  | 02/23/2016
Allied Air | ALLIED | (2,4)PGE13E48083**-** | LPG | Induced Draft | True | True | 1 | False | Down |  | None | Non-Condensing | Single-Stage |  | 0.75 | Standard |  | 83000 | 66000 |  |  | 76200 | 760 | 80 | 78 | [8 empty] | Federally-Regulated Consumer Product | 09/30/2015 |  | 02/23/2016
Allied Air | ARMSTRONG AIR | (2,4)PGE13E48083**-** | LPG | Induced Draft | True | True | 1 | False | Down |  | None | Non-Condensing | Single-Stage |  | 0.75 | Standard |  | 83000 | 66000 |  |  | 76200 | 760 | 80 | 78 | [8 empty] | Federally-Regulated Consumer Product | 09/30/2015 |  | 02/23/2016
Allied Air | GREAT LAKES | (2,4)PGE13E48083**-** | LPG | Induced Draft | True | True | 1 | False | Down |  | None | Non-Condensing | Single-Stage |  | 0.75 | Standard |  | 83000 | 66000 |  |  | 76200 | 760 | 80 | 78 | [8 empty] | Federally-Regulated Consumer Product | 09/30/2015 |  | 02/23/2016
Allied Air | ADVANCE COMFORT SYSTEM | (2,4)PGE13E48083**-** | LPG | Induced Draft | True | True | 1 | False | Horizontal |  | None | Non-Condensing | Single-Stage |  | 0.75 | Standard |  | 83000 | 66000 |  |  | 76200 | 760 | 80 | 78 | [8 empty] | Federally-Regulated Consumer Product | 09/30/2015 |  | 02/23/2016
Allied Air | Airease | (2,4)PGE13E48083**-** | LPG | Induced Draft | True | True | 1 | False | Horizontal |  | None | Non-Condensing | Single-Stage |  | 0.75 | Standard |  | 83000 | 66000 |  |  | 76200 | 760 | 80 | 78 | [8 empty] | Federally-Regulated Consumer Product | 09/30/2015 |  | 02/23/2016
Allied Air | ALLIED | (2,4)PGE13E48083**-** | LPG | Induced Draft | True | True | 1 | False | Horizontal |  | None | Non-Condensing | Single-Stage |  | 0.75 | Standard |  | 83000 | 66000 |  |  | 76200 | 760 | 80 | 78 | [8 empty] | Federally-Regulated Consumer Product | 09/30/2015 |  | 02/23/2016
Allied Air | ARMSTRONG AIR | (2,4)PGE13E48083**-** | LPG | Induced Draft | True | True | 1 | False | Horizontal |  | None | Non-Condensing | Single-Stage |  | 0.75 | Standard |  | 83000 | 66000 |  |  | 76200 | 760 | 80 | 78 | [8 empty] | Federally-Regulated Consumer Product | 09/30/2015 |  | 02/23/2016
Allied Air | GREAT LAKES | (2,4)PGE13E48083**-** | LPG | Induced Draft | True | True | 1 | False | Horizontal |  | None | Non-Condensing | Single-Stage |  | 0.75 | Standard |  | 83000 | 66000 |  |  | 76200 | 760 | 80 | 78 | [8 empty] | Federally-Regulated Consumer Product | 09/30/2015 |  | 02/23/2016
Allied Air | ADVANCE COMFORT SYSTEM | (2,4)PGE13E48083**-** | Natural Gas | Induced Draft | True | True | 1 | False | Down |  | None | Non-Condensing | Single-Stage |  | 0.75 | Standard |  | 83000 | 66000 |  |  | 76200 | 760 | 80 | 78 | [8 empty] | Federally-Regulated Consumer Product | 09/30/2015 |  | 02/23/2016
Allied Air | Airease | (2,4)PGE13E48083**-** | Natural Gas | Induced Draft | True | True | 1 | False | Down |  | None | Non-Condensing | Single-Stage |  | 0.75 | Standard |  | 83000 | 66000 |  |  | 76200 | 760 | 80 | 78 | [8 empty] | Federally-Regulated Consumer Product | 09/30/2015 |  | 02/23/2016
Allied Air | ALLIED | (2,4)PGE13E48083**-** | Natural Gas | Induced Draft | True | True | 1 | False | Down |  | None | Non-Condensing | Single-Stage |  | 0.75 | Standard |  | 83000 | 66000 |  |  | 76200 | 760 | 80 | 78 | [8 empty] | Federally-Regulated Consumer Product | 09/30/2015 |  | 02/23/2016
Allied Air | ARMSTRONG AIR | (2,4)PGE13E48083**-** | Natural Gas | Induced Draft | True | True | 1 | False | Down |  | None | Non-Condensing | Single-Stage |  | 0.75 | Standard |  | 83000 | 66000 |  |  | 76200 | 760 | 80 | 78 | [8 empty] | Federally-Regulated Consumer Product | 09/30/2015 |  | 02/23/2016
Allied Air | GREAT LAKES | (2,4)PGE13E48083**-** | Natural Gas | Induced Draft | True | True | 1 | False | Down |  | None | Non-Condensing | Single-Stage |  | 0.75 | Standard |  | 83000 | 66000 |  |  | 76200 | 760 | 80 | 78 | [8 empty] | Federally-Regulated Consumer Product | 09/30/2015 |  | 02/23/2016
Allied Air | ADVANCE COMFORT SYSTEM | (2,4)PGE13E48083**-** | Natural Gas | Induced Draft | True | True | 1 | False | Horizontal |  | None | Non-Condensing | Single-Stage |  | 0.75 | Standard |  | 83000 | 66000 |  |  | 76200 | 760 | 80 | 78 | [8 empty] | Federally-Regulated Consumer Product | 09/30/2015 |  | 02/23/2016
Allied Air | Airease | (2,4)PGE13E48083**-** | Natural Gas | Induced Draft | True | True | 1 | False | Horizontal |  | None | Non-Condensing | Single-Stage |  | 0.75 | Standard |  | 83000 | 66000 |  |  | 76200 | 760 | 80 | 78 | [8 empty] | Federally-Regulated Consumer Product | 09/30/2015 |  | 02/23/2016
Allied Air | ALLIED | (2,4)PGE13E48083**-** | Natural Gas | Induced Draft | True | True | 1 | False | Horizontal |  | None | Non-Condensing | Single-Stage |  | 0.75 | Standard |  | 83000 | 66000 |  |  | 76200 | 760 | 80 | 78 | [8 empty] | Federally-Regulated Consumer Product | 09/30/2015 |  | 02/23/2016
Allied Air | ARMSTRONG AIR | (2,4)PGE13E48083**-** | Natural Gas | Induced Draft | True | True | 1 | False | Horizontal |  | None | Non-Condensing | Single-Stage |  | 0.75 | Standard |  | 83000 | 66000 |  |  | 76200 | 760 | 80 | 78 | [8 empty] | Federally-Regulated Consumer Product | 09/30/2015 |  | 02/23/2016
Allied Air | GREAT LAKES | (2,4)PGE13E48083**-** | Natural Gas | Induced Draft | True | True | 1 | False | Horizontal |  | None | Non-Condensing | Single-Stage |  | 0.75 | Standard |  | 83000 | 66000 |  |  | 76200 | 760 | 80 | 78 | [8 empty] | Federally-Regulated Consumer Product | 09/30/2015 |  | 02/23/2016
Allied Air | Airease | (2,4)PGE13E60110**-** | LPG | Induced Draft | True | True | 1 | False | Down |  | None | Non-Condensing | Single-Stage |  | 0.75 | Standard |  | 110000 | 88000 |  |  | 97100 | 746 | 80 | 78 | [8 empty] | Federally-Regulated Consumer Product | 09/30/2015 |  | 02/23/2016
Allied Air | ARMSTRONG AIR | (2,4)PGE13E60110**-** | LPG | Induced Draft | True | True | 1 | False | Down |  | None | Non-Condensing | Single-Stage |  | 0.75 | Standard |  | 110000 | 88000 |  |  | 97100 | 746 | 80 | 78 | [8 empty] | Federally-Regulated Consumer Product | 09/30/2015 |  | 02/23/2016
Allied Air | ADVANCE COMFORT SYSTEM | (2,4)PGE13E60110**-** | LPG | Induced Draft | True | True | 1 | False | Down |  | None | Non-Condensing | Single-Stage |  | 0.75 | Standard |  | 110000 | 88000 |  |  | 97100 | 746 | 80 | 78 | [8 empty] | Federally-Regulated Consumer Product | 09/30/2015 |  | 02/23/2016
Allied Air | GREAT LAKES | (2,4)PGE13E60110**-** | LPG | Induced Draft | True | True | 1 | False | Down |  | None | Non-Condensing | Single-Stage |  | 0.75 | Standard |  | 110000 | 88000 |  |  | 97100 | 746 | 80 | 78 | [8 empty] | Federally-Regulated Consumer Product | 09/30/2015 |  | 02/23/2016
Allied Air | ALLIED | (2,4)PGE13E60110**-** | LPG | Induced Draft | True | True | 1 | False | Down |  | None | Non-Condensing | Single-Stage |  | 0.75 | Standard |  | 110000 | 88000 |  |  | 97100 | 746 | 80 | 78 | [8 empty] | Federally-Regulated Consumer Product | 09/30/2015 |  | 02/23/2016
Allied Air | Airease | (2,4)PGE13E60110**-** | LPG | Induced Draft | True | True | 1 | False | Horizontal |  | None | Non-Condensing | Single-Stage |  | 0.75 | Standard |  | 110000 | 88000 |  |  | 97100 | 746 | 80 | 78 | [8 empty] | Federally-Regulated Consumer Product | 09/30/2015 |  | 02/23/2016
Allied Air | ARMSTRONG AIR | (2,4)PGE13E60110**-** | LPG | Induced Draft | True | True | 1 | False | Horizontal |  | None | Non-Condensing | Single-Stage |  | 0.75 | Standard |  | 110000 | 88000 |  |  | 97100 | 746 | 80 | 78 | [8 empty] | Federally-Regulated Consumer Product | 09/30/2015 |  | 02/23/2016
Allied Air | ADVANCE COMFORT SYSTEM | (2,4)PGE13E60110**-** | LPG | Induced Draft | True | True | 1 | False | Horizontal |  | None | Non-Condensing | Single-Stage |  | 0.75 | Standard |  | 110000 | 88000 |  |  | 97100 | 746 | 80 | 78 | [8 empty] | Federally-Regulated Consumer Product | 09/30/2015 |  | 02/23/2016
Allied Air | GREAT LAKES | (2,4)PGE13E60110**-** | LPG | Induced Draft | True | True | 1 | False | Horizontal |  | None | Non-Condensing | Single-Stage |  | 0.75 | Standard |  | 110000 | 88000 |  |  | 97100 | 746 | 80 | 78 | [8 empty] | Federally-Regulated Consumer Product | 09/30/2015 |  | 02/23/2016
Allied Air | ALLIED | (2,4)PGE13E60110**-** | LPG | Induced Draft | True | True | 1 | False | Horizontal |  | None | Non-Condensing | Single-Stage |  | 0.75 | Standard |  | 110000 | 88000 |  |  | 97100 | 746 | 80 | 78 | [8 empty] | Federally-Regulated Consumer Product | 09/30/2015 |  | 02/23/2016
Allied Air | Airease | (2,4)PGE13E60110**-** | Natural Gas | Induced Draft | True | True | 1 | False | Down |  | None | Non-Condensing | Single-Stage |  | 0.75 | Standard |  | 110000 | 88000 |  |  | 97100 | 746 | 80 | 78 | [8 empty] | Federally-Regulated Consumer Product | 09/30/2015 |  | 02/23/2016
Allied Air | ARMSTRONG AIR | (2,4)PGE13E60110**-** | Natural Gas | Induced Draft | True | True | 1 | False | Down |  | None | Non-Condensing | Single-Stage |  | 0.75 | Standard |  | 110000 | 88000 |  |  | 97100 | 746 | 80 | 78 | [8 empty] | Federally-Regulated Consumer Product | 09/30/2015 |  | 02/23/2016
Allied Air | ADVANCE COMFORT SYSTEM | (2,4)PGE13E60110**-** | Natural Gas | Induced Draft | True | True | 1 | False | Down |  | None | Non-Condensing | Single-Stage |  | 0.75 | Standard |  | 110000 | 88000 |  |  | 97100 | 746 | 80 | 78 | [8 empty] | Federally-Regulated Consumer Product | 09/30/2015 |  | 02/23/2016
Allied Air | GREAT LAKES | (2,4)PGE13E60110**-** | Natural Gas | Induced Draft | True | True | 1 | False | Down |  | None | Non-Condensing | Single-Stage |  | 0.75 | Standard |  | 110000 | 88000 |  |  | 97100 | 746 | 80 | 78 | [8 empty] | Federally-Regulated Consumer Product | 09/30/2015 |  | 02/23/2016
Allied Air | ALLIED | (2,4)PGE13E60110**-** | Natural Gas | Induced Draft | True | True | 1 | False | Down |  | None | Non-Condensing | Single-Stage |  | 0.75 | Standard |  | 110000 | 88000 |  |  | 97100 | 746 | 80 | 78 | [8 empty] | Federally-Regulated Consumer Product | 09/30/2015 |  | 02/23/2016
Allied Air | Airease | (2,4)PGE13E60110**-** | Natural Gas | Induced Draft | True | True | 1 | False | Horizontal |  | None | Non-Condensing | Single-Stage |  | 0.75 | Standard |  | 110000 | 88000 |  |  | 97100 | 746 | 80 | 78 | [8 empty] | Federally-Regulated Consumer Product | 09/30/2015 |  | 02/23/2016
Allied Air | ARMSTRONG AIR | (2,4)PGE13E60110**-** | Natural Gas | Induced Draft | True | True | 1 | False | Horizontal |  | None | Non-Condensing | Single-Stage |  | 0.75 | Standard |  | 110000 | 88000 |  |  | 97100 | 746 | 80 | 78 | [8 empty] | Federally-Regulated Consumer Product | 09/30/2015 |  | 02/23/2016
Allied Air | ADVANCE COMFORT SYSTEM | (2,4)PGE13E60110**-** | Natural Gas | Induced Draft | True | True | 1 | False | Horizontal |  | None | Non-Condensing | Single-Stage |  | 0.75 | Standard |  | 110000 | 88000 |  |  | 97100 | 746 | 80 | 78 | [8 empty] | Federally-Regulated Consumer Product | 09/30/2015 |  | 02/23/2016
Allied Air | GREAT LAKES | (2,4)PGE13E60110**-** | Natural Gas | Induced Draft | True | True | 1 | False | Horizontal |  | None | Non-Condensing | Single-Stage |  | 0.75 | Standard |  | 110000 | 88000 |  |  | 97100 | 746 | 80 | 78 | [8 empty] | Federally-Regulated Consumer Product | 09/30/2015 |  | 02/23/2016
Allied Air | ALLIED | (2,4)PGE13E60110**-** | Natural Gas | Induced Draft | True | True | 1 | False | Horizontal |  | None | Non-Condensing | Single-Stage |  | 0.75 | Standard |  | 110000 | 88000 |  |  | 97100 | 746 | 80 | 78 | [8 empty] | Federally-Regulated Consumer Product | 09/30/2015 |  | 02/23/2016
Allied Air | ADVANCE COMFORT SYSTEM | 4PGE15E36068**-** | LPG | Induced Draft | True | True | 1 | False | Down |  | None | Non-Condensing | Single-Stage |  | 0.33 | Standard |  | 68000 | 54000 |  |  | 58500 | 252 | 80 | 78 | [8 empty] | Federally-Regulated Consumer Product | 09/30/2015 |  | 02/23/2016
Allied Air | Airease | 4PGE15E36068**-** | LPG | Induced Draft | True | True | 1 | False | Down |  | None | Non-Condensing | Single-Stage |  | 0.33 | Standard |  | 68000 | 54000 |  |  | 58500 | 252 | 80 | 78 | [8 empty] | Federally-Regulated Consumer Product | 09/30/2015 |  | 02/23/2016
Allied Air | ALLIED | 4PGE15E36068**-** | LPG | Induced Draft | True | True | 1 | False | Down |  | None | Non-Condensing | Single-Stage |  | 0.33 | Standard |  | 68000 | 54000 |  |  | 58500 | 252 | 80 | 78 | [8 empty] | Federally-Regulated Consumer Product | 09/30/2015 |  | 02/23/2016
Allied Air | ARMSTRONG AIR | 4PGE15E36068**-** | LPG | Induced Draft | True | True | 1 | False | Down |  | None | Non-Condensing | Single-Stage |  | 0.33 | Standard |  | 68000 | 54000 |  |  | 58500 | 252 | 80 | 78 | [8 empty] | Federally-Regulated Consumer Product | 09/30/2015 |  | 02/23/2016
Allied Air | GREAT LAKES | 4PGE15E36068**-** | LPG | Induced Draft | True | True | 1 | False | Down |  | None | Non-Condensing | Single-Stage |  | 0.33 | Standard |  | 68000 | 54000 |  |  | 58500 | 252 | 80 | 78 | [8 empty] | Federally-Regulated Consumer Product | 09/30/2015 |  | 02/23/2016
Allied Air | ADVANCE COMFORT SYSTEM | 4PGE15E36068**-** | LPG | Induced Draft | True | True | 1 | False | Horizontal |  | None | Non-Condensing | Single-Stage |  | 0.33 | Standard |  | 68000 | 54000 |  |  | 58500 | 252 | 80 | 78 | [8 empty] | Federally-Regulated Consumer Product | 09/30/2015 |  | 02/23/2016
Allied Air | Airease | 4PGE15E36068**-** | LPG | Induced Draft | True | True | 1 | False | Horizontal |  | None | Non-Condensing | Single-Stage |  | 0.33 | Standard |  | 68000 | 54000 |  |  | 58500 | 252 | 80 | 78 | [8 empty] | Federally-Regulated Consumer Product | 09/30/2015 |  | 02/23/2016
Allied Air | ALLIED | 4PGE15E36068**-** | LPG | Induced Draft | True | True | 1 | False | Horizontal |  | None | Non-Condensing | Single-Stage |  | 0.33 | Standard |  | 68000 | 54000 |  |  | 58500 | 252 | 80 | 78 | [8 empty] | Federally-Regulated Consumer Product | 09/30/2015 |  | 02/23/2016
Allied Air | ARMSTRONG AIR | 4PGE15E36068**-** | LPG | Induced Draft | True | True | 1 | False | Horizontal |  | None | Non-Condensing | Single-Stage |  | 0.33 | Standard |  | 68000 | 54000 |  |  | 58500 | 252 | 80 | 78 | [8 empty] | Federally-Regulated Consumer Product | 09/30/2015 |  | 02/23/2016
Allied Air | GREAT LAKES | 4PGE15E36068**-** | LPG | Induced Draft | True | True | 1 | False | Horizontal |  | None | Non-Condensing | Single-Stage |  | 0.33 | Standard |  | 68000 | 54000 |  |  | 58500 | 252 | 80 | 78 | [8 empty] | Federally-Regulated Consumer Product | 09/30/2015 |  | 02/23/2016
Allied Air | ADVANCE COMFORT SYSTEM | 4PGE15E36068**-** | Natural Gas | Induced Draft | True | True | 1 | False | Down |  | None | Non-Condensing | Single-Stage |  | 0.33 | Standard |  | 68000 | 54000 |  |  | 58500 | 252 | 80 | 78 | [8 empty] | Federally-Regulated Consumer Product | 09/30/2015 |  | 02/23/2016
Allied Air | Airease | 4PGE15E36068**-** | Natural Gas | Induced Draft | True | True | 1 | False | Down |  | None | Non-Condensing | Single-Stage |  | 0.33 | Standard |  | 68000 | 54000 |  |  | 58500 | 252 | 80 | 78 | [8 empty] | Federally-Regulated Consumer Product | 09/30/2015 |  | 02/23/2016
Allied Air | ALLIED | 4PGE15E36068**-** | Natural Gas | Induced Draft | True | True | 1 | False | Down |  | None | Non-Condensing | Single-Stage |  | 0.33 | Standard |  | 68000 | 54000 |  |  | 58500 | 252 | 80 | 78 | [8 empty] | Federally-Regulated Consumer Product | 09/30/2015 |  | 02/23/2016
Allied Air | ARMSTRONG AIR | 4PGE15E36068**-** | Natural Gas | Induced Draft | True | True | 1 | False | Down |  | None | Non-Condensing | Single-Stage |  | 0.33 | Standard |  | 68000 | 54000 |  |  | 58500 | 252 | 80 | 78 | [8 empty] | Federally-Regulated Consumer Product | 09/30/2015 |  | 02/23/2016
Allied Air | GREAT LAKES | 4PGE15E36068**-** | Natural Gas | Induced Draft | True | True | 1 | False | Down |  | None | Non-Condensing | Single-Stage |  | 0.33 | Standard |  | 68000 | 54000 |  |  | 58500 | 252 | 80 | 78 | [8 empty] | Federally-Regulated Consumer Product | 09/30/2015 |  | 02/23/2016
Allied Air | ADVANCE COMFORT SYSTEM | 4PGE15E36068**-** | Natural Gas | Induced Draft | True | True | 1 | False | Horizontal |  | None | Non-Condensing | Single-Stage |  | 0.33 | Standard |  | 68000 | 54000 |  |  | 58500 | 252 | 80 | 78 | [8 empty] | Federally-Regulated Consumer Product | 09/30/2015 |  | 02/23/2016
Allied Air | Airease | 4PGE15E36068**-** | Natural Gas | Induced Draft | True | True | 1 | False | Horizontal |  | None | Non-Condensing | Single-Stage |  | 0.33 | Standard |  | 68000 | 54000 |  |  | 58500 | 252 | 80 | 78 | [8 empty] | Federally-Regulated Consumer Product | 09/30/2015 |  | 02/23/2016
Allied Air | ALLIED | 4PGE15E36068**-** | Natural Gas | Induced Draft | True | True | 1 | False | Horizontal |  | None | Non-Condensing | Single-Stage |  | 0.33 | Standard |  | 68000 | 54000 |  |  | 58500 | 252 | 80 | 78 | [8 empty] | Federally-Regulated Consumer Product | 09/30/2015 |  | 02/23/2016
Allied Air | ARMSTRONG AIR | 4PGE15E36068**-** | Natural Gas | Induced Draft | True | True | 1 | False | Horizontal |  | None | Non-Condensing | Single-Stage |  | 0.33 | Standard |  | 68000 | 54000 |  |  | 58500 | 252 | 80 | 78 | [8 empty] | Federally-Regulated Consumer Product | 09/30/2015 |  | 02/23/2016
Allied Air | GREAT LAKES | 4PGE15E36068**-** | Natural Gas | Induced Draft | True | True | 1 | False | Horizontal |  | None | Non-Condensing | Single-Stage |  | 0.33 | Standard |  | 68000 | 54000 |  |  | 58500 | 252 | 80 | 78 | [8 empty] | Federally-Regulated Consumer Product | 09/30/2015 |  | 02/23/2016
Allied Air | ADVANCE COMFORT SYSTEM | 4PGE15E42083**-** | LPG | Induced Draft | True | True | 1 | False | Down |  | None | Non-Condensing | Single-Stage |  | 0.75 | Standard |  | 83000 | 66000 |  |  | 77800 | 390 | 80 | 78 | [8 empty] | Federally-Regulated Consumer Product | 09/30/2015 |  | 02/23/2016
Allied Air | Airease | 4PGE15E42083**-** | LPG | Induced Draft | True | True | 1 | False | Down |  | None | Non-Condensing | Single-Stage |  | 0.75 | Standard |  | 83000 | 66000 |  |  | 77800 | 390 | 80 | 78 | [8 empty] | Federally-Regulated Consumer Product | 09/30/2015 |  | 02/23/2016
Allied Air | ALLIED | 4PGE15E42083**-** | LPG | Induced Draft | True | True | 1 | False | Down |  | None | Non-Condensing | Single-Stage |  | 0.75 | Standard |  | 83000 | 66000 |  |  | 77800 | 390 | 80 | 78 | [8 empty] | Federally-Regulated Consumer Product | 09/30/2015 |  | 02/23/2016
Allied Air | ARMSTRONG AIR | 4PGE15E42083**-** | LPG | Induced Draft | True | True | 1 | False | Down |  | None | Non-Condensing | Single-Stage |  | 0.75 | Standard |  | 83000 | 66000 |  |  | 77800 | 390 | 80 | 78 | [8 empty] | Federally-Regulated Consumer Product | 09/30/2015 |  | 02/23/2016
Allied Air | GREAT LAKES | 4PGE15E42083**-** | LPG | Induced Draft | True | True | 1 | False | Down |  | None | Non-Condensing | Single-Stage |  | 0.75 | Standard |  | 83000 | 66000 |  |  | 77800 | 390 | 80 | 78 | [8 empty] | Federally-Regulated Consumer Product | 09/30/2015 |  | 02/23/2016
Allied Air | ADVANCE COMFORT SYSTEM | 4PGE15E42083**-** | LPG | Induced Draft | True | True | 1 | False | Horizontal |  | None | Non-Condensing | Single-Stage |  | 0.75 | Standard |  | 83000 | 66000 |  |  | 77800 | 390 | 80 | 78 | [8 empty] | Federally-Regulated Consumer Product | 09/30/2015 |  | 02/23/2016
Allied Air | Airease | 4PGE15E42083**-** | LPG | Induced Draft | True | True | 1 | False | Horizontal |  | None | Non-Condensing | Single-Stage |  | 0.75 | Standard |  | 83000 | 66000 |  |  | 77800 | 390 | 80 | 78 | [8 empty] | Federally-Regulated Consumer Product | 09/30/2015 |  | 02/23/2016
Allied Air | ALLIED | 4PGE15E42083**-** | LPG | Induced Draft | True | True | 1 | False | Horizontal |  | None | Non-Condensing | Single-Stage |  | 0.75 | Standard |  | 83000 | 66000 |  |  | 77800 | 390 | 80 | 78 | [8 empty] | Federally-Regulated Consumer Product | 09/30/2015 |  | 02/23/2016
Allied Air | ARMSTRONG AIR | 4PGE15E42083**-** | LPG | Induced Draft | True | True | 1 | False | Horizontal |  | None | Non-Condensing | Single-Stage |  | 0.75 | Standard |  | 83000 | 66000 |  |  | 77800 | 390 | 80 | 78 | [8 empty] | Federally-Regulated Consumer Product | 09/30/2015 |  | 02/23/2016
Allied Air | GREAT LAKES | 4PGE15E42083**-** | LPG | Induced Draft | True | True | 1 | False | Horizontal |  | None | Non-Condensing | Single-Stage |  | 0.75 | Standard |  | 83000 | 66000 |  |  | 77800 | 390 | 80 | 78 | [8 empty] | Federally-Regulated Consumer Product | 09/30/2015 |  | 02/23/2016
Allied Air | ADVANCE COMFORT SYSTEM | 4PGE15E42083**-** | Natural Gas | Induced Draft | True | True | 1 | False | Down |  | None | Non-Condensing | Single-Stage |  | 0.75 | Standard |  | 83000 | 66000 |  |  | 77800 | 390 | 80 | 78 | [8 empty] | Federally-Regulated Consumer Product | 09/30/2015 |  | 02/23/2016
Allied Air | Airease | 4PGE15E42083**-** | Natural Gas | Induced Draft | True | True | 1 | False | Down |  | None | Non-Condensing | Single-Stage |  | 0.75 | Standard |  | 83000 | 66000 |  |  | 77800 | 390 | 80 | 78 | [8 empty] | Federally-Regulated Consumer Product | 09/30/2015 |  | 02/23/2016
Allied Air | ALLIED | 4PGE15E42083**-** | Natural Gas | Induced Draft | True | True | 1 | False | Down |  | None | Non-Condensing | Single-Stage |  | 0.75 | Standard |  | 83000 | 66000 |  |  | 77800 | 390 | 80 | 78 | [8 empty] | Federally-Regulated Consumer Product | 09/30/2015 |  | 02/23/2016
Allied Air | ARMSTRONG AIR | 4PGE15E42083**-** | Natural Gas | Induced Draft | True | True | 1 | False | Down |  | None | Non-Condensing | Single-Stage |  | 0.75 | Standard |  | 83000 | 66000 |  |  | 77800 | 390 | 80 | 78 | [8 empty] | Federally-Regulated Consumer Product | 09/30/2015 |  | 02/23/2016
Allied Air | GREAT LAKES | 4PGE15E42083**-** | Natural Gas | Induced Draft | True | True | 1 | False | Down |  | None | Non-Condensing | Single-Stage |  | 0.75 | Standard |  | 83000 | 66000 |  |  | 77800 | 390 | 80 | 78 | [8 empty] | Federally-Regulated Consumer Product | 09/30/2015 |  | 02/23/2016
Allied Air | ADVANCE COMFORT SYSTEM | 4PGE15E42083**-** | Natural Gas | Induced Draft | True | True | 1 | False | Horizontal |  | None | Non-Condensing | Single-Stage |  | 0.75 | Standard |  | 83000 | 66000 |  |  | 77800 | 390 | 80 | 78 | [8 empty] | Federally-Regulated Consumer Product | 09/30/2015 |  | 02/23/2016
Allied Air | Airease | 4PGE15E42083**-** | Natural Gas | Induced Draft | True | True | 1 | False | Horizontal |  | None | Non-Condensing | Single-Stage |  | 0.75 | Standard |  | 83000 | 66000 |  |  | 77800 | 390 | 80 | 78 | [8 empty] | Federally-Regulated Consumer Product | 09/30/2015 |  | 02/23/2016
Allied Air | ALLIED | 4PGE15E42083**-** | Natural Gas | Induced Draft | True | True | 1 | False | Horizontal |  | None | Non-Condensing | Single-Stage |  | 0.75 | Standard |  | 83000 | 66000 |  |  | 77800 | 390 | 80 | 78 | [8 empty] | Federally-Regulated Consumer Product | 09/30/2015 |  | 02/23/2016
Allied Air | ARMSTRONG AIR | 4PGE15E42083**-** | Natural Gas | Induced Draft | True | True | 1 | False | Horizontal |  | None | Non-Condensing | Single-Stage |  | 0.75 | Standard |  | 83000 | 66000 |  |  | 77800 | 390 | 80 | 78 | [8 empty] | Federally-Regulated Consumer Product | 09/30/2015 |  | 02/23/2016
Allied Air | GREAT LAKES | 4PGE15E42083**-** | Natural Gas | Induced Draft | True | True | 1 | False | Horizontal |  | None | Non-Condensing | Single-Stage |  | 0.75 | Standard |  | 83000 | 66000 |  |  | 77800 | 390 | 80 | 78 | [8 empty] | Federally-Regulated Consumer Product | 09/30/2015 |  | 02/23/2016
Allied Air | ADVANCE COMFORT SYSTEM | 4PGE15E60083**-** | LPG | Induced Draft | True | True | 1 | False | Down |  | None | Non-Condensing | Single-Stage |  | 0.75 | Standard |  | 83000 | 66000 |  |  | 77800 | 390 | 80 | 78 | [8 empty] | Federally-Regulated Consumer Product | 09/30/2015 |  | 02/23/2016
Allied Air | Airease | 4PGE15E60083**-** | LPG | Induced Draft | True | True | 1 | False | Down |  | None | Non-Condensing | Single-Stage |  | 0.75 | Standard |  | 83000 | 66000 |  |  | 77800 | 390 | 80 | 78 | [8 empty] | Federally-Regulated Consumer Product | 09/30/2015 |  | 02/23/2016
Allied Air | ALLIED | 4PGE15E60083**-** | LPG | Induced Draft | True | True | 1 | False | Down |  | None | Non-Condensing | Single-Stage |  | 0.75 | Standard |  | 83000 | 66000 |  |  | 77800 | 390 | 80 | 78 | [8 empty] | Federally-Regulated Consumer Product | 09/30/2015 |  | 02/23/2016
Allied Air | ARMSTRONG AIR | 4PGE15E60083**-** | LPG | Induced Draft | True | True | 1 | False | Down |  | None | Non-Condensing | Single-Stage |  | 0.75 | Standard |  | 83000 | 66000 |  |  | 77800 | 390 | 80 | 78 | [8 empty] | Federally-Regulated Consumer Product | 09/30/2015 |  | 02/23/2016
Allied Air | GREAT LAKES | 4PGE15E60083**-** | LPG | Induced Draft | True | True | 1 | False | Down |  | None | Non-Condensing | Single-Stage |  | 0.75 | Standard |  | 83000 | 66000 |  |  | 77800 | 390 | 80 | 78 | [8 empty] | Federally-Regulated Consumer Product | 09/30/2015 |  | 02/23/2016
Allied Air | ADVANCE COMFORT SYSTEM | 4PGE15E60083**-** | LPG | Induced Draft | True | True | 1 | False | Horizontal |  | None | Non-Condensing | Single-Stage |  | 0.75 | Standard |  | 83000 | 66000 |  |  | 77800 | 390 | 80 | 78 | [8 empty] | Federally-Regulated Consumer Product | 09/30/2015 |  | 02/23/2016
Allied Air | Airease | 4PGE15E60083**-** | LPG | Induced Draft | True | True | 1 | False | Horizontal |  | None | Non-Condensing | Single-Stage |  | 0.75 | Standard |  | 83000 | 66000 |  |  | 77800 | 390 | 80 | 78 | [8 empty] | Federally-Regulated Consumer Product | 09/30/2015 |  | 02/23/2016
Allied Air | ALLIED | 4PGE15E60083**-** | LPG | Induced Draft | True | True | 1 | False | Horizontal |  | None | Non-Condensing | Single-Stage |  | 0.75 | Standard |  | 83000 | 66000 |  |  | 77800 | 390 | 80 | 78 | [8 empty] | Federally-Regulated Consumer Product | 09/30/2015 |  | 02/23/2016
Allied Air | ARMSTRONG AIR | 4PGE15E60083**-** | LPG | Induced Draft | True | True | 1 | False | Horizontal |  | None | Non-Condensing | Single-Stage |  | 0.75 | Standard |  | 83000 | 66000 |  |  | 77800 | 390 | 80 | 78 | [8 empty] | Federally-Regulated Consumer Product | 09/30/2015 |  | 02/23/2016
Allied Air | GREAT LAKES | 4PGE15E60083**-** | LPG | Induced Draft | True | True | 1 | False | Horizontal |  | None | Non-Condensing | Single-Stage |  | 0.75 | Standard |  | 83000 | 66000 |  |  | 77800 | 390 | 80 | 78 | [8 empty] | Federally-Regulated Consumer Product | 09/30/2015 |  | 02/23/2016
Allied Air | ADVANCE COMFORT SYSTEM | 4PGE15E60083**-** | Natural Gas | Induced Draft | True | True | 1 | False | Down |  | None | Non-Condensing | Single-Stage |  | 0.75 | Standard |  | 83000 | 66000 |  |  | 77800 | 390 | 80 | 78 | [8 empty] | Federally-Regulated Consumer Product | 09/30/2015 |  | 02/23/2016
Allied Air | Airease | 4PGE15E60083**-** | Natural Gas | Induced Draft | True | True | 1 | False | Down |  | None | Non-Condensing | Single-Stage |  | 0.75 | Standard |  | 83000 | 66000 |  |  | 77800 | 390 | 80 | 78 | [8 empty] | Federally-Regulated Consumer Product | 09/30/2015 |  | 02/23/2016
Allied Air | ALLIED | 4PGE15E60083**-** | Natural Gas | Induced Draft | True | True | 1 | False | Down |  | None | Non-Condensing | Single-Stage |  | 0.75 | Standard |  | 83000 | 66000 |  |  | 77800 | 390 | 80 | 78 | [8 empty] | Federally-Regulated Consumer Product | 09/30/2015 |  | 02/23/2016
Allied Air | ARMSTRONG AIR | 4PGE15E60083**-** | Natural Gas | Induced Draft | True | True | 1 | False | Down |  | None | Non-Condensing | Single-Stage |  | 0.75 | Standard |  | 83000 | 66000 |  |  | 77800 | 390 | 80 | 78 | [8 empty] | Federally-Regulated Consumer Product | 09/30/2015 |  | 02/23/2016
Allied Air | GREAT LAKES | 4PGE15E60083**-** | Natural Gas | Induced Draft | True | True | 1 | False | Down |  | None | Non-Condensing | Single-Stage |  | 0.75 | Standard |  | 83000 | 66000 |  |  | 77800 | 390 | 80 | 78 | [8 empty] | Federally-Regulated Consumer Product | 09/30/2015 |  | 02/23/2016
Allied Air | ADVANCE COMFORT SYSTEM | 4PGE15E60083**-** | Natural Gas | Induced Draft | True | True | 1 | False | Horizontal |  | None | Non-Condensing | Single-Stage |  | 0.75 | Standard |  | 83000 | 66000 |  |  | 77800 | 390 | 80 | 78 | [8 empty] | Federally-Regulated Consumer Product | 09/30/2015 |  | 02/23/2016
Allied Air | Airease | 4PGE15E60083**-** | Natural Gas | Induced Draft | True | True | 1 | False | Horizontal |  | None | Non-Condensing | Single-Stage |  | 0.75 | Standard |  | 83000 | 66000 |  |  | 77800 | 390 | 80 | 78 | [8 empty] | Federally-Regulated Consumer Product | 09/30/2015 |  | 02/23/2016
Allied Air | ALLIED | 4PGE15E60083**-** | Natural Gas | Induced Draft | True | True | 1 | False | Horizontal |  | None | Non-Condensing | Single-Stage |  | 0.75 | Standard |  | 83000 | 66000 |  |  | 77800 | 390 | 80 | 78 | [8 empty] | Federally-Regulated Consumer Product | 09/30/2015 |  | 02/23/2016
Allied Air | ARMSTRONG AIR | 4PGE15E60083**-** | Natural Gas | Induced Draft | True | True | 1 | False | Horizontal |  | None | Non-Condensing | Single-Stage |  | 0.75 | Standard |  | 83000 | 66000 |  |  | 77800 | 390 | 80 | 78 | [8 empty] | Federally-Regulated Consumer Product | 09/30/2015 |  | 02/23/2016
Allied Air | GREAT LAKES | 4PGE15E60083**-** | Natural Gas | Induced Draft | True | True | 1 | False | Horizontal |  | None | Non-Condensing | Single-Stage |  | 0.75 | Standard |  | 83000 | 66000 |  |  | 77800 | 390 | 80 | 78 | [8 empty] | Federally-Regulated Consumer Product | 09/30/2015 |  | 02/23/2016
Allied Air | ADVANCE COMFORT SYSTEM | 4PGE15E48138**-** | LPG | Induced Draft | True | True | 1 | False | Down |  | None | Non-Condensing | Single-Stage |  | 0.75 | Standard |  | 138000 | 110000 |  |  | 116600 | 584 | 80 | 78 | [8 empty] | Federally-Regulated Consumer Product | 09/30/2015 |  | 02/23/2016
Allied Air | Airease | 4PGE15E48138**-** | LPG | Induced Draft | True | True | 1 | False | Down |  | None | Non-Condensing | Single-Stage |  | 0.75 | Standard |  | 138000 | 110000 |  |  | 116600 | 584 | 80 | 78 | [8 empty] | Federally-Regulated Consumer Product | 09/30/2015 |  | 02/23/2016
Allied Air | ALLIED | 4PGE15E48138**-** | LPG | Induced Draft | True | True | 1 | False | Down |  | None | Non-Condensing | Single-Stage |  | 0.75 | Standard |  | 138000 | 110000 |  |  | 116600 | 584 | 80 | 78 | [8 empty] | Federally-Regulated Consumer Product | 09/30/2015 |  | 02/23/2016
Allied Air | ARMSTRONG AIR | 4PGE15E48138**-** | LPG | Induced Draft | True | True | 1 | False | Down |  | None | Non-Condensing | Single-Stage |  | 0.75 | Standard |  | 138000 | 110000 |  |  | 116600 | 584 | 80 | 78 | [8 empty] | Federally-Regulated Consumer Product | 09/30/2015 |  | 02/23/2016
Allied Air | GREAT LAKES | 4PGE15E48138**-** | LPG | Induced Draft | True | True | 1 | False | Down |  | None | Non-Condensing | Single-Stage |  | 0.75 | Standard |  | 138000 | 110000 |  |  | 116600 | 584 | 80 | 78 | [8 empty] | Federally-Regulated Consumer Product | 09/30/2015 |  | 02/23/2016
Allied Air | ADVANCE COMFORT SYSTEM | 4PGE15E48138**-** | LPG | Induced Draft | True | True | 1 | False | Horizontal |  | None | Non-Condensing | Single-Stage |  | 0.75 | Standard |  | 138000 | 110000 |  |  | 116600 | 584 | 80 | 78 | [8 empty] | Federally-Regulated Consumer Product | 09/30/2015 |  | 02/23/2016
Allied Air | Airease | 4PGE15E48138**-** | LPG | Induced Draft | True | True | 1 | False | Horizontal |  | None | Non-Condensing | Single-Stage |  | 0.75 | Standard |  | 138000 | 110000 |  |  | 116600 | 584 | 80 | 78 | [8 empty] | Federally-Regulated Consumer Product | 09/30/2015 |  | 02/23/2016
Allied Air | ALLIED | 4PGE15E48138**-** | LPG | Induced Draft | True | True | 1 | False | Horizontal |  | None | Non-Condensing | Single-Stage |  | 0.75 | Standard |  | 138000 | 110000 |  |  | 116600 | 584 | 80 | 78 | [8 empty] | Federally-Regulated Consumer Product | 09/30/2015 |  | 02/23/2016
Allied Air | ARMSTRONG AIR | 4PGE15E48138**-** | LPG | Induced Draft | True | True | 1 | False | Horizontal |  | None | Non-Condensing | Single-Stage |  | 0.75 | Standard |  | 138000 | 110000 |  |  | 116600 | 584 | 80 | 78 | [8 empty] | Federally-Regulated Consumer Product | 09/30/2015 |  | 02/23/2016
Allied Air | GREAT LAKES | 4PGE15E48138**-** | LPG | Induced Draft | True | True | 1 | False | Horizontal |  | None | Non-Condensing | Single-Stage |  | 0.75 | Standard |  | 138000 | 110000 |  |  | 116600 | 584 | 80 | 78 | [8 empty] | Federally-Regulated Consumer Product | 09/30/2015 |  | 02/23/2016
Allied Air | ADVANCE COMFORT SYSTEM | 4PGE15E48138**-** | Natural Gas | Induced Draft | True | True | 1 | False | Down |  | None | Non-Condensing | Single-Stage |  | 0.75 | Standard |  | 138000 | 110000 |  |  | 116600 | 584 | 80 | 78 | [8 empty] | Federally-Regulated Consumer Product | 09/30/2015 |  | 02/23/2016
Allied Air | Airease | 4PGE15E48138**-** | Natural Gas | Induced Draft | True | True | 1 | False | Down |  | None | Non-Condensing | Single-Stage |  | 0.75 | Standard |  | 138000 | 110000 |  |  | 116600 | 584 | 80 | 78 | [8 empty] | Federally-Regulated Consumer Product | 09/30/2015 |  | 02/23/2016
Allied Air | ALLIED | 4PGE15E48138**-** | Natural Gas | Induced Draft | True | True | 1 | False | Down |  | None | Non-Condensing | Single-Stage |  | 0.75 | Standard |  | 138000 | 110000 |  |  | 116600 | 584 | 80 | 78 | [8 empty] | Federally-Regulated Consumer Product | 09/30/2015 |  | 02/23/2016
Allied Air | ARMSTRONG AIR | 4PGE15E48138**-** | Natural Gas | Induced Draft | True | True | 1 | False | Down |  | None | Non-Condensing | Single-Stage |  | 0.75 | Standard |  | 138000 | 110000 |  |  | 116600 | 584 | 80 | 78 | [8 empty] | Federally-Regulated Consumer Product | 09/30/2015 |  | 02/23/2016
Allied Air | GREAT LAKES | 4PGE15E48138**-** | Natural Gas | Induced Draft | True | True | 1 | False | Down |  | None | Non-Condensing | Single-Stage |  | 0.75 | Standard |  | 138000 | 110000 |  |  | 116600 | 584 | 80 | 78 | [8 empty] | Federally-Regulated Consumer Product | 09/30/2015 |  | 02/23/2016
Allied Air | ADVANCE COMFORT SYSTEM | 4PGE15E48138**-** | Natural Gas | Induced Draft | True | True | 1 | False | Horizontal |  | None | Non-Condensing | Single-Stage |  | 0.75 | Standard |  | 138000 | 110000 |  |  | 116600 | 584 | 80 | 78 | [8 empty] | Federally-Regulated Consumer Product | 09/30/2015 |  | 02/23/2016
Allied Air | Airease | 4PGE15E48138**-** | Natural Gas | Induced Draft | True | True | 1 | False | Horizontal |  | None | Non-Condensing | Single-Stage |  | 0.75 | Standard |  | 138000 | 110000 |  |  | 116600 | 584 | 80 | 78 | [8 empty] | Federally-Regulated Consumer Product | 09/30/2015 |  | 02/23/2016
Allied Air | ALLIED | 4PGE15E48138**-** | Natural Gas | Induced Draft | True | True | 1 | False | Horizontal |  | None | Non-Condensing | Single-Stage |  | 0.75 | Standard |  | 138000 | 110000 |  |  | 116600 | 584 | 80 | 78 | [8 empty] | Federally-Regulated Consumer Product | 09/30/2015 |  | 02/23/2016
Allied Air | ARMSTRONG AIR | 4PGE15E48138**-** | Natural Gas | Induced Draft | True | True | 1 | False | Horizontal |  | None | Non-Condensing | Single-Stage |  | 0.75 | Standard |  | 138000 | 110000 |  |  | 116600 | 584 | 80 | 78 | [8 empty] | Federally-Regulated Consumer Product | 09/30/2015 |  | 02/23/2016
Allied Air | GREAT LAKES | 4PGE15E48138**-** | Natural Gas | Induced Draft | True | True | 1 | False | Horizontal |  | None | Non-Condensing | Single-Stage |  | 0.75 | Standard |  | 138000 | 110000 |  |  | 116600 | 584 | 80 | 78 | [8 empty] | Federally-Regulated Consumer Product | 09/30/2015 |  | 02/23/2016
Allied Air | ADVANCE COMFORT SYSTEM | 4PGE15E24068**-** | LPG | Induced Draft | True | True | 1 | False | Down |  | None | Non-Condensing | Single-Stage |  | 0.33 | Standard |  | 68000 | 54000 |  |  | 58500 | 252 | 80 | 78 | [8 empty] | Federally-Regulated Consumer Product | 09/30/2015 |  | 02/23/2016
Allied Air | Airease | 4PGE15E24068**-** | LPG | Induced Draft | True | True | 1 | False | Down |  | None | Non-Condensing | Single-Stage |  | 0.33 | Standard |  | 68000 | 54000 |  |  | 58500 | 252 | 80 | 78 | [8 empty] | Federally-Regulated Consumer Product | 09/30/2015 |  | 02/23/2016
Allied Air | ALLIED | 4PGE15E24068**-** | LPG | Induced Draft | True | True | 1 | False | Down |  | None | Non-Condensing | Single-Stage |  | 0.33 | Standard |  | 68000 | 54000 |  |  | 58500 | 252 | 80 | 78 | [8 empty] | Federally-Regulated Consumer Product | 09/30/2015 |  | 02/23/2016
Allied Air | ARMSTRONG AIR | 4PGE15E24068**-** | LPG | Induced Draft | True | True | 1 | False | Down |  | None | Non-Condensing | Single-Stage |  | 0.33 | Standard |  | 68000 | 54000 |  |  | 58500 | 252 | 80 | 78 | [8 empty] | Federally-Regulated Consumer Product | 09/30/2015 |  | 02/23/2016
Allied Air | GREAT LAKES | 4PGE15E24068**-** | LPG | Induced Draft | True | True | 1 | False | Down |  | None | Non-Condensing | Single-Stage |  | 0.33 | Standard |  | 68000 | 54000 |  |  | 58500 | 252 | 80 | 78 | [8 empty] | Federally-Regulated Consumer Product | 09/30/2015 |  | 02/23/2016
Allied Air | ADVANCE COMFORT SYSTEM | 4PGE15E24068**-** | LPG | Induced Draft | True | True | 1 | False | Horizontal |  | None | Non-Condensing | Single-Stage |  | 0.33 | Standard |  | 68000 | 54000 |  |  | 58500 | 252 | 80 | 78 | [8 empty] | Federally-Regulated Consumer Product | 09/30/2015 |  | 02/23/2016
Allied Air | Airease | 4PGE15E24068**-** | LPG | Induced Draft | True | True | 1 | False | Horizontal |  | None | Non-Condensing | Single-Stage |  | 0.33 | Standard |  | 68000 | 54000 |  |  | 58500 | 252 | 80 | 78 | [8 empty] | Federally-Regulated Consumer Product | 09/30/2015 |  | 02/23/2016
Allied Air | ALLIED | 4PGE15E24068**-** | LPG | Induced Draft | True | True | 1 | False | Horizontal |  | None | Non-Condensing | Single-Stage |  | 0.33 | Standard |  | 68000 | 54000 |  |  | 58500 | 252 | 80 | 78 | [8 empty] | Federally-Regulated Consumer Product | 09/30/2015 |  | 02/23/2016
Allied Air | ARMSTRONG AIR | 4PGE15E24068**-** | LPG | Induced Draft | True | True | 1 | False | Horizontal |  | None | Non-Condensing | Single-Stage |  | 0.33 | Standard |  | 68000 | 54000 |  |  | 58500 | 252 | 80 | 78 | [8 empty] | Federally-Regulated Consumer Product | 09/30/2015 |  | 02/23/2016
Allied Air | GREAT LAKES | 4PGE15E24068**-** | LPG | Induced Draft | True | True | 1 | False | Horizontal |  | None | Non-Condensing | Single-Stage |  | 0.33 | Standard |  | 68000 | 54000 |  |  | 58500 | 252 | 80 | 78 | [8 empty] | Federally-Regulated Consumer Product | 09/30/2015 |  | 02/23/2016
Allied Air | ADVANCE COMFORT SYSTEM | 4PGE15E24068**-** | Natural Gas | Induced Draft | True | True | 1 | False | Down |  | None | Non-Condensing | Single-Stage |  | 0.33 | Standard |  | 68000 | 54000 |  |  | 58500 | 252 | 80 | 78 | [8 empty] | Federally-Regulated Consumer Product | 09/30/2015 |  | 02/23/2016
Allied Air | Airease | 4PGE15E24068**-** | Natural Gas | Induced Draft | True | True | 1 | False | Down |  | None | Non-Condensing | Single-Stage |  | 0.33 | Standard |  | 68000 | 54000 |  |  | 58500 | 252 | 80 | 78 | [8 empty] | Federally-Regulated Consumer Product | 09/30/2015 |  | 02/23/2016
Allied Air | ALLIED | 4PGE15E24068**-** | Natural Gas | Induced Draft | True | True | 1 | False | Down |  | None | Non-Condensing | Single-Stage |  | 0.33 | Standard |  | 68000 | 54000 |  |  | 58500 | 252 | 80 | 78 | [8 empty] | Federally-Regulated Consumer Product | 09/30/2015 |  | 02/23/2016
Allied Air | ARMSTRONG AIR | 4PGE15E24068**-** | Natural Gas | Induced Draft | True | True | 1 | False | Down |  | None | Non-Condensing | Single-Stage |  | 0.33 | Standard |  | 68000 | 54000 |  |  | 58500 | 252 | 80 | 78 | [8 empty] | Federally-Regulated Consumer Product | 09/30/2015 |  | 02/23/2016
Allied Air | GREAT LAKES | 4PGE15E24068**-** | Natural Gas | Induced Draft | True | True | 1 | False | Down |  | None | Non-Condensing | Single-Stage |  | 0.33 | Standard |  | 68000 | 54000 |  |  | 58500 | 252 | 80 | 78 | [8 empty] | Federally-Regulated Consumer Product | 09/30/2015 |  | 02/23/2016
Allied Air | ADVANCE COMFORT SYSTEM | 4PGE15E24068**-** | Natural Gas | Induced Draft | True | True | 1 | False | Horizontal |  | None | Non-Condensing | Single-Stage |  | 0.33 | Standard |  | 68000 | 54000 |  |  | 58500 | 252 | 80 | 78 | [8 empty] | Federally-Regulated Consumer Product | 09/30/2015 |  | 02/23/2016
Allied Air | Airease | 4PGE15E24068**-** | Natural Gas | Induced Draft | True | True | 1 | False | Horizontal |  | None | Non-Condensing | Single-Stage |  | 0.33 | Standard |  | 68000 | 54000 |  |  | 58500 | 252 | 80 | 78 | [8 empty] | Federally-Regulated Consumer Product | 09/30/2015 |  | 02/23/2016
Allied Air | ALLIED | 4PGE15E24068**-** | Natural Gas | Induced Draft | True | True | 1 | False | Horizontal |  | None | Non-Condensing | Single-Stage |  | 0.33 | Standard |  | 68000 | 54000 |  |  | 58500 | 252 | 80 | 78 | [8 empty] | Federally-Regulated Consumer Product | 09/30/2015 |  | 02/23/2016
Allied Air | ARMSTRONG AIR | 4PGE15E24068**-** | Natural Gas | Induced Draft | True | True | 1 | False | Horizontal |  | None | Non-Condensing | Single-Stage |  | 0.33 | Standard |  | 68000 | 54000 |  |  | 58500 | 252 | 80 | 78 | [8 empty] | Federally-Regulated Consumer Product | 09/30/2015 |  | 02/23/2016
Allied Air | GREAT LAKES | 4PGE15E24068**-** | Natural Gas | Induced Draft | True | True | 1 | False | Horizontal |  | None | Non-Condensing | Single-Stage |  | 0.33 | Standard |  | 68000 | 54000 |  |  | 58500 | 252 | 80 | 78 | [8 empty] | Federally-Regulated Consumer Product | 09/30/2015 |  | 02/23/2016
Allied Air | ADVANCE COMFORT SYSTEM | 4PGE15E60138**-** | LPG | Induced Draft | True | True | 1 | False | Down |  | None | Non-Condensing | Single-Stage |  | 0.75 | Standard |  | 138000 | 110000 |  |  | 116600 | 584 | 80 | 78 | [8 empty] | Federally-Regulated Consumer Product | 09/30/2015 |  | 02/23/2016
Allied Air | Airease | 4PGE15E60138**-** | LPG | Induced Draft | True | True | 1 | False | Down |  | None | Non-Condensing | Single-Stage |  | 0.75 | Standard |  | 138000 | 110000 |  |  | 116600 | 584 | 80 | 78 | [8 empty] | Federally-Regulated Consumer Product | 09/30/2015 |  | 02/23/2016
Allied Air | ALLIED | 4PGE15E60138**-** | LPG | Induced Draft | True | True | 1 | False | Down |  | None | Non-Condensing | Single-Stage |  | 0.75 | Standard |  | 138000 | 110000 |  |  | 116600 | 584 | 80 | 78 | [8 empty] | Federally-Regulated Consumer Product | 09/30/2015 |  | 02/23/2016
Allied Air | ARMSTRONG AIR | 4PGE15E60138**-** | LPG | Induced Draft | True | True | 1 | False | Down |  | None | Non-Condensing | Single-Stage |  | 0.75 | Standard |  | 138000 | 110000 |  |  | 116600 | 584 | 80 | 78 | [8 empty] | Federally-Regulated Consumer Product | 09/30/2015 |  | 02/23/2016
Allied Air | GREAT LAKES | 4PGE15E60138**-** | LPG | Induced Draft | True | True | 1 | False | Down |  | None | Non-Condensing | Single-Stage |  | 0.75 | Standard |  | 138000 | 110000 |  |  | 116600 | 584 | 80 | 78 | [8 empty] | Federally-Regulated Consumer Product | 09/30/2015 |  | 02/23/2016
Allied Air | ADVANCE COMFORT SYSTEM | 4PGE15E60138**-** | LPG | Induced Draft | True | True | 1 | False | Horizontal |  | None | Non-Condensing | Single-Stage |  | 0.75 | Standard |  | 138000 | 110000 |  |  | 116600 | 584 | 80 | 78 | [8 empty] | Federally-Regulated Consumer Product | 09/30/2015 |  | 02/23/2016
Allied Air | Airease | 4PGE15E60138**-** | LPG | Induced Draft | True | True | 1 | False | Horizontal |  | None | Non-Condensing | Single-Stage |  | 0.75 | Standard |  | 138000 | 110000 |  |  | 116600 | 584 | 80 | 78 | [8 empty] | Federally-Regulated Consumer Product | 09/30/2015 |  | 02/23/2016
Allied Air | ALLIED | 4PGE15E60138**-** | LPG | Induced Draft | True | True | 1 | False | Horizontal |  | None | Non-Condensing | Single-Stage |  | 0.75 | Standard |  | 138000 | 110000 |  |  | 116600 | 584 | 80 | 78 | [8 empty] | Federally-Regulated Consumer Product | 09/30/2015 |  | 02/23/2016
Allied Air | ARMSTRONG AIR | 4PGE15E60138**-** | LPG | Induced Draft | True | True | 1 | False | Horizontal |  | None | Non-Condensing | Single-Stage |  | 0.75 | Standard |  | 138000 | 110000 |  |  | 116600 | 584 | 80 | 78 | [8 empty] | Federally-Regulated Consumer Product | 09/30/2015 |  | 02/23/2016
Allied Air | GREAT LAKES | 4PGE15E60138**-** | LPG | Induced Draft | True | True | 1 | False | Horizontal |  | None | Non-Condensing | Single-Stage |  | 0.75 | Standard |  | 138000 | 110000 |  |  | 116600 | 584 | 80 | 78 | [8 empty] | Federally-Regulated Consumer Product | 09/30/2015 |  | 02/23/2016
Allied Air | ADVANCE COMFORT SYSTEM | 4PGE15E60138**-** | Natural Gas | Induced Draft | True | True | 1 | False | Down |  | None | Non-Condensing | Single-Stage |  | 0.75 | Standard |  | 138000 | 110000 |  |  | 116600 | 584 | 80 | 78 | [8 empty] | Federally-Regulated Consumer Product | 09/30/2015 |  | 02/23/2016
Allied Air | Airease | 4PGE15E60138**-** | Natural Gas | Induced Draft | True | True | 1 | False | Down |  | None | Non-Condensing | Single-Stage |  | 0.75 | Standard |  | 138000 | 110000 |  |  | 116600 | 584 | 80 | 78 | [8 empty] | Federally-Regulated Consumer Product | 09/30/2015 |  | 02/23/2016
Allied Air | ALLIED | 4PGE15E60138**-** | Natural Gas | Induced Draft | True | True | 1 | False | Down |  | None | Non-Condensing | Single-Stage |  | 0.75 | Standard |  | 138000 | 110000 |  |  | 116600 | 584 | 80 | 78 | [8 empty] | Federally-Regulated Consumer Product | 09/30/2015 |  | 02/23/2016
Allied Air | ARMSTRONG AIR | 4PGE15E60138**-** | Natural Gas | Induced Draft | True | True | 1 | False | Down |  | None | Non-Condensing | Single-Stage |  | 0.75 | Standard |  | 138000 | 110000 |  |  | 116600 | 584 | 80 | 78 | [8 empty] | Federally-Regulated Consumer Product | 09/30/2015 |  | 02/23/2016
Allied Air | GREAT LAKES | 4PGE15E60138**-** | Natural Gas | Induced Draft | True | True | 1 | False | Down |  | None | Non-Condensing | Single-Stage |  | 0.75 | Standard |  | 138000 | 110000 |  |  | 116600 | 584 | 80 | 78 | [8 empty] | Federally-Regulated Consumer Product | 09/30/2015 |  | 02/23/2016
Allied Air | ADVANCE COMFORT SYSTEM | 4PGE15E60138**-** | Natural Gas | Induced Draft | True | True | 1 | False | Horizontal |  | None | Non-Condensing | Single-Stage |  | 0.75 | Standard |  | 138000 | 110000 |  |  | 116600 | 584 | 80 | 78 | [8 empty] | Federally-Regulated Consumer Product | 09/30/2015 |  | 02/23/2016
Allied Air | Airease | 4PGE15E60138**-** | Natural Gas | Induced Draft | True | True | 1 | False | Horizontal |  | None | Non-Condensing | Single-Stage |  | 0.75 | Standard |  | 138000 | 110000 |  |  | 116600 | 584 | 80 | 78 | [8 empty] | Federally-Regulated Consumer Product | 09/30/2015 |  | 02/23/2016
Allied Air | ALLIED | 4PGE15E60138**-** | Natural Gas | Induced Draft | True | True | 1 | False | Horizontal |  | None | Non-Condensing | Single-Stage |  | 0.75 | Standard |  | 138000 | 110000 |  |  | 116600 | 584 | 80 | 78 | [8 empty] | Federally-Regulated Consumer Product | 09/30/2015 |  | 02/23/2016
Allied Air | ARMSTRONG AIR | 4PGE15E60138**-** | Natural Gas | Induced Draft | True | True | 1 | False | Horizontal |  | None | Non-Condensing | Single-Stage |  | 0.75 | Standard |  | 138000 | 110000 |  |  | 116600 | 584 | 80 | 78 | [8 empty] | Federally-Regulated Consumer Product | 09/30/2015 |  | 02/23/2016
Allied Air | GREAT LAKES | 4PGE15E60138**-** | Natural Gas | Induced Draft | True | True | 1 | False | Horizontal |  | None | Non-Condensing | Single-Stage |  | 0.75 | Standard |  | 138000 | 110000 |  |  | 116600 | 584 | 80 | 78 | [8 empty] | Federally-Regulated Consumer Product | 09/30/2015 |  | 02/23/2016
Allied Air | ADVANCE COMFORT SYSTEM | 4PGE15E30068**-** | LPG | Induced Draft | True | True | 1 | False | Down |  | None | Non-Condensing | Single-Stage |  | 0.33 | Standard |  | 68000 | 54000 |  |  | 58500 | 252 | 80 | 78 | [8 empty] | Federally-Regulated Consumer Product | 09/30/2015 |  | 02/23/2016
Allied Air | Airease | 4PGE15E30068**-** | LPG | Induced Draft | True | True | 1 | False | Down |  | None | Non-Condensing | Single-Stage |  | 0.33 | Standard |  | 68000 | 54000 |  |  | 58500 | 252 | 80 | 78 | [8 empty] | Federally-Regulated Consumer Product | 09/30/2015 |  | 02/23/2016
Allied Air | ALLIED | 4PGE15E30068**-** | LPG | Induced Draft | True | True | 1 | False | Down |  | None | Non-Condensing | Single-Stage |  | 0.33 | Standard |  | 68000 | 54000 |  |  | 58500 | 252 | 80 | 78 | [8 empty] | Federally-Regulated Consumer Product | 09/30/2015 |  | 02/23/2016
Allied Air | ARMSTRONG AIR | 4PGE15E30068**-** | LPG | Induced Draft | True | True | 1 | False | Down |  | None | Non-Condensing | Single-Stage |  | 0.33 | Standard |  | 68000 | 54000 |  |  | 58500 | 252 | 80 | 78 | [8 empty] | Federally-Regulated Consumer Product | 09/30/2015 |  | 02/23/2016
Allied Air | GREAT LAKES | 4PGE15E30068**-** | LPG | Induced Draft | True | True | 1 | False | Down |  | None | Non-Condensing | Single-Stage |  | 0.33 | Standard |  | 68000 | 54000 |  |  | 58500 | 252 | 80 | 78 | [8 empty] | Federally-Regulated Consumer Product | 09/30/2015 |  | 02/23/2016
Allied Air | ADVANCE COMFORT SYSTEM | 4PGE15E30068**-** | LPG | Induced Draft | True | True | 1 | False | Horizontal |  | None | Non-Condensing | Single-Stage |  | 0.33 | Standard |  | 68000 | 54000 |  |  | 58500 | 252 | 80 | 78 | [8 empty] | Federally-Regulated Consumer Product | 09/30/2015 |  | 02/23/2016
Allied Air | Airease | 4PGE15E30068**-** | LPG | Induced Draft | True | True | 1 | False | Horizontal |  | None | Non-Condensing | Single-Stage |  | 0.33 | Standard |  | 68000 | 54000 |  |  | 58500 | 252 | 80 | 78 | [8 empty] | Federally-Regulated Consumer Product | 09/30/2015 |  | 02/23/2016
Allied Air | ALLIED | 4PGE15E30068**-** | LPG | Induced Draft | True | True | 1 | False | Horizontal |  | None | Non-Condensing | Single-Stage |  | 0.33 | Standard |  | 68000 | 54000 |  |  | 58500 | 252 | 80 | 78 | [8 empty] | Federally-Regulated Consumer Product | 09/30/2015 |  | 02/23/2016
Allied Air | ARMSTRONG AIR | 4PGE15E30068**-** | LPG | Induced Draft | True | True | 1 | False | Horizontal |  | None | Non-Condensing | Single-Stage |  | 0.33 | Standard |  | 68000 | 54000 |  |  | 58500 | 252 | 80 | 78 | [8 empty] | Federally-Regulated Consumer Product | 09/30/2015 |  | 02/23/2016
Allied Air | GREAT LAKES | 4PGE15E30068**-** | LPG | Induced Draft | True | True | 1 | False | Horizontal |  | None | Non-Condensing | Single-Stage |  | 0.33 | Standard |  | 68000 | 54000 |  |  | 58500 | 252 | 80 | 78 | [8 empty] | Federally-Regulated Consumer Product | 09/30/2015 |  | 02/23/2016
Allied Air | ADVANCE COMFORT SYSTEM | 4PGE15E30068**-** | Natural Gas | Induced Draft | True | True | 1 | False | Down |  | None | Non-Condensing | Single-Stage |  | 0.33 | Standard |  | 68000 | 54000 |  |  | 58500 | 252 | 80 | 78 | [8 empty] | Federally-Regulated Consumer Product | 09/30/2015 |  | 02/23/2016
Allied Air | Airease | 4PGE15E30068**-** | Natural Gas | Induced Draft | True | True | 1 | False | Down |  | None | Non-Condensing | Single-Stage |  | 0.33 | Standard |  | 68000 | 54000 |  |  | 58500 | 252 | 80 | 78 | [8 empty] | Federally-Regulated Consumer Product | 09/30/2015 |  | 02/23/2016
Allied Air | ALLIED | 4PGE15E30068**-** | Natural Gas | Induced Draft | True | True | 1 | False | Down |  | None | Non-Condensing | Single-Stage |  | 0.33 | Standard |  | 68000 | 54000 |  |  | 58500 | 252 | 80 | 78 | [8 empty] | Federally-Regulated Consumer Product | 09/30/2015 |  | 02/23/2016
Allied Air | ARMSTRONG AIR | 4PGE15E30068**-** | Natural Gas | Induced Draft | True | True | 1 | False | Down |  | None | Non-Condensing | Single-Stage |  | 0.33 | Standard |  | 68000 | 54000 |  |  | 58500 | 252 | 80 | 78 | [8 empty] | Federally-Regulated Consumer Product | 09/30/2015 |  | 02/23/2016
Allied Air | GREAT LAKES | 4PGE15E30068**-** | Natural Gas | Induced Draft | True | True | 1 | False | Down |  | None | Non-Condensing | Single-Stage |  | 0.33 | Standard |  | 68000 | 54000 |  |  | 58500 | 252 | 80 | 78 | [8 empty] | Federally-Regulated Consumer Product | 09/30/2015 |  | 02/23/2016
Allied Air | ADVANCE COMFORT SYSTEM | 4PGE15E30068**-** | Natural Gas | Induced Draft | True | True | 1 | False | Horizontal |  | None | Non-Condensing | Single-Stage |  | 0.33 | Standard |  | 68000 | 54000 |  |  | 58500 | 252 | 80 | 78 | [8 empty] | Federally-Regulated Consumer Product | 09/30/2015 |  | 02/23/2016
Allied Air | Airease | 4PGE15E30068**-** | Natural Gas | Induced Draft | True | True | 1 | False | Horizontal |  | None | Non-Condensing | Single-Stage |  | 0.33 | Standard |  | 68000 | 54000 |  |  | 58500 | 252 | 80 | 78 | [8 empty] | Federally-Regulated Consumer Product | 09/30/2015 |  | 02/23/2016
Allied Air | ALLIED | 4PGE15E30068**-** | Natural Gas | Induced Draft | True | True | 1 | False | Horizontal |  | None | Non-Condensing | Single-Stage |  | 0.33 | Standard |  | 68000 | 54000 |  |  | 58500 | 252 | 80 | 78 | [8 empty] | Federally-Regulated Consumer Product | 09/30/2015 |  | 02/23/2016
Allied Air | ARMSTRONG AIR | 4PGE15E30068**-** | Natural Gas | Induced Draft | True | True | 1 | False | Horizontal |  | None | Non-Condensing | Single-Stage |  | 0.33 | Standard |  | 68000 | 54000 |  |  | 58500 | 252 | 80 | 78 | [8 empty] | Federally-Regulated Consumer Product | 09/30/2015 |  | 02/23/2016
Allied Air | GREAT LAKES | 4PGE15E30068**-** | Natural Gas | Induced Draft | True | True | 1 | False | Horizontal |  | None | Non-Condensing | Single-Stage |  | 0.33 | Standard |  | 68000 | 54000 |  |  | 58500 | 252 | 80 | 78 | [8 empty] | Federally-Regulated Consumer Product | 09/30/2015 |  | 02/23/2016
Allied Air | ADVANCE COMFORT SYSTEM | 4PGE15E48083**-** | LPG | Induced Draft | True | True | 1 | False | Down |  | None | Non-Condensing | Single-Stage |  | 0.75 | Standard |  | 83000 | 66000 |  |  | 77800 | 390 | 80 | 78 | [8 empty] | Federally-Regulated Consumer Product | 09/30/2015 |  | 02/23/2016
Allied Air | Airease | 4PGE15E48083**-** | LPG | Induced Draft | True | True | 1 | False | Down |  | None | Non-Condensing | Single-Stage |  | 0.75 | Standard |  | 83000 | 66000 |  |  | 77800 | 390 | 80 | 78 | [8 empty] | Federally-Regulated Consumer Product | 09/30/2015 |  | 02/23/2016
Allied Air | ALLIED | 4PGE15E48083**-** | LPG | Induced Draft | True | True | 1 | False | Down |  | None | Non-Condensing | Single-Stage |  | 0.75 | Standard |  | 83000 | 66000 |  |  | 77800 | 390 | 80 | 78 | [8 empty] | Federally-Regulated Consumer Product | 09/30/2015 |  | 02/23/2016
Allied Air | ARMSTRONG AIR | 4PGE15E48083**-** | LPG | Induced Draft | True | True | 1 | False | Down |  | None | Non-Condensing | Single-Stage |  | 0.75 | Standard |  | 83000 | 66000 |  |  | 77800 | 390 | 80 | 78 | [8 empty] | Federally-Regulated Consumer Product | 09/30/2015 |  | 02/23/2016
Allied Air | GREAT LAKES | 4PGE15E48083**-** | LPG | Induced Draft | True | True | 1 | False | Down |  | None | Non-Condensing | Single-Stage |  | 0.75 | Standard |  | 83000 | 66000 |  |  | 77800 | 390 | 80 | 78 | [8 empty] | Federally-Regulated Consumer Product | 09/30/2015 |  | 02/23/2016
Allied Air | ADVANCE COMFORT SYSTEM | 4PGE15E48083**-** | LPG | Induced Draft | True | True | 1 | False | Horizontal |  | None | Non-Condensing | Single-Stage |  | 0.75 | Standard |  | 83000 | 66000 |  |  | 77800 | 390 | 80 | 78 | [8 empty] | Federally-Regulated Consumer Product | 09/30/2015 |  | 02/23/2016
Allied Air | Airease | 4PGE15E48083**-** | LPG | Induced Draft | True | True | 1 | False | Horizontal |  | None | Non-Condensing | Single-Stage |  | 0.75 | Standard |  | 83000 | 66000 |  |  | 77800 | 390 | 80 | 78 | [8 empty] | Federally-Regulated Consumer Product | 09/30/2015 |  | 02/23/2016
Allied Air | ALLIED | 4PGE15E48083**-** | LPG | Induced Draft | True | True | 1 | False | Horizontal |  | None | Non-Condensing | Single-Stage |  | 0.75 | Standard |  | 83000 | 66000 |  |  | 77800 | 390 | 80 | 78 | [8 empty] | Federally-Regulated Consumer Product | 09/30/2015 |  | 02/23/2016
Allied Air | ARMSTRONG AIR | 4PGE15E48083**-** | LPG | Induced Draft | True | True | 1 | False | Horizontal |  | None | Non-Condensing | Single-Stage |  | 0.75 | Standard |  | 83000 | 66000 |  |  | 77800 | 390 | 80 | 78 | [8 empty] | Federally-Regulated Consumer Product | 09/30/2015 |  | 02/23/2016
Allied Air | GREAT LAKES | 4PGE15E48083**-** | LPG | Induced Draft | True | True | 1 | False | Horizontal |  | None | Non-Condensing | Single-Stage |  | 0.75 | Standard |  | 83000 | 66000 |  |  | 77800 | 390 | 80 | 78 | [8 empty] | Federally-Regulated Consumer Product | 09/30/2015 |  | 02/23/2016
Allied Air | ADVANCE COMFORT SYSTEM | 4PGE15E48083**-** | Natural Gas | Induced Draft | True | True | 1 | False | Down |  | None | Non-Condensing | Single-Stage |  | 0.75 | Standard |  | 83000 | 66000 |  |  | 77800 | 390 | 80 | 78 | [8 empty] | Federally-Regulated Consumer Product | 09/30/2015 |  | 02/23/2016
Allied Air | Airease | 4PGE15E48083**-** | Natural Gas | Induced Draft | True | True | 1 | False | Down |  | None | Non-Condensing | Single-Stage |  | 0.75 | Standard |  | 83000 | 66000 |  |  | 77800 | 390 | 80 | 78 | [8 empty] | Federally-Regulated Consumer Product | 09/30/2015 |  | 02/23/2016
Allied Air | ALLIED | 4PGE15E48083**-** | Natural Gas | Induced Draft | True | True | 1 | False | Down |  | None | Non-Condensing | Single-Stage |  | 0.75 | Standard |  | 83000 | 66000 |  |  | 77800 | 390 | 80 | 78 | [8 empty] | Federally-Regulated Consumer Product | 09/30/2015 |  | 02/23/2016
Allied Air | ARMSTRONG AIR | 4PGE15E48083**-** | Natural Gas | Induced Draft | True | True | 1 | False | Down |  | None | Non-Condensing | Single-Stage |  | 0.75 | Standard |  | 83000 | 66000 |  |  | 77800 | 390 | 80 | 78 | [8 empty] | Federally-Regulated Consumer Product | 09/30/2015 |  | 02/23/2016
Allied Air | GREAT LAKES | 4PGE15E48083**-** | Natural Gas | Induced Draft | True | True | 1 | False | Down |  | None | Non-Condensing | Single-Stage |  | 0.75 | Standard |  | 83000 | 66000 |  |  | 77800 | 390 | 80 | 78 | [8 empty] | Federally-Regulated Consumer Product | 09/30/2015 |  | 02/23/2016
Allied Air | ADVANCE COMFORT SYSTEM | 4PGE15E48083**-** | Natural Gas | Induced Draft | True | True | 1 | False | Horizontal |  | None | Non-Condensing | Single-Stage |  | 0.75 | Standard |  | 83000 | 66000 |  |  | 77800 | 390 | 80 | 78 | [8 empty] | Federally-Regulated Consumer Product | 09/30/2015 |  | 02/23/2016
Allied Air | Airease | 4PGE15E48083**-** | Natural Gas | Induced Draft | True | True | 1 | False | Horizontal |  | None | Non-Condensing | Single-Stage |  | 0.75 | Standard |  | 83000 | 66000 |  |  | 77800 | 390 | 80 | 78 | [8 empty] | Federally-Regulated Consumer Product | 09/30/2015 |  | 02/23/2016
Allied Air | ALLIED | 4PGE15E48083**-** | Natural Gas | Induced Draft | True | True | 1 | False | Horizontal |  | None | Non-Condensing | Single-Stage |  | 0.75 | Standard |  | 83000 | 66000 |  |  | 77800 | 390 | 80 | 78 | [8 empty] | Federally-Regulated Consumer Product | 09/30/2015 |  | 02/23/2016
Allied Air | ARMSTRONG AIR | 4PGE15E48083**-** | Natural Gas | Induced Draft | True | True | 1 | False | Horizontal |  | None | Non-Condensing | Single-Stage |  | 0.75 | Standard |  | 83000 | 66000 |  |  | 77800 | 390 | 80 | 78 | [8 empty] | Federally-Regulated Consumer Product | 09/30/2015 |  | 02/23/2016
Allied Air | GREAT LAKES | 4PGE15E48083**-** | Natural Gas | Induced Draft | True | True | 1 | False | Horizontal |  | None | Non-Condensing | Single-Stage |  | 0.75 | Standard |  | 83000 | 66000 |  |  | 77800 | 390 | 80 | 78 | [8 empty] | Federally-Regulated Consumer Product | 09/30/2015 |  | 02/23/2016
Allied Air | Airease | 4PGE15E60110**-** | LPG | Induced Draft | True | True | 1 | False | Down |  | None | Non-Condensing | Single-Stage |  | 0.75 | Standard |  | 110000 | 88000 |  |  | 98500 | 415 | 80 | 78 | [8 empty] | Federally-Regulated Consumer Product | 09/30/2015 |  | 02/23/2016
Allied Air | ARMSTRONG AIR | 4PGE15E60110**-** | LPG | Induced Draft | True | True | 1 | False | Down |  | None | Non-Condensing | Single-Stage |  | 0.75 | Standard |  | 110000 | 88000 |  |  | 98500 | 415 | 80 | 78 | [8 empty] | Federally-Regulated Consumer Product | 09/30/2015 |  | 02/23/2016
Allied Air | ADVANCE COMFORT SYSTEM | 4PGE15E60110**-** | LPG | Induced Draft | True | True | 1 | False | Down |  | None | Non-Condensing | Single-Stage |  | 0.75 | Standard |  | 110000 | 88000 |  |  | 98500 | 415 | 80 | 78 | [8 empty] | Federally-Regulated Consumer Product | 09/30/2015 |  | 02/23/2016
Allied Air | GREAT LAKES | 4PGE15E60110**-** | LPG | Induced Draft | True | True | 1 | False | Down |  | None | Non-Condensing | Single-Stage |  | 0.75 | Standard |  | 110000 | 88000 |  |  | 98500 | 415 | 80 | 78 | [8 empty] | Federally-Regulated Consumer Product | 09/30/2015 |  | 02/23/2016
Allied Air | ALLIED | 4PGE15E60110**-** | LPG | Induced Draft | True | True | 1 | False | Down |  | None | Non-Condensing | Single-Stage |  | 0.75 | Standard |  | 110000 | 88000 |  |  | 98500 | 415 | 80 | 78 | [8 empty] | Federally-Regulated Consumer Product | 09/30/2015 |  | 02/23/2016
Allied Air | Airease | 4PGE15E60110**-** | LPG | Induced Draft | True | True | 1 | False | Horizontal |  | None | Non-Condensing | Single-Stage |  | 0.75 | Standard |  | 110000 | 88000 |  |  | 98500 | 415 | 80 | 78 | [8 empty] | Federally-Regulated Consumer Product | 09/30/2015 |  | 02/23/2016
Allied Air | ARMSTRONG AIR | 4PGE15E60110**-** | LPG | Induced Draft | True | True | 1 | False | Horizontal |  | None | Non-Condensing | Single-Stage |  | 0.75 | Standard |  | 110000 | 88000 |  |  | 98500 | 415 | 80 | 78 | [8 empty] | Federally-Regulated Consumer Product | 09/30/2015 |  | 02/23/2016
Allied Air | ADVANCE COMFORT SYSTEM | 4PGE15E60110**-** | LPG | Induced Draft | True | True | 1 | False | Horizontal |  | None | Non-Condensing | Single-Stage |  | 0.75 | Standard |  | 110000 | 88000 |  |  | 98500 | 415 | 80 | 78 | [8 empty] | Federally-Regulated Consumer Product | 09/30/2015 |  | 02/23/2016
Allied Air | GREAT LAKES | 4PGE15E60110**-** | LPG | Induced Draft | True | True | 1 | False | Horizontal |  | None | Non-Condensing | Single-Stage |  | 0.75 | Standard |  | 110000 | 88000 |  |  | 98500 | 415 | 80 | 78 | [8 empty] | Federally-Regulated Consumer Product | 09/30/2015 |  | 02/23/2016
Allied Air | ALLIED | 4PGE15E60110**-** | LPG | Induced Draft | True | True | 1 | False | Horizontal |  | None | Non-Condensing | Single-Stage |  | 0.75 | Standard |  | 110000 | 88000 |  |  | 98500 | 415 | 80 | 78 | [8 empty] | Federally-Regulated Consumer Product | 09/30/2015 |  | 02/23/2016
Allied Air | Airease | 4PGE15E60110**-** | Natural Gas | Induced Draft | True | True | 1 | False | Down |  | None | Non-Condensing | Single-Stage |  | 0.75 | Standard |  | 110000 | 88000 |  |  | 98500 | 415 | 80 | 78 | [8 empty] | Federally-Regulated Consumer Product | 09/30/2015 |  | 02/23/2016
Allied Air | ARMSTRONG AIR | 4PGE15E60110**-** | Natural Gas | Induced Draft | True | True | 1 | False | Down |  | None | Non-Condensing | Single-Stage |  | 0.75 | Standard |  | 110000 | 88000 |  |  | 98500 | 415 | 80 | 78 | [8 empty] | Federally-Regulated Consumer Product | 09/30/2015 |  | 02/23/2016
Allied Air | ADVANCE COMFORT SYSTEM | 4PGE15E60110**-** | Natural Gas | Induced Draft | True | True | 1 | False | Down |  | None | Non-Condensing | Single-Stage |  | 0.75 | Standard |  | 110000 | 88000 |  |  | 98500 | 415 | 80 | 78 | [8 empty] | Federally-Regulated Consumer Product | 09/30/2015 |  | 02/23/2016
Allied Air | GREAT LAKES | 4PGE15E60110**-** | Natural Gas | Induced Draft | True | True | 1 | False | Down |  | None | Non-Condensing | Single-Stage |  | 0.75 | Standard |  | 110000 | 88000 |  |  | 98500 | 415 | 80 | 78 | [8 empty] | Federally-Regulated Consumer Product | 09/30/2015 |  | 02/23/2016
Allied Air | ALLIED | 4PGE15E60110**-** | Natural Gas | Induced Draft | True | True | 1 | False | Down |  | None | Non-Condensing | Single-Stage |  | 0.75 | Standard |  | 110000 | 88000 |  |  | 98500 | 415 | 80 | 78 | [8 empty] | Federally-Regulated Consumer Product | 09/30/2015 |  | 02/23/2016
Allied Air | Airease | 4PGE15E60110**-** | Natural Gas | Induced Draft | True | True | 1 | False | Horizontal |  | None | Non-Condensing | Single-Stage |  | 0.75 | Standard |  | 110000 | 88000 |  |  | 98500 | 415 | 80 | 78 | [8 empty] | Federally-Regulated Consumer Product | 09/30/2015 |  | 02/23/2016
Allied Air | ARMSTRONG AIR | 4PGE15E60110**-** | Natural Gas | Induced Draft | True | True | 1 | False | Horizontal |  | None | Non-Condensing | Single-Stage |  | 0.75 | Standard |  | 110000 | 88000 |  |  | 98500 | 415 | 80 | 78 | [8 empty] | Federally-Regulated Consumer Product | 09/30/2015 |  | 02/23/2016
Allied Air | ADVANCE COMFORT SYSTEM | 4PGE15E60110**-** | Natural Gas | Induced Draft | True | True | 1 | False | Horizontal |  | None | Non-Condensing | Single-Stage |  | 0.75 | Standard |  | 110000 | 88000 |  |  | 98500 | 415 | 80 | 78 | [8 empty] | Federally-Regulated Consumer Product | 09/30/2015 |  | 02/23/2016
Allied Air | GREAT LAKES | 4PGE15E60110**-** | Natural Gas | Induced Draft | True | True | 1 | False | Horizontal |  | None | Non-Condensing | Single-Stage |  | 0.75 | Standard |  | 110000 | 88000 |  |  | 98500 | 415 | 80 | 78 | [8 empty] | Federally-Regulated Consumer Product | 09/30/2015 |  | 02/23/2016
Allied Air | ALLIED | 4PGE15E60110**-** | Natural Gas | Induced Draft | True | True | 1 | False | Horizontal |  | None | Non-Condensing | Single-Stage |  | 0.75 | Standard |  | 110000 | 88000 |  |  | 98500 | 415 | 80 | 78 | [8 empty] | Federally-Regulated Consumer Product | 09/30/2015 |  | 02/23/2016
Allied Air | Airease | 4PGE15E48110**-** | LPG | Induced Draft | True | True | 1 | False | Down |  | None | Non-Condensing | Single-Stage |  | 0.75 | Standard |  | 110000 | 88000 |  |  | 98500 | 415 | 80 | 78 | [8 empty] | Federally-Regulated Consumer Product | 09/30/2015 |  | 02/23/2016
Allied Air | ARMSTRONG AIR | 4PGE15E48110**-** | LPG | Induced Draft | True | True | 1 | False | Down |  | None | Non-Condensing | Single-Stage |  | 0.75 | Standard |  | 110000 | 88000 |  |  | 98500 | 415 | 80 | 78 | [8 empty] | Federally-Regulated Consumer Product | 09/30/2015 |  | 02/23/2016
Allied Air | ADVANCE COMFORT SYSTEM | 4PGE15E48110**-** | LPG | Induced Draft | True | True | 1 | False | Down |  | None | Non-Condensing | Single-Stage |  | 0.75 | Standard |  | 110000 | 88000 |  |  | 98500 | 415 | 80 | 78 | [8 empty] | Federally-Regulated Consumer Product | 09/30/2015 |  | 02/23/2016
Allied Air | GREAT LAKES | 4PGE15E48110**-** | LPG | Induced Draft | True | True | 1 | False | Down |  | None | Non-Condensing | Single-Stage |  | 0.75 | Standard |  | 110000 | 88000 |  |  | 98500 | 415 | 80 | 78 | [8 empty] | Federally-Regulated Consumer Product | 09/30/2015 |  | 02/23/2016
Allied Air | ALLIED | 4PGE15E48110**-** | LPG | Induced Draft | True | True | 1 | False | Down |  | None | Non-Condensing | Single-Stage |  | 0.75 | Standard |  | 110000 | 88000 |  |  | 98500 | 415 | 80 | 78 | [8 empty] | Federally-Regulated Consumer Product | 09/30/2015 |  | 02/23/2016
Allied Air | Airease | 4PGE15E48110**-** | LPG | Induced Draft | True | True | 1 | False | Horizontal |  | None | Non-Condensing | Single-Stage |  | 0.75 | Standard |  | 110000 | 88000 |  |  | 98500 | 415 | 80 | 78 | [8 empty] | Federally-Regulated Consumer Product | 09/30/2015 |  | 02/23/2016
Allied Air | ARMSTRONG AIR | 4PGE15E48110**-** | LPG | Induced Draft | True | True | 1 | False | Horizontal |  | None | Non-Condensing | Single-Stage |  | 0.75 | Standard |  | 110000 | 88000 |  |  | 98500 | 415 | 80 | 78 | [8 empty] | Federally-Regulated Consumer Product | 09/30/2015 |  | 02/23/2016
Allied Air | ADVANCE COMFORT SYSTEM | 4PGE15E48110**-** | LPG | Induced Draft | True | True | 1 | False | Horizontal |  | None | Non-Condensing | Single-Stage |  | 0.75 | Standard |  | 110000 | 88000 |  |  | 98500 | 415 | 80 | 78 | [8 empty] | Federally-Regulated Consumer Product | 09/30/2015 |  | 02/23/2016
Allied Air | GREAT LAKES | 4PGE15E48110**-** | LPG | Induced Draft | True | True | 1 | False | Horizontal |  | None | Non-Condensing | Single-Stage |  | 0.75 | Standard |  | 110000 | 88000 |  |  | 98500 | 415 | 80 | 78 | [8 empty] | Federally-Regulated Consumer Product | 09/30/2015 |  | 02/23/2016
Allied Air | ALLIED | 4PGE15E48110**-** | LPG | Induced Draft | True | True | 1 | False | Horizontal |  | None | Non-Condensing | Single-Stage |  | 0.75 | Standard |  | 110000 | 88000 |  |  | 98500 | 415 | 80 | 78 | [8 empty] | Federally-Regulated Consumer Product | 09/30/2015 |  | 02/23/2016
Allied Air | Airease | 4PGE15E48110**-** | Natural Gas | Induced Draft | True | True | 1 | False | Down |  | None | Non-Condensing | Single-Stage |  | 0.75 | Standard |  | 110000 | 88000 |  |  | 98500 | 415 | 80 | 78 | [8 empty] | Federally-Regulated Consumer Product | 09/30/2015 |  | 02/23/2016
Allied Air | ARMSTRONG AIR | 4PGE15E48110**-** | Natural Gas | Induced Draft | True | True | 1 | False | Down |  | None | Non-Condensing | Single-Stage |  | 0.75 | Standard |  | 110000 | 88000 |  |  | 98500 | 415 | 80 | 78 | [8 empty] | Federally-Regulated Consumer Product | 09/30/2015 |  | 02/23/2016
Allied Air | ADVANCE COMFORT SYSTEM | 4PGE15E48110**-** | Natural Gas | Induced Draft | True | True | 1 | False | Down |  | None | Non-Condensing | Single-Stage |  | 0.75 | Standard |  | 110000 | 88000 |  |  | 98500 | 415 | 80 | 78 | [8 empty] | Federally-Regulated Consumer Product | 09/30/2015 |  | 02/23/2016
Allied Air | GREAT LAKES | 4PGE15E48110**-** | Natural Gas | Induced Draft | True | True | 1 | False | Down |  | None | Non-Condensing | Single-Stage |  | 0.75 | Standard |  | 110000 | 88000 |  |  | 98500 | 415 | 80 | 78 | [8 empty] | Federally-Regulated Consumer Product | 09/30/2015 |  | 02/23/2016
Allied Air | ALLIED | 4PGE15E48110**-** | Natural Gas | Induced Draft | True | True | 1 | False | Down |  | None | Non-Condensing | Single-Stage |  | 0.75 | Standard |  | 110000 | 88000 |  |  | 98500 | 415 | 80 | 78 | [8 empty] | Federally-Regulated Consumer Product | 09/30/2015 |  | 02/23/2016
Allied Air | Airease | 4PGE15E48110**-** | Natural Gas | Induced Draft | True | True | 1 | False | Horizontal |  | None | Non-Condensing | Single-Stage |  | 0.75 | Standard |  | 110000 | 88000 |  |  | 98500 | 415 | 80 | 78 | [8 empty] | Federally-Regulated Consumer Product | 09/30/2015 |  | 02/23/2016
Allied Air | ARMSTRONG AIR | 4PGE15E48110**-** | Natural Gas | Induced Draft | True | True | 1 | False | Horizontal |  | None | Non-Condensing | Single-Stage |  | 0.75 | Standard |  | 110000 | 88000 |  |  | 98500 | 415 | 80 | 78 | [8 empty] | Federally-Regulated Consumer Product | 09/30/2015 |  | 02/23/2016
Allied Air | ADVANCE COMFORT SYSTEM | 4PGE15E48110**-** | Natural Gas | Induced Draft | True | True | 1 | False | Horizontal |  | None | Non-Condensing | Single-Stage |  | 0.75 | Standard |  | 110000 | 88000 |  |  | 98500 | 415 | 80 | 78 | [8 empty] | Federally-Regulated Consumer Product | 09/30/2015 |  | 02/23/2016
Allied Air | GREAT LAKES | 4PGE15E48110**-** | Natural Gas | Induced Draft | True | True | 1 | False | Horizontal |  | None | Non-Condensing | Single-Stage |  | 0.75 | Standard |  | 110000 | 88000 |  |  | 98500 | 415 | 80 | 78 | [8 empty] | Federally-Regulated Consumer Product | 09/30/2015 |  | 02/23/2016
Allied Air | ALLIED | 4PGE15E48110**-** | Natural Gas | Induced Draft | True | True | 1 | False | Horizontal |  | None | Non-Condensing | Single-Stage |  | 0.75 | Standard |  | 110000 | 88000 |  |  | 98500 | 415 | 80 | 78 | [8 empty] | Federally-Regulated Consumer Product | 09/30/2015 |  | 02/23/2016
Allied Air | ADVANCE COMFORT SYSTEM | 4PGE15E36090**-** | LPG | Induced Draft | True | True | 1 | False | Down |  | None | Non-Condensing | Single-Stage |  | 0.5 | Standard |  | 90000 | 72000 |  |  | 77200 | 511 | 80 | 78 | [8 empty] | Federally-Regulated Consumer Product | 09/30/2015 |  | 02/23/2016
Allied Air | Airease | 4PGE15E36090**-** | LPG | Induced Draft | True | True | 1 | False | Down |  | None | Non-Condensing | Single-Stage |  | 0.5 | Standard |  | 90000 | 72000 |  |  | 77200 | 511 | 80 | 78 | [8 empty] | Federally-Regulated Consumer Product | 09/30/2015 |  | 02/23/2016
Allied Air | ALLIED | 4PGE15E36090**-** | LPG | Induced Draft | True | True | 1 | False | Down |  | None | Non-Condensing | Single-Stage |  | 0.5 | Standard |  | 90000 | 72000 |  |  | 77200 | 511 | 80 | 78 | [8 empty] | Federally-Regulated Consumer Product | 09/30/2015 |  | 02/23/2016
Allied Air | ARMSTRONG AIR | 4PGE15E36090**-** | LPG | Induced Draft | True | True | 1 | False | Down |  | None | Non-Condensing | Single-Stage |  | 0.5 | Standard |  | 90000 | 72000 |  |  | 77200 | 511 | 80 | 78 | [8 empty] | Federally-Regulated Consumer Product | 09/30/2015 |  | 02/23/2016
Allied Air | GREAT LAKES | 4PGE15E36090**-** | LPG | Induced Draft | True | True | 1 | False | Down |  | None | Non-Condensing | Single-Stage |  | 0.5 | Standard |  | 90000 | 72000 |  |  | 77200 | 511 | 80 | 78 | [8 empty] | Federally-Regulated Consumer Product | 09/30/2015 |  | 02/23/2016
Allied Air | ADVANCE COMFORT SYSTEM | 4PGE15E36090**-** | LPG | Induced Draft | True | True | 1 | False | Horizontal |  | None | Non-Condensing | Single-Stage |  | 0.5 | Standard |  | 90000 | 72000 |  |  | 77200 | 511 | 80 | 78 | [8 empty] | Federally-Regulated Consumer Product | 09/30/2015 |  | 02/23/2016
Allied Air | Airease | 4PGE15E36090**-** | LPG | Induced Draft | True | True | 1 | False | Horizontal |  | None | Non-Condensing | Single-Stage |  | 0.5 | Standard |  | 90000 | 72000 |  |  | 77200 | 511 | 80 | 78 | [8 empty] | Federally-Regulated Consumer Product | 09/30/2015 |  | 02/23/2016
Allied Air | ALLIED | 4PGE15E36090**-** | LPG | Induced Draft | True | True | 1 | False | Horizontal |  | None | Non-Condensing | Single-Stage |  | 0.5 | Standard |  | 90000 | 72000 |  |  | 77200 | 511 | 80 | 78 | [8 empty] | Federally-Regulated Consumer Product | 09/30/2015 |  | 02/23/2016
Allied Air | ARMSTRONG AIR | 4PGE15E36090**-** | LPG | Induced Draft | True | True | 1 | False | Horizontal |  | None | Non-Condensing | Single-Stage |  | 0.5 | Standard |  | 90000 | 72000 |  |  | 77200 | 511 | 80 | 78 | [8 empty] | Federally-Regulated Consumer Product | 09/30/2015 |  | 02/23/2016
Allied Air | GREAT LAKES | 4PGE15E36090**-** | LPG | Induced Draft | True | True | 1 | False | Horizontal |  | None | Non-Condensing | Single-Stage |  | 0.5 | Standard |  | 90000 | 72000 |  |  | 77200 | 511 | 80 | 78 | [8 empty] | Federally-Regulated Consumer Product | 09/30/2015 |  | 02/23/2016
Allied Air | ADVANCE COMFORT SYSTEM | 4PGE15E36090**-** | Natural Gas | Induced Draft | True | True | 1 | False | Down |  | None | Non-Condensing | Single-Stage |  | 0.5 | Standard |  | 90000 | 72000 |  |  | 77200 | 511 | 80 | 78 | [8 empty] | Federally-Regulated Consumer Product | 09/30/2015 |  | 02/23/2016
Allied Air | Airease | 4PGE15E36090**-** | Natural Gas | Induced Draft | True | True | 1 | False | Down |  | None | Non-Condensing | Single-Stage |  | 0.5 | Standard |  | 90000 | 72000 |  |  | 77200 | 511 | 80 | 78 | [8 empty] | Federally-Regulated Consumer Product | 09/30/2015 |  | 02/23/2016
Allied Air | ALLIED | 4PGE15E36090**-** | Natural Gas | Induced Draft | True | True | 1 | False | Down |  | None | Non-Condensing | Single-Stage |  | 0.5 | Standard |  | 90000 | 72000 |  |  | 77200 | 511 | 80 | 78 | [8 empty] | Federally-Regulated Consumer Product | 09/30/2015 |  | 02/23/2016
Allied Air | ARMSTRONG AIR | 4PGE15E36090**-** | Natural Gas | Induced Draft | True | True | 1 | False | Down |  | None | Non-Condensing | Single-Stage |  | 0.5 | Standard |  | 90000 | 72000 |  |  | 77200 | 511 | 80 | 78 | [8 empty] | Federally-Regulated Consumer Product | 09/30/2015 |  | 02/23/2016
Allied Air | GREAT LAKES | 4PGE15E36090**-** | Natural Gas | Induced Draft | True | True | 1 | False | Down |  | None | Non-Condensing | Single-Stage |  | 0.5 | Standard |  | 90000 | 72000 |  |  | 77200 | 511 | 80 | 78 | [8 empty] | Federally-Regulated Consumer Product | 09/30/2015 |  | 02/23/2016
Allied Air | ADVANCE COMFORT SYSTEM | 4PGE15E36090**-** | Natural Gas | Induced Draft | True | True | 1 | False | Horizontal |  | None | Non-Condensing | Single-Stage |  | 0.5 | Standard |  | 90000 | 72000 |  |  | 77200 | 511 | 80 | 78 | [8 empty] | Federally-Regulated Consumer Product | 09/30/2015 |  | 02/23/2016
Allied Air | Airease | 4PGE15E36090**-** | Natural Gas | Induced Draft | True | True | 1 | False | Horizontal |  | None | Non-Condensing | Single-Stage |  | 0.5 | Standard |  | 90000 | 72000 |  |  | 77200 | 511 | 80 | 78 | [8 empty] | Federally-Regulated Consumer Product | 09/30/2015 |  | 02/23/2016
Allied Air | ALLIED | 4PGE15E36090**-** | Natural Gas | Induced Draft | True | True | 1 | False | Horizontal |  | None | Non-Condensing | Single-Stage |  | 0.5 | Standard |  | 90000 | 72000 |  |  | 77200 | 511 | 80 | 78 | [8 empty] | Federally-Regulated Consumer Product | 09/30/2015 |  | 02/23/2016
Allied Air | ARMSTRONG AIR | 4PGE15E36090**-** | Natural Gas | Induced Draft | True | True | 1 | False | Horizontal |  | None | Non-Condensing | Single-Stage |  | 0.5 | Standard |  | 90000 | 72000 |  |  | 77200 | 511 | 80 | 78 | [8 empty] | Federally-Regulated Consumer Product | 09/30/2015 |  | 02/23/2016
Allied Air | GREAT LAKES | 4PGE15E36090**-** | Natural Gas | Induced Draft | True | True | 1 | False | Horizontal |  | None | Non-Condensing | Single-Stage |  | 0.5 | Standard |  | 90000 | 72000 |  |  | 77200 | 511 | 80 | 78 | [8 empty] | Federally-Regulated Consumer Product | 09/30/2015 |  | 02/23/2016
Allied Air | Airease | 4PGE15E42110**-** | LPG | Induced Draft | True | True | 1 | False | Down |  | None | Non-Condensing | Single-Stage |  | 0.75 | Standard |  | 110000 | 88000 |  |  | 98500 | 415 | 80 | 78 | [8 empty] | Federally-Regulated Consumer Product | 09/30/2015 |  | 02/23/2016
Allied Air | ARMSTRONG AIR | 4PGE15E42110**-** | LPG | Induced Draft | True | True | 1 | False | Down |  | None | Non-Condensing | Single-Stage |  | 0.75 | Standard |  | 110000 | 88000 |  |  | 98500 | 415 | 80 | 78 | [8 empty] | Federally-Regulated Consumer Product | 09/30/2015 |  | 02/23/2016
Allied Air | ADVANCE COMFORT SYSTEM | 4PGE15E42110**-** | LPG | Induced Draft | True | True | 1 | False | Down |  | None | Non-Condensing | Single-Stage |  | 0.75 | Standard |  | 110000 | 88000 |  |  | 98500 | 415 | 80 | 78 | [8 empty] | Federally-Regulated Consumer Product | 09/30/2015 |  | 02/23/2016
Allied Air | GREAT LAKES | 4PGE15E42110**-** | LPG | Induced Draft | True | True | 1 | False | Down |  | None | Non-Condensing | Single-Stage |  | 0.75 | Standard |  | 110000 | 88000 |  |  | 98500 | 415 | 80 | 78 | [8 empty] | Federally-Regulated Consumer Product | 09/30/2015 |  | 02/23/2016
Allied Air | ALLIED | 4PGE15E42110**-** | LPG | Induced Draft | True | True | 1 | False | Down |  | None | Non-Condensing | Single-Stage |  | 0.75 | Standard |  | 110000 | 88000 |  |  | 98500 | 415 | 80 | 78 | [8 empty] | Federally-Regulated Consumer Product | 09/30/2015 |  | 02/23/2016
Allied Air | Airease | 4PGE15E42110**-** | LPG | Induced Draft | True | True | 1 | False | Horizontal |  | None | Non-Condensing | Single-Stage |  | 0.75 | Standard |  | 110000 | 88000 |  |  | 98500 | 415 | 80 | 78 | [8 empty] | Federally-Regulated Consumer Product | 09/30/2015 |  | 02/23/2016
Allied Air | ARMSTRONG AIR | 4PGE15E42110**-** | LPG | Induced Draft | True | True | 1 | False | Horizontal |  | None | Non-Condensing | Single-Stage |  | 0.75 | Standard |  | 110000 | 88000 |  |  | 98500 | 415 | 80 | 78 | [8 empty] | Federally-Regulated Consumer Product | 09/30/2015 |  | 02/23/2016
Allied Air | ADVANCE COMFORT SYSTEM | 4PGE15E42110**-** | LPG | Induced Draft | True | True | 1 | False | Horizontal |  | None | Non-Condensing | Single-Stage |  | 0.75 | Standard |  | 110000 | 88000 |  |  | 98500 | 415 | 80 | 78 | [8 empty] | Federally-Regulated Consumer Product | 09/30/2015 |  | 02/23/2016
Allied Air | GREAT LAKES | 4PGE15E42110**-** | LPG | Induced Draft | True | True | 1 | False | Horizontal |  | None | Non-Condensing | Single-Stage |  | 0.75 | Standard |  | 110000 | 88000 |  |  | 98500 | 415 | 80 | 78 | [8 empty] | Federally-Regulated Consumer Product | 09/30/2015 |  | 02/23/2016
Allied Air | ALLIED | 4PGE15E42110**-** | LPG | Induced Draft | True | True | 1 | False | Horizontal |  | None | Non-Condensing | Single-Stage |  | 0.75 | Standard |  | 110000 | 88000 |  |  | 98500 | 415 | 80 | 78 | [8 empty] | Federally-Regulated Consumer Product | 09/30/2015 |  | 02/23/2016
Allied Air | Airease | 4PGE15E42110**-** | Natural Gas | Induced Draft | True | True | 1 | False | Down |  | None | Non-Condensing | Single-Stage |  | 0.75 | Standard |  | 110000 | 88000 |  |  | 98500 | 415 | 80 | 78 | [8 empty] | Federally-Regulated Consumer Product | 09/30/2015 |  | 02/23/2016
Allied Air | ARMSTRONG AIR | 4PGE15E42110**-** | Natural Gas | Induced Draft | True | True | 1 | False | Down |  | None | Non-Condensing | Single-Stage |  | 0.75 | Standard |  | 110000 | 88000 |  |  | 98500 | 415 | 80 | 78 | [8 empty] | Federally-Regulated Consumer Product | 09/30/2015 |  | 02/23/2016
Allied Air | ADVANCE COMFORT SYSTEM | 4PGE15E42110**-** | Natural Gas | Induced Draft | True | True | 1 | False | Down |  | None | Non-Condensing | Single-Stage |  | 0.75 | Standard |  | 110000 | 88000 |  |  | 98500 | 415 | 80 | 78 | [8 empty] | Federally-Regulated Consumer Product | 09/30/2015 |  | 02/23/2016
Allied Air | GREAT LAKES | 4PGE15E42110**-** | Natural Gas | Induced Draft | True | True | 1 | False | Down |  | None | Non-Condensing | Single-Stage |  | 0.75 | Standard |  | 110000 | 88000 |  |  | 98500 | 415 | 80 | 78 | [8 empty] | Federally-Regulated Consumer Product | 09/30/2015 |  | 02/23/2016
Allied Air | ALLIED | 4PGE15E42110**-** | Natural Gas | Induced Draft | True | True | 1 | False | Down |  | None | Non-Condensing | Single-Stage |  | 0.75 | Standard |  | 110000 | 88000 |  |  | 98500 | 415 | 80 | 78 | [8 empty] | Federally-Regulated Consumer Product | 09/30/2015 |  | 02/23/2016
Allied Air | Airease | 4PGE15E42110**-** | Natural Gas | Induced Draft | True | True | 1 | False | Horizontal |  | None | Non-Condensing | Single-Stage |  | 0.75 | Standard |  | 110000 | 88000 |  |  | 98500 | 415 | 80 | 78 | [8 empty] | Federally-Regulated Consumer Product | 09/30/2015 |  | 02/23/2016
Allied Air | ARMSTRONG AIR | 4PGE15E42110**-** | Natural Gas | Induced Draft | True | True | 1 | False | Horizontal |  | None | Non-Condensing | Single-Stage |  | 0.75 | Standard |  | 110000 | 88000 |  |  | 98500 | 415 | 80 | 78 | [8 empty] | Federally-Regulated Consumer Product | 09/30/2015 |  | 02/23/2016
Allied Air | ADVANCE COMFORT SYSTEM | 4PGE15E42110**-** | Natural Gas | Induced Draft | True | True | 1 | False | Horizontal |  | None | Non-Condensing | Single-Stage |  | 0.75 | Standard |  | 110000 | 88000 |  |  | 98500 | 415 | 80 | 78 | [8 empty] | Federally-Regulated Consumer Product | 09/30/2015 |  | 02/23/2016
Allied Air | GREAT LAKES | 4PGE15E42110**-** | Natural Gas | Induced Draft | True | True | 1 | False | Horizontal |  | None | Non-Condensing | Single-Stage |  | 0.75 | Standard |  | 110000 | 88000 |  |  | 98500 | 415 | 80 | 78 | [8 empty] | Federally-Regulated Consumer Product | 09/30/2015 |  | 02/23/2016
Allied Air | ALLIED | 4PGE15E42110**-** | Natural Gas | Induced Draft | True | True | 1 | False | Horizontal |  | None | Non-Condensing | Single-Stage |  | 0.75 | Standard |  | 110000 | 88000 |  |  | 98500 | 415 | 80 | 78 | [8 empty] | Federally-Regulated Consumer Product | 09/30/2015 |  | 02/23/2016
Allied Air | ADVANCE COMFORT SYSTEM | RGE13A24050**-*** | LPG | Induced Draft | True | True | 1 | False | Down |  | None | Non-Condensing | Single-Stage |  | 0.5 | Standard |  | 50000 | 40000 |  |  | 38900 | 340 | 80 | 78 | [8 empty] | Federally-Regulated Consumer Product | 09/30/2015 |  | 02/23/2016
Allied Air | ALLIED | RGE13A24050**-*** | LPG | Induced Draft | True | True | 1 | False | Down |  | None | Non-Condensing | Single-Stage |  | 0.5 | Standard |  | 50000 | 40000 |  |  | 38900 | 340 | 80 | 78 | [8 empty] | Federally-Regulated Consumer Product | 09/30/2015 |  | 02/23/2016
Allied Air | Concord | RGE13A24050**-*** | LPG | Induced Draft | True | True | 1 | False | Down |  | None | Non-Condensing | Single-Stage |  | 0.5 | Standard |  | 50000 | 40000 |  |  | 38900 | 340 | 80 | 78 | [8 empty] | Federally-Regulated Consumer Product | 09/30/2015 |  | 02/23/2016
Allied Air | Ducane | RGE13A24050**-*** | LPG | Induced Draft | True | True | 1 | False | Down |  | None | Non-Condensing | Single-Stage |  | 0.5 | Standard |  | 50000 | 40000 |  |  | 38900 | 340 | 80 | 78 | [8 empty] | Federally-Regulated Consumer Product | 09/30/2015 |  | 02/23/2016
Allied Air | GREAT LAKES | RGE13A24050**-*** | LPG | Induced Draft | True | True | 1 | False | Down |  | None | Non-Condensing | Single-Stage |  | 0.5 | Standard |  | 50000 | 40000 |  |  | 38900 | 340 | 80 | 78 | [8 empty] | Federally-Regulated Consumer Product | 09/30/2015 |  | 02/23/2016
Allied Air | ADVANCE COMFORT SYSTEM | RGE13A24050**-*** | LPG | Induced Draft | True | True | 1 | False | Horizontal |  | None | Non-Condensing | Single-Stage |  | 0.5 | Standard |  | 50000 | 40000 |  |  | 38900 | 340 | 80 | 78 | [8 empty] | Federally-Regulated Consumer Product | 09/30/2015 |  | 02/23/2016
Allied Air | ALLIED | RGE13A24050**-*** | LPG | Induced Draft | True | True | 1 | False | Horizontal |  | None | Non-Condensing | Single-Stage |  | 0.5 | Standard |  | 50000 | 40000 |  |  | 38900 | 340 | 80 | 78 | [8 empty] | Federally-Regulated Consumer Product | 09/30/2015 |  | 02/23/2016
Allied Air | Concord | RGE13A24050**-*** | LPG | Induced Draft | True | True | 1 | False | Horizontal |  | None | Non-Condensing | Single-Stage |  | 0.5 | Standard |  | 50000 | 40000 |  |  | 38900 | 340 | 80 | 78 | [8 empty] | Federally-Regulated Consumer Product | 09/30/2015 |  | 02/23/2016
Allied Air | Ducane | RGE13A24050**-*** | LPG | Induced Draft | True | True | 1 | False | Horizontal |  | None | Non-Condensing | Single-Stage |  | 0.5 | Standard |  | 50000 | 40000 |  |  | 38900 | 340 | 80 | 78 | [8 empty] | Federally-Regulated Consumer Product | 09/30/2015 |  | 02/23/2016
Allied Air | GREAT LAKES | RGE13A24050**-*** | LPG | Induced Draft | True | True | 1 | False | Horizontal |  | None | Non-Condensing | Single-Stage |  | 0.5 | Standard |  | 50000 | 40000 |  |  | 38900 | 340 | 80 | 78 | [8 empty] | Federally-Regulated Consumer Product | 09/30/2015 |  | 02/23/2016
Allied Air | ADVANCE COMFORT SYSTEM | RGE13A24050**-*** | Natural Gas | Induced Draft | True | True | 1 | False | Down |  | None | Non-Condensing | Single-Stage |  | 0.5 | Standard |  | 50000 | 40000 |  |  | 38900 | 340 | 80 | 78 | [8 empty] | Federally-Regulated Consumer Product | 09/30/2015 |  | 02/23/2016
Trane U.S. Inc. | Trane | SFHJ*90(4,5,C)B | LPG | Power | False | True | 3 | False | Down |  | None | Non-Condensing | Two-Stage Modulating |  | 50 | Premium |  | 1100000 | 880000 | [6 empty] | 80 | 80 | [6 empty] | Federally-Regulated Commercial & Industrial Equipment | 09/30/2015 |  | 02/24/2016
Trane U.S. Inc. | Trane | SFHJ*90(4,5,C)C | LPG | Power | False | True | 3 | False | Down |  | Electro-Mechanical Inlet Dampe | Non-Condensing | Two-Stage Modulating |  | 50 | Premium |  | 1800000 | 1440000 | [6 empty] | 80 | 80 | [6 empty] | Federally-Regulated Commercial & Industrial Equipment | 09/30/2015 |  | 02/24/2016
Trane U.S. Inc. | Trane | SFHJ*90(4,5,C)E | LPG | Power | False | True | 3 | False | Down |  | Electro-Mechanical Inlet Dampe | Non-Condensing | Step Modulating |  | 50 | Premium |  | 1100000 | 880000 | [6 empty] | 80 | 80 | [6 empty] | Federally-Regulated Commercial & Industrial Equipment | 09/30/2015 |  | 02/24/2016
Trane U.S. Inc. | Trane | SFHJ*90(4,5,C)F | LPG | Power | False | True | 3 | False | Down |  | Electro-Mechanical Inlet Dampe | Non-Condensing | Step Modulating |  | 50 | Premium |  | 1800000 | 1440000 | [6 empty] | 80 | 80 | [6 empty] | Federally-Regulated Commercial & Industrial Equipment | 09/30/2015 |  | 02/24/2016
Trane U.S. Inc. | Trane | SXHL*60(E,F,4,5)0 | LPG | Power | False | True | 3 | False | Down |  | None | Non-Condensing | Step Modulating |  | 50 | Premium |  | 1400000 | 1120000 | [6 empty] | 80 | 80 | [6 empty] | Federally-Regulated Commercial & Industrial Equipment | 09/30/2015 |  | 02/24/2016
Trane U.S. Inc. | Trane | SXHL*60(E,F,4,5)0 | Natural Gas | Power | False | True | 3 | False | Down |  | None | Non-Condensing | Step Modulating |  | 50 | Premium |  | 1400000 | 1120000 | [6 empty] | 80 | 80 | [6 empty] | Federally-Regulated Commercial & Industrial Equipment | 09/30/2015 |  | 02/24/2016
Rheem Sales Company, Inc. | Rheem | R97VA060M317USA | LPG | Induced Draft | True | False | 1 | False | Up |  | None | Condensing | Step Modulating |  | 0.5 | Premium |  | 60000 | 55000 |  |  | 47300 | 174 | 97 | 78 | [8 empty] | Federally-Regulated Consumer Product | 01/19/2016 |  | 03/08/2016
Rheem Sales Company, Inc. | Rheem | R97VA060M317USA | Natural Gas | Induced Draft | True | False | 1 | False | Up |  | None | Condensing | Step Modulating |  | 0.5 | Premium |  | 60000 | 55000 |  |  | 47300 | 174 | 97 | 78 | [8 empty] | Federally-Regulated Consumer Product | 01/19/2016 |  | 03/08/2016
Rheem Sales Company, Inc. | Rheem | R97VA085M521USA | LPG | Induced Draft | True | False | 1 | False | Up |  | None | Condensing | Step Modulating |  | 0.75 | Premium |  | 98000 | 83000 |  |  | 77900 | 384 | 97 | 78 | [8 empty] | Federally-Regulated Consumer Product | 01/19/2016 |  | 03/08/2016
Rheem Sales Company, Inc. | Rheem | R97VA085M521USA | Natural Gas | Induced Draft | True | False | 1 | False | Up |  | None | Condensing | Step Modulating |  | 0.75 | Premium |  | 98000 | 83000 |  |  | 77900 | 384 | 97 | 78 | [8 empty] | Federally-Regulated Consumer Product | 01/19/2016 |  | 03/08/2016
Trane U.S. Inc. | Trane | YH(D,H)150F(3,4,W)R(H,Z)* | LPG | Power | False | True | 3 | False | Down |  | None | Non-Condensing | Two-Stage Modulating |  | 3 | Standard |  | 250000 | 203000 | [6 empty] | 81 | 80 | [6 empty] | Federally-Regulated Commercial & Industrial Equipment | 12/04/2015 |  | 04/12/2016
Trane U.S. Inc. | Trane | YH(D,H)150F(3,4,W)R(H,Z)* | LPG | Power | False | True | 3 | False | Horizontal |  | None | Non-Condensing | Two-Stage Modulating |  | 3 | Standard |  | 250000 | 203000 | [6 empty] | 81 | 80 | [6 empty] | Federally-Regulated Commercial & Industrial Equipment | 12/04/2015 |  | 04/12/2016
Trane U.S. Inc. | Trane | YH(D,H)180F(3,4,W)R(L,X)* | LPG | Power | False | True | 3 | False | Down |  | None | Non-Condensing | Two-Stage Modulating |  | 3 | Standard |  | 250000 | 203000 | [6 empty] | 81 | 80 | [6 empty] | Federally-Regulated Commercial & Industrial Equipment | 12/04/2015 |  | 04/12/2016
Trane U.S. Inc. | Trane | YH(D,H)180F(3,4,W)R(L,X)* | LPG | Power | False | True | 3 | False | Horizontal |  | None | Non-Condensing | Two-Stage Modulating |  | 3 | Standard |  | 250000 | 203000 | [6 empty] | 81 | 80 | [6 empty] | Federally-Regulated Commercial & Industrial Equipment | 12/04/2015 |  | 04/12/2016
Trane U.S. Inc. | Trane | YH(D,H)180F(3,4,W)R(L,X)* | Natural Gas | Power | False | True | 3 | False | Down |  | None | Non-Condensing | Two-Stage Modulating |  | 3 | Standard |  | 250000 | 203000 | [6 empty] | 81 | 80 | [6 empty] | Federally-Regulated Commercial & Industrial Equipment | 12/04/2015 |  | 04/12/2016
Trane U.S. Inc. | Trane | YH(D,H)180F(3,4,W)R(L,X)* | Natural Gas | Power | False | True | 3 | False | Horizontal |  | None | Non-Condensing | Two-Stage Modulating |  | 3 | Standard |  | 250000 | 203000 | [6 empty] | 81 | 80 | [6 empty] | Federally-Regulated Commercial & Industrial Equipment | 12/04/2015 |  | 04/12/2016
Trane U.S. Inc. | Trane | YH(D,H)210F(3,4,W)R(L,X)* | LPG | Power | False | True | 3 | False | Down |  | None | Non-Condensing | Two-Stage Modulating |  | 5 | Standard |  | 250000 | 203000 | [6 empty] | 81 | 80 | [6 empty] | Federally-Regulated Commercial & Industrial Equipment | 12/04/2015 |  | 04/12/2016
Trane U.S. Inc. | Trane | YH(D,H)210F(3,4,W)R(L,X)* | LPG | Power | False | True | 3 | False | Horizontal |  | None | Non-Condensing | Two-Stage Modulating |  | 5 | Standard |  | 250000 | 203000 | [6 empty] | 81 | 80 | [6 empty] | Federally-Regulated Commercial & Industrial Equipment | 12/04/2015 |  | 04/12/2016
Trane U.S. Inc. | Trane | YH(D,H)240F(3,4,W)R(L,X)* | LPG | Power | False | True | 3 | False | Down |  | None | Non-Condensing | Two-Stage Modulating |  | 5 | Standard |  | 250000 | 203000 | [6 empty] | 81 | 80 | [6 empty] | Federally-Regulated Commercial & Industrial Equipment | 12/04/2015 |  | 04/12/2016
Trane U.S. Inc. | Trane | YH(D,H)240F(3,4,W)R(L,X)* | LPG | Power | False | True | 3 | False | Horizontal |  | None | Non-Condensing | Two-Stage Modulating |  | 5 | Standard |  | 250000 | 203000 | [6 empty] | 81 | 80 | [6 empty] | Federally-Regulated Commercial & Industrial Equipment | 12/04/2015 |  | 04/12/2016
Trane U.S. Inc. | Trane | YH(D,H)240F(3,4,W)R(H,Z)* | LPG | Power | False | True | 3 | False | Down |  | None | Non-Condensing | Two-Stage Modulating |  | 5 | Standard |  | 400000 | 324000 | [6 empty] | 81 | 80 | [6 empty] | Federally-Regulated Commercial & Industrial Equipment | 12/04/2015 |  | 04/12/2016
Trane U.S. Inc. | Trane | YH(D,H)240F(3,4,W)R(H,Z)* | LPG | Power | False | True | 3 | False | Horizontal |  | None | Non-Condensing | Two-Stage Modulating |  | 5 | Standard |  | 400000 | 324000 | [6 empty] | 81 | 80 | [6 empty] | Federally-Regulated Commercial & Industrial Equipment | 12/04/2015 |  | 04/12/2016
Trane U.S. Inc. | Trane | YH(D,H)300F(3,4,W)R(L,X)* | LPG | Power | False | True | 3 | False | Down |  | None | Non-Condensing | Two-Stage Modulating |  | 7.5 | Standard |  | 250000 | 203000 | [6 empty] | 81 | 80 | [6 empty] | Federally-Regulated Commercial & Industrial Equipment | 12/04/2015 |  | 04/12/2016
Trane U.S. Inc. | Trane | YH(D,H)300F(3,4,W)R(L,X)* | LPG | Power | False | True | 3 | False | Horizontal |  | None | Non-Condensing | Two-Stage Modulating |  | 7.5 | Standard |  | 250000 | 203000 | [6 empty] | 81 | 80 | [6 empty] | Federally-Regulated Commercial & Industrial Equipment | 12/04/2015 |  | 04/12/2016
Trane U.S. Inc. | Trane | YH(D,H)300F(3,4,W)R(H,Z)* | LPG | Power | False | True | 3 | False | Down |  | None | Non-Condensing | Two-Stage Modulating |  | 7.5 | Standard |  | 400000 | 324000 | [6 empty] | 81 | 80 | [6 empty] | Federally-Regulated Commercial & Industrial Equipment | 12/04/2015 |  | 04/12/2016
Trane U.S. Inc. | Trane | YH(D,H)300F(3,4,W)R(H,Z)* | LPG | Power | False | True | 3 | False | Horizontal |  | None | Non-Condensing | Two-Stage Modulating |  | 7.5 | Standard |  | 400000 | 324000 | [6 empty] | 81 | 80 | [6 empty] | Federally-Regulated Commercial & Industrial Equipment | 12/04/2015 |  | 04/12/2016
Trane U.S. Inc. | Trane | YH(D,H)150F(3,4,W)RV* | LPG | Power | False | True | 3 | False | Down |  | None | Non-Condensing | Step Modulating |  | 3 | Standard |  | 350000 | 283000 | [6 empty] | 81 | 80 | [6 empty] | Federally-Regulated Commercial & Industrial Equipment | 12/04/2015 |  | 04/12/2016
Trane U.S. Inc. | Trane | YH(D,H)150F(3,4,W)RV* | LPG | Power | False | True | 3 | False | Horizontal |  | None | Non-Condensing | Step Modulating |  | 3 | Standard |  | 350000 | 283000 | [6 empty] | 81 | 80 | [6 empty] | Federally-Regulated Commercial & Industrial Equipment | 12/04/2015 |  | 04/12/2016
Trane U.S. Inc. | Trane | YH(D,H)180F(3,4,W)R(H,Z)* | LPG | Power | False | True | 3 | False | Down |  | None | Non-Condensing | Two-Stage Modulating |  | 3 | Standard |  | 350000 | 284000 | [6 empty] | 81 | 80 | [6 empty] | Federally-Regulated Commercial & Industrial Equipment | 12/04/2015 |  | 04/12/2016
Trane U.S. Inc. | Trane | YH(D,H)180F(3,4,W)R(H,Z)* | LPG | Power | False | True | 3 | False | Horizontal |  | None | Non-Condensing | Two-Stage Modulating |  | 3 | Standard |  | 350000 | 284000 | [6 empty] | 81 | 80 | [6 empty] | Federally-Regulated Commercial & Industrial Equipment | 12/04/2015 |  | 04/12/2016
Trane U.S. Inc. | Trane | YH(D,H)180F(3,4,W)R(H,Z)* | Natural Gas | Power | False | True | 3 | False | Down |  | None | Non-Condensing | Two-Stage Modulating |  | 3 | Standard |  | 350000 | 284000 | [6 empty] | 81 | 80 | [6 empty] | Federally-Regulated Commercial & Industrial Equipment | 12/04/2015 |  | 04/12/2016
Trane U.S. Inc. | Trane | YH(D,H)180F(3,4,W)R(H,Z)* | Natural Gas | Power | False | True | 3 | False | Horizontal |  | None | Non-Condensing | Two-Stage Modulating |  | 3 | Standard |  | 350000 | 284000 | [6 empty] | 81 | 80 | [6 empty] | Federally-Regulated Commercial & Industrial Equipment | 12/04/2015 |  | 04/12/2016
Trane U.S. Inc. | Trane | YH(D,H)180F(3,4,W)RV* | LPG | Power | False | True | 3 | False | Down |  | None | Non-Condensing | Step Modulating |  | 3 | Standard |  | 350000 | 283000 | [6 empty] | 81 | 80 | [6 empty] | Federally-Regulated Commercial & Industrial Equipment | 12/04/2015 |  | 04/12/2016
Trane U.S. Inc. | Trane | YH(D,H)180F(3,4,W)RV* | LPG | Power | False | True | 3 | False | Horizontal |  | None | Non-Condensing | Step Modulating |  | 3 | Standard |  | 350000 | 283000 | [6 empty] | 81 | 80 | [6 empty] | Federally-Regulated Commercial & Industrial Equipment | 12/04/2015 |  | 04/12/2016
Trane U.S. Inc. | Trane | YH(D,H)180F(3,4,W)RV* | Natural Gas | Power | False | True | 3 | False | Down |  | None | Non-Condensing | Step Modulating |  | 3 | Standard |  | 350000 | 283000 | [6 empty] | 81 | 80 | [6 empty] | Federally-Regulated Commercial & Industrial Equipment | 12/04/2015 |  | 04/12/2016
Trane U.S. Inc. | Trane | YH(D,H)180F(3,4,W)RV* | Natural Gas | Power | False | True | 3 | False | Horizontal |  | None | Non-Condensing | Step Modulating |  | 3 | Standard |  | 350000 | 283000 | [6 empty] | 81 | 80 | [6 empty] | Federally-Regulated Commercial & Industrial Equipment | 12/04/2015 |  | 04/12/2016
Trane U.S. Inc. | Trane | YH(D,H)210F(3,4,W)R(H,Z)* | LPG | Power | False | True | 3 | False | Down |  | None | Non-Condensing | Two-Stage Modulating |  | 5 | Standard |  | 350000 | 284000 | [6 empty] | 81 | 80 | [6 empty] | Federally-Regulated Commercial & Industrial Equipment | 12/04/2015 |  | 04/12/2016
Trane U.S. Inc. | Trane | YH(D,H)210F(3,4,W)R(H,Z)* | LPG | Power | False | True | 3 | False | Horizontal |  | None | Non-Condensing | Two-Stage Modulating |  | 5 | Standard |  | 350000 | 284000 | [6 empty] | 81 | 80 | [6 empty] | Federally-Regulated Commercial & Industrial Equipment | 12/04/2015 |  | 04/12/2016
Trane U.S. Inc. | Trane | YH(D,H)210F(3,4,W)RV* | LPG | Power | False | True | 3 | False | Down |  | None | Non-Condensing | Step Modulating |  | 5 | Standard |  | 350000 | 283000 | [6 empty] | 81 | 80 | [6 empty] | Federally-Regulated Commercial & Industrial Equipment | 12/04/2015 |  | 04/12/2016
Trane U.S. Inc. | Trane | YH(D,H)210F(3,4,W)RV* | LPG | Power | False | True | 3 | False | Horizontal |  | None | Non-Condensing | Step Modulating |  | 5 | Standard |  | 350000 | 283000 | [6 empty] | 81 | 80 | [6 empty] | Federally-Regulated Commercial & Industrial Equipment | 12/04/2015 |  | 04/12/2016
Trane U.S. Inc. | Trane | YH(D,H)240F(3,4,W)RV* | LPG | Power | False | True | 3 | False | Down |  | None | Non-Condensing | Step Modulating |  | 5 | Standard |  | 350000 | 283000 | [6 empty] | 81 | 80 | [6 empty] | Federally-Regulated Commercial & Industrial Equipment | 12/04/2015 |  | 04/12/2016
Trane U.S. Inc. | Trane | YH(D,H)240F(3,4,W)RV* | LPG | Power | False | True | 3 | False | Horizontal |  | None | Non-Condensing | Step Modulating |  | 5 | Standard |  | 350000 | 283000 | [6 empty] | 81 | 80 | [6 empty] | Federally-Regulated Commercial & Industrial Equipment | 12/04/2015 |  | 04/12/2016
Trane U.S. Inc. | Trane | YH(D,H)300F(3,4,W)RV* | LPG | Power | False | True | 3 | False | Down |  | None | Non-Condensing | Step Modulating |  | 7.5 | Standard |  | 350000 | 283000 | [6 empty] | 81 | 80 | [6 empty] | Federally-Regulated Commercial & Industrial Equipment | 12/04/2015 |  | 04/12/2016
Trane U.S. Inc. | Trane | YH(D,H)300F(3,4,W)RV* | LPG | Power | False | True | 3 | False | Horizontal |  | None | Non-Condensing | Step Modulating |  | 7.5 | Standard |  | 350000 | 283000 | [6 empty] | 81 | 80 | [6 empty] | Federally-Regulated Commercial & Industrial Equipment | 12/04/2015 |  | 04/12/2016
Trane U.S. Inc. | AMERICAN STANDARD | YH(D,H)150F(3,4,W)R(H,Z)* | LPG | Power | False | True | 3 | False | Down |  | None | Non-Condensing | Two-Stage Modulating |  | 3 | Standard |  | 250000 | 203000 | [6 empty] | 81 | 80 | [6 empty] | Federally-Regulated Commercial & Industrial Equipment | 09/30/2015 |  | 04/12/2016
Trane U.S. Inc. | AMERICAN STANDARD | YH(D,H)150F(3,4,W)R(H,Z)* | LPG | Power | False | True | 3 | False | Horizontal |  | None | Non-Condensing | Two-Stage Modulating |  | 3 | Standard |  | 250000 | 203000 | [6 empty] | 81 | 80 | [6 empty] | Federally-Regulated Commercial & Industrial Equipment | 09/30/2015 |  | 04/12/2016
Trane U.S. Inc. | AMERICAN STANDARD | YH(D,H)180F(3,4,W)R(L,X)* | LPG | Power | False | True | 3 | False | Down |  | None | Non-Condensing | Two-Stage Modulating |  | 3 | Standard |  | 250000 | 203000 | [6 empty] | 81 | 80 | [6 empty] | Federally-Regulated Commercial & Industrial Equipment | 09/30/2015 |  | 04/12/2016
Trane U.S. Inc. | AMERICAN STANDARD | YH(D,H)180F(3,4,W)R(L,X)* | LPG | Power | False | True | 3 | False | Horizontal |  | None | Non-Condensing | Two-Stage Modulating |  | 3 | Standard |  | 250000 | 203000 | [6 empty] | 81 | 80 | [6 empty] | Federally-Regulated Commercial & Industrial Equipment | 09/30/2015 |  | 04/12/2016
Trane U.S. Inc. | AMERICAN STANDARD | YH(D,H)180F(3,4,W)R(L,X)* | Natural Gas | Power | False | True | 3 | False | Down |  | None | Non-Condensing | Two-Stage Modulating |  | 3 | Standard |  | 250000 | 203000 | [6 empty] | 81 | 80 | [6 empty] | Federally-Regulated Commercial & Industrial Equipment | 09/30/2015 |  | 04/12/2016
Trane U.S. Inc. | AMERICAN STANDARD | YH(D,H)180F(3,4,W)R(L,X)* | Natural Gas | Power | False | True | 3 | False | Horizontal |  | None | Non-Condensing | Two-Stage Modulating |  | 3 | Standard |  | 250000 | 203000 | [6 empty] | 81 | 80 | [6 empty] | Federally-Regulated Commercial & Industrial Equipment | 09/30/2015 |  | 04/12/2016
Trane U.S. Inc. | AMERICAN STANDARD | YH(D,H)210F(3,4,W)R(L,X)* | LPG | Power | False | True | 3 | False | Down |  | None | Non-Condensing | Two-Stage Modulating |  | 5 | Standard |  | 250000 | 203000 | [6 empty] | 81 | 80 | [6 empty] | Federally-Regulated Commercial & Industrial Equipment | 09/30/2015 |  | 04/12/2016
Trane U.S. Inc. | AMERICAN STANDARD | YH(D,H)210F(3,4,W)R(L,X)* | LPG | Power | False | True | 3 | False | Horizontal |  | None | Non-Condensing | Two-Stage Modulating |  | 5 | Standard |  | 250000 | 203000 | [6 empty] | 81 | 80 | [6 empty] | Federally-Regulated Commercial & Industrial Equipment | 09/30/2015 |  | 04/12/2016
Trane U.S. Inc. | AMERICAN STANDARD | YH(D,H)240F(3,4,W)R(L,X)* | LPG | Power | False | True | 3 | False | Down |  | None | Non-Condensing | Two-Stage Modulating |  | 5 | Standard |  | 250000 | 203000 | [6 empty] | 81 | 80 | [6 empty] | Federally-Regulated Commercial & Industrial Equipment | 09/30/2015 |  | 04/12/2016
Trane U.S. Inc. | AMERICAN STANDARD | YH(D,H)240F(3,4,W)R(L,X)* | LPG | Power | False | True | 3 | False | Horizontal |  | None | Non-Condensing | Two-Stage Modulating |  | 5 | Standard |  | 250000 | 203000 | [6 empty] | 81 | 80 | [6 empty] | Federally-Regulated Commercial & Industrial Equipment | 09/30/2015 |  | 04/12/2016
Trane U.S. Inc. | AMERICAN STANDARD | YH(D,H)240F(3,4,W)R(H,Z)* | LPG | Power | False | True | 3 | False | Down |  | None | Non-Condensing | Two-Stage Modulating |  | 5 | Standard |  | 400000 | 324000 | [6 empty] | 81 | 80 | [6 empty] | Federally-Regulated Commercial & Industrial Equipment | 09/30/2015 |  | 04/12/2016
Trane U.S. Inc. | AMERICAN STANDARD | YH(D,H)240F(3,4,W)R(H,Z)* | LPG | Power | False | True | 3 | False | Horizontal |  | None | Non-Condensing | Two-Stage Modulating |  | 5 | Standard |  | 400000 | 324000 | [6 empty] | 81 | 80 | [6 empty] | Federally-Regulated Commercial & Industrial Equipment | 09/30/2015 |  | 04/12/2016
Trane U.S. Inc. | AMERICAN STANDARD | YH(D,H)300F(3,4,W)R(L,X)* | LPG | Power | False | True | 3 | False | Down |  | None | Non-Condensing | Two-Stage Modulating |  | 7.5 | Standard |  | 250000 | 203000 | [6 empty] | 81 | 80 | [6 empty] | Federally-Regulated Commercial & Industrial Equipment | 09/30/2015 |  | 04/12/2016
Trane U.S. Inc. | AMERICAN STANDARD | YH(D,H)300F(3,4,W)R(L,X)* | LPG | Power | False | True | 3 | False | Horizontal |  | None | Non-Condensing | Two-Stage Modulating |  | 7.5 | Standard |  | 250000 | 203000 | [6 empty] | 81 | 80 | [6 empty] | Federally-Regulated Commercial & Industrial Equipment | 09/30/2015 |  | 04/12/2016
Trane U.S. Inc. | AMERICAN STANDARD | YH(D,H)300F(3,4,W)R(H,Z)* | LPG | Power | False | True | 3 | False | Down |  | None | Non-Condensing | Two-Stage Modulating |  | 7.5 | Standard |  | 400000 | 324000 | [6 empty] | 81 | 80 | [6 empty] | Federally-Regulated Commercial & Industrial Equipment | 09/30/2015 |  | 04/12/2016
Trane U.S. Inc. | AMERICAN STANDARD | YH(D,H)300F(3,4,W)R(H,Z)* | LPG | Power | False | True | 3 | False | Horizontal |  | None | Non-Condensing | Two-Stage Modulating |  | 7.5 | Standard |  | 400000 | 324000 | [6 empty] | 81 | 80 | [6 empty] | Federally-Regulated Commercial & Industrial Equipment | 09/30/2015 |  | 04/12/2016
Trane U.S. Inc. | AMERICAN STANDARD | YH(D,H)150F(3,4,W)RV* | LPG | Power | False | True | 3 | False | Down |  | None | Non-Condensing | Step Modulating |  | 3 | Standard |  | 350000 | 283000 | [6 empty] | 81 | 80 | [6 empty] | Federally-Regulated Commercial & Industrial Equipment | 09/30/2015 |  | 04/12/2016
Trane U.S. Inc. | AMERICAN STANDARD | YH(D,H)150F(3,4,W)RV* | LPG | Power | False | True | 3 | False | Horizontal |  | None | Non-Condensing | Step Modulating |  | 3 | Standard |  | 350000 | 283000 | [6 empty] | 81 | 80 | [6 empty] | Federally-Regulated Commercial & Industrial Equipment | 09/30/2015 |  | 04/12/2016
Trane U.S. Inc. | AMERICAN STANDARD | YH(D,H)180F(3,4,W)R(H,Z)* | LPG | Power | False | True | 3 | False | Down |  | None | Non-Condensing | Two-Stage Modulating |  | 3 | Standard |  | 350000 | 284000 | [6 empty] | 81 | 80 | [6 empty] | Federally-Regulated Commercial & Industrial Equipment | 09/30/2015 |  | 04/12/2016
Trane U.S. Inc. | AMERICAN STANDARD | YH(D,H)180F(3,4,W)R(H,Z)* | LPG | Power | False | True | 3 | False | Horizontal |  | None | Non-Condensing | Two-Stage Modulating |  | 3 | Standard |  | 350000 | 284000 | [6 empty] | 81 | 80 | [6 empty] | Federally-Regulated Commercial & Industrial Equipment | 09/30/2015 |  | 04/12/2016
Trane U.S. Inc. | AMERICAN STANDARD | YH(D,H)180F(3,4,W)R(H,Z)* | Natural Gas | Power | False | True | 3 | False | Down |  | None | Non-Condensing | Two-Stage Modulating |  | 3 | Standard |  | 350000 | 284000 | [6 empty] | 81 | 80 | [6 empty] | Federally-Regulated Commercial & Industrial Equipment | 09/30/2015 |  | 04/12/2016
Trane U.S. Inc. | AMERICAN STANDARD | YH(D,H)180F(3,4,W)R(H,Z)* | Natural Gas | Power | False | True | 3 | False | Horizontal |  | None | Non-Condensing | Two-Stage Modulating |  | 3 | Standard |  | 350000 | 284000 | [6 empty] | 81 | 80 | [6 empty] | Federally-Regulated Commercial & Industrial Equipment | 09/30/2015 |  | 04/12/2016
Trane U.S. Inc. | AMERICAN STANDARD | YH(D,H)180F(3,4,W)RV* | LPG | Power | False | True | 3 | False | Down |  | None | Non-Condensing | Step Modulating |  | 3 | Standard |  | 350000 | 283000 | [6 empty] | 81 | 80 | [6 empty] | Federally-Regulated Commercial & Industrial Equipment | 09/30/2015 |  | 04/12/2016
Trane U.S. Inc. | AMERICAN STANDARD | YH(D,H)180F(3,4,W)RV* | LPG | Power | False | True | 3 | False | Horizontal |  | None | Non-Condensing | Step Modulating |  | 3 | Standard |  | 350000 | 283000 | [6 empty] | 81 | 80 | [6 empty] | Federally-Regulated Commercial & Industrial Equipment | 09/30/2015 |  | 04/12/2016
Trane U.S. Inc. | AMERICAN STANDARD | YH(D,H)180F(3,4,W)RV* | Natural Gas | Power | False | True | 3 | False | Down |  | None | Non-Condensing | Step Modulating |  | 3 | Standard |  | 350000 | 283000 | [6 empty] | 81 | 80 | [6 empty] | Federally-Regulated Commercial & Industrial Equipment | 09/30/2015 |  | 04/12/2016
Trane U.S. Inc. | AMERICAN STANDARD | YH(D,H)180F(3,4,W)RV* | Natural Gas | Power | False | True | 3 | False | Horizontal |  | None | Non-Condensing | Step Modulating |  | 3 | Standard |  | 350000 | 283000 | [6 empty] | 81 | 80 | [6 empty] | Federally-Regulated Commercial & Industrial Equipment | 09/30/2015 |  | 04/12/2016
Trane U.S. Inc. | AMERICAN STANDARD | YH(D,H)210F(3,4,W)R(H,Z)* | LPG | Power | False | True | 3 | False | Down |  | None | Non-Condensing | Two-Stage Modulating |  | 5 | Standard |  | 350000 | 284000 | [6 empty] | 81 | 80 | [6 empty] | Federally-Regulated Commercial & Industrial Equipment | 09/30/2015 |  | 04/12/2016
Trane U.S. Inc. | AMERICAN STANDARD | YH(D,H)210F(3,4,W)R(H,Z)* | LPG | Power | False | True | 3 | False | Horizontal |  | None | Non-Condensing | Two-Stage Modulating |  | 5 | Standard |  | 350000 | 284000 | [6 empty] | 81 | 80 | [6 empty] | Federally-Regulated Commercial & Industrial Equipment | 09/30/2015 |  | 04/12/2016
Trane U.S. Inc. | AMERICAN STANDARD | YH(D,H)210F(3,4,W)RV* | LPG | Power | False | True | 3 | False | Down |  | None | Non-Condensing | Step Modulating |  | 5 | Standard |  | 350000 | 283000 | [6 empty] | 81 | 80 | [6 empty] | Federally-Regulated Commercial & Industrial Equipment | 09/30/2015 |  | 04/12/2016
Trane U.S. Inc. | AMERICAN STANDARD | YH(D,H)210F(3,4,W)RV* | LPG | Power | False | True | 3 | False | Horizontal |  | None | Non-Condensing | Step Modulating |  | 5 | Standard |  | 350000 | 283000 | [6 empty] | 81 | 80 | [6 empty] | Federally-Regulated Commercial & Industrial Equipment | 09/30/2015 |  | 04/12/2016
Trane U.S. Inc. | AMERICAN STANDARD | YH(D,H)240F(3,4,W)RV* | LPG | Power | False | True | 3 | False | Down |  | None | Non-Condensing | Step Modulating |  | 5 | Standard |  | 350000 | 283000 | [6 empty] | 81 | 80 | [6 empty] | Federally-Regulated Commercial & Industrial Equipment | 09/30/2015 |  | 04/12/2016
Trane U.S. Inc. | AMERICAN STANDARD | YH(D,H)240F(3,4,W)RV* | LPG | Power | False | True | 3 | False | Horizontal |  | None | Non-Condensing | Step Modulating |  | 5 | Standard |  | 350000 | 283000 | [6 empty] | 81 | 80 | [6 empty] | Federally-Regulated Commercial & Industrial Equipment | 09/30/2015 |  | 04/12/2016
Trane U.S. Inc. | AMERICAN STANDARD | YH(D,H)300F(3,4,W)RV* | LPG | Power | False | True | 3 | False | Down |  | None | Non-Condensing | Step Modulating |  | 7.5 | Standard |  | 350000 | 283000 | [6 empty] | 81 | 80 | [6 empty] | Federally-Regulated Commercial & Industrial Equipment | 09/30/2015 |  | 04/12/2016
Trane U.S. Inc. | AMERICAN STANDARD | YH(D,H)300F(3,4,W)RV* | LPG | Power | False | True | 3 | False | Horizontal |  | None | Non-Condensing | Step Modulating |  | 7.5 | Standard |  | 350000 | 283000 | [6 empty] | 81 | 80 | [6 empty] | Federally-Regulated Commercial & Industrial Equipment | 09/30/2015 |  | 04/12/2016
Carrier Corp. - Syracuse | Airquest | N8MSL1352422 | LPG | Induced Draft | True | False | 1 | False | Up |  | None | Non-Condensing | Single-Stage |  | 0.75 | Standard |  | 132000 | 107000 |  |  | 114600 | 1340 | 80 | 78 | [8 empty] | Federally-Regulated Consumer Product | 11/17/2015 |  | 05/24/2016
Carrier Corp. - Syracuse | Airquest | N8MSL1352422 | Natural Gas | Induced Draft | True | False | 1 | False | Up |  | None | Non-Condensing | Single-Stage |  | 0.75 | Standard |  | 132000 | 107000 |  |  | 114600 | 1340 | 80 | 78 | [8 empty] | Federally-Regulated Consumer Product | 11/17/2015 |  | 05/24/2016
Carrier Corp. - Syracuse | Airquest | N8MSL1352422* | LPG | Induced Draft | True | False | 1 | False | Down |  | None | Non-Condensing | Single-Stage |  | 0.75 | Standard |  | 126000 | 102000 |  |  | 114300 | 1403 | 80 | 78 | [8 empty] | Federally-Regulated Consumer Product | 11/17/2015 |  | 05/24/2016
Carrier Corp. - Syracuse | Airquest | N8MSL1352422* | Natural Gas | Induced Draft | True | False | 1 | False | Down |  | None | Non-Condensing | Single-Stage |  | 0.75 | Standard |  | 126000 | 102000 |  |  | 114300 | 1403 | 80 | 78 | [8 empty] | Federally-Regulated Consumer Product | 11/17/2015 |  | 05/24/2016
Carrier Corp. - Syracuse | Airquest | N8MSL1352422* | LPG | Induced Draft | True | False | 1 | False | Horizontal |  | None | Non-Condensing | Single-Stage |  | 0.75 | Standard |  | 126000 | 102000 |  |  | 114300 | 1403 | 80 | 78 | [8 empty] | Federally-Regulated Consumer Product | 11/17/2015 |  | 05/24/2016
Carrier Corp. - Syracuse | Airquest | N8MSL1352422* | Natural Gas | Induced Draft | True | False | 1 | False | Horizontal |  | None | Non-Condensing | Single-Stage |  | 0.75 | Standard |  | 126000 | 102000 |  |  | 114300 | 1403 | 80 | 78 | [8 empty] | Federally-Regulated Consumer Product | 11/17/2015 |  | 05/24/2016
Carrier Corp. - Syracuse | Airquest | N8MSN1352422 | LPG | Induced Draft | True | False | 1 | False | Down |  | None | Non-Condensing | Single-Stage |  | 0.75 | Standard |  | 132000 | 107000 |  |  | 114600 | 1340 | 80 | 78 | [8 empty] | Federally-Regulated Consumer Product | 11/17/2015 |  | 05/24/2016
Carrier Corp. - Syracuse | Airquest | N8MSN1352422 | Natural Gas | Induced Draft | True | False | 1 | False | Down |  | None | Non-Condensing | Single-Stage |  | 0.75 | Standard |  | 132000 | 107000 |  |  | 114600 | 1340 | 80 | 78 | [8 empty] | Federally-Regulated Consumer Product | 11/17/2015 |  | 05/24/2016
Carrier Corp. - Syracuse | Airquest | N8MSN1352422 | LPG | Induced Draft | True | False | 1 | False | Horizontal |  | None | Non-Condensing | Single-Stage |  | 0.75 | Standard |  | 132000 | 107000 |  |  | 114600 | 1340 | 80 | 78 | [8 empty] | Federally-Regulated Consumer Product | 11/17/2015 |  | 05/24/2016
Carrier Corp. - Syracuse | Airquest | N8MSN1352422 | Natural Gas | Induced Draft | True | False | 1 | False | Horizontal |  | None | Non-Condensing | Single-Stage |  | 0.75 | Standard |  | 132000 | 107000 |  |  | 114600 | 1340 | 80 | 78 | [8 empty] | Federally-Regulated Consumer Product | 11/17/2015 |  | 05/24/2016
Carrier Corp. - Syracuse | Airquest | N8MSN1352422 | LPG | Induced Draft | True | False | 1 | False | Up |  | None | Non-Condensing | Single-Stage |  | 0.75 | Standard |  | 132000 | 107000 |  |  | 114600 | 1340 | 80 | 78 | [8 empty] | Federally-Regulated Consumer Product | 11/17/2015 |  | 05/24/2016
Carrier Corp. - Syracuse | Airquest | N8MSN1352422 | Natural Gas | Induced Draft | True | False | 1 | False | Up |  | None | Non-Condensing | Single-Stage |  | 0.75 | Standard |  | 132000 | 107000 |  |  | 114600 | 1340 | 80 | 78 | [8 empty] | Federally-Regulated Consumer Product | 11/17/2015 |  | 05/24/2016
Carrier Corp. - Syracuse | Arcoaire | N8MSL1352422 | LPG | Induced Draft | True | False | 1 | False | Up |  | None | Non-Condensing | Single-Stage |  | 0.75 | Standard |  | 132000 | 107000 |  |  | 114600 | 1340 | 80 | 78 | [8 empty] | Federally-Regulated Consumer Product | 11/17/2015 |  | 05/24/2016
Carrier Corp. - Syracuse | Arcoaire | N8MSL1352422 | Natural Gas | Induced Draft | True | False | 1 | False | Up |  | None | Non-Condensing | Single-Stage |  | 0.75 | Standard |  | 132000 | 107000 |  |  | 114600 | 1340 | 80 | 78 | [8 empty] | Federally-Regulated Consumer Product | 11/17/2015 |  | 05/24/2016
Carrier Corp. - Syracuse | Arcoaire | N8MSL1352422* | LPG | Induced Draft | True | False | 1 | False | Down |  | None | Non-Condensing | Single-Stage |  | 0.75 | Standard |  | 126000 | 102000 |  |  | 114300 | 1403 | 80 | 78 | [8 empty] | Federally-Regulated Consumer Product | 11/17/2015 |  | 05/24/2016
Carrier Corp. - Syracuse | Arcoaire | N8MSL1352422* | Natural Gas | Induced Draft | True | False | 1 | False | Down |  | None | Non-Condensing | Single-Stage |  | 0.75 | Standard |  | 126000 | 102000 |  |  | 114300 | 1403 | 80 | 78 | [8 empty] | Federally-Regulated Consumer Product | 11/17/2015 |  | 05/24/2016
Carrier Corp. - Syracuse | Arcoaire | N8MSL1352422* | LPG | Induced Draft | True | False | 1 | False | Horizontal |  | None | Non-Condensing | Single-Stage |  | 0.75 | Standard |  | 126000 | 102000 |  |  | 114300 | 1403 | 80 | 78 | [8 empty] | Federally-Regulated Consumer Product | 11/17/2015 |  | 05/24/2016
Carrier Corp. - Syracuse | Arcoaire | N8MSL1352422* | Natural Gas | Induced Draft | True | False | 1 | False | Horizontal |  | None | Non-Condensing | Single-Stage |  | 0.75 | Standard |  | 126000 | 102000 |  |  | 114300 | 1403 | 80 | 78 | [8 empty] | Federally-Regulated Consumer Product | 11/17/2015 |  | 05/24/2016
Carrier Corp. - Syracuse | Arcoaire | N8MSN1352422 | LPG | Induced Draft | True | False | 1 | False | Down |  | None | Non-Condensing | Single-Stage |  | 0.75 | Standard |  | 132000 | 107000 |  |  | 114600 | 1340 | 80 | 78 | [8 empty] | Federally-Regulated Consumer Product | 11/17/2015 |  | 05/24/2016
Carrier Corp. - Syracuse | Arcoaire | N8MSN1352422 | Natural Gas | Induced Draft | True | False | 1 | False | Down |  | None | Non-Condensing | Single-Stage |  | 0.75 | Standard |  | 132000 | 107000 |  |  | 114600 | 1340 | 80 | 78 | [8 empty] | Federally-Regulated Consumer Product | 11/17/2015 |  | 05/24/2016
Carrier Corp. - Syracuse | Arcoaire | N8MSN1352422 | LPG | Induced Draft | True | False | 1 | False | Horizontal |  | None | Non-Condensing | Single-Stage |  | 0.75 | Standard |  | 132000 | 107000 |  |  | 114600 | 1340 | 80 | 78 | [8 empty] | Federally-Regulated Consumer Product | 11/17/2015 |  | 05/24/2016
Carrier Corp. - Syracuse | Arcoaire | N8MSN1352422 | Natural Gas | Induced Draft | True | False | 1 | False | Horizontal |  | None | Non-Condensing | Single-Stage |  | 0.75 | Standard |  | 132000 | 107000 |  |  | 114600 | 1340 | 80 | 78 | [8 empty] | Federally-Regulated Consumer Product | 11/17/2015 |  | 05/24/2016
Carrier Corp. - Syracuse | Arcoaire | N8MSN1352422 | LPG | Induced Draft | True | False | 1 | False | Up |  | None | Non-Condensing | Single-Stage |  | 0.75 | Standard |  | 132000 | 107000 |  |  | 114600 | 1340 | 80 | 78 | [8 empty] | Federally-Regulated Consumer Product | 11/17/2015 |  | 05/24/2016
Carrier Corp. - Syracuse | Arcoaire | N8MSN1352422 | Natural Gas | Induced Draft | True | False | 1 | False | Up |  | None | Non-Condensing | Single-Stage |  | 0.75 | Standard |  | 132000 | 107000 |  |  | 114600 | 1340 | 80 | 78 | [8 empty] | Federally-Regulated Consumer Product | 11/17/2015 |  | 05/24/2016
Carrier Corp. - Syracuse | Bryant | 310AAV066135 | LPG | Induced Draft | True | False | 1 | False | Down |  | None | Non-Condensing | Single-Stage |  | 0.75 | Standard |  | 132000 | 107000 |  |  | 114600 | 1340 | 80 | 78 | [8 empty] | Federally-Regulated Consumer Product | 11/17/2015 |  | 05/24/2016
Carrier Corp. - Syracuse | Bryant | 310AAV066135 | Natural Gas | Induced Draft | True | False | 1 | False | Down |  | None | Non-Condensing | Single-Stage |  | 0.75 | Standard |  | 132000 | 107000 |  |  | 114600 | 1340 | 80 | 78 | [8 empty] | Federally-Regulated Consumer Product | 11/17/2015 |  | 05/24/2016
Carrier Corp. - Syracuse | Bryant | 310AAV066135 | LPG | Induced Draft | True | False | 1 | False | Horizontal |  | None | Non-Condensing | Single-Stage |  | 0.75 | Standard |  | 132000 | 107000 |  |  | 114600 | 1340 | 80 | 78 | [8 empty] | Federally-Regulated Consumer Product | 11/17/2015 |  | 05/24/2016
Carrier Corp. - Syracuse | Bryant | 310AAV066135 | Natural Gas | Induced Draft | True | False | 1 | False | Horizontal |  | None | Non-Condensing | Single-Stage |  | 0.75 | Standard |  | 132000 | 107000 |  |  | 114600 | 1340 | 80 | 78 | [8 empty] | Federally-Regulated Consumer Product | 11/17/2015 |  | 05/24/2016
Carrier Corp. - Syracuse | Bryant | 310AAV066135 | LPG | Induced Draft | True | False | 1 | False | Up |  | None | Non-Condensing | Single-Stage |  | 0.75 | Standard |  | 132000 | 107000 |  |  | 114600 | 1340 | 80 | 78 | [8 empty] | Federally-Regulated Consumer Product | 11/17/2015 |  | 05/24/2016
Carrier Corp. - Syracuse | Bryant | 310AAV066135 | Natural Gas | Induced Draft | True | False | 1 | False | Up |  | None | Non-Condensing | Single-Stage |  | 0.75 | Standard |  | 132000 | 107000 |  |  | 114600 | 1340 | 80 | 78 | [8 empty] | Federally-Regulated Consumer Product | 11/17/2015 |  | 05/24/2016
Carrier Corp. - Syracuse | Bryant | 310JAV066135 | LPG | Induced Draft | True | False | 1 | False | Up |  | None | Non-Condensing | Single-Stage |  | 0.75 | Standard |  | 132000 | 107000 |  |  | 114600 | 1340 | 80 | 78 | [8 empty] | Federally-Regulated Consumer Product | 11/17/2015 |  | 05/24/2016
Carrier Corp. - Syracuse | Bryant | 310JAV066135 | Natural Gas | Induced Draft | True | False | 1 | False | Up |  | None | Non-Condensing | Single-Stage |  | 0.75 | Standard |  | 132000 | 107000 |  |  | 114600 | 1340 | 80 | 78 | [8 empty] | Federally-Regulated Consumer Product | 11/17/2015 |  | 05/24/2016
Carrier Corp. - Syracuse | Bryant | 310JAV066135* | LPG | Induced Draft | True | False | 1 | False | Down |  | None | Non-Condensing | Single-Stage |  | 0.75 | Standard |  | 126000 | 102000 |  |  | 114300 | 1403 | 80 | 78 | [8 empty] | Federally-Regulated Consumer Product | 11/17/2015 |  | 05/24/2016
Carrier Corp. - Syracuse | Bryant | 310JAV066135* | Natural Gas | Induced Draft | True | False | 1 | False | Down |  | None | Non-Condensing | Single-Stage |  | 0.75 | Standard |  | 126000 | 102000 |  |  | 114300 | 1403 | 80 | 78 | [8 empty] | Federally-Regulated Consumer Product | 11/17/2015 |  | 05/24/2016
Carrier Corp. - Syracuse | Bryant | 310JAV066135* | LPG | Induced Draft | True | False | 1 | False | Horizontal |  | None | Non-Condensing | Single-Stage |  | 0.75 | Standard |  | 126000 | 102000 |  |  | 114300 | 1403 | 80 | 78 | [8 empty] | Federally-Regulated Consumer Product | 11/17/2015 |  | 05/24/2016
Carrier Corp. - Syracuse | Bryant | 310JAV066135* | Natural Gas | Induced Draft | True | False | 1 | False | Horizontal |  | None | Non-Condensing | Single-Stage |  | 0.75 | Standard |  | 126000 | 102000 |  |  | 114300 | 1403 | 80 | 78 | [8 empty] | Federally-Regulated Consumer Product | 11/17/2015 |  | 05/24/2016
Carrier Corp. - Syracuse | Bryant | 311AAV066135 | LPG | Induced Draft | True | False | 1 | False | Down |  | None | Non-Condensing | Single-Stage |  | 0.75 | Standard |  | 132000 | 107000 |  |  | 114700 | 1317 | 80 | 78 | [8 empty] | Federally-Regulated Consumer Product | 11/17/2015 |  | 05/24/2016
Carrier Corp. - Syracuse | Bryant | 311AAV066135 | Natural Gas | Induced Draft | True | False | 1 | False | Down |  | None | Non-Condensing | Single-Stage |  | 0.75 | Standard |  | 132000 | 107000 |  |  | 114700 | 1317 | 80 | 78 | [8 empty] | Federally-Regulated Consumer Product | 11/17/2015 |  | 05/24/2016
Carrier Corp. - Syracuse | Bryant | 311AAV066135 | LPG | Induced Draft | True | False | 1 | False | Horizontal |  | None | Non-Condensing | Single-Stage |  | 0.75 | Standard |  | 132000 | 107000 |  |  | 114700 | 1317 | 80 | 78 | [8 empty] | Federally-Regulated Consumer Product | 11/17/2015 |  | 05/24/2016
Carrier Corp. - Syracuse | Bryant | 311AAV066135 | Natural Gas | Induced Draft | True | False | 1 | False | Horizontal |  | None | Non-Condensing | Single-Stage |  | 0.75 | Standard |  | 132000 | 107000 |  |  | 114700 | 1317 | 80 | 78 | [8 empty] | Federally-Regulated Consumer Product | 11/17/2015 |  | 05/24/2016
Carrier Corp. - Syracuse | Bryant | 311AAV066135 | LPG | Induced Draft | True | False | 1 | False | Up |  | None | Non-Condensing | Single-Stage |  | 0.75 | Standard |  | 132000 | 107000 |  |  | 114700 | 1317 | 80 | 78 | [8 empty] | Federally-Regulated Consumer Product | 11/17/2015 |  | 05/24/2016
Carrier Corp. - Syracuse | Bryant | 311AAV066135 | Natural Gas | Induced Draft | True | False | 1 | False | Up |  | None | Non-Condensing | Single-Stage |  | 0.75 | Standard |  | 132000 | 107000 |  |  | 114700 | 1317 | 80 | 78 | [8 empty] | Federally-Regulated Consumer Product | 11/17/2015 |  | 05/24/2016
Carrier Corp. - Syracuse | Bryant | 311JAV066135 | LPG | Induced Draft | True | False | 1 | False | Up |  | None | Non-Condensing | Single-Stage |  | 0.75 | Standard |  | 132000 | 107000 |  |  | 114700 | 1317 | 80 | 78 | [8 empty] | Federally-Regulated Consumer Product | 11/17/2015 |  | 05/24/2016
Carrier Corp. - Syracuse | Bryant | 311JAV066135 | Natural Gas | Induced Draft | True | False | 1 | False | Up |  | None | Non-Condensing | Single-Stage |  | 0.75 | Standard |  | 132000 | 107000 |  |  | 114700 | 1317 | 80 | 78 | [8 empty] | Federally-Regulated Consumer Product | 11/17/2015 |  | 05/24/2016
Carrier Corp. - Syracuse | Bryant | 311JAV066135* | LPG | Induced Draft | True | False | 1 | False | Down |  | None | Non-Condensing | Single-Stage |  | 0.75 | Standard |  | 126000 | 102000 |  |  | 114400 | 1380 | 80 | 78 | [8 empty] | Federally-Regulated Consumer Product | 11/17/2015 |  | 05/24/2016
Carrier Corp. - Syracuse | Bryant | 311JAV066135* | Natural Gas | Induced Draft | True | False | 1 | False | Down |  | None | Non-Condensing | Single-Stage |  | 0.75 | Standard |  | 126000 | 102000 |  |  | 114400 | 1380 | 80 | 78 | [8 empty] | Federally-Regulated Consumer Product | 11/17/2015 |  | 05/24/2016
Carrier Corp. - Syracuse | Bryant | 311JAV066135* | LPG | Induced Draft | True | False | 1 | False | Horizontal |  | None | Non-Condensing | Single-Stage |  | 0.75 | Standard |  | 126000 | 102000 |  |  | 114400 | 1380 | 80 | 78 | [8 empty] | Federally-Regulated Consumer Product | 11/17/2015 |  | 05/24/2016
Carrier Corp. - Syracuse | Bryant | 311JAV066135* | Natural Gas | Induced Draft | True | False | 1 | False | Horizontal |  | None | Non-Condensing | Single-Stage |  | 0.75 | Standard |  | 126000 | 102000 |  |  | 114400 | 1380 | 80 | 78 | [8 empty] | Federally-Regulated Consumer Product | 11/17/2015 |  | 05/24/2016
Carrier Corp. - Syracuse | Carrier | 58STA135-22 | LPG | Induced Draft | True | False | 1 | False | Down |  | None | Non-Condensing | Single-Stage |  | 0.75 | Standard |  | 132000 | 107000 |  |  | 114600 | 1340 | 80 | 78 | [8 empty] | Federally-Regulated Consumer Product | 11/17/2015 |  | 05/24/2016
Carrier Corp. - Syracuse | Carrier | 58STA135-22 | Natural Gas | Induced Draft | True | False | 1 | False | Down |  | None | Non-Condensing | Single-Stage |  | 0.75 | Standard |  | 132000 | 107000 |  |  | 114600 | 1340 | 80 | 78 | [8 empty] | Federally-Regulated Consumer Product | 11/17/2015 |  | 05/24/2016
Carrier Corp. - Syracuse | Carrier | 58STA135-22 | LPG | Induced Draft | True | False | 1 | False | Horizontal |  | None | Non-Condensing | Single-Stage |  | 0.75 | Standard |  | 132000 | 107000 |  |  | 114600 | 1340 | 80 | 78 | [8 empty] | Federally-Regulated Consumer Product | 11/17/2015 |  | 05/24/2016
Carrier Corp. - Syracuse | Carrier | 58STA135-22 | Natural Gas | Induced Draft | True | False | 1 | False | Horizontal |  | None | Non-Condensing | Single-Stage |  | 0.75 | Standard |  | 132000 | 107000 |  |  | 114600 | 1340 | 80 | 78 | [8 empty] | Federally-Regulated Consumer Product | 11/17/2015 |  | 05/24/2016
Carrier Corp. - Syracuse | Carrier | 58STA135-22 | LPG | Induced Draft | True | False | 1 | False | Up |  | None | Non-Condensing | Single-Stage |  | 0.75 | Standard |  | 132000 | 107000 |  |  | 114600 | 1340 | 80 | 78 | [8 empty] | Federally-Regulated Consumer Product | 11/17/2015 |  | 05/24/2016
Carrier Corp. - Syracuse | Carrier | 58STA135-22 | Natural Gas | Induced Draft | True | False | 1 | False | Up |  | None | Non-Condensing | Single-Stage |  | 0.75 | Standard |  | 132000 | 107000 |  |  | 114600 | 1340 | 80 | 78 | [8 empty] | Federally-Regulated Consumer Product | 11/17/2015 |  | 05/24/2016
Carrier Corp. - Syracuse | Carrier | 58STX135-22 | LPG | Induced Draft | True | False | 1 | False | Up |  | None | Non-Condensing | Single-Stage |  | 0.75 | Standard |  | 132000 | 107000 |  |  | 114600 | 1340 | 80 | 78 | [8 empty] | Federally-Regulated Consumer Product | 11/17/2015 |  | 05/24/2016
Carrier Corp. - Syracuse | Carrier | 58STX135-22 | Natural Gas | Induced Draft | True | False | 1 | False | Up |  | None | Non-Condensing | Single-Stage |  | 0.75 | Standard |  | 132000 | 107000 |  |  | 114600 | 1340 | 80 | 78 | [8 empty] | Federally-Regulated Consumer Product | 11/17/2015 |  | 05/24/2016
Carrier Corp. - Syracuse | Carrier | 58STX135-22* | LPG | Induced Draft | True | False | 1 | False | Down |  | None | Non-Condensing | Single-Stage |  | 0.75 | Standard |  | 126000 | 102000 |  |  | 114300 | 1403 | 80 | 78 | [8 empty] | Federally-Regulated Consumer Product | 11/17/2015 |  | 05/24/2016
Carrier Corp. - Syracuse | Carrier | 58STX135-22* | Natural Gas | Induced Draft | True | False | 1 | False | Down |  | None | Non-Condensing | Single-Stage |  | 0.75 | Standard |  | 126000 | 102000 |  |  | 114300 | 1403 | 80 | 78 | [8 empty] | Federally-Regulated Consumer Product | 11/17/2015 |  | 05/24/2016
Carrier Corp. - Syracuse | Carrier | 58STX135-22* | LPG | Induced Draft | True | False | 1 | False | Horizontal |  | None | Non-Condensing | Single-Stage |  | 0.75 | Standard |  | 126000 | 102000 |  |  | 114300 | 1403 | 80 | 78 | [8 empty] | Federally-Regulated Consumer Product | 11/17/2015 |  | 05/24/2016
Carrier Corp. - Syracuse | Carrier | 58STX135-22* | Natural Gas | Induced Draft | True | False | 1 | False | Horizontal |  | None | Non-Condensing | Single-Stage |  | 0.75 | Standard |  | 126000 | 102000 |  |  | 114300 | 1403 | 80 | 78 | [8 empty] | Federally-Regulated Consumer Product | 11/17/2015 |  | 05/24/2016
Carrier Corp. - Syracuse | COMFORT 80 | 58DLA135-22 | LPG | Induced Draft | True | False | 1 | False | Down |  | None | Non-Condensing | Single-Stage |  | 0.75 | Standard |  | 132000 | 107000 |  |  | 114700 | 1317 | 80 | 78 | [8 empty] | Federally-Regulated Consumer Product | 11/17/2015 |  | 05/24/2016
Carrier Corp. - Syracuse | COMFORT 80 | 58DLA135-22 | Natural Gas | Induced Draft | True | False | 1 | False | Down |  | None | Non-Condensing | Single-Stage |  | 0.75 | Standard |  | 132000 | 107000 |  |  | 114700 | 1317 | 80 | 78 | [8 empty] | Federally-Regulated Consumer Product | 11/17/2015 |  | 05/24/2016
Carrier Corp. - Syracuse | COMFORT 80 | 58DLA135-22 | LPG | Induced Draft | True | False | 1 | False | Horizontal |  | None | Non-Condensing | Single-Stage |  | 0.75 | Standard |  | 132000 | 107000 |  |  | 114700 | 1317 | 80 | 78 | [8 empty] | Federally-Regulated Consumer Product | 11/17/2015 |  | 05/24/2016
Carrier Corp. - Syracuse | COMFORT 80 | 58DLA135-22 | Natural Gas | Induced Draft | True | False | 1 | False | Horizontal |  | None | Non-Condensing | Single-Stage |  | 0.75 | Standard |  | 132000 | 107000 |  |  | 114700 | 1317 | 80 | 78 | [8 empty] | Federally-Regulated Consumer Product | 11/17/2015 |  | 05/24/2016
Carrier Corp. - Syracuse | COMFORT 80 | 58DLA135-22 | LPG | Induced Draft | True | False | 1 | False | Up |  | None | Non-Condensing | Single-Stage |  | 0.75 | Standard |  | 132000 | 107000 |  |  | 114700 | 1317 | 80 | 78 | [8 empty] | Federally-Regulated Consumer Product | 11/17/2015 |  | 05/24/2016
Carrier Corp. - Syracuse | COMFORT 80 | 58DLA135-22 | Natural Gas | Induced Draft | True | False | 1 | False | Up |  | None | Non-Condensing | Single-Stage |  | 0.75 | Standard |  | 132000 | 107000 |  |  | 114700 | 1317 | 80 | 78 | [8 empty] | Federally-Regulated Consumer Product | 11/17/2015 |  | 05/24/2016
Carrier Corp. - Syracuse | COMFORT 80 | 58DLX135-22 | LPG | Induced Draft | True | False | 1 | False | Up |  | None | Non-Condensing | Single-Stage |  | 0.75 | Standard |  | 132000 | 107000 |  |  | 114700 | 1317 | 80 | 78 | [8 empty] | Federally-Regulated Consumer Product | 11/17/2015 |  | 05/24/2016
Carrier Corp. - Syracuse | COMFORT 80 | 58DLX135-22 | Natural Gas | Induced Draft | True | False | 1 | False | Up |  | None | Non-Condensing | Single-Stage |  | 0.75 | Standard |  | 132000 | 107000 |  |  | 114700 | 1317 | 80 | 78 | [8 empty] | Federally-Regulated Consumer Product | 11/17/2015 |  | 05/24/2016
Carrier Corp. - Syracuse | COMFORT 80 | 58DLX135-22* | LPG | Induced Draft | True | False | 1 | False | Down |  | None | Non-Condensing | Single-Stage |  | 0.75 | Standard |  | 126000 | 102000 |  |  | 114400 | 1380 | 80 | 78 | [8 empty] | Federally-Regulated Consumer Product | 11/17/2015 |  | 05/24/2016
Carrier Corp. - Syracuse | COMFORT 80 | 58DLX135-22* | Natural Gas | Induced Draft | True | False | 1 | False | Down |  | None | Non-Condensing | Single-Stage |  | 0.75 | Standard |  | 126000 | 102000 |  |  | 114400 | 1380 | 80 | 78 | [8 empty] | Federally-Regulated Consumer Product | 11/17/2015 |  | 05/24/2016
Carrier Corp. - Syracuse | COMFORT 80 | 58DLX135-22* | LPG | Induced Draft | True | False | 1 | False | Horizontal |  | None | Non-Condensing | Single-Stage |  | 0.75 | Standard |  | 126000 | 102000 |  |  | 114400 | 1380 | 80 | 78 | [8 empty] | Federally-Regulated Consumer Product | 11/17/2015 |  | 05/24/2016
Carrier Corp. - Syracuse | COMFORT 80 | 58DLX135-22* | Natural Gas | Induced Draft | True | False | 1 | False | Horizontal |  | None | Non-Condensing | Single-Stage |  | 0.75 | Standard |  | 126000 | 102000 |  |  | 114400 | 1380 | 80 | 78 | [8 empty] | Federally-Regulated Consumer Product | 11/17/2015 |  | 05/24/2016
Carrier Corp. - Syracuse | Comfortmaker | N8MSL1352422 | LPG | Induced Draft | True | False | 1 | False | Up |  | None | Non-Condensing | Single-Stage |  | 0.75 | Standard |  | 132000 | 107000 |  |  | 114600 | 1340 | 80 | 78 | [8 empty] | Federally-Regulated Consumer Product | 11/17/2015 |  | 05/24/2016
Carrier Corp. - Syracuse | Comfortmaker | N8MSL1352422 | Natural Gas | Induced Draft | True | False | 1 | False | Up |  | None | Non-Condensing | Single-Stage |  | 0.75 | Standard |  | 132000 | 107000 |  |  | 114600 | 1340 | 80 | 78 | [8 empty] | Federally-Regulated Consumer Product | 11/17/2015 |  | 05/24/2016
Carrier Corp. - Syracuse | Comfortmaker | N8MSL1352422* | LPG | Induced Draft | True | False | 1 | False | Down |  | None | Non-Condensing | Single-Stage |  | 0.75 | Standard |  | 126000 | 102000 |  |  | 114300 | 1403 | 80 | 78 | [8 empty] | Federally-Regulated Consumer Product | 11/17/2015 |  | 05/24/2016
Carrier Corp. - Syracuse | Comfortmaker | N8MSL1352422* | Natural Gas | Induced Draft | True | False | 1 | False | Down |  | None | Non-Condensing | Single-Stage |  | 0.75 | Standard |  | 126000 | 102000 |  |  | 114300 | 1403 | 80 | 78 | [8 empty] | Federally-Regulated Consumer Product | 11/17/2015 |  | 05/24/2016
Carrier Corp. - Syracuse | Comfortmaker | N8MSL1352422* | LPG | Induced Draft | True | False | 1 | False | Horizontal |  | None | Non-Condensing | Single-Stage |  | 0.75 | Standard |  | 126000 | 102000 |  |  | 114300 | 1403 | 80 | 78 | [8 empty] | Federally-Regulated Consumer Product | 11/17/2015 |  | 05/24/2016
Carrier Corp. - Syracuse | Comfortmaker | N8MSL1352422* | Natural Gas | Induced Draft | True | False | 1 | False | Horizontal |  | None | Non-Condensing | Single-Stage |  | 0.75 | Standard |  | 126000 | 102000 |  |  | 114300 | 1403 | 80 | 78 | [8 empty] | Federally-Regulated Consumer Product | 11/17/2015 |  | 05/24/2016
Carrier Corp. - Syracuse | Comfortmaker | N8MSN1352422 | LPG | Induced Draft | True | False | 1 | False | Down |  | None | Non-Condensing | Single-Stage |  | 0.75 | Standard |  | 132000 | 107000 |  |  | 114600 | 1340 | 80 | 78 | [8 empty] | Federally-Regulated Consumer Product | 11/17/2015 |  | 05/24/2016
Carrier Corp. - Syracuse | Comfortmaker | N8MSN1352422 | Natural Gas | Induced Draft | True | False | 1 | False | Down |  | None | Non-Condensing | Single-Stage |  | 0.75 | Standard |  | 132000 | 107000 |  |  | 114600 | 1340 | 80 | 78 | [8 empty] | Federally-Regulated Consumer Product | 11/17/2015 |  | 05/24/2016
Carrier Corp. - Syracuse | Comfortmaker | N8MSN1352422 | LPG | Induced Draft | True | False | 1 | False | Horizontal |  | None | Non-Condensing | Single-Stage |  | 0.75 | Standard |  | 132000 | 107000 |  |  | 114600 | 1340 | 80 | 78 | [8 empty] | Federally-Regulated Consumer Product | 11/17/2015 |  | 05/24/2016
Carrier Corp. - Syracuse | Comfortmaker | N8MSN1352422 | Natural Gas | Induced Draft | True | False | 1 | False | Horizontal |  | None | Non-Condensing | Single-Stage |  | 0.75 | Standard |  | 132000 | 107000 |  |  | 114600 | 1340 | 80 | 78 | [8 empty] | Federally-Regulated Consumer Product | 11/17/2015 |  | 05/24/2016
Carrier Corp. - Syracuse | Comfortmaker | N8MSN1352422 | LPG | Induced Draft | True | False | 1 | False | Up |  | None | Non-Condensing | Single-Stage |  | 0.75 | Standard |  | 132000 | 107000 |  |  | 114600 | 1340 | 80 | 78 | [8 empty] | Federally-Regulated Consumer Product | 11/17/2015 |  | 05/24/2016
Carrier Corp. - Syracuse | Comfortmaker | N8MSN1352422 | Natural Gas | Induced Draft | True | False | 1 | False | Up |  | None | Non-Condensing | Single-Stage |  | 0.75 | Standard |  | 132000 | 107000 |  |  | 114600 | 1340 | 80 | 78 | [8 empty] | Federally-Regulated Consumer Product | 11/17/2015 |  | 05/24/2016
Carrier Corp. - Syracuse | Day & Night | N8MSL1352422 | LPG | Induced Draft | True | False | 1 | False | Up |  | None | Non-Condensing | Single-Stage |  | 0.75 | Standard |  | 132000 | 107000 |  |  | 114600 | 1340 | 80 | 78 | [8 empty] | Federally-Regulated Consumer Product | 11/17/2015 |  | 05/24/2016
Carrier Corp. - Syracuse | Day & Night | N8MSL1352422 | Natural Gas | Induced Draft | True | False | 1 | False | Up |  | None | Non-Condensing | Single-Stage |  | 0.75 | Standard |  | 132000 | 107000 |  |  | 114600 | 1340 | 80 | 78 | [8 empty] | Federally-Regulated Consumer Product | 11/17/2015 |  | 05/24/2016
Carrier Corp. - Syracuse | Day & Night | N8MSL1352422* | LPG | Induced Draft | True | False | 1 | False | Down |  | None | Non-Condensing | Single-Stage |  | 0.75 | Standard |  | 126000 | 102000 |  |  | 114300 | 1403 | 80 | 78 | [8 empty] | Federally-Regulated Consumer Product | 11/17/2015 |  | 05/24/2016
Carrier Corp. - Syracuse | Day & Night | N8MSL1352422* | Natural Gas | Induced Draft | True | False | 1 | False | Down |  | None | Non-Condensing | Single-Stage |  | 0.75 | Standard |  | 126000 | 102000 |  |  | 114300 | 1403 | 80 | 78 | [8 empty] | Federally-Regulated Consumer Product | 11/17/2015 |  | 05/24/2016
Carrier Corp. - Syracuse | Day & Night | N8MSL1352422* | LPG | Induced Draft | True | False | 1 | False | Horizontal |  | None | Non-Condensing | Single-Stage |  | 0.75 | Standard |  | 126000 | 102000 |  |  | 114300 | 1403 | 80 | 78 | [8 empty] | Federally-Regulated Consumer Product | 11/17/2015 |  | 05/24/2016
Carrier Corp. - Syracuse | Day & Night | N8MSL1352422* | Natural Gas | Induced Draft | True | False | 1 | False | Horizontal |  | None | Non-Condensing | Single-Stage |  | 0.75 | Standard |  | 126000 | 102000 |  |  | 114300 | 1403 | 80 | 78 | [8 empty] | Federally-Regulated Consumer Product | 11/17/2015 |  | 05/24/2016
Carrier Corp. - Syracuse | Day & Night | N8MSN1352422 | LPG | Induced Draft | True | False | 1 | False | Down |  | None | Non-Condensing | Single-Stage |  | 0.75 | Standard |  | 132000 | 107000 |  |  | 114600 | 1340 | 80 | 78 | [8 empty] | Federally-Regulated Consumer Product | 11/17/2015 |  | 05/24/2016
Carrier Corp. - Syracuse | Day & Night | N8MSN1352422 | Natural Gas | Induced Draft | True | False | 1 | False | Down |  | None | Non-Condensing | Single-Stage |  | 0.75 | Standard |  | 132000 | 107000 |  |  | 114600 | 1340 | 80 | 78 | [8 empty] | Federally-Regulated Consumer Product | 11/17/2015 |  | 05/24/2016
Carrier Corp. - Syracuse | Day & Night | N8MSN1352422 | LPG | Induced Draft | True | False | 1 | False | Horizontal |  | None | Non-Condensing | Single-Stage |  | 0.75 | Standard |  | 132000 | 107000 |  |  | 114600 | 1340 | 80 | 78 | [8 empty] | Federally-Regulated Consumer Product | 11/17/2015 |  | 05/24/2016
Carrier Corp. - Syracuse | Day & Night | N8MSN1352422 | Natural Gas | Induced Draft | True | False | 1 | False | Horizontal |  | None | Non-Condensing | Single-Stage |  | 0.75 | Standard |  | 132000 | 107000 |  |  | 114600 | 1340 | 80 | 78 | [8 empty] | Federally-Regulated Consumer Product | 11/17/2015 |  | 05/24/2016
Carrier Corp. - Syracuse | Day & Night | N8MSN1352422 | LPG | Induced Draft | True | False | 1 | False | Up |  | None | Non-Condensing | Single-Stage |  | 0.75 | Standard |  | 132000 | 107000 |  |  | 114600 | 1340 | 80 | 78 | [8 empty] | Federally-Regulated Consumer Product | 11/17/2015 |  | 05/24/2016
Carrier Corp. - Syracuse | Day & Night | N8MSN1352422 | Natural Gas | Induced Draft | True | False | 1 | False | Up |  | None | Non-Condensing | Single-Stage |  | 0.75 | Standard |  | 132000 | 107000 |  |  | 114600 | 1340 | 80 | 78 | [8 empty] | Federally-Regulated Consumer Product | 11/17/2015 |  | 05/24/2016
Dettson Industries, Inc. | Williamson-Thermoflo | PLB-077-DD-RBF | Oil | Power | False | False | 1 | False | Lowboy |  | Electro-Mechanical Inlet Dampe | Non-Condensing | Single-Stage |  | 0.33 | Standard |  | 77000 | 65000 |  |  | 72000 | 577 | 86.7 | 78 | [8 empty] | Federally-Regulated Consumer Product | 03/28/2014 |  | 05/24/2016
Dettson Industries, Inc. | Williamson-Thermoflo | PLB-077-VS-RBF | Oil | Power | False | False | 1 | False | Lowboy |  | Electro-Mechanical Inlet Dampe | Non-Condensing | Single-Stage |  | 0.5 | Premium |  | 77000 | 65000 |  |  | 73000 | 330 | 86.7 | 78 | [8 empty] | Federally-Regulated Consumer Product | 03/28/2014 |  | 05/24/2016
Dettson Industries, Inc. | Williamson-Thermoflo | PLB-095-DD-RBF | Oil | Power | False | False | 1 | False | Lowboy |  | Electro-Mechanical Inlet Dampe | Non-Condensing | Single-Stage |  | 0.5 | Standard |  | 95000 | 81000 |  |  | 88300 | 909 | 87.2 | 78 | [8 empty] | Federally-Regulated Consumer Product | 03/28/2014 |  | 05/24/2016
Dettson Industries, Inc. | Williamson-Thermoflo | PLB-095-VS-RBF | Oil | Power | False | False | 1 | False | Lowboy |  | Electro-Mechanical Inlet Dampe | Non-Condensing | Single-Stage |  | 0.75 | Premium |  | 95000 | 81000 |  |  | 90300 | 390 | 87.2 | 78 | [8 empty] | Federally-Regulated Consumer Product | 03/28/2014 |  | 05/24/2016
Dettson Industries, Inc. | Williamson-Thermoflo | PLB-098-DD-RBF | Oil | Power | False | False | 1 | False | Lowboy |  | Electro-Mechanical Inlet Dampe | Non-Condensing | Single-Stage |  | 0.33 | Standard |  | 98000 | 81000 |  |  | 91400 | 689 | 85 | 78 | [8 empty] | Federally-Regulated Consumer Product | 03/28/2014 |  | 05/24/2016
Dettson Industries, Inc. | Williamson-Thermoflo | PLB-098-VS-RBF | Oil | Power | False | False | 1 | False | Lowboy |  | Electro-Mechanical Inlet Dampe | Non-Condensing | Single-Stage |  | 0.5 | Premium |  | 98000 | 81000 |  |  | 92400 | 443 | 85 | 78 | [8 empty] | Federally-Regulated Consumer Product | 03/28/2014 |  | 05/24/2016
Dettson Industries, Inc. | Williamson-Thermoflo | PLB-112-DD-RBF | Oil | Power | False | False | 1 | False | Lowboy |  | Electro-Mechanical Inlet Dampe | Non-Condensing | Single-Stage |  | 0.5 | Standard |  | 112000 | 94000 |  |  | 106700 | 1113 | 86.5 | 78 | [8 empty] | Federally-Regulated Consumer Product | 03/28/2014 |  | 05/24/2016
Dettson Industries, Inc. | Williamson-Thermoflo | PLB-112-VS-RBF | Oil | Power | False | False | 1 | False | Lowboy |  | Electro-Mechanical Inlet Dampe | Non-Condensing | Single-Stage |  | 0.75 | Premium |  | 112000 | 94000 |  |  | 109100 | 512 | 86.5 | 78 | [8 empty] | Federally-Regulated Consumer Product | 03/28/2014 |  | 05/24/2016
Dettson Industries, Inc. | Williamson-Thermoflo | PMP-070-DD-RBF | Oil | Power | False | False | 1 | False | Down |  | Electro-Mechanical Inlet Dampe | Non-Condensing | Single-Stage |  | 0.33 | Standard |  | 70000 | 58000 |  |  | 54800 | 410 | 85.1 | 78 | [8 empty] | Federally-Regulated Consumer Product | 03/28/2014 |  | 05/24/2016
Dettson Industries, Inc. | Williamson-Thermoflo | PMP-070-DD-RBF | Oil | Power | False | False | 1 | False | Horizontal |  | Electro-Mechanical Inlet Dampe | Non-Condensing | Single-Stage |  | 0.33 | Standard |  | 70000 | 58000 |  |  | 54800 | 410 | 85.1 | 78 | [8 empty] | Federally-Regulated Consumer Product | 03/28/2014 |  | 05/24/2016
Dettson Industries, Inc. | Williamson-Thermoflo | PMP-070-DD-RBF | Oil | Power | False | False | 1 | False | Up |  | Electro-Mechanical Inlet Dampe | Non-Condensing | Single-Stage |  | 0.33 | Standard |  | 70000 | 58000 |  |  | 54800 | 410 | 85.1 | 78 | [8 empty] | Federally-Regulated Consumer Product | 03/28/2014 |  | 05/24/2016
Dettson Industries, Inc. | Williamson-Thermoflo | PMP-070-VS-RBF | Oil | Power | False | False | 1 | False | Down |  | Electro-Mechanical Inlet Dampe | Non-Condensing | Single-Stage |  | 0.5 | Premium |  | 70000 | 58000 |  |  | 55200 | 316 | 85.1 | 78 | [8 empty] | Federally-Regulated Consumer Product | 03/28/2014 |  | 05/24/2016
Dettson Industries, Inc. | Williamson-Thermoflo | PMP-070-VS-RBF | Oil | Power | False | False | 1 | False | Horizontal |  | Electro-Mechanical Inlet Dampe | Non-Condensing | Single-Stage |  | 0.5 | Premium |  | 70000 | 58000 |  |  | 55200 | 316 | 85.1 | 78 | [8 empty] | Federally-Regulated Consumer Product | 03/28/2014 |  | 05/24/2016
Dettson Industries, Inc. | Williamson-Thermoflo | PMP-070-VS-RBF | Oil | Power | False | False | 1 | False | Up |  | Electro-Mechanical Inlet Dampe | Non-Condensing | Single-Stage |  | 0.5 | Premium |  | 70000 | 58000 |  |  | 55200 | 316 | 85.1 | 78 | [8 empty] | Federally-Regulated Consumer Product | 03/28/2014 |  | 05/24/2016
Dettson Industries, Inc. | Williamson-Thermoflo | PMP-084-DD-RBF | Oil | Power | False | False | 1 | False | Down |  | Electro-Mechanical Inlet Dampe | Non-Condensing | Single-Stage |  | 0.33 | Standard |  | 84000 | 70000 |  |  | 73400 | 500 | 85 | 78 | [8 empty] | Federally-Regulated Consumer Product | 03/28/2014 |  | 05/24/2016
Dettson Industries, Inc. | Williamson-Thermoflo | PMP-084-DD-RBF | Oil | Power | False | False | 1 | False | Horizontal |  | Electro-Mechanical Inlet Dampe | Non-Condensing | Single-Stage |  | 0.33 | Standard |  | 84000 | 70000 |  |  | 73400 | 500 | 85 | 78 | [8 empty] | Federally-Regulated Consumer Product | 03/28/2014 |  | 05/24/2016
Dettson Industries, Inc. | Williamson-Thermoflo | PMP-084-DD-RBF | Oil | Power | False | False | 1 | False | Up |  | Electro-Mechanical Inlet Dampe | Non-Condensing | Single-Stage |  | 0.33 | Standard |  | 84000 | 70000 |  |  | 73400 | 500 | 85 | 78 | [8 empty] | Federally-Regulated Consumer Product | 03/28/2014 |  | 05/24/2016
Dettson Industries, Inc. | Williamson-Thermoflo | PMP-084-VS-RBF | Oil | Power | False | False | 1 | False | Down |  | Electro-Mechanical Inlet Dampe | Non-Condensing | Single-Stage |  | 0.5 | Premium |  | 84000 | 70000 |  |  | 74200 | 391 | 85 | 78 | [8 empty] | Federally-Regulated Consumer Product | 03/28/2014 |  | 05/24/2016
Dettson Industries, Inc. | Williamson-Thermoflo | PMP-084-VS-RBF | Oil | Power | False | False | 1 | False | Horizontal |  | Electro-Mechanical Inlet Dampe | Non-Condensing | Single-Stage |  | 0.5 | Premium |  | 84000 | 70000 |  |  | 74200 | 391 | 85 | 78 | [8 empty] | Federally-Regulated Consumer Product | 03/28/2014 |  | 05/24/2016
Dettson Industries, Inc. | Williamson-Thermoflo | PMP-084-VS-RBF | Oil | Power | False | False | 1 | False | Up |  | Electro-Mechanical Inlet Dampe | Non-Condensing | Single-Stage |  | 0.5 | Premium |  | 84000 | 70000 |  |  | 74200 | 391 | 85 | 78 | [8 empty] | Federally-Regulated Consumer Product | 03/28/2014 |  | 05/24/2016
Dettson Industries, Inc. | Williamson-Thermoflo | PMP-095-DD-RBF | Oil | Power | False | False | 1 | False | Down |  | Electro-Mechanical Inlet Dampe | Non-Condensing | Single-Stage |  | 0.5 | Standard |  | 95000 | 79000 |  |  | 91200 | 661 | 85.5 | 78 | [8 empty] | Federally-Regulated Consumer Product | 03/28/2014 |  | 05/24/2016
Dettson Industries, Inc. | Williamson-Thermoflo | PMP-095-DD-RBF | Oil | Power | False | False | 1 | False | Horizontal |  | Electro-Mechanical Inlet Dampe | Non-Condensing | Single-Stage |  | 0.5 | Standard |  | 95000 | 79000 |  |  | 91200 | 661 | 85.5 | 78 | [8 empty] | Federally-Regulated Consumer Product | 03/28/2014 |  | 05/24/2016
Dettson Industries, Inc. | Williamson-Thermoflo | PMP-095-DD-RBF | Oil | Power | False | False | 1 | False | Up |  | Electro-Mechanical Inlet Dampe | Non-Condensing | Single-Stage |  | 0.5 | Standard |  | 95000 | 79000 |  |  | 91200 | 661 | 85.5 | 78 | [8 empty] | Federally-Regulated Consumer Product | 03/28/2014 |  | 05/24/2016
Dettson Industries, Inc. | Williamson-Thermoflo | PMP-095-VS-RBF | Oil | Power | False | False | 1 | False | Down |  | Electro-Mechanical Inlet Dampe | Non-Condensing | Single-Stage |  | 0.5 | Premium |  | 95000 | 79000 |  |  | 92000 | 457 | 85.5 | 78 | [8 empty] | Federally-Regulated Consumer Product | 03/28/2014 |  | 05/24/2016
Dettson Industries, Inc. | Williamson-Thermoflo | PMP-095-VS-RBF | Oil | Power | False | False | 1 | False | Horizontal |  | Electro-Mechanical Inlet Dampe | Non-Condensing | Single-Stage |  | 0.5 | Premium |  | 95000 | 79000 |  |  | 92000 | 457 | 85.5 | 78 | [8 empty] | Federally-Regulated Consumer Product | 03/28/2014 |  | 05/24/2016
Dettson Industries, Inc. | Williamson-Thermoflo | PMP-095-VS-RBF | Oil | Power | False | False | 1 | False | Up |  | Electro-Mechanical Inlet Dampe | Non-Condensing | Single-Stage |  | 0.5 | Premium |  | 95000 | 79000 |  |  | 92000 | 457 | 85.5 | 78 | [8 empty] | Federally-Regulated Consumer Product | 03/28/2014 |  | 05/24/2016
Dettson Industries, Inc. | Williamson-Thermoflo | PMP-098-DD-RBF | Oil | Power | False | False | 1 | False | Down |  | Electro-Mechanical Inlet Dampe | Non-Condensing | Single-Stage |  | 0.33 | Standard |  | 98000 | 80000 |  |  | 93700 | 590 | 83.3 | 78 | [8 empty] | Federally-Regulated Consumer Product | 03/28/2014 |  | 05/24/2016
Dettson Industries, Inc. | Williamson-Thermoflo | PMP-098-DD-RBF | Oil | Power | False | False | 1 | False | Horizontal |  | Electro-Mechanical Inlet Dampe | Non-Condensing | Single-Stage |  | 0.33 | Standard |  | 98000 | 80000 |  |  | 93700 | 590 | 83.3 | 78 | [8 empty] | Federally-Regulated Consumer Product | 03/28/2014 |  | 05/24/2016
Dettson Industries, Inc. | Williamson-Thermoflo | PMP-098-DD-RBF | Oil | Power | False | False | 1 | False | Up |  | Electro-Mechanical Inlet Dampe | Non-Condensing | Single-Stage |  | 0.33 | Standard |  | 98000 | 80000 |  |  | 93700 | 590 | 83.3 | 78 | [8 empty] | Federally-Regulated Consumer Product | 03/28/2014 |  | 05/24/2016
Dettson Industries, Inc. | Williamson-Thermoflo | PMP-098-VS-RBF | Oil | Power | False | False | 1 | False | Down |  | Electro-Mechanical Inlet Dampe | Non-Condensing | Single-Stage |  | 0.5 | Premium |  | 98000 | 80000 |  |  | 94200 | 481 | 85 | 78 | [8 empty] | Federally-Regulated Consumer Product | 03/28/2014 |  | 05/24/2016
Dettson Industries, Inc. | Williamson-Thermoflo | PMP-098-VS-RBF | Oil | Power | False | False | 1 | False | Horizontal |  | Electro-Mechanical Inlet Dampe | Non-Condensing | Single-Stage |  | 0.5 | Premium |  | 98000 | 80000 |  |  | 94200 | 481 | 85 | 78 | [8 empty] | Federally-Regulated Consumer Product | 03/28/2014 |  | 05/24/2016
Dettson Industries, Inc. | Williamson-Thermoflo | PMP-098-VS-RBF | Oil | Power | False | False | 1 | False | Up |  | Electro-Mechanical Inlet Dampe | Non-Condensing | Single-Stage |  | 0.5 | Premium |  | 98000 | 80000 |  |  | 94200 | 481 | 85 | 78 | [8 empty] | Federally-Regulated Consumer Product | 03/28/2014 |  | 05/24/2016
Dettson Industries, Inc. | Williamson-Thermoflo | PMP-112-DD-RBF | Oil | Power | False | False | 1 | False | Down |  | Electro-Mechanical Inlet Dampe | Non-Condensing | Single-Stage |  | 0.5 | Standard |  | 112000 | 94000 |  |  | 109700 | 731 | 85.3 | 78 | [8 empty] | Federally-Regulated Consumer Product | 03/28/2014 |  | 05/24/2016
Dettson Industries, Inc. | Williamson-Thermoflo | PMP-112-DD-RBF | Oil | Power | False | False | 1 | False | Horizontal |  | Electro-Mechanical Inlet Dampe | Non-Condensing | Single-Stage |  | 0.5 | Standard |  | 112000 | 94000 |  |  | 109700 | 731 | 85.3 | 78 | [8 empty] | Federally-Regulated Consumer Product | 03/28/2014 |  | 05/24/2016
Dettson Industries, Inc. | Williamson-Thermoflo | PMP-112-DD-RBF | Oil | Power | False | False | 1 | False | Up |  | Electro-Mechanical Inlet Dampe | Non-Condensing | Single-Stage |  | 0.5 | Standard |  | 112000 | 94000 |  |  | 109700 | 731 | 85.3 | 78 | [8 empty] | Federally-Regulated Consumer Product | 03/28/2014 |  | 05/24/2016
Dettson Industries, Inc. | Williamson-Thermoflo | PMP-112-VS-RBF | Oil | Power | False | False | 1 | False | Down |  | Electro-Mechanical Inlet Dampe | Non-Condensing | Single-Stage |  | 0.5 | Premium |  | 112000 | 94000 |  |  | 110200 | 610 | 85.3 | 78 | [8 empty] | Federally-Regulated Consumer Product | 03/28/2014 |  | 05/24/2016
Dettson Industries, Inc. | Williamson-Thermoflo | PMP-112-VS-RBF | Oil | Power | False | False | 1 | False | Horizontal |  | Electro-Mechanical Inlet Dampe | Non-Condensing | Single-Stage |  | 0.5 | Premium |  | 112000 | 94000 |  |  | 110200 | 610 | 85.3 | 78 | [8 empty] | Federally-Regulated Consumer Product | 03/28/2014 |  | 05/24/2016
Dettson Industries, Inc. | Williamson-Thermoflo | PMP-112-VS-RBF | Oil | Power | False | False | 1 | False | Up |  | Electro-Mechanical Inlet Dampe | Non-Condensing | Single-Stage |  | 0.5 | Premium |  | 112000 | 94000 |  |  | 110200 | 610 | 85.3 | 78 | [8 empty] | Federally-Regulated Consumer Product | 03/28/2014 |  | 05/24/2016
Daikin Comfort Technologies Manufacturing, L.P. | Amana | ACSH960453BX | LPG | Induced Draft | True | False | 1 | False | Down |  | None | Condensing | Single-Stage |  | 0.33 | Standard |  | 46000 | 44000 |  |  | 47000 | 665 | 96.1 | 78 | [8 empty] | Federally-Regulated Consumer Product | 09/30/2015 |  | 05/24/2016
Daikin Comfort Technologies Manufacturing, L.P. | Amana | ACSH960453BX | Natural Gas | Induced Draft | True | False | 1 | False | Down |  | None | Condensing | Single-Stage |  | 0.33 | Standard |  | 46000 | 44000 |  |  | 47000 | 665 | 96.1 | 78 | [8 empty] | Federally-Regulated Consumer Product | 09/30/2015 |  | 05/24/2016
Daikin Comfort Technologies Manufacturing, L.P. | Amana | ACSH960453BX | LPG | Induced Draft | True | False | 1 | False | Horizontal |  | None | Condensing | Single-Stage |  | 0.33 | Standard |  | 46000 | 44000 |  |  | 47000 | 665 | 96.1 | 78 | [8 empty] | Federally-Regulated Consumer Product | 09/30/2015 |  | 05/24/2016
Daikin Comfort Technologies Manufacturing, L.P. | Amana | ACSH960453BX | Natural Gas | Induced Draft | True | False | 1 | False | Horizontal |  | None | Condensing | Single-Stage |  | 0.33 | Standard |  | 46000 | 44000 |  |  | 47000 | 665 | 96.1 | 78 | [8 empty] | Federally-Regulated Consumer Product | 09/30/2015 |  | 05/24/2016
Daikin Comfort Technologies Manufacturing, L.P. | Amana | ACSH960703BX | LPG | Induced Draft | True | False | 1 | False | Down |  | None | Condensing | Single-Stage |  | 0.33 | Standard |  | 69000 | 66000 |  |  | 63400 | 722 | 96.1 | 78 | [8 empty] | Federally-Regulated Consumer Product | 09/30/2015 |  | 05/24/2016
Daikin Comfort Technologies Manufacturing, L.P. | Amana | ACSH960703BX | Natural Gas | Induced Draft | True | False | 1 | False | Down |  | None | Condensing | Single-Stage |  | 0.33 | Standard |  | 69000 | 66000 |  |  | 63400 | 722 | 96.1 | 78 | [8 empty] | Federally-Regulated Consumer Product | 09/30/2015 |  | 05/24/2016
Daikin Comfort Technologies Manufacturing, L.P. | Amana | ACSH960703BX | LPG | Induced Draft | True | False | 1 | False | Horizontal |  | None | Condensing | Single-Stage |  | 0.33 | Standard |  | 69000 | 66000 |  |  | 63400 | 722 | 96.1 | 78 | [8 empty] | Federally-Regulated Consumer Product | 09/30/2015 |  | 05/24/2016
Daikin Comfort Technologies Manufacturing, L.P. | Amana | ACSH960703BX | Natural Gas | Induced Draft | True | False | 1 | False | Horizontal |  | None | Condensing | Single-Stage |  | 0.33 | Standard |  | 69000 | 66000 |  |  | 63400 | 722 | 96.1 | 78 | [8 empty] | Federally-Regulated Consumer Product | 09/30/2015 |  | 05/24/2016
Daikin Comfort Technologies Manufacturing, L.P. | Amana | ACSH960704CX | LPG | Induced Draft | True | False | 1 | False | Down |  | None | Condensing | Single-Stage |  | 0.5 | Standard |  | 69000 | 66000 |  |  | 63300 | 725 | 96.1 | 78 | [8 empty] | Federally-Regulated Consumer Product | 09/30/2015 |  | 05/24/2016
Daikin Comfort Technologies Manufacturing, L.P. | Amana | ACSH960704CX | Natural Gas | Induced Draft | True | False | 1 | False | Down |  | None | Condensing | Single-Stage |  | 0.5 | Standard |  | 69000 | 66000 |  |  | 63300 | 725 | 96.1 | 78 | [8 empty] | Federally-Regulated Consumer Product | 09/30/2015 |  | 05/24/2016
Daikin Comfort Technologies Manufacturing, L.P. | Amana | ACSH960704CX | LPG | Induced Draft | True | False | 1 | False | Horizontal |  | None | Condensing | Single-Stage |  | 0.5 | Standard |  | 69000 | 66000 |  |  | 63300 | 725 | 96.1 | 78 | [8 empty] | Federally-Regulated Consumer Product | 09/30/2015 |  | 05/24/2016
Daikin Comfort Technologies Manufacturing, L.P. | Amana | ACSH960704CX | Natural Gas | Induced Draft | True | False | 1 | False | Horizontal |  | None | Condensing | Single-Stage |  | 0.5 | Standard |  | 69000 | 66000 |  |  | 63300 | 725 | 96.1 | 78 | [8 empty] | Federally-Regulated Consumer Product | 09/30/2015 |  | 05/24/2016
Daikin Comfort Technologies Manufacturing, L.P. | Amana | ACSH960904CX | LPG | Induced Draft | True | False | 1 | False | Down |  | None | Condensing | Single-Stage |  | 0.5 | Standard |  | 92000 | 89000 |  |  | 79700 | 869 | 96.1 | 78 | [8 empty] | Federally-Regulated Consumer Product | 09/30/2015 |  | 05/24/2016
Daikin Comfort Technologies Manufacturing, L.P. | Amana | ACSH960904CX | Natural Gas | Induced Draft | True | False | 1 | False | Down |  | None | Condensing | Single-Stage |  | 0.5 | Standard |  | 92000 | 89000 |  |  | 79700 | 869 | 96.1 | 78 | [8 empty] | Federally-Regulated Consumer Product | 09/30/2015 |  | 05/24/2016
Daikin Comfort Technologies Manufacturing, L.P. | Amana | ACSH960904CX | LPG | Induced Draft | True | False | 1 | False | Horizontal |  | None | Condensing | Single-Stage |  | 0.5 | Standard |  | 92000 | 89000 |  |  | 79700 | 869 | 96.1 | 78 | [8 empty] | Federally-Regulated Consumer Product | 09/30/2015 |  | 05/24/2016
Daikin Comfort Technologies Manufacturing, L.P. | Amana | ACSH960904CX | Natural Gas | Induced Draft | True | False | 1 | False | Horizontal |  | None | Condensing | Single-Stage |  | 0.5 | Standard |  | 92000 | 89000 |  |  | 79700 | 869 | 96.1 | 78 | [8 empty] | Federally-Regulated Consumer Product | 09/30/2015 |  | 05/24/2016
Daikin Comfort Technologies Manufacturing, L.P. | Amana | ACSH960905DX | LPG | Induced Draft | True | False | 1 | False | Down |  | None | Condensing | Single-Stage |  | 0.5 | Standard |  | 92000 | 89000 |  |  | 80200 | 718 | 96.1 | 78 | [8 empty] | Federally-Regulated Consumer Product | 09/30/2015 |  | 05/24/2016
Daikin Comfort Technologies Manufacturing, L.P. | Amana | ACSH960905DX | Natural Gas | Induced Draft | True | False | 1 | False | Down |  | None | Condensing | Single-Stage |  | 0.5 | Standard |  | 92000 | 89000 |  |  | 80200 | 718 | 96.1 | 78 | [8 empty] | Federally-Regulated Consumer Product | 09/30/2015 |  | 05/24/2016
Daikin Comfort Technologies Manufacturing, L.P. | Amana | ACSH960905DX | LPG | Induced Draft | True | False | 1 | False | Horizontal |  | None | Condensing | Single-Stage |  | 0.5 | Standard |  | 92000 | 89000 |  |  | 80200 | 718 | 96.1 | 78 | [8 empty] | Federally-Regulated Consumer Product | 09/30/2015 |  | 05/24/2016
Daikin Comfort Technologies Manufacturing, L.P. | Amana | ACSH960905DX | Natural Gas | Induced Draft | True | False | 1 | False | Horizontal |  | None | Condensing | Single-Stage |  | 0.5 | Standard |  | 92000 | 89000 |  |  | 80200 | 718 | 96.1 | 78 | [8 empty] | Federally-Regulated Consumer Product | 09/30/2015 |  | 05/24/2016
Daikin Comfort Technologies Manufacturing, L.P. | Amana | ACSH961155DX | LPG | Induced Draft | True | False | 1 | False | Down |  | None | Condensing | Single-Stage |  | 0.75 | Standard |  | 115000 | 108000 |  |  | 97500 | 1120 | 93 | 78 | [8 empty] | Federally-Regulated Consumer Product | 09/30/2015 |  | 05/24/2016
Daikin Comfort Technologies Manufacturing, L.P. | Amana | ACSH961155DX | Natural Gas | Induced Draft | True | False | 1 | False | Down |  | None | Condensing | Single-Stage |  | 0.75 | Standard |  | 115000 | 108000 |  |  | 97500 | 1120 | 93 | 78 | [8 empty] | Federally-Regulated Consumer Product | 09/30/2015 |  | 05/24/2016
Daikin Comfort Technologies Manufacturing, L.P. | Amana | ACSH961155DX | LPG | Induced Draft | True | False | 1 | False | Horizontal |  | None | Condensing | Single-Stage |  | 0.75 | Standard |  | 115000 | 108000 |  |  | 97500 | 1120 | 93 | 78 | [8 empty] | Federally-Regulated Consumer Product | 09/30/2015 |  | 05/24/2016
Daikin Comfort Technologies Manufacturing, L.P. | Amana | ACSH961155DX | Natural Gas | Induced Draft | True | False | 1 | False | Horizontal |  | None | Condensing | Single-Stage |  | 0.75 | Standard |  | 115000 | 108000 |  |  | 97500 | 1120 | 93 | 78 | [8 empty] | Federally-Regulated Consumer Product | 09/30/2015 |  | 05/24/2016
Daikin Comfort Technologies Manufacturing, L.P. | Amana | ACVC950714CX | LPG | Induced Draft | True | False | 1 | False | Down |  | None | Condensing | Two-Stage Modulating |  | 0.75 | Premium |  | 69000 | 66000 |  |  | 63900 | 261 | 95 | 78 | [8 empty] | Federally-Regulated Consumer Product | 09/30/2015 |  | 05/24/2016
Daikin Comfort Technologies Manufacturing, L.P. | Amana | ACVC950714CX | Natural Gas | Induced Draft | True | False | 1 | False | Down |  | None | Condensing | Two-Stage Modulating |  | 0.75 | Premium |  | 69000 | 66000 |  |  | 63900 | 261 | 95 | 78 | [8 empty] | Federally-Regulated Consumer Product | 09/30/2015 |  | 05/24/2016
Daikin Comfort Technologies Manufacturing, L.P. | Amana | ACVC950714CX | LPG | Induced Draft | True | False | 1 | False | Horizontal |  | None | Condensing | Two-Stage Modulating |  | 0.75 | Premium |  | 69000 | 66000 |  |  | 63900 | 261 | 95 | 78 | [8 empty] | Federally-Regulated Consumer Product | 09/30/2015 |  | 05/24/2016
Daikin Comfort Technologies Manufacturing, L.P. | Amana | ACVC950714CX | Natural Gas | Induced Draft | True | False | 1 | False | Horizontal |  | None | Condensing | Two-Stage Modulating |  | 0.75 | Premium |  | 69000 | 66000 |  |  | 63900 | 261 | 95 | 78 | [8 empty] | Federally-Regulated Consumer Product | 09/30/2015 |  | 05/24/2016
Daikin Comfort Technologies Manufacturing, L.P. | Amana | ACVC950915DX | LPG | Induced Draft | True | False | 1 | False | Down |  | None | Condensing | Two-Stage Modulating |  | 1 | Premium |  | 92000 | 88000 |  |  | 80800 | 286 | 95 | 78 | [8 empty] | Federally-Regulated Consumer Product | 09/30/2015 |  | 05/24/2016
Daikin Comfort Technologies Manufacturing, L.P. | Amana | ACVC950915DX | Natural Gas | Induced Draft | True | False | 1 | False | Down |  | None | Condensing | Two-Stage Modulating |  | 1 | Premium |  | 92000 | 88000 |  |  | 80800 | 286 | 95 | 78 | [8 empty] | Federally-Regulated Consumer Product | 09/30/2015 |  | 05/24/2016
Daikin Comfort Technologies Manufacturing, L.P. | Amana | ACVC950915DX | LPG | Induced Draft | True | False | 1 | False | Horizontal |  | None | Condensing | Two-Stage Modulating |  | 1 | Premium |  | 92000 | 88000 |  |  | 80800 | 286 | 95 | 78 | [8 empty] | Federally-Regulated Consumer Product | 09/30/2015 |  | 05/24/2016
Daikin Comfort Technologies Manufacturing, L.P. | Amana | ACVC950915DX | Natural Gas | Induced Draft | True | False | 1 | False | Horizontal |  | None | Condensing | Two-Stage Modulating |  | 1 | Premium |  | 92000 | 88000 |  |  | 80800 | 286 | 95 | 78 | [8 empty] | Federally-Regulated Consumer Product | 09/30/2015 |  | 05/24/2016
Daikin Comfort Technologies Manufacturing, L.P. | Amana | ACVC951155DX | LPG | Induced Draft | True | False | 1 | False | Down |  | None | Condensing | Two-Stage Modulating |  | 1 | Premium |  | 115000 | 110000 |  |  | 97200 | 302 | 93 | 78 | [8 empty] | Federally-Regulated Consumer Product | 09/30/2015 |  | 05/24/2016
Daikin Comfort Technologies Manufacturing, L.P. | Amana | ACVC951155DX | Natural Gas | Induced Draft | True | False | 1 | False | Down |  | None | Condensing | Two-Stage Modulating |  | 1 | Premium |  | 115000 | 110000 |  |  | 97200 | 302 | 93 | 78 | [8 empty] | Federally-Regulated Consumer Product | 09/30/2015 |  | 05/24/2016
Daikin Comfort Technologies Manufacturing, L.P. | Amana | ACVC951155DX | LPG | Induced Draft | True | False | 1 | False | Horizontal |  | None | Condensing | Two-Stage Modulating |  | 1 | Premium |  | 115000 | 110000 |  |  | 97200 | 302 | 93 | 78 | [8 empty] | Federally-Regulated Consumer Product | 09/30/2015 |  | 05/24/2016
Daikin Comfort Technologies Manufacturing, L.P. | Amana | ACVC951155DX | Natural Gas | Induced Draft | True | False | 1 | False | Horizontal |  | None | Condensing | Two-Stage Modulating |  | 1 | Premium |  | 115000 | 110000 |  |  | 97200 | 302 | 93 | 78 | [8 empty] | Federally-Regulated Consumer Product | 09/30/2015 |  | 05/24/2016
Daikin Comfort Technologies Manufacturing, L.P. | Amana | ACVM960604CX | LPG | Induced Draft | True | False | 1 | False | Down |  | None | Condensing | Step Modulating |  | 0.75 | Standard |  | 60000 | 58000 |  |  | 47700 | 129 | 96.1 | 78 | [8 empty] | Federally-Regulated Consumer Product | 09/30/2015 |  | 05/24/2016
Daikin Comfort Technologies Manufacturing, L.P. | Amana | ACVM960604CX | Natural Gas | Induced Draft | True | False | 1 | False | Down |  | None | Condensing | Step Modulating |  | 0.75 | Standard |  | 60000 | 58000 |  |  | 47700 | 129 | 96.1 | 78 | [8 empty] | Federally-Regulated Consumer Product | 09/30/2015 |  | 05/24/2016
Daikin Comfort Technologies Manufacturing, L.P. | Amana | ACVM960604CX | LPG | Induced Draft | True | False | 1 | False | Horizontal |  | None | Condensing | Step Modulating |  | 0.75 | Standard |  | 60000 | 58000 |  |  | 47700 | 129 | 96.1 | 78 | [8 empty] | Federally-Regulated Consumer Product | 09/30/2015 |  | 05/24/2016
Daikin Comfort Technologies Manufacturing, L.P. | Amana | ACVM960604CX | Natural Gas | Induced Draft | True | False | 1 | False | Horizontal |  | None | Condensing | Step Modulating |  | 0.75 | Standard |  | 60000 | 58000 |  |  | 47700 | 129 | 96.1 | 78 | [8 empty] | Federally-Regulated Consumer Product | 09/30/2015 |  | 05/24/2016
Daikin Comfort Technologies Manufacturing, L.P. | Amana | ACVM960805DX | LPG | Induced Draft | True | False | 1 | False | Down |  | None | Condensing | Step Modulating |  | 1 | Premium |  | 80000 | 77000 |  |  | 80300 | 90 | 96.1 | 78 | [8 empty] | Federally-Regulated Consumer Product | 09/30/2015 |  | 05/24/2016
Daikin Comfort Technologies Manufacturing, L.P. | Amana | ACVM960805DX | Natural Gas | Induced Draft | True | False | 1 | False | Down |  | None | Condensing | Step Modulating |  | 1 | Premium |  | 80000 | 77000 |  |  | 80300 | 90 | 96.1 | 78 | [8 empty] | Federally-Regulated Consumer Product | 09/30/2015 |  | 05/24/2016
Daikin Comfort Technologies Manufacturing, L.P. | Amana | ACVM960805DX | LPG | Induced Draft | True | False | 1 | False | Horizontal |  | None | Condensing | Step Modulating |  | 1 | Premium |  | 80000 | 77000 |  |  | 80300 | 90 | 96.1 | 78 | [8 empty] | Federally-Regulated Consumer Product | 09/30/2015 |  | 05/24/2016
Daikin Comfort Technologies Manufacturing, L.P. | Amana | ACVM960805DX | Natural Gas | Induced Draft | True | False | 1 | False | Horizontal |  | None | Condensing | Step Modulating |  | 1 | Premium |  | 80000 | 77000 |  |  | 80300 | 90 | 96.1 | 78 | [8 empty] | Federally-Regulated Consumer Product | 09/30/2015 |  | 05/24/2016
Daikin Comfort Technologies Manufacturing, L.P. | Amana | ACVM961005DX | LPG | Induced Draft | True | False | 1 | False | Down |  | None | Condensing | Step Modulating |  | 1 | Premium |  | 100000 | 95000 |  |  | 98600 | 118 | 96.1 | 78 | [8 empty] | Federally-Regulated Consumer Product | 09/30/2015 |  | 05/24/2016
Daikin Comfort Technologies Manufacturing, L.P. | Amana | ACVM961005DX | Natural Gas | Induced Draft | True | False | 1 | False | Down |  | None | Condensing | Step Modulating |  | 1 | Premium |  | 100000 | 95000 |  |  | 98600 | 118 | 96.1 | 78 | [8 empty] | Federally-Regulated Consumer Product | 09/30/2015 |  | 05/24/2016
Daikin Comfort Technologies Manufacturing, L.P. | Amana | ACVM961005DX | LPG | Induced Draft | True | False | 1 | False | Horizontal |  | None | Condensing | Step Modulating |  | 1 | Premium |  | 100000 | 95000 |  |  | 98600 | 118 | 96.1 | 78 | [8 empty] | Federally-Regulated Consumer Product | 09/30/2015 |  | 05/24/2016
Daikin Comfort Technologies Manufacturing, L.P. | Amana | ACVM961005DX | Natural Gas | Induced Draft | True | False | 1 | False | Horizontal |  | None | Condensing | Step Modulating |  | 1 | Premium |  | 100000 | 95000 |  |  | 98600 | 118 | 96.1 | 78 | [8 empty] | Federally-Regulated Consumer Product | 09/30/2015 |  | 05/24/2016
Daikin Comfort Technologies Manufacturing, L.P. | Amana | AKSS920453BX | LPG | Induced Draft | True | False | 1 | False | Horizontal |  | None | Condensing | Single-Stage |  | 0.33 | Standard |  | 46000 | 45000 |  |  | 33000 | 327 | 92.1 | 78 | [8 empty] | Federally-Regulated Consumer Product | 09/30/2015 |  | 05/24/2016
Daikin Comfort Technologies Manufacturing, L.P. | Amana | AKSS920453BX | Natural Gas | Induced Draft | True | False | 1 | False | Horizontal |  | None | Condensing | Single-Stage |  | 0.33 | Standard |  | 46000 | 45000 |  |  | 33000 | 327 | 92.1 | 78 | [8 empty] | Federally-Regulated Consumer Product | 09/30/2015 |  | 05/24/2016
Daikin Comfort Technologies Manufacturing, L.P. | Amana | AKSS920453BX | LPG | Induced Draft | True | False | 1 | False | Up |  | None | Condensing | Single-Stage |  | 0.33 | Standard |  | 46000 | 45000 |  |  | 33000 | 327 | 92.1 | 78 | [8 empty] | Federally-Regulated Consumer Product | 09/30/2015 |  | 05/24/2016
Daikin Comfort Technologies Manufacturing, L.P. | Amana | AKSS920453BX | Natural Gas | Induced Draft | True | False | 1 | False | Up |  | None | Condensing | Single-Stage |  | 0.33 | Standard |  | 46000 | 45000 |  |  | 33000 | 327 | 92.1 | 78 | [8 empty] | Federally-Regulated Consumer Product | 09/30/2015 |  | 05/24/2016
Daikin Comfort Technologies Manufacturing, L.P. | Amana | AKSS920703BX | LPG | Induced Draft | True | False | 1 | False | Horizontal |  | None | Condensing | Single-Stage |  | 0.33 | Standard |  | 69000 | 65000 |  |  | 65500 | 659 | 92.1 | 78 | [8 empty] | Federally-Regulated Consumer Product | 09/30/2015 |  | 05/24/2016
Daikin Comfort Technologies Manufacturing, L.P. | Amana | AKSS920703BX | Natural Gas | Induced Draft | True | False | 1 | False | Horizontal |  | None | Condensing | Single-Stage |  | 0.33 | Standard |  | 69000 | 65000 |  |  | 65500 | 659 | 92.1 | 78 | [8 empty] | Federally-Regulated Consumer Product | 09/30/2015 |  | 05/24/2016
Daikin Comfort Technologies Manufacturing, L.P. | Amana | AKSS920703BX | LPG | Induced Draft | True | False | 1 | False | Up |  | None | Condensing | Single-Stage |  | 0.33 | Standard |  | 69000 | 65000 |  |  | 65500 | 659 | 92.1 | 78 | [8 empty] | Federally-Regulated Consumer Product | 09/30/2015 |  | 05/24/2016
Daikin Comfort Technologies Manufacturing, L.P. | Amana | AKSS920703BX | Natural Gas | Induced Draft | True | False | 1 | False | Up |  | None | Condensing | Single-Stage |  | 0.33 | Standard |  | 69000 | 65000 |  |  | 65500 | 659 | 92.1 | 78 | [8 empty] | Federally-Regulated Consumer Product | 09/30/2015 |  | 05/24/2016
Daikin Comfort Technologies Manufacturing, L.P. | Amana | AKSS920704CX | LPG | Induced Draft | True | False | 1 | False | Horizontal |  | None | Condensing | Single-Stage |  | 0.5 | Standard |  | 69000 | 64000 |  |  | 65800 | 625 | 92.1 | 78 | [8 empty] | Federally-Regulated Consumer Product | 09/30/2015 |  | 05/24/2016
Daikin Comfort Technologies Manufacturing, L.P. | Amana | AKSS920704CX | Natural Gas | Induced Draft | True | False | 1 | False | Horizontal |  | None | Condensing | Single-Stage |  | 0.5 | Standard |  | 69000 | 64000 |  |  | 65800 | 625 | 92.1 | 78 | [8 empty] | Federally-Regulated Consumer Product | 09/30/2015 |  | 05/24/2016
Daikin Comfort Technologies Manufacturing, L.P. | Amana | AKSS920704CX | LPG | Induced Draft | True | False | 1 | False | Up |  | None | Condensing | Single-Stage |  | 0.5 | Standard |  | 69000 | 64000 |  |  | 65800 | 625 | 92.1 | 78 | [8 empty] | Federally-Regulated Consumer Product | 09/30/2015 |  | 05/24/2016
Daikin Comfort Technologies Manufacturing, L.P. | Amana | AKSS920704CX | Natural Gas | Induced Draft | True | False | 1 | False | Up |  | None | Condensing | Single-Stage |  | 0.5 | Standard |  | 69000 | 64000 |  |  | 65800 | 625 | 92.1 | 78 | [8 empty] | Federally-Regulated Consumer Product | 09/30/2015 |  | 05/24/2016
Daikin Comfort Technologies Manufacturing, L.P. | Amana | AKSS920904CX | LPG | Induced Draft | True | False | 1 | False | Horizontal |  | None | Condensing | Single-Stage |  | 0.5 | Standard |  | 92000 | 86000 |  |  | 82500 | 801 | 92.1 | 78 | [8 empty] | Federally-Regulated Consumer Product | 09/30/2015 |  | 05/24/2016
Daikin Comfort Technologies Manufacturing, L.P. | Amana | AKSS920904CX | Natural Gas | Induced Draft | True | False | 1 | False | Horizontal |  | None | Condensing | Single-Stage |  | 0.5 | Standard |  | 92000 | 86000 |  |  | 82500 | 801 | 92.1 | 78 | [8 empty] | Federally-Regulated Consumer Product | 09/30/2015 |  | 05/24/2016
Daikin Comfort Technologies Manufacturing, L.P. | Amana | AKSS920904CX | LPG | Induced Draft | True | False | 1 | False | Up |  | None | Condensing | Single-Stage |  | 0.5 | Standard |  | 92000 | 86000 |  |  | 82500 | 801 | 92.1 | 78 | [8 empty] | Federally-Regulated Consumer Product | 09/30/2015 |  | 05/24/2016
Daikin Comfort Technologies Manufacturing, L.P. | Amana | AKSS920904CX | Natural Gas | Induced Draft | True | False | 1 | False | Up |  | None | Condensing | Single-Stage |  | 0.5 | Standard |  | 92000 | 86000 |  |  | 82500 | 801 | 92.1 | 78 | [8 empty] | Federally-Regulated Consumer Product | 09/30/2015 |  | 05/24/2016
Daikin Comfort Technologies Manufacturing, L.P. | Amana | AKSS920905DX | LPG | Induced Draft | True | False | 1 | False | Horizontal |  | None | Condensing | Single-Stage |  | 0.75 | Standard |  | 92000 | 85000 |  |  | 81500 | 936 | 92.1 | 78 | [8 empty] | Federally-Regulated Consumer Product | 09/30/2015 |  | 05/24/2016
Daikin Comfort Technologies Manufacturing, L.P. | Amana | AKSS920905DX | Natural Gas | Induced Draft | True | False | 1 | False | Horizontal |  | None | Condensing | Single-Stage |  | 0.75 | Standard |  | 92000 | 85000 |  |  | 81500 | 936 | 92.1 | 78 | [8 empty] | Federally-Regulated Consumer Product | 09/30/2015 |  | 05/24/2016
Daikin Comfort Technologies Manufacturing, L.P. | Amana | AKSS920905DX | LPG | Induced Draft | True | False | 1 | False | Up |  | None | Condensing | Single-Stage |  | 0.75 | Standard |  | 92000 | 85000 |  |  | 81500 | 936 | 92.1 | 78 | [8 empty] | Federally-Regulated Consumer Product | 09/30/2015 |  | 05/24/2016
Daikin Comfort Technologies Manufacturing, L.P. | Amana | AKSS920905DX | Natural Gas | Induced Draft | True | False | 1 | False | Up |  | None | Condensing | Single-Stage |  | 0.75 | Standard |  | 92000 | 85000 |  |  | 81500 | 936 | 92.1 | 78 | [8 empty] | Federally-Regulated Consumer Product | 09/30/2015 |  | 05/24/2016
Daikin Comfort Technologies Manufacturing, L.P. | Amana | AKSS921155DX | LPG | Induced Draft | True | False | 1 | False | Horizontal |  | None | Condensing | Single-Stage |  | 0.75 | Standard |  | 115000 | 106000 |  |  | 98800 | 1117 | 92.1 | 78 | [8 empty] | Federally-Regulated Consumer Product | 09/30/2015 |  | 05/24/2016
Daikin Comfort Technologies Manufacturing, L.P. | Amana | AKSS921155DX | Natural Gas | Induced Draft | True | False | 1 | False | Horizontal |  | None | Condensing | Single-Stage |  | 0.75 | Standard |  | 115000 | 106000 |  |  | 98800 | 1117 | 92.1 | 78 | [8 empty] | Federally-Regulated Consumer Product | 09/30/2015 |  | 05/24/2016
Daikin Comfort Technologies Manufacturing, L.P. | Amana | AKSS921155DX | LPG | Induced Draft | True | False | 1 | False | Up |  | None | Condensing | Single-Stage |  | 0.75 | Standard |  | 115000 | 106000 |  |  | 98800 | 1117 | 92.1 | 78 | [8 empty] | Federally-Regulated Consumer Product | 09/30/2015 |  | 05/24/2016
Daikin Comfort Technologies Manufacturing, L.P. | Amana | AKSS921155DX | Natural Gas | Induced Draft | True | False | 1 | False | Up |  | None | Condensing | Single-Stage |  | 0.75 | Standard |  | 115000 | 106000 |  |  | 98800 | 1117 | 92.1 | 78 | [8 empty] | Federally-Regulated Consumer Product | 09/30/2015 |  | 05/24/2016
Daikin Comfort Technologies Manufacturing, L.P. | Amana | AMEH960403BX | LPG | Induced Draft | True | False | 1 | False | Horizontal |  | None | Condensing | Two-Stage Modulating |  | 0.5 | Premium |  | 40000 | 38000 |  |  | 31900 | 323 | 96.1 | 78 | [8 empty] | Federally-Regulated Consumer Product | 09/30/2015 |  | 05/24/2016
Daikin Comfort Technologies Manufacturing, L.P. | Amana | AMEH960403BX | Natural Gas | Induced Draft | True | False | 1 | False | Horizontal |  | None | Condensing | Two-Stage Modulating |  | 0.5 | Premium |  | 40000 | 38000 |  |  | 31900 | 323 | 96.1 | 78 | [8 empty] | Federally-Regulated Consumer Product | 09/30/2015 |  | 05/24/2016
Daikin Comfort Technologies Manufacturing, L.P. | Amana | AMEH960403BX | LPG | Induced Draft | True | False | 1 | False | Up |  | None | Condensing | Two-Stage Modulating |  | 0.5 | Premium |  | 40000 | 38000 |  |  | 31900 | 323 | 96.1 | 78 | [8 empty] | Federally-Regulated Consumer Product | 09/30/2015 |  | 05/24/2016
Daikin Comfort Technologies Manufacturing, L.P. | Amana | AMEH960403BX | Natural Gas | Induced Draft | True | False | 1 | False | Up |  | None | Condensing | Two-Stage Modulating |  | 0.5 | Premium |  | 40000 | 38000 |  |  | 31900 | 323 | 96.1 | 78 | [8 empty] | Federally-Regulated Consumer Product | 09/30/2015 |  | 05/24/2016
Daikin Comfort Technologies Manufacturing, L.P. | Amana | AMEH960603BX | LPG | Induced Draft | True | False | 1 | False | Horizontal |  | None | Condensing | Two-Stage Modulating |  | 0.5 | Premium |  | 60000 | 58000 |  |  | 48100 | 481 | 96.1 | 78 | [8 empty] | Federally-Regulated Consumer Product | 09/30/2015 |  | 05/24/2016
Daikin Comfort Technologies Manufacturing, L.P. | Amana | AMEH960603BX | Natural Gas | Induced Draft | True | False | 1 | False | Horizontal |  | None | Condensing | Two-Stage Modulating |  | 0.5 | Premium |  | 60000 | 58000 |  |  | 48100 | 481 | 96.1 | 78 | [8 empty] | Federally-Regulated Consumer Product | 09/30/2015 |  | 05/24/2016
Daikin Comfort Technologies Manufacturing, L.P. | Amana | AMEH960603BX | LPG | Induced Draft | True | False | 1 | False | Up |  | None | Condensing | Two-Stage Modulating |  | 0.5 | Premium |  | 60000 | 58000 |  |  | 48100 | 481 | 96.1 | 78 | [8 empty] | Federally-Regulated Consumer Product | 09/30/2015 |  | 05/24/2016
Daikin Comfort Technologies Manufacturing, L.P. | Amana | AMEH960603BX | Natural Gas | Induced Draft | True | False | 1 | False | Up |  | None | Condensing | Two-Stage Modulating |  | 0.5 | Premium |  | 60000 | 58000 |  |  | 48100 | 481 | 96.1 | 78 | [8 empty] | Federally-Regulated Consumer Product | 09/30/2015 |  | 05/24/2016
Daikin Comfort Technologies Manufacturing, L.P. | Amana | AMEH960805CX | LPG | Induced Draft | True | False | 1 | False | Horizontal |  | None | Condensing | Two-Stage Modulating |  | 1 | Premium |  | 80000 | 77000 |  |  | 80600 | 591 | 96.1 | 78 | [8 empty] | Federally-Regulated Consumer Product | 09/30/2015 |  | 05/24/2016
Daikin Comfort Technologies Manufacturing, L.P. | Amana | AMEH960805CX | Natural Gas | Induced Draft | True | False | 1 | False | Horizontal |  | None | Condensing | Two-Stage Modulating |  | 1 | Premium |  | 80000 | 77000 |  |  | 80600 | 591 | 96.1 | 78 | [8 empty] | Federally-Regulated Consumer Product | 09/30/2015 |  | 05/24/2016
Daikin Comfort Technologies Manufacturing, L.P. | Amana | AMEH960805CX | LPG | Induced Draft | True | False | 1 | False | Up |  | None | Condensing | Two-Stage Modulating |  | 1 | Premium |  | 80000 | 77000 |  |  | 80600 | 591 | 96.1 | 78 | [8 empty] | Federally-Regulated Consumer Product | 09/30/2015 |  | 05/24/2016
Daikin Comfort Technologies Manufacturing, L.P. | Amana | AMEH960805CX | Natural Gas | Induced Draft | True | False | 1 | False | Up |  | None | Condensing | Two-Stage Modulating |  | 1 | Premium |  | 80000 | 77000 |  |  | 80600 | 591 | 96.1 | 78 | [8 empty] | Federally-Regulated Consumer Product | 09/30/2015 |  | 05/24/2016
Daikin Comfort Technologies Manufacturing, L.P. | Amana | AMEH961005DX | LPG | Induced Draft | True | False | 1 | False | Horizontal |  | None | Condensing | Two-Stage Modulating |  | 1 | Premium |  | 100000 | 96000 |  |  | 96900 | 714 | 96.1 | 78 | [8 empty] | Federally-Regulated Consumer Product | 09/30/2015 |  | 05/24/2016
Daikin Comfort Technologies Manufacturing, L.P. | Amana | AMEH961005DX | Natural Gas | Induced Draft | True | False | 1 | False | Horizontal |  | None | Condensing | Two-Stage Modulating |  | 1 | Premium |  | 100000 | 96000 |  |  | 96900 | 714 | 96.1 | 78 | [8 empty] | Federally-Regulated Consumer Product | 09/30/2015 |  | 05/24/2016
Daikin Comfort Technologies Manufacturing, L.P. | Amana | AMEH961005DX | LPG | Induced Draft | True | False | 1 | False | Up |  | None | Condensing | Two-Stage Modulating |  | 1 | Premium |  | 100000 | 96000 |  |  | 96900 | 714 | 96.1 | 78 | [8 empty] | Federally-Regulated Consumer Product | 09/30/2015 |  | 05/24/2016
Daikin Comfort Technologies Manufacturing, L.P. | Amana | AMEH961005DX | Natural Gas | Induced Draft | True | False | 1 | False | Up |  | None | Condensing | Two-Stage Modulating |  | 1 | Premium |  | 100000 | 96000 |  |  | 96900 | 714 | 96.1 | 78 | [8 empty] | Federally-Regulated Consumer Product | 09/30/2015 |  | 05/24/2016
Daikin Comfort Technologies Manufacturing, L.P. | Amana | AMH950453BX | LPG | Induced Draft | True | False | 1 | False | Horizontal |  | None | Condensing | Single-Stage |  | 0.33 | Standard |  | 46000 | 44000 |  |  | 32300 | 324 | 96.1 | 78 | [8 empty] | Federally-Regulated Consumer Product | 09/30/2015 |  | 05/24/2016
Daikin Comfort Technologies Manufacturing, L.P. | Amana | AMH950453BX | Natural Gas | Induced Draft | True | False | 1 | False | Horizontal |  | None | Condensing | Single-Stage |  | 0.33 | Standard |  | 46000 | 44000 |  |  | 32300 | 324 | 96.1 | 78 | [8 empty] | Federally-Regulated Consumer Product | 09/30/2015 |  | 05/24/2016
Daikin Comfort Technologies Manufacturing, L.P. | Amana | AMH950453BX | LPG | Induced Draft | True | False | 1 | False | Up |  | None | Condensing | Single-Stage |  | 0.33 | Standard |  | 46000 | 44000 |  |  | 32300 | 324 | 96.1 | 78 | [8 empty] | Federally-Regulated Consumer Product | 09/30/2015 |  | 05/24/2016
Daikin Comfort Technologies Manufacturing, L.P. | Amana | AMH950453BX | Natural Gas | Induced Draft | True | False | 1 | False | Up |  | None | Condensing | Single-Stage |  | 0.33 | Standard |  | 46000 | 44000 |  |  | 32300 | 324 | 96.1 | 78 | [8 empty] | Federally-Regulated Consumer Product | 09/30/2015 |  | 05/24/2016
Daikin Comfort Technologies Manufacturing, L.P. | Amana | AMH950703BX | LPG | Induced Draft | True | False | 1 | False | Horizontal |  | None | Condensing | Two-Stage Modulating |  | 0.33 | Standard |  | 69000 | 66000 |  |  | 64200 | 813 | 96.1 | 78 | [8 empty] | Federally-Regulated Consumer Product | 09/30/2015 |  | 05/24/2016
Daikin Comfort Technologies Manufacturing, L.P. | Amana | AMH950703BX | Natural Gas | Induced Draft | True | False | 1 | False | Horizontal |  | None | Condensing | Two-Stage Modulating |  | 0.33 | Standard |  | 69000 | 66000 |  |  | 64200 | 813 | 96.1 | 78 | [8 empty] | Federally-Regulated Consumer Product | 09/30/2015 |  | 05/24/2016
Daikin Comfort Technologies Manufacturing, L.P. | Amana | AMH950703BX | LPG | Induced Draft | True | False | 1 | False | Up |  | None | Condensing | Two-Stage Modulating |  | 0.33 | Standard |  | 69000 | 66000 |  |  | 64200 | 813 | 96.1 | 78 | [8 empty] | Federally-Regulated Consumer Product | 09/30/2015 |  | 05/24/2016
Daikin Comfort Technologies Manufacturing, L.P. | Amana | AMH950703BX | Natural Gas | Induced Draft | True | False | 1 | False | Up |  | None | Condensing | Two-Stage Modulating |  | 0.33 | Standard |  | 69000 | 66000 |  |  | 64200 | 813 | 96.1 | 78 | [8 empty] | Federally-Regulated Consumer Product | 09/30/2015 |  | 05/24/2016
Daikin Comfort Technologies Manufacturing, L.P. | Amana | AMH950704CX | LPG | Induced Draft | True | False | 1 | False | Horizontal |  | None | Condensing | Single-Stage |  | 0.5 | Standard |  | 69000 | 66000 |  |  | 63300 | 989 | 96.1 | 78 | [8 empty] | Federally-Regulated Consumer Product | 09/30/2015 |  | 05/24/2016
Daikin Comfort Technologies Manufacturing, L.P. | Amana | AMH950704CX | Natural Gas | Induced Draft | True | False | 1 | False | Horizontal |  | None | Condensing | Single-Stage |  | 0.5 | Standard |  | 69000 | 66000 |  |  | 63300 | 989 | 96.1 | 78 | [8 empty] | Federally-Regulated Consumer Product | 09/30/2015 |  | 05/24/2016
Daikin Comfort Technologies Manufacturing, L.P. | Amana | AMH950704CX | LPG | Induced Draft | True | False | 1 | False | Up |  | None | Condensing | Single-Stage |  | 0.5 | Standard |  | 69000 | 66000 |  |  | 63300 | 989 | 96.1 | 78 | [8 empty] | Federally-Regulated Consumer Product | 09/30/2015 |  | 05/24/2016
Daikin Comfort Technologies Manufacturing, L.P. | Amana | AMH950704CX | Natural Gas | Induced Draft | True | False | 1 | False | Up |  | None | Condensing | Single-Stage |  | 0.5 | Standard |  | 69000 | 66000 |  |  | 63300 | 989 | 96.1 | 78 | [8 empty] | Federally-Regulated Consumer Product | 09/30/2015 |  | 05/24/2016
Daikin Comfort Technologies Manufacturing, L.P. | Amana | AMH950904CX | LPG | Induced Draft | True | False | 1 | False | Horizontal |  | None | Condensing | Single-Stage |  | 0.5 | Standard |  | 92000 | 89000 |  |  | 79900 | 1020 | 96.1 | 78 | [8 empty] | Federally-Regulated Consumer Product | 09/30/2015 |  | 05/24/2016
Daikin Comfort Technologies Manufacturing, L.P. | Amana | AMH950904CX | Natural Gas | Induced Draft | True | False | 1 | False | Horizontal |  | None | Condensing | Single-Stage |  | 0.5 | Standard |  | 92000 | 89000 |  |  | 79900 | 1020 | 96.1 | 78 | [8 empty] | Federally-Regulated Consumer Product | 09/30/2015 |  | 05/24/2016
Daikin Comfort Technologies Manufacturing, L.P. | Amana | AMH950904CX | LPG | Induced Draft | True | False | 1 | False | Up |  | None | Condensing | Single-Stage |  | 0.5 | Standard |  | 92000 | 89000 |  |  | 79900 | 1020 | 96.1 | 78 | [8 empty] | Federally-Regulated Consumer Product | 09/30/2015 |  | 05/24/2016
Daikin Comfort Technologies Manufacturing, L.P. | Amana | AMH950904CX | Natural Gas | Induced Draft | True | False | 1 | False | Up |  | None | Condensing | Single-Stage |  | 0.5 | Standard |  | 92000 | 89000 |  |  | 79900 | 1020 | 96.1 | 78 | [8 empty] | Federally-Regulated Consumer Product | 09/30/2015 |  | 05/24/2016
Daikin Comfort Technologies Manufacturing, L.P. | Amana | AMH950905CX** | LPG | Induced Draft | True | False | 1 | False | Horizontal |  | None | Condensing | Single-Stage |  | 1 | Standard |  | 92000 | 88000 |  |  | 79300 | 1065 | 96.1 | 78 | [8 empty] | Federally-Regulated Consumer Product | 09/30/2015 |  | 05/24/2016
Daikin Comfort Technologies Manufacturing, L.P. | Amana | AMH950905CX** | Natural Gas | Induced Draft | True | False | 1 | False | Horizontal |  | None | Condensing | Single-Stage |  | 1 | Standard |  | 92000 | 88000 |  |  | 79300 | 1065 | 96.1 | 78 | [8 empty] | Federally-Regulated Consumer Product | 09/30/2015 |  | 05/24/2016
Daikin Comfort Technologies Manufacturing, L.P. | Amana | AMH950905CX** | LPG | Induced Draft | True | False | 1 | False | Up |  | None | Condensing | Single-Stage |  | 1 | Standard |  | 92000 | 88000 |  |  | 79300 | 1065 | 96.1 | 78 | [8 empty] | Federally-Regulated Consumer Product | 09/30/2015 |  | 05/24/2016
Daikin Comfort Technologies Manufacturing, L.P. | Amana | AMH950905CX** | Natural Gas | Induced Draft | True | False | 1 | False | Up |  | None | Condensing | Single-Stage |  | 1 | Standard |  | 92000 | 88000 |  |  | 79300 | 1065 | 96.1 | 78 | [8 empty] | Federally-Regulated Consumer Product | 09/30/2015 |  | 05/24/2016
Daikin Comfort Technologies Manufacturing, L.P. | Amana | AMH950905DX | LPG | Induced Draft | True | False | 1 | False | Horizontal |  | None | Condensing | Single-Stage |  | 0.75 | Standard |  | 92000 | 89000 |  |  | 80200 | 900 | 96.1 | 78 | [8 empty] | Federally-Regulated Consumer Product | 09/30/2015 |  | 05/24/2016
Daikin Comfort Technologies Manufacturing, L.P. | Amana | AMH950905DX | Natural Gas | Induced Draft | True | False | 1 | False | Horizontal |  | None | Condensing | Single-Stage |  | 0.75 | Standard |  | 92000 | 89000 |  |  | 80200 | 900 | 96.1 | 78 | [8 empty] | Federally-Regulated Consumer Product | 09/30/2015 |  | 05/24/2016
Daikin Comfort Technologies Manufacturing, L.P. | Amana | AMH950905DX | LPG | Induced Draft | True | False | 1 | False | Up |  | None | Condensing | Single-Stage |  | 0.75 | Standard |  | 92000 | 89000 |  |  | 80200 | 900 | 96.1 | 78 | [8 empty] | Federally-Regulated Consumer Product | 09/30/2015 |  | 05/24/2016
Daikin Comfort Technologies Manufacturing, L.P. | Amana | AMH950905DX | Natural Gas | Induced Draft | True | False | 1 | False | Up |  | None | Condensing | Single-Stage |  | 0.75 | Standard |  | 92000 | 89000 |  |  | 80200 | 900 | 96.1 | 78 | [8 empty] | Federally-Regulated Consumer Product | 09/30/2015 |  | 05/24/2016
Daikin Comfort Technologies Manufacturing, L.P. | Amana | AMH951155DX | LPG | Induced Draft | True | False | 1 | False | Horizontal |  | None | Condensing | Single-Stage |  | 0.75 | Standard |  | 115000 | 110000 |  |  | 96100 | 1132 | 96.1 | 78 | [8 empty] | Federally-Regulated Consumer Product | 09/30/2015 |  | 05/24/2016
Daikin Comfort Technologies Manufacturing, L.P. | Amana | AMH951155DX | Natural Gas | Induced Draft | True | False | 1 | False | Horizontal |  | None | Condensing | Single-Stage |  | 0.75 | Standard |  | 115000 | 110000 |  |  | 96100 | 1132 | 96.1 | 78 | [8 empty] | Federally-Regulated Consumer Product | 09/30/2015 |  | 05/24/2016
Daikin Comfort Technologies Manufacturing, L.P. | Amana | AMH951155DX | LPG | Induced Draft | True | False | 1 | False | Up |  | None | Condensing | Single-Stage |  | 0.75 | Standard |  | 115000 | 110000 |  |  | 96100 | 1132 | 96.1 | 78 | [8 empty] | Federally-Regulated Consumer Product | 09/30/2015 |  | 05/24/2016
Daikin Comfort Technologies Manufacturing, L.P. | Amana | AMH951155DX | Natural Gas | Induced Draft | True | False | 1 | False | Up |  | None | Condensing | Single-Stage |  | 0.75 | Standard |  | 115000 | 110000 |  |  | 96100 | 1132 | 96.1 | 78 | [8 empty] | Federally-Regulated Consumer Product | 09/30/2015 |  | 05/24/2016
Daikin Comfort Technologies Manufacturing, L.P. | Amana | AMVC950453BX | LPG | Induced Draft | True | False | 1 | False | Horizontal |  | None | Condensing | Two-Stage Modulating |  | 0.5 | Premium |  | 46000 | 45000 |  |  | 32300 | 164 | 96.1 | 78 | [8 empty] | Federally-Regulated Consumer Product | 09/30/2015 |  | 05/24/2016
Daikin Comfort Technologies Manufacturing, L.P. | Amana | AMVC950453BX | Natural Gas | Induced Draft | True | False | 1 | False | Horizontal |  | None | Condensing | Two-Stage Modulating |  | 0.5 | Premium |  | 46000 | 45000 |  |  | 32300 | 164 | 96.1 | 78 | [8 empty] | Federally-Regulated Consumer Product | 09/30/2015 |  | 05/24/2016
Daikin Comfort Technologies Manufacturing, L.P. | Amana | AMVC950453BX | LPG | Induced Draft | True | False | 1 | False | Up |  | None | Condensing | Two-Stage Modulating |  | 0.5 | Premium |  | 46000 | 45000 |  |  | 32300 | 164 | 96.1 | 78 | [8 empty] | Federally-Regulated Consumer Product | 09/30/2015 |  | 05/24/2016
Daikin Comfort Technologies Manufacturing, L.P. | Amana | AMVC950453BX | Natural Gas | Induced Draft | True | False | 1 | False | Up |  | None | Condensing | Two-Stage Modulating |  | 0.5 | Premium |  | 46000 | 45000 |  |  | 32300 | 164 | 96.1 | 78 | [8 empty] | Federally-Regulated Consumer Product | 09/30/2015 |  | 05/24/2016
Daikin Comfort Technologies Manufacturing, L.P. | Amana | AMVC950704CX | LPG | Induced Draft | True | False | 1 | False | Horizontal |  | None | Condensing | Two-Stage Modulating |  | 0.75 | Premium |  | 69000 | 67000 |  |  | 65000 | 226 | 96.1 | 78 | [8 empty] | Federally-Regulated Consumer Product | 09/30/2015 |  | 05/24/2016
Daikin Comfort Technologies Manufacturing, L.P. | Amana | AMVC950704CX | Natural Gas | Induced Draft | True | False | 1 | False | Horizontal |  | None | Condensing | Two-Stage Modulating |  | 0.75 | Premium |  | 69000 | 67000 |  |  | 65000 | 226 | 96.1 | 78 | [8 empty] | Federally-Regulated Consumer Product | 09/30/2015 |  | 05/24/2016
Daikin Comfort Technologies Manufacturing, L.P. | Amana | AMVC950704CX | LPG | Induced Draft | True | False | 1 | False | Up |  | None | Condensing | Two-Stage Modulating |  | 0.75 | Premium |  | 69000 | 67000 |  |  | 65000 | 226 | 96.1 | 78 | [8 empty] | Federally-Regulated Consumer Product | 09/30/2015 |  | 05/24/2016
Daikin Comfort Technologies Manufacturing, L.P. | Amana | AMVC950704CX | Natural Gas | Induced Draft | True | False | 1 | False | Up |  | None | Condensing | Two-Stage Modulating |  | 0.75 | Premium |  | 69000 | 67000 |  |  | 65000 | 226 | 96.1 | 78 | [8 empty] | Federally-Regulated Consumer Product | 09/30/2015 |  | 05/24/2016
Daikin Comfort Technologies Manufacturing, L.P. | Amana | AMVC950905CX** | LPG | Induced Draft | True | False | 1 | False | Horizontal |  | None | Condensing | Two-Stage Modulating |  | 1 | Premium |  | 92000 | 89000 |  |  | 79800 | 382 | 96.1 | 78 | [8 empty] | Federally-Regulated Consumer Product | 09/30/2015 |  | 05/24/2016
Daikin Comfort Technologies Manufacturing, L.P. | Amana | AMVC950905CX** | Natural Gas | Induced Draft | True | False | 1 | False | Horizontal |  | None | Condensing | Two-Stage Modulating |  | 1 | Premium |  | 92000 | 89000 |  |  | 79800 | 382 | 96.1 | 78 | [8 empty] | Federally-Regulated Consumer Product | 09/30/2015 |  | 05/24/2016
Daikin Comfort Technologies Manufacturing, L.P. | Amana | AMVC950905CX** | LPG | Induced Draft | True | False | 1 | False | Up |  | None | Condensing | Two-Stage Modulating |  | 1 | Premium |  | 92000 | 89000 |  |  | 79800 | 382 | 96.1 | 78 | [8 empty] | Federally-Regulated Consumer Product | 09/30/2015 |  | 05/24/2016
Daikin Comfort Technologies Manufacturing, L.P. | Amana | AMVC950905CX** | Natural Gas | Induced Draft | True | False | 1 | False | Up |  | None | Condensing | Two-Stage Modulating |  | 1 | Premium |  | 92000 | 89000 |  |  | 79800 | 382 | 96.1 | 78 | [8 empty] | Federally-Regulated Consumer Product | 09/30/2015 |  | 05/24/2016
Daikin Comfort Technologies Manufacturing, L.P. | Amana | AMVC950905DX | LPG | Induced Draft | True | False | 1 | False | Horizontal |  | None | Condensing | Two-Stage Modulating |  | 1 | Premium |  | 92000 | 90000 |  |  | 80600 | 382 | 96.1 | 78 | [8 empty] | Federally-Regulated Consumer Product | 09/30/2015 |  | 05/24/2016
Daikin Comfort Technologies Manufacturing, L.P. | Amana | AMVC950905DX | Natural Gas | Induced Draft | True | False | 1 | False | Horizontal |  | None | Condensing | Two-Stage Modulating |  | 1 | Premium |  | 92000 | 90000 |  |  | 80600 | 382 | 96.1 | 78 | [8 empty] | Federally-Regulated Consumer Product | 09/30/2015 |  | 05/24/2016
Daikin Comfort Technologies Manufacturing, L.P. | Amana | AMVC950905DX | LPG | Induced Draft | True | False | 1 | False | Up |  | None | Condensing | Two-Stage Modulating |  | 1 | Premium |  | 92000 | 90000 |  |  | 80600 | 382 | 96.1 | 78 | [8 empty] | Federally-Regulated Consumer Product | 09/30/2015 |  | 05/24/2016
Daikin Comfort Technologies Manufacturing, L.P. | Amana | AMVC950905DX | Natural Gas | Induced Draft | True | False | 1 | False | Up |  | None | Condensing | Two-Stage Modulating |  | 1 | Premium |  | 92000 | 90000 |  |  | 80600 | 382 | 96.1 | 78 | [8 empty] | Federally-Regulated Consumer Product | 09/30/2015 |  | 05/24/2016
Daikin Comfort Technologies Manufacturing, L.P. | Amana | AMVC951155DX | LPG | Induced Draft | True | False | 1 | False | Horizontal |  | None | Condensing | Two-Stage Modulating |  | 1 | Premium |  | 115000 | 109000 |  |  | 97700 | 353 | 96.1 | 78 | [8 empty] | Federally-Regulated Consumer Product | 09/30/2015 |  | 05/24/2016
Daikin Comfort Technologies Manufacturing, L.P. | Amana | AMVC951155DX | Natural Gas | Induced Draft | True | False | 1 | False | Horizontal |  | None | Condensing | Two-Stage Modulating |  | 1 | Premium |  | 115000 | 109000 |  |  | 97700 | 353 | 96.1 | 78 | [8 empty] | Federally-Regulated Consumer Product | 09/30/2015 |  | 05/24/2016
Daikin Comfort Technologies Manufacturing, L.P. | Amana | AMVC951155DX | LPG | Induced Draft | True | False | 1 | False | Up |  | None | Condensing | Two-Stage Modulating |  | 1 | Premium |  | 115000 | 109000 |  |  | 97700 | 353 | 96.1 | 78 | [8 empty] | Federally-Regulated Consumer Product | 09/30/2015 |  | 05/24/2016
Daikin Comfort Technologies Manufacturing, L.P. | Amana | AMVC951155DX | Natural Gas | Induced Draft | True | False | 1 | False | Up |  | None | Condensing | Two-Stage Modulating |  | 1 | Premium |  | 115000 | 109000 |  |  | 97700 | 353 | 96.1 | 78 | [8 empty] | Federally-Regulated Consumer Product | 09/30/2015 |  | 05/24/2016
Daikin Comfort Technologies Manufacturing, L.P. | Amana | AMVM960603BX | LPG | Induced Draft | True | False | 1 | False | Horizontal |  | None | Condensing | Step Modulating |  | 0.75 | Premium |  | 60000 | 58000 |  |  | 47700 | 124 | 96.1 | 78 | [8 empty] | Federally-Regulated Consumer Product | 09/30/2015 |  | 05/24/2016
Daikin Comfort Technologies Manufacturing, L.P. | Amana | AMVM960603BX | Natural Gas | Induced Draft | True | False | 1 | False | Horizontal |  | None | Condensing | Step Modulating |  | 0.75 | Premium |  | 60000 | 58000 |  |  | 47700 | 124 | 96.1 | 78 | [8 empty] | Federally-Regulated Consumer Product | 09/30/2015 |  | 05/24/2016
Daikin Comfort Technologies Manufacturing, L.P. | Amana | AMVM960603BX | LPG | Induced Draft | True | False | 1 | False | Up |  | None | Condensing | Step Modulating |  | 0.75 | Premium |  | 60000 | 58000 |  |  | 47700 | 124 | 96.1 | 78 | [8 empty] | Federally-Regulated Consumer Product | 09/30/2015 |  | 05/24/2016
Daikin Comfort Technologies Manufacturing, L.P. | Amana | AMVM960603BX | Natural Gas | Induced Draft | True | False | 1 | False | Up |  | None | Condensing | Step Modulating |  | 0.75 | Premium |  | 60000 | 58000 |  |  | 47700 | 124 | 96.1 | 78 | [8 empty] | Federally-Regulated Consumer Product | 09/30/2015 |  | 05/24/2016
Daikin Comfort Technologies Manufacturing, L.P. | Amana | AMVM960805CX | LPG | Induced Draft | True | False | 1 | False | Horizontal |  | None | Condensing | Step Modulating |  | 1 | Premium |  | 80000 | 78000 |  |  | 79900 | 105 | 96.1 | 78 | [8 empty] | Federally-Regulated Consumer Product | 09/30/2015 |  | 05/24/2016
Daikin Comfort Technologies Manufacturing, L.P. | Amana | AMVM960805CX | Natural Gas | Induced Draft | True | False | 1 | False | Horizontal |  | None | Condensing | Step Modulating |  | 1 | Premium |  | 80000 | 78000 |  |  | 79900 | 105 | 96.1 | 78 | [8 empty] | Federally-Regulated Consumer Product | 09/30/2015 |  | 05/24/2016
Daikin Comfort Technologies Manufacturing, L.P. | Amana | AMVM960805CX | LPG | Induced Draft | True | False | 1 | False | Up |  | None | Condensing | Step Modulating |  | 1 | Premium |  | 80000 | 78000 |  |  | 79900 | 105 | 96.1 | 78 | [8 empty] | Federally-Regulated Consumer Product | 09/30/2015 |  | 05/24/2016
Daikin Comfort Technologies Manufacturing, L.P. | Amana | AMVM960805CX | Natural Gas | Induced Draft | True | False | 1 | False | Up |  | None | Condensing | Step Modulating |  | 1 | Premium |  | 80000 | 78000 |  |  | 79900 | 105 | 96.1 | 78 | [8 empty] | Federally-Regulated Consumer Product | 09/30/2015 |  | 05/24/2016
Daikin Comfort Technologies Manufacturing, L.P. | Amana | AMVM961005DX | LPG | Induced Draft | True | False | 1 | False | Horizontal |  | None | Condensing | Step Modulating |  | 1 | Premium |  | 100000 | 97000 |  |  | 96400 | 155 | 96.1 | 78 | [8 empty] | Federally-Regulated Consumer Product | 09/30/2015 |  | 05/24/2016
Daikin Comfort Technologies Manufacturing, L.P. | Amana | AMVM961005DX | Natural Gas | Induced Draft | True | False | 1 | False | Horizontal |  | None | Condensing | Step Modulating |  | 1 | Premium |  | 100000 | 97000 |  |  | 96400 | 155 | 96.1 | 78 | [8 empty] | Federally-Regulated Consumer Product | 09/30/2015 |  | 05/24/2016
Daikin Comfort Technologies Manufacturing, L.P. | Amana | AMVM961005DX | LPG | Induced Draft | True | False | 1 | False | Up |  | None | Condensing | Step Modulating |  | 1 | Premium |  | 100000 | 97000 |  |  | 96400 | 155 | 96.1 | 78 | [8 empty] | Federally-Regulated Consumer Product | 09/30/2015 |  | 05/24/2016
Daikin Comfort Technologies Manufacturing, L.P. | Amana | AMVM961005DX | Natural Gas | Induced Draft | True | False | 1 | False | Up |  | None | Condensing | Step Modulating |  | 1 | Premium |  | 100000 | 97000 |  |  | 96400 | 155 | 96.1 | 78 | [8 empty] | Federally-Regulated Consumer Product | 09/30/2015 |  | 05/24/2016
Daikin Comfort Technologies Manufacturing, L.P. | Amana | AMVM961155DX | LPG | Induced Draft | True | False | 1 | False | Horizontal |  | None | Condensing | Step Modulating |  | 1 | Premium |  | 115000 | 109000 |  |  | 98500 | 101 | 96.1 | 78 | [8 empty] | Federally-Regulated Consumer Product | 09/30/2015 |  | 05/24/2016
Daikin Comfort Technologies Manufacturing, L.P. | Amana | AMVM961155DX | Natural Gas | Induced Draft | True | False | 1 | False | Horizontal |  | None | Condensing | Step Modulating |  | 1 | Premium |  | 115000 | 109000 |  |  | 98500 | 101 | 96.1 | 78 | [8 empty] | Federally-Regulated Consumer Product | 09/30/2015 |  | 05/24/2016
Daikin Comfort Technologies Manufacturing, L.P. | Amana | AMVM961155DX | LPG | Induced Draft | True | False | 1 | False | Up |  | None | Condensing | Step Modulating |  | 1 | Premium |  | 115000 | 109000 |  |  | 98500 | 101 | 96.1 | 78 | [8 empty] | Federally-Regulated Consumer Product | 09/30/2015 |  | 05/24/2016
Daikin Comfort Technologies Manufacturing, L.P. | Amana | AMVM961155DX | Natural Gas | Induced Draft | True | False | 1 | False | Up |  | None | Condensing | Step Modulating |  | 1 | Premium |  | 115000 | 109000 |  |  | 98500 | 101 | 96.1 | 78 | [8 empty] | Federally-Regulated Consumer Product | 09/30/2015 |  | 05/24/2016
Daikin Comfort Technologies Manufacturing, L.P. | Daikin | DC96HS0453BX | LPG | Induced Draft | True | False | 1 | False | Down |  | None | Condensing | Single-Stage |  | 0.33 | Standard |  | 46000 | 44000 |  |  | 47000 | 665 | 96.1 | 78 | [8 empty] | Federally-Regulated Consumer Product | 09/30/2015 |  | 05/24/2016
Daikin Comfort Technologies Manufacturing, L.P. | Daikin | DC96HS0453BX | Natural Gas | Induced Draft | True | False | 1 | False | Down |  | None | Condensing | Single-Stage |  | 0.33 | Standard |  | 46000 | 44000 |  |  | 47000 | 665 | 96.1 | 78 | [8 empty] | Federally-Regulated Consumer Product | 09/30/2015 |  | 05/24/2016
Daikin Comfort Technologies Manufacturing, L.P. | Daikin | DC96HS0453BX | LPG | Induced Draft | True | False | 1 | False | Horizontal |  | None | Condensing | Single-Stage |  | 0.33 | Standard |  | 46000 | 44000 |  |  | 47000 | 665 | 96.1 | 78 | [8 empty] | Federally-Regulated Consumer Product | 09/30/2015 |  | 05/24/2016
Daikin Comfort Technologies Manufacturing, L.P. | Daikin | DC96HS0453BX | Natural Gas | Induced Draft | True | False | 1 | False | Horizontal |  | None | Condensing | Single-Stage |  | 0.33 | Standard |  | 46000 | 44000 |  |  | 47000 | 665 | 96.1 | 78 | [8 empty] | Federally-Regulated Consumer Product | 09/30/2015 |  | 05/24/2016
Daikin Comfort Technologies Manufacturing, L.P. | Daikin | DC96HS0703BX | LPG | Induced Draft | True | False | 1 | False | Down |  | None | Condensing | Single-Stage |  | 0.33 | Standard |  | 69000 | 66000 |  |  | 63400 | 722 | 96.1 | 78 | [8 empty] | Federally-Regulated Consumer Product | 09/30/2015 |  | 05/24/2016
Daikin Comfort Technologies Manufacturing, L.P. | Daikin | DC96HS0703BX | Natural Gas | Induced Draft | True | False | 1 | False | Down |  | None | Condensing | Single-Stage |  | 0.33 | Standard |  | 69000 | 66000 |  |  | 63400 | 722 | 96.1 | 78 | [8 empty] | Federally-Regulated Consumer Product | 09/30/2015 |  | 05/24/2016
Daikin Comfort Technologies Manufacturing, L.P. | Daikin | DC96HS0703BX | LPG | Induced Draft | True | False | 1 | False | Horizontal |  | None | Condensing | Single-Stage |  | 0.33 | Standard |  | 69000 | 66000 |  |  | 63400 | 722 | 96.1 | 78 | [8 empty] | Federally-Regulated Consumer Product | 09/30/2015 |  | 05/24/2016
Daikin Comfort Technologies Manufacturing, L.P. | Daikin | DC96HS0703BX | Natural Gas | Induced Draft | True | False | 1 | False | Horizontal |  | None | Condensing | Single-Stage |  | 0.33 | Standard |  | 69000 | 66000 |  |  | 63400 | 722 | 96.1 | 78 | [8 empty] | Federally-Regulated Consumer Product | 09/30/2015 |  | 05/24/2016
Daikin Comfort Technologies Manufacturing, L.P. | Daikin | DC96HS0704CX | LPG | Induced Draft | True | False | 1 | False | Down |  | None | Condensing | Single-Stage |  | 0.5 | Standard |  | 69000 | 66000 |  |  | 63300 | 725 | 96.1 | 78 | [8 empty] | Federally-Regulated Consumer Product | 09/30/2015 |  | 05/24/2016
Daikin Comfort Technologies Manufacturing, L.P. | Daikin | DC96HS0704CX | Natural Gas | Induced Draft | True | False | 1 | False | Down |  | None | Condensing | Single-Stage |  | 0.5 | Standard |  | 69000 | 66000 |  |  | 63300 | 725 | 96.1 | 78 | [8 empty] | Federally-Regulated Consumer Product | 09/30/2015 |  | 05/24/2016
Daikin Comfort Technologies Manufacturing, L.P. | Daikin | DC96HS0704CX | LPG | Induced Draft | True | False | 1 | False | Horizontal |  | None | Condensing | Single-Stage |  | 0.5 | Standard |  | 69000 | 66000 |  |  | 63300 | 725 | 96.1 | 78 | [8 empty] | Federally-Regulated Consumer Product | 09/30/2015 |  | 05/24/2016
Daikin Comfort Technologies Manufacturing, L.P. | Daikin | DC96HS0704CX | Natural Gas | Induced Draft | True | False | 1 | False | Horizontal |  | None | Condensing | Single-Stage |  | 0.5 | Standard |  | 69000 | 66000 |  |  | 63300 | 725 | 96.1 | 78 | [8 empty] | Federally-Regulated Consumer Product | 09/30/2015 |  | 05/24/2016
Daikin Comfort Technologies Manufacturing, L.P. | Daikin | DC96HS0904CX | LPG | Induced Draft | True | False | 1 | False | Down |  | None | Condensing | Single-Stage |  | 0.5 | Standard |  | 92000 | 89000 |  |  | 79700 | 869 | 96.1 | 78 | [8 empty] | Federally-Regulated Consumer Product | 09/30/2015 |  | 05/24/2016
Daikin Comfort Technologies Manufacturing, L.P. | Daikin | DC96HS0904CX | Natural Gas | Induced Draft | True | False | 1 | False | Down |  | None | Condensing | Single-Stage |  | 0.5 | Standard |  | 92000 | 89000 |  |  | 79700 | 869 | 96.1 | 78 | [8 empty] | Federally-Regulated Consumer Product | 09/30/2015 |  | 05/24/2016
Daikin Comfort Technologies Manufacturing, L.P. | Daikin | DC96HS0904CX | LPG | Induced Draft | True | False | 1 | False | Horizontal |  | None | Condensing | Single-Stage |  | 0.5 | Standard |  | 92000 | 89000 |  |  | 79700 | 869 | 96.1 | 78 | [8 empty] | Federally-Regulated Consumer Product | 09/30/2015 |  | 05/24/2016
Daikin Comfort Technologies Manufacturing, L.P. | Daikin | DC96HS0904CX | Natural Gas | Induced Draft | True | False | 1 | False | Horizontal |  | None | Condensing | Single-Stage |  | 0.5 | Standard |  | 92000 | 89000 |  |  | 79700 | 869 | 96.1 | 78 | [8 empty] | Federally-Regulated Consumer Product | 09/30/2015 |  | 05/24/2016
Daikin Comfort Technologies Manufacturing, L.P. | Daikin | DC96HS0905DX | LPG | Induced Draft | True | False | 1 | False | Down |  | None | Condensing | Single-Stage |  | 0.5 | Standard |  | 92000 | 89000 |  |  | 80200 | 718 | 96.1 | 78 | [8 empty] | Federally-Regulated Consumer Product | 09/30/2015 |  | 05/24/2016
Daikin Comfort Technologies Manufacturing, L.P. | Daikin | DC96HS0905DX | Natural Gas | Induced Draft | True | False | 1 | False | Down |  | None | Condensing | Single-Stage |  | 0.5 | Standard |  | 92000 | 89000 |  |  | 80200 | 718 | 96.1 | 78 | [8 empty] | Federally-Regulated Consumer Product | 09/30/2015 |  | 05/24/2016
Daikin Comfort Technologies Manufacturing, L.P. | Daikin | DC96HS0905DX | LPG | Induced Draft | True | False | 1 | False | Horizontal |  | None | Condensing | Single-Stage |  | 0.5 | Standard |  | 92000 | 89000 |  |  | 80200 | 718 | 96.1 | 78 | [8 empty] | Federally-Regulated Consumer Product | 09/30/2015 |  | 05/24/2016
Daikin Comfort Technologies Manufacturing, L.P. | Daikin | DC96HS0905DX | Natural Gas | Induced Draft | True | False | 1 | False | Horizontal |  | None | Condensing | Single-Stage |  | 0.5 | Standard |  | 92000 | 89000 |  |  | 80200 | 718 | 96.1 | 78 | [8 empty] | Federally-Regulated Consumer Product | 09/30/2015 |  | 05/24/2016
Daikin Comfort Technologies Manufacturing, L.P. | Daikin | DC96HS1155DX | LPG | Induced Draft | True | False | 1 | False | Down |  | None | Condensing | Single-Stage |  | 0.75 | Standard |  | 115000 | 108000 |  |  | 97500 | 1120 | 93 | 78 | [8 empty] | Federally-Regulated Consumer Product | 09/30/2015 |  | 05/24/2016
Daikin Comfort Technologies Manufacturing, L.P. | Daikin | DC96HS1155DX | Natural Gas | Induced Draft | True | False | 1 | False | Down |  | None | Condensing | Single-Stage |  | 0.75 | Standard |  | 115000 | 108000 |  |  | 97500 | 1120 | 93 | 78 | [8 empty] | Federally-Regulated Consumer Product | 09/30/2015 |  | 05/24/2016
Daikin Comfort Technologies Manufacturing, L.P. | Daikin | DC96HS1155DX | LPG | Induced Draft | True | False | 1 | False | Horizontal |  | None | Condensing | Single-Stage |  | 0.75 | Standard |  | 115000 | 108000 |  |  | 97500 | 1120 | 93 | 78 | [8 empty] | Federally-Regulated Consumer Product | 09/30/2015 |  | 05/24/2016
Daikin Comfort Technologies Manufacturing, L.P. | Daikin | DC96HS1155DX | Natural Gas | Induced Draft | True | False | 1 | False | Horizontal |  | None | Condensing | Single-Stage |  | 0.75 | Standard |  | 115000 | 108000 |  |  | 97500 | 1120 | 93 | 78 | [8 empty] | Federally-Regulated Consumer Product | 09/30/2015 |  | 05/24/2016
Daikin Comfort Technologies Manufacturing, L.P. | Daikin | DC96MC0604CX | LPG | Induced Draft | True | False | 1 | False | Down |  | None | Condensing | Step Modulating |  | 0.75 | Standard |  | 60000 | 58000 |  |  | 47700 | 129 | 96.1 | 78 | [8 empty] | Federally-Regulated Consumer Product | 09/30/2015 |  | 05/24/2016
Daikin Comfort Technologies Manufacturing, L.P. | Daikin | DC96MC0604CX | Natural Gas | Induced Draft | True | False | 1 | False | Down |  | None | Condensing | Step Modulating |  | 0.75 | Standard |  | 60000 | 58000 |  |  | 47700 | 129 | 96.1 | 78 | [8 empty] | Federally-Regulated Consumer Product | 09/30/2015 |  | 05/24/2016
Daikin Comfort Technologies Manufacturing, L.P. | Daikin | DC96MC0604CX | LPG | Induced Draft | True | False | 1 | False | Horizontal |  | None | Condensing | Step Modulating |  | 0.75 | Standard |  | 60000 | 58000 |  |  | 47700 | 129 | 96.1 | 78 | [8 empty] | Federally-Regulated Consumer Product | 09/30/2015 |  | 05/24/2016
Daikin Comfort Technologies Manufacturing, L.P. | Daikin | DC96MC0604CX | Natural Gas | Induced Draft | True | False | 1 | False | Horizontal |  | None | Condensing | Step Modulating |  | 0.75 | Standard |  | 60000 | 58000 |  |  | 47700 | 129 | 96.1 | 78 | [8 empty] | Federally-Regulated Consumer Product | 09/30/2015 |  | 05/24/2016
Daikin Comfort Technologies Manufacturing, L.P. | Daikin | DC96MC0805DX | LPG | Induced Draft | True | False | 1 | False | Down |  | None | Condensing | Step Modulating |  | 1 | Premium |  | 80000 | 77000 |  |  | 80300 | 90 | 96.1 | 78 | [8 empty] | Federally-Regulated Consumer Product | 09/30/2015 |  | 05/24/2016
Daikin Comfort Technologies Manufacturing, L.P. | Daikin | DC96MC0805DX | Natural Gas | Induced Draft | True | False | 1 | False | Down |  | None | Condensing | Step Modulating |  | 1 | Premium |  | 80000 | 77000 |  |  | 80300 | 90 | 96.1 | 78 | [8 empty] | Federally-Regulated Consumer Product | 09/30/2015 |  | 05/24/2016
Daikin Comfort Technologies Manufacturing, L.P. | Daikin | DC96MC0805DX | LPG | Induced Draft | True | False | 1 | False | Horizontal |  | None | Condensing | Step Modulating |  | 1 | Premium |  | 80000 | 77000 |  |  | 80300 | 90 | 96.1 | 78 | [8 empty] | Federally-Regulated Consumer Product | 09/30/2015 |  | 05/24/2016
Daikin Comfort Technologies Manufacturing, L.P. | Daikin | DC96MC0805DX | Natural Gas | Induced Draft | True | False | 1 | False | Horizontal |  | None | Condensing | Step Modulating |  | 1 | Premium |  | 80000 | 77000 |  |  | 80300 | 90 | 96.1 | 78 | [8 empty] | Federally-Regulated Consumer Product | 09/30/2015 |  | 05/24/2016
Daikin Comfort Technologies Manufacturing, L.P. | Daikin | DC96MC1005DX | LPG | Induced Draft | True | False | 1 | False | Down |  | None | Condensing | Step Modulating |  | 1 | Premium |  | 100000 | 95000 |  |  | 98600 | 118 | 96.1 | 78 | [8 empty] | Federally-Regulated Consumer Product | 09/30/2015 |  | 05/24/2016
Daikin Comfort Technologies Manufacturing, L.P. | Daikin | DC96MC1005DX | Natural Gas | Induced Draft | True | False | 1 | False | Down |  | None | Condensing | Step Modulating |  | 1 | Premium |  | 100000 | 95000 |  |  | 98600 | 118 | 96.1 | 78 | [8 empty] | Federally-Regulated Consumer Product | 09/30/2015 |  | 05/24/2016
Daikin Comfort Technologies Manufacturing, L.P. | Daikin | DC96MC1005DX | LPG | Induced Draft | True | False | 1 | False | Horizontal |  | None | Condensing | Step Modulating |  | 1 | Premium |  | 100000 | 95000 |  |  | 98600 | 118 | 96.1 | 78 | [8 empty] | Federally-Regulated Consumer Product | 09/30/2015 |  | 05/24/2016
Daikin Comfort Technologies Manufacturing, L.P. | Daikin | DC96MC1005DX | Natural Gas | Induced Draft | True | False | 1 | False | Horizontal |  | None | Condensing | Step Modulating |  | 1 | Premium |  | 100000 | 95000 |  |  | 98600 | 118 | 96.1 | 78 | [8 empty] | Federally-Regulated Consumer Product | 09/30/2015 |  | 05/24/2016
Daikin Comfort Technologies Manufacturing, L.P. | Daikin | DC96VC0714CX | LPG | Induced Draft | True | False | 1 | False | Down |  | None | Condensing | Two-Stage Modulating |  | 0.75 | Premium |  | 69000 | 66000 |  |  | 63900 | 261 | 95 | 78 | [8 empty] | Federally-Regulated Consumer Product | 09/30/2015 |  | 05/24/2016
Daikin Comfort Technologies Manufacturing, L.P. | Daikin | DC96VC0714CX | Natural Gas | Induced Draft | True | False | 1 | False | Down |  | None | Condensing | Two-Stage Modulating |  | 0.75 | Premium |  | 69000 | 66000 |  |  | 63900 | 261 | 95 | 78 | [8 empty] | Federally-Regulated Consumer Product | 09/30/2015 |  | 05/24/2016
Daikin Comfort Technologies Manufacturing, L.P. | Daikin | DC96VC0714CX | LPG | Induced Draft | True | False | 1 | False | Horizontal |  | None | Condensing | Two-Stage Modulating |  | 0.75 | Premium |  | 69000 | 66000 |  |  | 63900 | 261 | 95 | 78 | [8 empty] | Federally-Regulated Consumer Product | 09/30/2015 |  | 05/24/2016
Daikin Comfort Technologies Manufacturing, L.P. | Daikin | DC96VC0714CX | Natural Gas | Induced Draft | True | False | 1 | False | Horizontal |  | None | Condensing | Two-Stage Modulating |  | 0.75 | Premium |  | 69000 | 66000 |  |  | 63900 | 261 | 95 | 78 | [8 empty] | Federally-Regulated Consumer Product | 09/30/2015 |  | 05/24/2016
Daikin Comfort Technologies Manufacturing, L.P. | Daikin | DC96VC0915DX | LPG | Induced Draft | True | False | 1 | False | Down |  | None | Condensing | Two-Stage Modulating |  | 1 | Premium |  | 92000 | 88000 |  |  | 80800 | 286 | 95 | 78 | [8 empty] | Federally-Regulated Consumer Product | 09/30/2015 |  | 05/24/2016
Daikin Comfort Technologies Manufacturing, L.P. | Daikin | DC96VC0915DX | Natural Gas | Induced Draft | True | False | 1 | False | Down |  | None | Condensing | Two-Stage Modulating |  | 1 | Premium |  | 92000 | 88000 |  |  | 80800 | 286 | 95 | 78 | [8 empty] | Federally-Regulated Consumer Product | 09/30/2015 |  | 05/24/2016
Daikin Comfort Technologies Manufacturing, L.P. | Daikin | DC96VC0915DX | LPG | Induced Draft | True | False | 1 | False | Horizontal |  | None | Condensing | Two-Stage Modulating |  | 1 | Premium |  | 92000 | 88000 |  |  | 80800 | 286 | 95 | 78 | [8 empty] | Federally-Regulated Consumer Product | 09/30/2015 |  | 05/24/2016
Daikin Comfort Technologies Manufacturing, L.P. | Daikin | DC96VC0915DX | Natural Gas | Induced Draft | True | False | 1 | False | Horizontal |  | None | Condensing | Two-Stage Modulating |  | 1 | Premium |  | 92000 | 88000 |  |  | 80800 | 286 | 95 | 78 | [8 empty] | Federally-Regulated Consumer Product | 09/30/2015 |  | 05/24/2016
Daikin Comfort Technologies Manufacturing, L.P. | Daikin | DC96VC1155DX | LPG | Induced Draft | True | False | 1 | False | Down |  | None | Condensing | Two-Stage Modulating |  | 1 | Premium |  | 115000 | 110000 |  |  | 97200 | 302 | 93 | 78 | [8 empty] | Federally-Regulated Consumer Product | 09/30/2015 |  | 05/24/2016
Daikin Comfort Technologies Manufacturing, L.P. | Daikin | DC96VC1155DX | Natural Gas | Induced Draft | True | False | 1 | False | Down |  | None | Condensing | Two-Stage Modulating |  | 1 | Premium |  | 115000 | 110000 |  |  | 97200 | 302 | 93 | 78 | [8 empty] | Federally-Regulated Consumer Product | 09/30/2015 |  | 05/24/2016
Daikin Comfort Technologies Manufacturing, L.P. | Daikin | DC96VC1155DX | LPG | Induced Draft | True | False | 1 | False | Horizontal |  | None | Condensing | Two-Stage Modulating |  | 1 | Premium |  | 115000 | 110000 |  |  | 97200 | 302 | 93 | 78 | [8 empty] | Federally-Regulated Consumer Product | 09/30/2015 |  | 05/24/2016
Daikin Comfort Technologies Manufacturing, L.P. | Daikin | DC96VC1155DX | Natural Gas | Induced Draft | True | False | 1 | False | Horizontal |  | None | Condensing | Two-Stage Modulating |  | 1 | Premium |  | 115000 | 110000 |  |  | 97200 | 302 | 93 | 78 | [8 empty] | Federally-Regulated Consumer Product | 09/30/2015 |  | 05/24/2016
Daikin Comfort Technologies Manufacturing, L.P. | Daikin | DK92SS0453BX | LPG | Induced Draft | True | False | 1 | False | Horizontal |  | None | Condensing | Single-Stage |  | 0.33 | Standard |  | 46000 | 45000 |  |  | 33000 | 327 | 92.1 | 78 | [8 empty] | Federally-Regulated Consumer Product | 09/30/2015 |  | 05/24/2016
Daikin Comfort Technologies Manufacturing, L.P. | Daikin | DK92SS0453BX | Natural Gas | Induced Draft | True | False | 1 | False | Horizontal |  | None | Condensing | Single-Stage |  | 0.33 | Standard |  | 46000 | 45000 |  |  | 33000 | 327 | 92.1 | 78 | [8 empty] | Federally-Regulated Consumer Product | 09/30/2015 |  | 05/24/2016
Daikin Comfort Technologies Manufacturing, L.P. | Daikin | DK92SS0453BX | LPG | Induced Draft | True | False | 1 | False | Up |  | None | Condensing | Single-Stage |  | 0.33 | Standard |  | 46000 | 45000 |  |  | 33000 | 327 | 92.1 | 78 | [8 empty] | Federally-Regulated Consumer Product | 09/30/2015 |  | 05/24/2016
Daikin Comfort Technologies Manufacturing, L.P. | Daikin | DK92SS0453BX | Natural Gas | Induced Draft | True | False | 1 | False | Up |  | None | Condensing | Single-Stage |  | 0.33 | Standard |  | 46000 | 45000 |  |  | 33000 | 327 | 92.1 | 78 | [8 empty] | Federally-Regulated Consumer Product | 09/30/2015 |  | 05/24/2016
Daikin Comfort Technologies Manufacturing, L.P. | Daikin | DK92SS0703BX | LPG | Induced Draft | True | False | 1 | False | Horizontal |  | None | Condensing | Single-Stage |  | 0.33 | Standard |  | 69000 | 65000 |  |  | 65500 | 659 | 92.1 | 78 | [8 empty] | Federally-Regulated Consumer Product | 09/30/2015 |  | 05/24/2016
Daikin Comfort Technologies Manufacturing, L.P. | Daikin | DK92SS0703BX | Natural Gas | Induced Draft | True | False | 1 | False | Horizontal |  | None | Condensing | Single-Stage |  | 0.33 | Standard |  | 69000 | 65000 |  |  | 65500 | 659 | 92.1 | 78 | [8 empty] | Federally-Regulated Consumer Product | 09/30/2015 |  | 05/24/2016
Daikin Comfort Technologies Manufacturing, L.P. | Daikin | DK92SS0703BX | LPG | Induced Draft | True | False | 1 | False | Up |  | None | Condensing | Single-Stage |  | 0.33 | Standard |  | 69000 | 65000 |  |  | 65500 | 659 | 92.1 | 78 | [8 empty] | Federally-Regulated Consumer Product | 09/30/2015 |  | 05/24/2016
Daikin Comfort Technologies Manufacturing, L.P. | Daikin | DK92SS0703BX | Natural Gas | Induced Draft | True | False | 1 | False | Up |  | None | Condensing | Single-Stage |  | 0.33 | Standard |  | 69000 | 65000 |  |  | 65500 | 659 | 92.1 | 78 | [8 empty] | Federally-Regulated Consumer Product | 09/30/2015 |  | 05/24/2016
Daikin Comfort Technologies Manufacturing, L.P. | Daikin | DK92SS0704CX | LPG | Induced Draft | True | False | 1 | False | Horizontal |  | None | Condensing | Single-Stage |  | 0.5 | Standard |  | 69000 | 64000 |  |  | 65800 | 625 | 92.1 | 78 | [8 empty] | Federally-Regulated Consumer Product | 09/30/2015 |  | 05/24/2016
Daikin Comfort Technologies Manufacturing, L.P. | Daikin | DK92SS0704CX | Natural Gas | Induced Draft | True | False | 1 | False | Horizontal |  | None | Condensing | Single-Stage |  | 0.5 | Standard |  | 69000 | 64000 |  |  | 65800 | 625 | 92.1 | 78 | [8 empty] | Federally-Regulated Consumer Product | 09/30/2015 |  | 05/24/2016
Daikin Comfort Technologies Manufacturing, L.P. | Daikin | DK92SS0704CX | LPG | Induced Draft | True | False | 1 | False | Up |  | None | Condensing | Single-Stage |  | 0.5 | Standard |  | 69000 | 64000 |  |  | 65800 | 625 | 92.1 | 78 | [8 empty] | Federally-Regulated Consumer Product | 09/30/2015 |  | 05/24/2016
Daikin Comfort Technologies Manufacturing, L.P. | Daikin | DK92SS0704CX | Natural Gas | Induced Draft | True | False | 1 | False | Up |  | None | Condensing | Single-Stage |  | 0.5 | Standard |  | 69000 | 64000 |  |  | 65800 | 625 | 92.1 | 78 | [8 empty] | Federally-Regulated Consumer Product | 09/30/2015 |  | 05/24/2016
Daikin Comfort Technologies Manufacturing, L.P. | Daikin | DK92SS0904CX | LPG | Induced Draft | True | False | 1 | False | Horizontal |  | None | Condensing | Single-Stage |  | 0.5 | Standard |  | 92000 | 86000 |  |  | 82500 | 801 | 92.1 | 78 | [8 empty] | Federally-Regulated Consumer Product | 09/30/2015 |  | 05/24/2016
Daikin Comfort Technologies Manufacturing, L.P. | Daikin | DK92SS0904CX | Natural Gas | Induced Draft | True | False | 1 | False | Horizontal |  | None | Condensing | Single-Stage |  | 0.5 | Standard |  | 92000 | 86000 |  |  | 82500 | 801 | 92.1 | 78 | [8 empty] | Federally-Regulated Consumer Product | 09/30/2015 |  | 05/24/2016
Daikin Comfort Technologies Manufacturing, L.P. | Daikin | DK92SS0904CX | LPG | Induced Draft | True | False | 1 | False | Up |  | None | Condensing | Single-Stage |  | 0.5 | Standard |  | 92000 | 86000 |  |  | 82500 | 801 | 92.1 | 78 | [8 empty] | Federally-Regulated Consumer Product | 09/30/2015 |  | 05/24/2016
Daikin Comfort Technologies Manufacturing, L.P. | Daikin | DK92SS0904CX | Natural Gas | Induced Draft | True | False | 1 | False | Up |  | None | Condensing | Single-Stage |  | 0.5 | Standard |  | 92000 | 86000 |  |  | 82500 | 801 | 92.1 | 78 | [8 empty] | Federally-Regulated Consumer Product | 09/30/2015 |  | 05/24/2016
Daikin Comfort Technologies Manufacturing, L.P. | Daikin | DK92SS0905DX | LPG | Induced Draft | True | False | 1 | False | Horizontal |  | None | Condensing | Single-Stage |  | 0.75 | Standard |  | 92000 | 85000 |  |  | 81500 | 936 | 92.1 | 78 | [8 empty] | Federally-Regulated Consumer Product | 09/30/2015 |  | 05/24/2016
Daikin Comfort Technologies Manufacturing, L.P. | Daikin | DK92SS0905DX | Natural Gas | Induced Draft | True | False | 1 | False | Horizontal |  | None | Condensing | Single-Stage |  | 0.75 | Standard |  | 92000 | 85000 |  |  | 81500 | 936 | 92.1 | 78 | [8 empty] | Federally-Regulated Consumer Product | 09/30/2015 |  | 05/24/2016
Daikin Comfort Technologies Manufacturing, L.P. | Daikin | DK92SS0905DX | LPG | Induced Draft | True | False | 1 | False | Up |  | None | Condensing | Single-Stage |  | 0.75 | Standard |  | 92000 | 85000 |  |  | 81500 | 936 | 92.1 | 78 | [8 empty] | Federally-Regulated Consumer Product | 09/30/2015 |  | 05/24/2016
Daikin Comfort Technologies Manufacturing, L.P. | Daikin | DK92SS0905DX | Natural Gas | Induced Draft | True | False | 1 | False | Up |  | None | Condensing | Single-Stage |  | 0.75 | Standard |  | 92000 | 85000 |  |  | 81500 | 936 | 92.1 | 78 | [8 empty] | Federally-Regulated Consumer Product | 09/30/2015 |  | 05/24/2016
Daikin Comfort Technologies Manufacturing, L.P. | Daikin | DK92SS1155DX | LPG | Induced Draft | True | False | 1 | False | Horizontal |  | None | Condensing | Single-Stage |  | 0.75 | Standard |  | 115000 | 106000 |  |  | 98800 | 1117 | 92.1 | 78 | [8 empty] | Federally-Regulated Consumer Product | 09/30/2015 |  | 05/24/2016
Daikin Comfort Technologies Manufacturing, L.P. | Daikin | DK92SS1155DX | Natural Gas | Induced Draft | True | False | 1 | False | Horizontal |  | None | Condensing | Single-Stage |  | 0.75 | Standard |  | 115000 | 106000 |  |  | 98800 | 1117 | 92.1 | 78 | [8 empty] | Federally-Regulated Consumer Product | 09/30/2015 |  | 05/24/2016
Daikin Comfort Technologies Manufacturing, L.P. | Daikin | DK92SS1155DX | LPG | Induced Draft | True | False | 1 | False | Up |  | None | Condensing | Single-Stage |  | 0.75 | Standard |  | 115000 | 106000 |  |  | 98800 | 1117 | 92.1 | 78 | [8 empty] | Federally-Regulated Consumer Product | 09/30/2015 |  | 05/24/2016
Daikin Comfort Technologies Manufacturing, L.P. | Daikin | DK92SS1155DX | Natural Gas | Induced Draft | True | False | 1 | False | Up |  | None | Condensing | Single-Stage |  | 0.75 | Standard |  | 115000 | 106000 |  |  | 98800 | 1117 | 92.1 | 78 | [8 empty] | Federally-Regulated Consumer Product | 09/30/2015 |  | 05/24/2016
Daikin Comfort Technologies Manufacturing, L.P. | Daikin | DM96HE0403BX | LPG | Induced Draft | True | False | 1 | False | Horizontal |  | None | Condensing | Two-Stage Modulating |  | 0.5 | Premium |  | 40000 | 38000 |  |  | 31900 | 323 | 96.1 | 78 | [8 empty] | Federally-Regulated Consumer Product | 09/30/2015 |  | 05/24/2016
Daikin Comfort Technologies Manufacturing, L.P. | Daikin | DM96HE0403BX | Natural Gas | Induced Draft | True | False | 1 | False | Horizontal |  | None | Condensing | Two-Stage Modulating |  | 0.5 | Premium |  | 40000 | 38000 |  |  | 31900 | 323 | 96.1 | 78 | [8 empty] | Federally-Regulated Consumer Product | 09/30/2015 |  | 05/24/2016
Daikin Comfort Technologies Manufacturing, L.P. | Daikin | DM96HE0403BX | LPG | Induced Draft | True | False | 1 | False | Up |  | None | Condensing | Two-Stage Modulating |  | 0.5 | Premium |  | 40000 | 38000 |  |  | 31900 | 323 | 96.1 | 78 | [8 empty] | Federally-Regulated Consumer Product | 09/30/2015 |  | 05/24/2016
Daikin Comfort Technologies Manufacturing, L.P. | Daikin | DM96HE0403BX | Natural Gas | Induced Draft | True | False | 1 | False | Up |  | None | Condensing | Two-Stage Modulating |  | 0.5 | Premium |  | 40000 | 38000 |  |  | 31900 | 323 | 96.1 | 78 | [8 empty] | Federally-Regulated Consumer Product | 09/30/2015 |  | 05/24/2016
Daikin Comfort Technologies Manufacturing, L.P. | Daikin | DM96HE0603BX | LPG | Induced Draft | True | False | 1 | False | Horizontal |  | None | Condensing | Two-Stage Modulating |  | 0.5 | Premium |  | 60000 | 58000 |  |  | 48100 | 481 | 96.1 | 78 | [8 empty] | Federally-Regulated Consumer Product | 09/30/2015 |  | 05/24/2016
Daikin Comfort Technologies Manufacturing, L.P. | Daikin | DM96HE0603BX | Natural Gas | Induced Draft | True | False | 1 | False | Horizontal |  | None | Condensing | Two-Stage Modulating |  | 0.5 | Premium |  | 60000 | 58000 |  |  | 48100 | 481 | 96.1 | 78 | [8 empty] | Federally-Regulated Consumer Product | 09/30/2015 |  | 05/24/2016
Daikin Comfort Technologies Manufacturing, L.P. | Daikin | DM96HE0603BX | LPG | Induced Draft | True | False | 1 | False | Up |  | None | Condensing | Two-Stage Modulating |  | 0.5 | Premium |  | 60000 | 58000 |  |  | 48100 | 481 | 96.1 | 78 | [8 empty] | Federally-Regulated Consumer Product | 09/30/2015 |  | 05/24/2016
Daikin Comfort Technologies Manufacturing, L.P. | Daikin | DM96HE0603BX | Natural Gas | Induced Draft | True | False | 1 | False | Up |  | None | Condensing | Two-Stage Modulating |  | 0.5 | Premium |  | 60000 | 58000 |  |  | 48100 | 481 | 96.1 | 78 | [8 empty] | Federally-Regulated Consumer Product | 09/30/2015 |  | 05/24/2016
Daikin Comfort Technologies Manufacturing, L.P. | Daikin | DM96HE0805CX | LPG | Induced Draft | True | False | 1 | False | Horizontal |  | None | Condensing | Two-Stage Modulating |  | 1 | Premium |  | 80000 | 77000 |  |  | 80600 | 591 | 96.1 | 78 | [8 empty] | Federally-Regulated Consumer Product | 09/30/2015 |  | 05/24/2016
Daikin Comfort Technologies Manufacturing, L.P. | Daikin | DM96HE0805CX | Natural Gas | Induced Draft | True | False | 1 | False | Horizontal |  | None | Condensing | Two-Stage Modulating |  | 1 | Premium |  | 80000 | 77000 |  |  | 80600 | 591 | 96.1 | 78 | [8 empty] | Federally-Regulated Consumer Product | 09/30/2015 |  | 05/24/2016
Daikin Comfort Technologies Manufacturing, L.P. | Daikin | DM96HE0805CX | LPG | Induced Draft | True | False | 1 | False | Up |  | None | Condensing | Two-Stage Modulating |  | 1 | Premium |  | 80000 | 77000 |  |  | 80600 | 591 | 96.1 | 78 | [8 empty] | Federally-Regulated Consumer Product | 09/30/2015 |  | 05/24/2016
Daikin Comfort Technologies Manufacturing, L.P. | Daikin | DM96HE0805CX | Natural Gas | Induced Draft | True | False | 1 | False | Up |  | None | Condensing | Two-Stage Modulating |  | 1 | Premium |  | 80000 | 77000 |  |  | 80600 | 591 | 96.1 | 78 | [8 empty] | Federally-Regulated Consumer Product | 09/30/2015 |  | 05/24/2016
Daikin Comfort Technologies Manufacturing, L.P. | Daikin | DM96HE1005DX | LPG | Induced Draft | True | False | 1 | False | Horizontal |  | None | Condensing | Two-Stage Modulating |  | 1 | Premium |  | 100000 | 96000 |  |  | 96900 | 714 | 96.1 | 78 | [8 empty] | Federally-Regulated Consumer Product | 09/30/2015 |  | 05/24/2016
Daikin Comfort Technologies Manufacturing, L.P. | Daikin | DM96HE1005DX | Natural Gas | Induced Draft | True | False | 1 | False | Horizontal |  | None | Condensing | Two-Stage Modulating |  | 1 | Premium |  | 100000 | 96000 |  |  | 96900 | 714 | 96.1 | 78 | [8 empty] | Federally-Regulated Consumer Product | 09/30/2015 |  | 05/24/2016
Daikin Comfort Technologies Manufacturing, L.P. | Daikin | DM96HE1005DX | LPG | Induced Draft | True | False | 1 | False | Up |  | None | Condensing | Two-Stage Modulating |  | 1 | Premium |  | 100000 | 96000 |  |  | 96900 | 714 | 96.1 | 78 | [8 empty] | Federally-Regulated Consumer Product | 09/30/2015 |  | 05/24/2016
Daikin Comfort Technologies Manufacturing, L.P. | Daikin | DM96HE1005DX | Natural Gas | Induced Draft | True | False | 1 | False | Up |  | None | Condensing | Two-Stage Modulating |  | 1 | Premium |  | 100000 | 96000 |  |  | 96900 | 714 | 96.1 | 78 | [8 empty] | Federally-Regulated Consumer Product | 09/30/2015 |  | 05/24/2016
Daikin Comfort Technologies Manufacturing, L.P. | Daikin | DM96HS0453BX | LPG | Induced Draft | True | False | 1 | False | Horizontal |  | None | Condensing | Single-Stage |  | 0.33 | Standard |  | 46000 | 44000 |  |  | 32300 | 324 | 96.1 | 78 | [8 empty] | Federally-Regulated Consumer Product | 09/30/2015 |  | 05/24/2016
Daikin Comfort Technologies Manufacturing, L.P. | Daikin | DM96HS0453BX | Natural Gas | Induced Draft | True | False | 1 | False | Horizontal |  | None | Condensing | Single-Stage |  | 0.33 | Standard |  | 46000 | 44000 |  |  | 32300 | 324 | 96.1 | 78 | [8 empty] | Federally-Regulated Consumer Product | 09/30/2015 |  | 05/24/2016
Daikin Comfort Technologies Manufacturing, L.P. | Daikin | DM96HS0453BX | LPG | Induced Draft | True | False | 1 | False | Up |  | None | Condensing | Single-Stage |  | 0.33 | Standard |  | 46000 | 44000 |  |  | 32300 | 324 | 96.1 | 78 | [8 empty] | Federally-Regulated Consumer Product | 09/30/2015 |  | 05/24/2016
Daikin Comfort Technologies Manufacturing, L.P. | Daikin | DM96HS0453BX | Natural Gas | Induced Draft | True | False | 1 | False | Up |  | None | Condensing | Single-Stage |  | 0.33 | Standard |  | 46000 | 44000 |  |  | 32300 | 324 | 96.1 | 78 | [8 empty] | Federally-Regulated Consumer Product | 09/30/2015 |  | 05/24/2016
Daikin Comfort Technologies Manufacturing, L.P. | Daikin | DM96HS0703BX | LPG | Induced Draft | True | False | 1 | False | Horizontal |  | None | Condensing | Two-Stage Modulating |  | 0.33 | Standard |  | 69000 | 66000 |  |  | 64200 | 813 | 96.1 | 78 | [8 empty] | Federally-Regulated Consumer Product | 09/30/2015 |  | 05/24/2016
Daikin Comfort Technologies Manufacturing, L.P. | Daikin | DM96HS0703BX | Natural Gas | Induced Draft | True | False | 1 | False | Horizontal |  | None | Condensing | Two-Stage Modulating |  | 0.33 | Standard |  | 69000 | 66000 |  |  | 64200 | 813 | 96.1 | 78 | [8 empty] | Federally-Regulated Consumer Product | 09/30/2015 |  | 05/24/2016
Daikin Comfort Technologies Manufacturing, L.P. | Daikin | DM96HS0703BX | LPG | Induced Draft | True | False | 1 | False | Up |  | None | Condensing | Two-Stage Modulating |  | 0.33 | Standard |  | 69000 | 66000 |  |  | 64200 | 813 | 96.1 | 78 | [8 empty] | Federally-Regulated Consumer Product | 09/30/2015 |  | 05/24/2016
Daikin Comfort Technologies Manufacturing, L.P. | Daikin | DM96HS0703BX | Natural Gas | Induced Draft | True | False | 1 | False | Up |  | None | Condensing | Two-Stage Modulating |  | 0.33 | Standard |  | 69000 | 66000 |  |  | 64200 | 813 | 96.1 | 78 | [8 empty] | Federally-Regulated Consumer Product | 09/30/2015 |  | 05/24/2016
Daikin Comfort Technologies Manufacturing, L.P. | Daikin | DM96HS0704CX | LPG | Induced Draft | True | False | 1 | False | Horizontal |  | None | Condensing | Single-Stage |  | 0.5 | Standard |  | 69000 | 66000 |  |  | 63300 | 989 | 96.1 | 78 | [8 empty] | Federally-Regulated Consumer Product | 09/30/2015 |  | 05/24/2016
Daikin Comfort Technologies Manufacturing, L.P. | Daikin | DM96HS0704CX | Natural Gas | Induced Draft | True | False | 1 | False | Horizontal |  | None | Condensing | Single-Stage |  | 0.5 | Standard |  | 69000 | 66000 |  |  | 63300 | 989 | 96.1 | 78 | [8 empty] | Federally-Regulated Consumer Product | 09/30/2015 |  | 05/24/2016
Daikin Comfort Technologies Manufacturing, L.P. | Daikin | DM96HS0704CX | LPG | Induced Draft | True | False | 1 | False | Up |  | None | Condensing | Single-Stage |  | 0.5 | Standard |  | 69000 | 66000 |  |  | 63300 | 989 | 96.1 | 78 | [8 empty] | Federally-Regulated Consumer Product | 09/30/2015 |  | 05/24/2016
Daikin Comfort Technologies Manufacturing, L.P. | Daikin | DM96HS0704CX | Natural Gas | Induced Draft | True | False | 1 | False | Up |  | None | Condensing | Single-Stage |  | 0.5 | Standard |  | 69000 | 66000 |  |  | 63300 | 989 | 96.1 | 78 | [8 empty] | Federally-Regulated Consumer Product | 09/30/2015 |  | 05/24/2016
Daikin Comfort Technologies Manufacturing, L.P. | Daikin | DM96HS0904CX | LPG | Induced Draft | True | False | 1 | False | Horizontal |  | None | Condensing | Single-Stage |  | 0.5 | Standard |  | 92000 | 89000 |  |  | 79900 | 1020 | 96.1 | 78 | [8 empty] | Federally-Regulated Consumer Product | 09/30/2015 |  | 05/24/2016
Daikin Comfort Technologies Manufacturing, L.P. | Daikin | DM96HS0904CX | Natural Gas | Induced Draft | True | False | 1 | False | Horizontal |  | None | Condensing | Single-Stage |  | 0.5 | Standard |  | 92000 | 89000 |  |  | 79900 | 1020 | 96.1 | 78 | [8 empty] | Federally-Regulated Consumer Product | 09/30/2015 |  | 05/24/2016
Daikin Comfort Technologies Manufacturing, L.P. | Daikin | DM96HS0904CX | LPG | Induced Draft | True | False | 1 | False | Up |  | None | Condensing | Single-Stage |  | 0.5 | Standard |  | 92000 | 89000 |  |  | 79900 | 1020 | 96.1 | 78 | [8 empty] | Federally-Regulated Consumer Product | 09/30/2015 |  | 05/24/2016
Daikin Comfort Technologies Manufacturing, L.P. | Daikin | DM96HS0904CX | Natural Gas | Induced Draft | True | False | 1 | False | Up |  | None | Condensing | Single-Stage |  | 0.5 | Standard |  | 92000 | 89000 |  |  | 79900 | 1020 | 96.1 | 78 | [8 empty] | Federally-Regulated Consumer Product | 09/30/2015 |  | 05/24/2016
Daikin Comfort Technologies Manufacturing, L.P. | Daikin | DM96HS0905CX | LPG | Induced Draft | True | False | 1 | False | Horizontal |  | None | Condensing | Single-Stage |  | 1 | Standard |  | 92000 | 88000 |  |  | 79300 | 1065 | 96.1 | 78 | [8 empty] | Federally-Regulated Consumer Product | 09/30/2015 |  | 05/24/2016
Daikin Comfort Technologies Manufacturing, L.P. | Daikin | DM96HS0905CX | Natural Gas | Induced Draft | True | False | 1 | False | Horizontal |  | None | Condensing | Single-Stage |  | 1 | Standard |  | 92000 | 88000 |  |  | 79300 | 1065 | 96.1 | 78 | [8 empty] | Federally-Regulated Consumer Product | 09/30/2015 |  | 05/24/2016
Daikin Comfort Technologies Manufacturing, L.P. | Daikin | DM96HS0905CX | LPG | Induced Draft | True | False | 1 | False | Up |  | None | Condensing | Single-Stage |  | 1 | Standard |  | 92000 | 88000 |  |  | 79300 | 1065 | 96.1 | 78 | [8 empty] | Federally-Regulated Consumer Product | 09/30/2015 |  | 05/24/2016
Daikin Comfort Technologies Manufacturing, L.P. | Daikin | DM96HS0905CX | Natural Gas | Induced Draft | True | False | 1 | False | Up |  | None | Condensing | Single-Stage |  | 1 | Standard |  | 92000 | 88000 |  |  | 79300 | 1065 | 96.1 | 78 | [8 empty] | Federally-Regulated Consumer Product | 09/30/2015 |  | 05/24/2016
Daikin Comfort Technologies Manufacturing, L.P. | Daikin | DM96HS1155DX | LPG | Induced Draft | True | False | 1 | False | Horizontal |  | None | Condensing | Single-Stage |  | 0.75 | Standard |  | 115000 | 110000 |  |  | 96100 | 1132 | 96.1 | 78 | [8 empty] | Federally-Regulated Consumer Product | 09/30/2015 |  | 05/24/2016
Daikin Comfort Technologies Manufacturing, L.P. | Daikin | DM96HS1155DX | Natural Gas | Induced Draft | True | False | 1 | False | Horizontal |  | None | Condensing | Single-Stage |  | 0.75 | Standard |  | 115000 | 110000 |  |  | 96100 | 1132 | 96.1 | 78 | [8 empty] | Federally-Regulated Consumer Product | 09/30/2015 |  | 05/24/2016
Daikin Comfort Technologies Manufacturing, L.P. | Daikin | DM96HS1155DX | LPG | Induced Draft | True | False | 1 | False | Up |  | None | Condensing | Single-Stage |  | 0.75 | Standard |  | 115000 | 110000 |  |  | 96100 | 1132 | 96.1 | 78 | [8 empty] | Federally-Regulated Consumer Product | 09/30/2015 |  | 05/24/2016
Daikin Comfort Technologies Manufacturing, L.P. | Daikin | DM96HS1155DX | Natural Gas | Induced Draft | True | False | 1 | False | Up |  | None | Condensing | Single-Stage |  | 0.75 | Standard |  | 115000 | 110000 |  |  | 96100 | 1132 | 96.1 | 78 | [8 empty] | Federally-Regulated Consumer Product | 09/30/2015 |  | 05/24/2016
Daikin Comfort Technologies Manufacturing, L.P. | Daikin | DM96MC0603BX | LPG | Induced Draft | True | False | 1 | False | Horizontal |  | None | Condensing | Step Modulating |  | 0.75 | Premium |  | 60000 | 58000 |  |  | 47700 | 124 | 96.1 | 78 | [8 empty] | Federally-Regulated Consumer Product | 09/30/2015 |  | 05/24/2016
Daikin Comfort Technologies Manufacturing, L.P. | Daikin | DM96MC0603BX | Natural Gas | Induced Draft | True | False | 1 | False | Horizontal |  | None | Condensing | Step Modulating |  | 0.75 | Premium |  | 60000 | 58000 |  |  | 47700 | 124 | 96.1 | 78 | [8 empty] | Federally-Regulated Consumer Product | 09/30/2015 |  | 05/24/2016
Daikin Comfort Technologies Manufacturing, L.P. | Daikin | DM96MC0603BX | LPG | Induced Draft | True | False | 1 | False | Up |  | None | Condensing | Step Modulating |  | 0.75 | Premium |  | 60000 | 58000 |  |  | 47700 | 124 | 96.1 | 78 | [8 empty] | Federally-Regulated Consumer Product | 09/30/2015 |  | 05/24/2016
Daikin Comfort Technologies Manufacturing, L.P. | Daikin | DM96MC0603BX | Natural Gas | Induced Draft | True | False | 1 | False | Up |  | None | Condensing | Step Modulating |  | 0.75 | Premium |  | 60000 | 58000 |  |  | 47700 | 124 | 96.1 | 78 | [8 empty] | Federally-Regulated Consumer Product | 09/30/2015 |  | 05/24/2016
Daikin Comfort Technologies Manufacturing, L.P. | Daikin | DM96MC0805CX | LPG | Induced Draft | True | False | 1 | False | Horizontal |  | None | Condensing | Step Modulating |  | 1 | Premium |  | 80000 | 78000 |  |  | 79900 | 105 | 96.1 | 78 | [8 empty] | Federally-Regulated Consumer Product | 09/30/2015 |  | 05/24/2016
Daikin Comfort Technologies Manufacturing, L.P. | Daikin | DM96MC0805CX | Natural Gas | Induced Draft | True | False | 1 | False | Horizontal |  | None | Condensing | Step Modulating |  | 1 | Premium |  | 80000 | 78000 |  |  | 79900 | 105 | 96.1 | 78 | [8 empty] | Federally-Regulated Consumer Product | 09/30/2015 |  | 05/24/2016
Daikin Comfort Technologies Manufacturing, L.P. | Daikin | DM96MC0805CX | LPG | Induced Draft | True | False | 1 | False | Up |  | None | Condensing | Step Modulating |  | 1 | Premium |  | 80000 | 78000 |  |  | 79900 | 105 | 96.1 | 78 | [8 empty] | Federally-Regulated Consumer Product | 09/30/2015 |  | 05/24/2016
Daikin Comfort Technologies Manufacturing, L.P. | Daikin | DM96MC0805CX | Natural Gas | Induced Draft | True | False | 1 | False | Up |  | None | Condensing | Step Modulating |  | 1 | Premium |  | 80000 | 78000 |  |  | 79900 | 105 | 96.1 | 78 | [8 empty] | Federally-Regulated Consumer Product | 09/30/2015 |  | 05/24/2016
Daikin Comfort Technologies Manufacturing, L.P. | Daikin | DM96MC1005DX | LPG | Induced Draft | True | False | 1 | False | Horizontal |  | None | Condensing | Step Modulating |  | 1 | Premium |  | 100000 | 97000 |  |  | 96400 | 155 | 96.1 | 78 | [8 empty] | Federally-Regulated Consumer Product | 09/30/2015 |  | 05/24/2016
Daikin Comfort Technologies Manufacturing, L.P. | Daikin | DM96MC1005DX | Natural Gas | Induced Draft | True | False | 1 | False | Horizontal |  | None | Condensing | Step Modulating |  | 1 | Premium |  | 100000 | 97000 |  |  | 96400 | 155 | 96.1 | 78 | [8 empty] | Federally-Regulated Consumer Product | 09/30/2015 |  | 05/24/2016
Daikin Comfort Technologies Manufacturing, L.P. | Daikin | DM96MC1005DX | LPG | Induced Draft | True | False | 1 | False | Up |  | None | Condensing | Step Modulating |  | 1 | Premium |  | 100000 | 97000 |  |  | 96400 | 155 | 96.1 | 78 | [8 empty] | Federally-Regulated Consumer Product | 09/30/2015 |  | 05/24/2016
Daikin Comfort Technologies Manufacturing, L.P. | Daikin | DM96MC1005DX | Natural Gas | Induced Draft | True | False | 1 | False | Up |  | None | Condensing | Step Modulating |  | 1 | Premium |  | 100000 | 97000 |  |  | 96400 | 155 | 96.1 | 78 | [8 empty] | Federally-Regulated Consumer Product | 09/30/2015 |  | 05/24/2016
Daikin Comfort Technologies Manufacturing, L.P. | Daikin | DM96MC1155DX | LPG | Induced Draft | True | False | 1 | False | Horizontal |  | None | Condensing | Step Modulating |  | 1 | Premium |  | 115000 | 109000 |  |  | 98500 | 101 | 96.1 | 78 | [8 empty] | Federally-Regulated Consumer Product | 09/30/2015 |  | 05/24/2016
Daikin Comfort Technologies Manufacturing, L.P. | Daikin | DM96MC1155DX | Natural Gas | Induced Draft | True | False | 1 | False | Horizontal |  | None | Condensing | Step Modulating |  | 1 | Premium |  | 115000 | 109000 |  |  | 98500 | 101 | 96.1 | 78 | [8 empty] | Federally-Regulated Consumer Product | 09/30/2015 |  | 05/24/2016
Daikin Comfort Technologies Manufacturing, L.P. | Daikin | DM96MC1155DX | LPG | Induced Draft | True | False | 1 | False | Up |  | None | Condensing | Step Modulating |  | 1 | Premium |  | 115000 | 109000 |  |  | 98500 | 101 | 96.1 | 78 | [8 empty] | Federally-Regulated Consumer Product | 09/30/2015 |  | 05/24/2016
Daikin Comfort Technologies Manufacturing, L.P. | Daikin | DM96MC1155DX | Natural Gas | Induced Draft | True | False | 1 | False | Up |  | None | Condensing | Step Modulating |  | 1 | Premium |  | 115000 | 109000 |  |  | 98500 | 101 | 96.1 | 78 | [8 empty] | Federally-Regulated Consumer Product | 09/30/2015 |  | 05/24/2016
Daikin Comfort Technologies Manufacturing, L.P. | Daikin | DM96VC0453BX | LPG | Induced Draft | True | False | 1 | False | Horizontal |  | None | Condensing | Two-Stage Modulating |  | 0.5 | Premium |  | 46000 | 45000 |  |  | 32300 | 164 | 96.1 | 78 | [8 empty] | Federally-Regulated Consumer Product | 09/30/2015 |  | 05/24/2016
Daikin Comfort Technologies Manufacturing, L.P. | Daikin | DM96VC0453BX | Natural Gas | Induced Draft | True | False | 1 | False | Horizontal |  | None | Condensing | Two-Stage Modulating |  | 0.5 | Premium |  | 46000 | 45000 |  |  | 32300 | 164 | 96.1 | 78 | [8 empty] | Federally-Regulated Consumer Product | 09/30/2015 |  | 05/24/2016
Daikin Comfort Technologies Manufacturing, L.P. | Daikin | DM96VC0453BX | LPG | Induced Draft | True | False | 1 | False | Up |  | None | Condensing | Two-Stage Modulating |  | 0.5 | Premium |  | 46000 | 45000 |  |  | 32300 | 164 | 96.1 | 78 | [8 empty] | Federally-Regulated Consumer Product | 09/30/2015 |  | 05/24/2016
Daikin Comfort Technologies Manufacturing, L.P. | Daikin | DM96VC0453BX | Natural Gas | Induced Draft | True | False | 1 | False | Up |  | None | Condensing | Two-Stage Modulating |  | 0.5 | Premium |  | 46000 | 45000 |  |  | 32300 | 164 | 96.1 | 78 | [8 empty] | Federally-Regulated Consumer Product | 09/30/2015 |  | 05/24/2016
Daikin Comfort Technologies Manufacturing, L.P. | Daikin | DM96VC0704CX | LPG | Induced Draft | True | False | 1 | False | Horizontal |  | None | Condensing | Two-Stage Modulating |  | 0.75 | Premium |  | 69000 | 67000 |  |  | 65000 | 226 | 96.1 | 78 | [8 empty] | Federally-Regulated Consumer Product | 09/30/2015 |  | 05/24/2016
Daikin Comfort Technologies Manufacturing, L.P. | Daikin | DM96VC0704CX | Natural Gas | Induced Draft | True | False | 1 | False | Horizontal |  | None | Condensing | Two-Stage Modulating |  | 0.75 | Premium |  | 69000 | 67000 |  |  | 65000 | 226 | 96.1 | 78 | [8 empty] | Federally-Regulated Consumer Product | 09/30/2015 |  | 05/24/2016
Daikin Comfort Technologies Manufacturing, L.P. | Daikin | DM96VC0704CX | LPG | Induced Draft | True | False | 1 | False | Up |  | None | Condensing | Two-Stage Modulating |  | 0.75 | Premium |  | 69000 | 67000 |  |  | 65000 | 226 | 96.1 | 78 | [8 empty] | Federally-Regulated Consumer Product | 09/30/2015 |  | 05/24/2016
Daikin Comfort Technologies Manufacturing, L.P. | Daikin | DM96VC0704CX | Natural Gas | Induced Draft | True | False | 1 | False | Up |  | None | Condensing | Two-Stage Modulating |  | 0.75 | Premium |  | 69000 | 67000 |  |  | 65000 | 226 | 96.1 | 78 | [8 empty] | Federally-Regulated Consumer Product | 09/30/2015 |  | 05/24/2016
Daikin Comfort Technologies Manufacturing, L.P. | Daikin | DM96VC0905CX | LPG | Induced Draft | True | False | 1 | False | Horizontal |  | None | Condensing | Two-Stage Modulating |  | 1 | Premium |  | 92000 | 89000 |  |  | 79800 | 382 | 96.1 | 78 | [8 empty] | Federally-Regulated Consumer Product | 09/30/2015 |  | 05/24/2016
Daikin Comfort Technologies Manufacturing, L.P. | Daikin | DM96VC0905CX | Natural Gas | Induced Draft | True | False | 1 | False | Horizontal |  | None | Condensing | Two-Stage Modulating |  | 1 | Premium |  | 92000 | 89000 |  |  | 79800 | 382 | 96.1 | 78 | [8 empty] | Federally-Regulated Consumer Product | 09/30/2015 |  | 05/24/2016
Daikin Comfort Technologies Manufacturing, L.P. | Daikin | DM96VC0905CX | LPG | Induced Draft | True | False | 1 | False | Up |  | None | Condensing | Two-Stage Modulating |  | 1 | Premium |  | 92000 | 89000 |  |  | 79800 | 382 | 96.1 | 78 | [8 empty] | Federally-Regulated Consumer Product | 09/30/2015 |  | 05/24/2016
Daikin Comfort Technologies Manufacturing, L.P. | Daikin | DM96VC0905CX | Natural Gas | Induced Draft | True | False | 1 | False | Up |  | None | Condensing | Two-Stage Modulating |  | 1 | Premium |  | 92000 | 89000 |  |  | 79800 | 382 | 96.1 | 78 | [8 empty] | Federally-Regulated Consumer Product | 09/30/2015 |  | 05/24/2016
Daikin Comfort Technologies Manufacturing, L.P. | Daikin | DM96VC0905DX | LPG | Induced Draft | True | False | 1 | False | Horizontal |  | None | Condensing | Two-Stage Modulating |  | 1 | Premium |  | 92000 | 90000 |  |  | 80600 | 382 | 96.1 | 78 | [8 empty] | Federally-Regulated Consumer Product | 09/30/2015 |  | 05/24/2016
Daikin Comfort Technologies Manufacturing, L.P. | Daikin | DM96VC0905DX | Natural Gas | Induced Draft | True | False | 1 | False | Horizontal |  | None | Condensing | Two-Stage Modulating |  | 1 | Premium |  | 92000 | 90000 |  |  | 80600 | 382 | 96.1 | 78 | [8 empty] | Federally-Regulated Consumer Product | 09/30/2015 |  | 05/24/2016
Daikin Comfort Technologies Manufacturing, L.P. | Daikin | DM96VC0905DX | LPG | Induced Draft | True | False | 1 | False | Up |  | None | Condensing | Two-Stage Modulating |  | 1 | Premium |  | 92000 | 90000 |  |  | 80600 | 382 | 96.1 | 78 | [8 empty] | Federally-Regulated Consumer Product | 09/30/2015 |  | 05/24/2016
Daikin Comfort Technologies Manufacturing, L.P. | Daikin | DM96VC0905DX | Natural Gas | Induced Draft | True | False | 1 | False | Up |  | None | Condensing | Two-Stage Modulating |  | 1 | Premium |  | 92000 | 90000 |  |  | 80600 | 382 | 96.1 | 78 | [8 empty] | Federally-Regulated Consumer Product | 09/30/2015 |  | 05/24/2016
Daikin Comfort Technologies Manufacturing, L.P. | Daikin | DM96VC1155DX | LPG | Induced Draft | True | False | 1 | False | Horizontal |  | None | Condensing | Two-Stage Modulating |  | 1 | Premium |  | 115000 | 109000 |  |  | 97700 | 353 | 96.1 | 78 | [8 empty] | Federally-Regulated Consumer Product | 09/30/2015 |  | 05/24/2016
Daikin Comfort Technologies Manufacturing, L.P. | Daikin | DM96VC1155DX | Natural Gas | Induced Draft | True | False | 1 | False | Horizontal |  | None | Condensing | Two-Stage Modulating |  | 1 | Premium |  | 115000 | 109000 |  |  | 97700 | 353 | 96.1 | 78 | [8 empty] | Federally-Regulated Consumer Product | 09/30/2015 |  | 05/24/2016
Daikin Comfort Technologies Manufacturing, L.P. | Daikin | DM96VC1155DX | LPG | Induced Draft | True | False | 1 | False | Up |  | None | Condensing | Two-Stage Modulating |  | 1 | Premium |  | 115000 | 109000 |  |  | 97700 | 353 | 96.1 | 78 | [8 empty] | Federally-Regulated Consumer Product | 09/30/2015 |  | 05/24/2016
Daikin Comfort Technologies Manufacturing, L.P. | Daikin | DM96VC1155DX | Natural Gas | Induced Draft | True | False | 1 | False | Up |  | None | Condensing | Two-Stage Modulating |  | 1 | Premium |  | 115000 | 109000 |  |  | 97700 | 353 | 96.1 | 78 | [8 empty] | Federally-Regulated Consumer Product | 09/30/2015 |  | 05/24/2016
Daikin Comfort Technologies Manufacturing, L.P. | Goodman | GCH91155DX | LPG | Induced Draft | True | False | 1 | False | Down |  | None | Condensing | Single-Stage |  | 0.75 | Standard |  | 115000 | 108000 |  |  | 97500 | 1120 | 93 | 78 | [8 empty] | Federally-Regulated Consumer Product | 09/30/2015 |  | 05/24/2016
Daikin Comfort Technologies Manufacturing, L.P. | Goodman | GCH91155DX | Natural Gas | Induced Draft | True | False | 1 | False | Down |  | None | Condensing | Single-Stage |  | 0.75 | Standard |  | 115000 | 108000 |  |  | 97500 | 1120 | 93 | 78 | [8 empty] | Federally-Regulated Consumer Product | 09/30/2015 |  | 05/24/2016
Daikin Comfort Technologies Manufacturing, L.P. | Goodman | GCH91155DX | LPG | Induced Draft | True | False | 1 | False | Horizontal |  | None | Condensing | Single-Stage |  | 0.75 | Standard |  | 115000 | 108000 |  |  | 97500 | 1120 | 93 | 78 | [8 empty] | Federally-Regulated Consumer Product | 09/30/2015 |  | 05/24/2016
Daikin Comfort Technologies Manufacturing, L.P. | Goodman | GCH91155DX | Natural Gas | Induced Draft | True | False | 1 | False | Horizontal |  | None | Condensing | Single-Stage |  | 0.75 | Standard |  | 115000 | 108000 |  |  | 97500 | 1120 | 93 | 78 | [8 empty] | Federally-Regulated Consumer Product | 09/30/2015 |  | 05/24/2016
Daikin Comfort Technologies Manufacturing, L.P. | Goodman | GCH950453BX** | LPG | Induced Draft | True | False | 1 | False | Down |  | None | Condensing | Single-Stage |  | 0.33 | Standard |  | 46000 | 44000 |  |  | 47000 | 665 | 96.1 | 78 | [8 empty] | Federally-Regulated Consumer Product | 09/30/2015 |  | 05/24/2016
Daikin Comfort Technologies Manufacturing, L.P. | Goodman | GCH950453BX** | Natural Gas | Induced Draft | True | False | 1 | False | Down |  | None | Condensing | Single-Stage |  | 0.33 | Standard |  | 46000 | 44000 |  |  | 47000 | 665 | 96.1 | 78 | [8 empty] | Federally-Regulated Consumer Product | 09/30/2015 |  | 05/24/2016
Daikin Comfort Technologies Manufacturing, L.P. | Goodman | GCH950453BX** | LPG | Induced Draft | True | False | 1 | False | Horizontal |  | None | Condensing | Single-Stage |  | 0.33 | Standard |  | 46000 | 44000 |  |  | 47000 | 665 | 96.1 | 78 | [8 empty] | Federally-Regulated Consumer Product | 09/30/2015 |  | 05/24/2016
Daikin Comfort Technologies Manufacturing, L.P. | Goodman | GCH950453BX** | Natural Gas | Induced Draft | True | False | 1 | False | Horizontal |  | None | Condensing | Single-Stage |  | 0.33 | Standard |  | 46000 | 44000 |  |  | 47000 | 665 | 96.1 | 78 | [8 empty] | Federally-Regulated Consumer Product | 09/30/2015 |  | 05/24/2016
Daikin Comfort Technologies Manufacturing, L.P. | Goodman | GCH950703BX** | LPG | Induced Draft | True | False | 1 | False | Down |  | None | Condensing | Single-Stage |  | 0.33 | Standard |  | 69000 | 66000 |  |  | 63400 | 722 | 96.1 | 78 | [8 empty] | Federally-Regulated Consumer Product | 09/30/2015 |  | 05/24/2016
Daikin Comfort Technologies Manufacturing, L.P. | Goodman | GCH950703BX** | Natural Gas | Induced Draft | True | False | 1 | False | Down |  | None | Condensing | Single-Stage |  | 0.33 | Standard |  | 69000 | 66000 |  |  | 63400 | 722 | 96.1 | 78 | [8 empty] | Federally-Regulated Consumer Product | 09/30/2015 |  | 05/24/2016
Daikin Comfort Technologies Manufacturing, L.P. | Goodman | GCH950703BX** | LPG | Induced Draft | True | False | 1 | False | Horizontal |  | None | Condensing | Single-Stage |  | 0.33 | Standard |  | 69000 | 66000 |  |  | 63400 | 722 | 96.1 | 78 | [8 empty] | Federally-Regulated Consumer Product | 09/30/2015 |  | 05/24/2016
Daikin Comfort Technologies Manufacturing, L.P. | Goodman | GCH950703BX** | Natural Gas | Induced Draft | True | False | 1 | False | Horizontal |  | None | Condensing | Single-Stage |  | 0.33 | Standard |  | 69000 | 66000 |  |  | 63400 | 722 | 96.1 | 78 | [8 empty] | Federally-Regulated Consumer Product | 09/30/2015 |  | 05/24/2016
Daikin Comfort Technologies Manufacturing, L.P. | Goodman | GCH950704CX** | LPG | Induced Draft | True | False | 1 | False | Down |  | None | Condensing | Single-Stage |  | 0.5 | Standard |  | 69000 | 66000 |  |  | 63300 | 725 | 96.1 | 78 | [8 empty] | Federally-Regulated Consumer Product | 09/30/2015 |  | 05/24/2016
Daikin Comfort Technologies Manufacturing, L.P. | Goodman | GCH950704CX** | Natural Gas | Induced Draft | True | False | 1 | False | Down |  | None | Condensing | Single-Stage |  | 0.5 | Standard |  | 69000 | 66000 |  |  | 63300 | 725 | 96.1 | 78 | [8 empty] | Federally-Regulated Consumer Product | 09/30/2015 |  | 05/24/2016
Daikin Comfort Technologies Manufacturing, L.P. | Goodman | GCH950704CX** | LPG | Induced Draft | True | False | 1 | False | Horizontal |  | None | Condensing | Single-Stage |  | 0.5 | Standard |  | 69000 | 66000 |  |  | 63300 | 725 | 96.1 | 78 | [8 empty] | Federally-Regulated Consumer Product | 09/30/2015 |  | 05/24/2016
Daikin Comfort Technologies Manufacturing, L.P. | Goodman | GCH950704CX** | Natural Gas | Induced Draft | True | False | 1 | False | Horizontal |  | None | Condensing | Single-Stage |  | 0.5 | Standard |  | 69000 | 66000 |  |  | 63300 | 725 | 96.1 | 78 | [8 empty] | Federally-Regulated Consumer Product | 09/30/2015 |  | 05/24/2016
Daikin Comfort Technologies Manufacturing, L.P. | Goodman | GCH950904CX** | LPG | Induced Draft | True | False | 1 | False | Down |  | None | Condensing | Single-Stage |  | 0.5 | Standard |  | 92000 | 89000 |  |  | 79700 | 869 | 96.1 | 78 | [8 empty] | Federally-Regulated Consumer Product | 09/30/2015 |  | 05/24/2016
Daikin Comfort Technologies Manufacturing, L.P. | Goodman | GCH950904CX** | Natural Gas | Induced Draft | True | False | 1 | False | Down |  | None | Condensing | Single-Stage |  | 0.5 | Standard |  | 92000 | 89000 |  |  | 79700 | 869 | 96.1 | 78 | [8 empty] | Federally-Regulated Consumer Product | 09/30/2015 |  | 05/24/2016
Daikin Comfort Technologies Manufacturing, L.P. | Goodman | GCH950904CX** | LPG | Induced Draft | True | False | 1 | False | Horizontal |  | None | Condensing | Single-Stage |  | 0.5 | Standard |  | 92000 | 89000 |  |  | 79700 | 869 | 96.1 | 78 | [8 empty] | Federally-Regulated Consumer Product | 09/30/2015 |  | 05/24/2016
Daikin Comfort Technologies Manufacturing, L.P. | Goodman | GCH950904CX** | Natural Gas | Induced Draft | True | False | 1 | False | Horizontal |  | None | Condensing | Single-Stage |  | 0.5 | Standard |  | 92000 | 89000 |  |  | 79700 | 869 | 96.1 | 78 | [8 empty] | Federally-Regulated Consumer Product | 09/30/2015 |  | 05/24/2016
Daikin Comfort Technologies Manufacturing, L.P. | Goodman | GCH950905DX** | LPG | Induced Draft | True | False | 1 | False | Down |  | None | Condensing | Single-Stage |  | 0.5 | Standard |  | 92000 | 89000 |  |  | 80200 | 718 | 96.1 | 78 | [8 empty] | Federally-Regulated Consumer Product | 09/30/2015 |  | 05/24/2016
Daikin Comfort Technologies Manufacturing, L.P. | Goodman | GCH950905DX** | Natural Gas | Induced Draft | True | False | 1 | False | Down |  | None | Condensing | Single-Stage |  | 0.5 | Standard |  | 92000 | 89000 |  |  | 80200 | 718 | 96.1 | 78 | [8 empty] | Federally-Regulated Consumer Product | 09/30/2015 |  | 05/24/2016
Daikin Comfort Technologies Manufacturing, L.P. | Goodman | GCH950905DX** | LPG | Induced Draft | True | False | 1 | False | Horizontal |  | None | Condensing | Single-Stage |  | 0.5 | Standard |  | 92000 | 89000 |  |  | 80200 | 718 | 96.1 | 78 | [8 empty] | Federally-Regulated Consumer Product | 09/30/2015 |  | 05/24/2016
Daikin Comfort Technologies Manufacturing, L.P. | Goodman | GCH950905DX** | Natural Gas | Induced Draft | True | False | 1 | False | Horizontal |  | None | Condensing | Single-Stage |  | 0.5 | Standard |  | 92000 | 89000 |  |  | 80200 | 718 | 96.1 | 78 | [8 empty] | Federally-Regulated Consumer Product | 09/30/2015 |  | 05/24/2016
Daikin Comfort Technologies Manufacturing, L.P. | Goodman | GCVC91155DX** | LPG | Induced Draft | True | False | 1 | False | Down |  | None | Condensing | Two-Stage Modulating |  | 1 | Premium |  | 115000 | 110000 |  |  | 97200 | 302 | 93 | 78 | [8 empty] | Federally-Regulated Consumer Product | 09/30/2015 |  | 05/24/2016
Daikin Comfort Technologies Manufacturing, L.P. | Goodman | GCVC91155DX** | Natural Gas | Induced Draft | True | False | 1 | False | Down |  | None | Condensing | Two-Stage Modulating |  | 1 | Premium |  | 115000 | 110000 |  |  | 97200 | 302 | 93 | 78 | [8 empty] | Federally-Regulated Consumer Product | 09/30/2015 |  | 05/24/2016
Daikin Comfort Technologies Manufacturing, L.P. | Goodman | GCVC91155DX** | LPG | Induced Draft | True | False | 1 | False | Horizontal |  | None | Condensing | Two-Stage Modulating |  | 1 | Premium |  | 115000 | 110000 |  |  | 97200 | 302 | 93 | 78 | [8 empty] | Federally-Regulated Consumer Product | 09/30/2015 |  | 05/24/2016
Daikin Comfort Technologies Manufacturing, L.P. | Goodman | GCVC91155DX** | Natural Gas | Induced Draft | True | False | 1 | False | Horizontal |  | None | Condensing | Two-Stage Modulating |  | 1 | Premium |  | 115000 | 110000 |  |  | 97200 | 302 | 93 | 78 | [8 empty] | Federally-Regulated Consumer Product | 09/30/2015 |  | 05/24/2016
Daikin Comfort Technologies Manufacturing, L.P. | Goodman | GCVC950714CX** | LPG | Induced Draft | True | False | 1 | False | Down |  | None | Condensing | Two-Stage Modulating |  | 0.75 | Premium |  | 69000 | 66000 |  |  | 63900 | 261 | 95 | 78 | [8 empty] | Federally-Regulated Consumer Product | 09/30/2015 |  | 05/24/2016
Daikin Comfort Technologies Manufacturing, L.P. | Goodman | GCVC950714CX** | Natural Gas | Induced Draft | True | False | 1 | False | Down |  | None | Condensing | Two-Stage Modulating |  | 0.75 | Premium |  | 69000 | 66000 |  |  | 63900 | 261 | 95 | 78 | [8 empty] | Federally-Regulated Consumer Product | 09/30/2015 |  | 05/24/2016
Daikin Comfort Technologies Manufacturing, L.P. | Goodman | GCVC950714CX** | LPG | Induced Draft | True | False | 1 | False | Horizontal |  | None | Condensing | Two-Stage Modulating |  | 0.75 | Premium |  | 69000 | 66000 |  |  | 63900 | 261 | 95 | 78 | [8 empty] | Federally-Regulated Consumer Product | 09/30/2015 |  | 05/24/2016
Daikin Comfort Technologies Manufacturing, L.P. | Goodman | GCVC950714CX** | Natural Gas | Induced Draft | True | False | 1 | False | Horizontal |  | None | Condensing | Two-Stage Modulating |  | 0.75 | Premium |  | 69000 | 66000 |  |  | 63900 | 261 | 95 | 78 | [8 empty] | Federally-Regulated Consumer Product | 09/30/2015 |  | 05/24/2016
Daikin Comfort Technologies Manufacturing, L.P. | Goodman | GCVC950915DX** | LPG | Induced Draft | True | False | 1 | False | Down |  | None | Condensing | Two-Stage Modulating |  | 1 | Premium |  | 92000 | 88000 |  |  | 80800 | 286 | 95 | 78 | [8 empty] | Federally-Regulated Consumer Product | 09/30/2015 |  | 05/24/2016
Daikin Comfort Technologies Manufacturing, L.P. | Goodman | GCVC950915DX** | Natural Gas | Induced Draft | True | False | 1 | False | Down |  | None | Condensing | Two-Stage Modulating |  | 1 | Premium |  | 92000 | 88000 |  |  | 80800 | 286 | 95 | 78 | [8 empty] | Federally-Regulated Consumer Product | 09/30/2015 |  | 05/24/2016
Daikin Comfort Technologies Manufacturing, L.P. | Goodman | GCVC950915DX** | LPG | Induced Draft | True | False | 1 | False | Horizontal |  | None | Condensing | Two-Stage Modulating |  | 1 | Premium |  | 92000 | 88000 |  |  | 80800 | 286 | 95 | 78 | [8 empty] | Federally-Regulated Consumer Product | 09/30/2015 |  | 05/24/2016
Daikin Comfort Technologies Manufacturing, L.P. | Goodman | GCVC950915DX** | Natural Gas | Induced Draft | True | False | 1 | False | Horizontal |  | None | Condensing | Two-Stage Modulating |  | 1 | Premium |  | 92000 | 88000 |  |  | 80800 | 286 | 95 | 78 | [8 empty] | Federally-Regulated Consumer Product | 09/30/2015 |  | 05/24/2016
Daikin Comfort Technologies Manufacturing, L.P. | Goodman | GCVM960604CX | LPG | Induced Draft | True | False | 1 | False | Down |  | None | Condensing | Step Modulating |  | 0.75 | Standard |  | 60000 | 58000 |  |  | 47700 | 129 | 96.1 | 78 | [8 empty] | Federally-Regulated Consumer Product | 09/30/2015 |  | 05/24/2016
Daikin Comfort Technologies Manufacturing, L.P. | Goodman | GCVM960604CX | Natural Gas | Induced Draft | True | False | 1 | False | Down |  | None | Condensing | Step Modulating |  | 0.75 | Standard |  | 60000 | 58000 |  |  | 47700 | 129 | 96.1 | 78 | [8 empty] | Federally-Regulated Consumer Product | 09/30/2015 |  | 05/24/2016
Daikin Comfort Technologies Manufacturing, L.P. | Goodman | GCVM960604CX | LPG | Induced Draft | True | False | 1 | False | Horizontal |  | None | Condensing | Step Modulating |  | 0.75 | Standard |  | 60000 | 58000 |  |  | 47700 | 129 | 96.1 | 78 | [8 empty] | Federally-Regulated Consumer Product | 09/30/2015 |  | 05/24/2016
Daikin Comfort Technologies Manufacturing, L.P. | Goodman | GCVM960604CX | Natural Gas | Induced Draft | True | False | 1 | False | Horizontal |  | None | Condensing | Step Modulating |  | 0.75 | Standard |  | 60000 | 58000 |  |  | 47700 | 129 | 96.1 | 78 | [8 empty] | Federally-Regulated Consumer Product | 09/30/2015 |  | 05/24/2016
Daikin Comfort Technologies Manufacturing, L.P. | Goodman | GCVM960805DX | LPG | Induced Draft | True | False | 1 | False | Down |  | None | Condensing | Step Modulating |  | 1 | Premium |  | 80000 | 77000 |  |  | 80300 | 90 | 96.1 | 78 | [8 empty] | Federally-Regulated Consumer Product | 09/30/2015 |  | 05/24/2016
Daikin Comfort Technologies Manufacturing, L.P. | Goodman | GCVM960805DX | Natural Gas | Induced Draft | True | False | 1 | False | Down |  | None | Condensing | Step Modulating |  | 1 | Premium |  | 80000 | 77000 |  |  | 80300 | 90 | 96.1 | 78 | [8 empty] | Federally-Regulated Consumer Product | 09/30/2015 |  | 05/24/2016
Daikin Comfort Technologies Manufacturing, L.P. | Goodman | GCVM960805DX | LPG | Induced Draft | True | False | 1 | False | Horizontal |  | None | Condensing | Step Modulating |  | 1 | Premium |  | 80000 | 77000 |  |  | 80300 | 90 | 96.1 | 78 | [8 empty] | Federally-Regulated Consumer Product | 09/30/2015 |  | 05/24/2016
Daikin Comfort Technologies Manufacturing, L.P. | Goodman | GCVM960805DX | Natural Gas | Induced Draft | True | False | 1 | False | Horizontal |  | None | Condensing | Step Modulating |  | 1 | Premium |  | 80000 | 77000 |  |  | 80300 | 90 | 96.1 | 78 | [8 empty] | Federally-Regulated Consumer Product | 09/30/2015 |  | 05/24/2016
Daikin Comfort Technologies Manufacturing, L.P. | Goodman | GCVM961005DX | LPG | Induced Draft | True | False | 1 | False | Down |  | None | Condensing | Step Modulating |  | 1 | Premium |  | 100000 | 95000 |  |  | 98600 | 118 | 96.1 | 78 | [8 empty] | Federally-Regulated Consumer Product | 09/30/2015 |  | 05/24/2016
Daikin Comfort Technologies Manufacturing, L.P. | Goodman | GCVM961005DX | Natural Gas | Induced Draft | True | False | 1 | False | Down |  | None | Condensing | Step Modulating |  | 1 | Premium |  | 100000 | 95000 |  |  | 98600 | 118 | 96.1 | 78 | [8 empty] | Federally-Regulated Consumer Product | 09/30/2015 |  | 05/24/2016
Daikin Comfort Technologies Manufacturing, L.P. | Goodman | GCVM961005DX | LPG | Induced Draft | True | False | 1 | False | Horizontal |  | None | Condensing | Step Modulating |  | 1 | Premium |  | 100000 | 95000 |  |  | 98600 | 118 | 96.1 | 78 | [8 empty] | Federally-Regulated Consumer Product | 09/30/2015 |  | 05/24/2016
Daikin Comfort Technologies Manufacturing, L.P. | Goodman | GCVM961005DX | Natural Gas | Induced Draft | True | False | 1 | False | Horizontal |  | None | Condensing | Step Modulating |  | 1 | Premium |  | 100000 | 95000 |  |  | 98600 | 118 | 96.1 | 78 | [8 empty] | Federally-Regulated Consumer Product | 09/30/2015 |  | 05/24/2016
Daikin Comfort Technologies Manufacturing, L.P. | Goodman | GKS90453BX | LPG | Induced Draft | True | False | 1 | False | Horizontal |  | None | Condensing | Single-Stage |  | 0.33 | Standard |  | 46000 | 45000 |  |  | 33000 | 327 | 92.1 | 78 | [8 empty] | Federally-Regulated Consumer Product | 09/30/2015 |  | 05/24/2016
Daikin Comfort Technologies Manufacturing, L.P. | Goodman | GKS90453BX | Natural Gas | Induced Draft | True | False | 1 | False | Horizontal |  | None | Condensing | Single-Stage |  | 0.33 | Standard |  | 46000 | 45000 |  |  | 33000 | 327 | 92.1 | 78 | [8 empty] | Federally-Regulated Consumer Product | 09/30/2015 |  | 05/24/2016
Daikin Comfort Technologies Manufacturing, L.P. | Goodman | GKS90453BX | LPG | Induced Draft | True | False | 1 | False | Up |  | None | Condensing | Single-Stage |  | 0.33 | Standard |  | 46000 | 45000 |  |  | 33000 | 327 | 92.1 | 78 | [8 empty] | Federally-Regulated Consumer Product | 09/30/2015 |  | 05/24/2016
Daikin Comfort Technologies Manufacturing, L.P. | Goodman | GKS90453BX | Natural Gas | Induced Draft | True | False | 1 | False | Up |  | None | Condensing | Single-Stage |  | 0.33 | Standard |  | 46000 | 45000 |  |  | 33000 | 327 | 92.1 | 78 | [8 empty] | Federally-Regulated Consumer Product | 09/30/2015 |  | 05/24/2016
Daikin Comfort Technologies Manufacturing, L.P. | Goodman | GKS90703BX | LPG | Induced Draft | True | False | 1 | False | Horizontal |  | None | Condensing | Single-Stage |  | 0.33 | Standard |  | 69000 | 65000 |  |  | 65500 | 659 | 92.1 | 78 | [8 empty] | Federally-Regulated Consumer Product | 09/30/2015 |  | 05/24/2016
Daikin Comfort Technologies Manufacturing, L.P. | Goodman | GKS90703BX | Natural Gas | Induced Draft | True | False | 1 | False | Horizontal |  | None | Condensing | Single-Stage |  | 0.33 | Standard |  | 69000 | 65000 |  |  | 65500 | 659 | 92.1 | 78 | [8 empty] | Federally-Regulated Consumer Product | 09/30/2015 |  | 05/24/2016
Daikin Comfort Technologies Manufacturing, L.P. | Goodman | GKS90703BX | LPG | Induced Draft | True | False | 1 | False | Up |  | None | Condensing | Single-Stage |  | 0.33 | Standard |  | 69000 | 65000 |  |  | 65500 | 659 | 92.1 | 78 | [8 empty] | Federally-Regulated Consumer Product | 09/30/2015 |  | 05/24/2016
Daikin Comfort Technologies Manufacturing, L.P. | Goodman | GKS90703BX | Natural Gas | Induced Draft | True | False | 1 | False | Up |  | None | Condensing | Single-Stage |  | 0.33 | Standard |  | 69000 | 65000 |  |  | 65500 | 659 | 92.1 | 78 | [8 empty] | Federally-Regulated Consumer Product | 09/30/2015 |  | 05/24/2016
Daikin Comfort Technologies Manufacturing, L.P. | Goodman | GKS90704CX | LPG | Induced Draft | True | False | 1 | False | Horizontal |  | None | Condensing | Single-Stage |  | 0.5 | Standard |  | 69000 | 64000 |  |  | 65800 | 625 | 92.1 | 78 | [8 empty] | Federally-Regulated Consumer Product | 09/30/2015 |  | 05/24/2016
Daikin Comfort Technologies Manufacturing, L.P. | Goodman | GKS90704CX | Natural Gas | Induced Draft | True | False | 1 | False | Horizontal |  | None | Condensing | Single-Stage |  | 0.5 | Standard |  | 69000 | 64000 |  |  | 65800 | 625 | 92.1 | 78 | [8 empty] | Federally-Regulated Consumer Product | 09/30/2015 |  | 05/24/2016
Daikin Comfort Technologies Manufacturing, L.P. | Goodman | GKS90704CX | LPG | Induced Draft | True | False | 1 | False | Up |  | None | Condensing | Single-Stage |  | 0.5 | Standard |  | 69000 | 64000 |  |  | 65800 | 625 | 92.1 | 78 | [8 empty] | Federally-Regulated Consumer Product | 09/30/2015 |  | 05/24/2016
Daikin Comfort Technologies Manufacturing, L.P. | Goodman | GKS90704CX | Natural Gas | Induced Draft | True | False | 1 | False | Up |  | None | Condensing | Single-Stage |  | 0.5 | Standard |  | 69000 | 64000 |  |  | 65800 | 625 | 92.1 | 78 | [8 empty] | Federally-Regulated Consumer Product | 09/30/2015 |  | 05/24/2016
Daikin Comfort Technologies Manufacturing, L.P. | Goodman | GKS90904CX | LPG | Induced Draft | True | False | 1 | False | Horizontal |  | None | Condensing | Single-Stage |  | 0.5 | Standard |  | 92000 | 86000 |  |  | 82500 | 801 | 92.1 | 78 | [8 empty] | Federally-Regulated Consumer Product | 09/30/2015 |  | 05/24/2016
Daikin Comfort Technologies Manufacturing, L.P. | Goodman | GKS90904CX | Natural Gas | Induced Draft | True | False | 1 | False | Horizontal |  | None | Condensing | Single-Stage |  | 0.5 | Standard |  | 92000 | 86000 |  |  | 82500 | 801 | 92.1 | 78 | [8 empty] | Federally-Regulated Consumer Product | 09/30/2015 |  | 05/24/2016
Daikin Comfort Technologies Manufacturing, L.P. | Goodman | GKS90904CX | LPG | Induced Draft | True | False | 1 | False | Up |  | None | Condensing | Single-Stage |  | 0.5 | Standard |  | 92000 | 86000 |  |  | 82500 | 801 | 92.1 | 78 | [8 empty] | Federally-Regulated Consumer Product | 09/30/2015 |  | 05/24/2016
Daikin Comfort Technologies Manufacturing, L.P. | Goodman | GKS90904CX | Natural Gas | Induced Draft | True | False | 1 | False | Up |  | None | Condensing | Single-Stage |  | 0.5 | Standard |  | 92000 | 86000 |  |  | 82500 | 801 | 92.1 | 78 | [8 empty] | Federally-Regulated Consumer Product | 09/30/2015 |  | 05/24/2016
Daikin Comfort Technologies Manufacturing, L.P. | Goodman | GKS90905DX | LPG | Induced Draft | True | False | 1 | False | Horizontal |  | None | Condensing | Single-Stage |  | 0.75 | Standard |  | 92000 | 85000 |  |  | 81500 | 936 | 92.1 | 78 | [8 empty] | Federally-Regulated Consumer Product | 09/30/2015 |  | 05/24/2016
Daikin Comfort Technologies Manufacturing, L.P. | Goodman | GKS90905DX | Natural Gas | Induced Draft | True | False | 1 | False | Horizontal |  | None | Condensing | Single-Stage |  | 0.75 | Standard |  | 92000 | 85000 |  |  | 81500 | 936 | 92.1 | 78 | [8 empty] | Federally-Regulated Consumer Product | 09/30/2015 |  | 05/24/2016
Daikin Comfort Technologies Manufacturing, L.P. | Goodman | GKS90905DX | LPG | Induced Draft | True | False | 1 | False | Up |  | None | Condensing | Single-Stage |  | 0.75 | Standard |  | 92000 | 85000 |  |  | 81500 | 936 | 92.1 | 78 | [8 empty] | Federally-Regulated Consumer Product | 09/30/2015 |  | 05/24/2016
Daikin Comfort Technologies Manufacturing, L.P. | Goodman | GKS90905DX | Natural Gas | Induced Draft | True | False | 1 | False | Up |  | None | Condensing | Single-Stage |  | 0.75 | Standard |  | 92000 | 85000 |  |  | 81500 | 936 | 92.1 | 78 | [8 empty] | Federally-Regulated Consumer Product | 09/30/2015 |  | 05/24/2016
Daikin Comfort Technologies Manufacturing, L.P. | Goodman | GKS91155DX | LPG | Induced Draft | True | False | 1 | False | Horizontal |  | None | Condensing | Single-Stage |  | 0.75 | Standard |  | 115000 | 106000 |  |  | 98800 | 1117 | 92.1 | 78 | [8 empty] | Federally-Regulated Consumer Product | 09/30/2015 |  | 05/24/2016
Daikin Comfort Technologies Manufacturing, L.P. | Goodman | GKS91155DX | Natural Gas | Induced Draft | True | False | 1 | False | Horizontal |  | None | Condensing | Single-Stage |  | 0.75 | Standard |  | 115000 | 106000 |  |  | 98800 | 1117 | 92.1 | 78 | [8 empty] | Federally-Regulated Consumer Product | 09/30/2015 |  | 05/24/2016
Daikin Comfort Technologies Manufacturing, L.P. | Goodman | GKS91155DX | LPG | Induced Draft | True | False | 1 | False | Up |  | None | Condensing | Single-Stage |  | 0.75 | Standard |  | 115000 | 106000 |  |  | 98800 | 1117 | 92.1 | 78 | [8 empty] | Federally-Regulated Consumer Product | 09/30/2015 |  | 05/24/2016
Daikin Comfort Technologies Manufacturing, L.P. | Goodman | GKS91155DX | Natural Gas | Induced Draft | True | False | 1 | False | Up |  | None | Condensing | Single-Stage |  | 0.75 | Standard |  | 115000 | 106000 |  |  | 98800 | 1117 | 92.1 | 78 | [8 empty] | Federally-Regulated Consumer Product | 09/30/2015 |  | 05/24/2016
Daikin Comfort Technologies Manufacturing, L.P. | Goodman | GME950403BX | LPG | Induced Draft | True | False | 1 | False | Horizontal |  | None | Condensing | Two-Stage Modulating |  | 0.5 | Premium |  | 40000 | 38000 |  |  | 31900 | 323 | 96.1 | 78 | [8 empty] | Federally-Regulated Consumer Product | 09/30/2015 |  | 05/24/2016
Daikin Comfort Technologies Manufacturing, L.P. | Goodman | GME950403BX | Natural Gas | Induced Draft | True | False | 1 | False | Horizontal |  | None | Condensing | Two-Stage Modulating |  | 0.5 | Premium |  | 40000 | 38000 |  |  | 31900 | 323 | 96.1 | 78 | [8 empty] | Federally-Regulated Consumer Product | 09/30/2015 |  | 05/24/2016
Daikin Comfort Technologies Manufacturing, L.P. | Goodman | GME950403BX | LPG | Induced Draft | True | False | 1 | False | Up |  | None | Condensing | Two-Stage Modulating |  | 0.5 | Premium |  | 40000 | 38000 |  |  | 31900 | 323 | 96.1 | 78 | [8 empty] | Federally-Regulated Consumer Product | 09/30/2015 |  | 05/24/2016
Daikin Comfort Technologies Manufacturing, L.P. | Goodman | GME950403BX | Natural Gas | Induced Draft | True | False | 1 | False | Up |  | None | Condensing | Two-Stage Modulating |  | 0.5 | Premium |  | 40000 | 38000 |  |  | 31900 | 323 | 96.1 | 78 | [8 empty] | Federally-Regulated Consumer Product | 09/30/2015 |  | 05/24/2016
Daikin Comfort Technologies Manufacturing, L.P. | Goodman | GME950603BX | LPG | Induced Draft | True | False | 1 | False | Horizontal |  | None | Condensing | Two-Stage Modulating |  | 0.5 | Premium |  | 60000 | 58000 |  |  | 48100 | 481 | 96.1 | 78 | [8 empty] | Federally-Regulated Consumer Product | 09/30/2015 |  | 05/24/2016
Daikin Comfort Technologies Manufacturing, L.P. | Goodman | GME950603BX | Natural Gas | Induced Draft | True | False | 1 | False | Horizontal |  | None | Condensing | Two-Stage Modulating |  | 0.5 | Premium |  | 60000 | 58000 |  |  | 48100 | 481 | 96.1 | 78 | [8 empty] | Federally-Regulated Consumer Product | 09/30/2015 |  | 05/24/2016
Daikin Comfort Technologies Manufacturing, L.P. | Goodman | GME950603BX | LPG | Induced Draft | True | False | 1 | False | Up |  | None | Condensing | Two-Stage Modulating |  | 0.5 | Premium |  | 60000 | 58000 |  |  | 48100 | 481 | 96.1 | 78 | [8 empty] | Federally-Regulated Consumer Product | 09/30/2015 |  | 05/24/2016
Daikin Comfort Technologies Manufacturing, L.P. | Goodman | GME950603BX | Natural Gas | Induced Draft | True | False | 1 | False | Up |  | None | Condensing | Two-Stage Modulating |  | 0.5 | Premium |  | 60000 | 58000 |  |  | 48100 | 481 | 96.1 | 78 | [8 empty] | Federally-Regulated Consumer Product | 09/30/2015 |  | 05/24/2016
Daikin Comfort Technologies Manufacturing, L.P. | Goodman | GME950805CX | LPG | Induced Draft | True | False | 1 | False | Horizontal |  | None | Condensing | Two-Stage Modulating |  | 1 | Premium |  | 80000 | 77000 |  |  | 80600 | 591 | 96.1 | 78 | [8 empty] | Federally-Regulated Consumer Product | 09/30/2015 |  | 05/24/2016
Daikin Comfort Technologies Manufacturing, L.P. | Goodman | GME950805CX | Natural Gas | Induced Draft | True | False | 1 | False | Horizontal |  | None | Condensing | Two-Stage Modulating |  | 1 | Premium |  | 80000 | 77000 |  |  | 80600 | 591 | 96.1 | 78 | [8 empty] | Federally-Regulated Consumer Product | 09/30/2015 |  | 05/24/2016
Daikin Comfort Technologies Manufacturing, L.P. | Goodman | GME950805CX | LPG | Induced Draft | True | False | 1 | False | Up |  | None | Condensing | Two-Stage Modulating |  | 1 | Premium |  | 80000 | 77000 |  |  | 80600 | 591 | 96.1 | 78 | [8 empty] | Federally-Regulated Consumer Product | 09/30/2015 |  | 05/24/2016
Daikin Comfort Technologies Manufacturing, L.P. | Goodman | GME950805CX | Natural Gas | Induced Draft | True | False | 1 | False | Up |  | None | Condensing | Two-Stage Modulating |  | 1 | Premium |  | 80000 | 77000 |  |  | 80600 | 591 | 96.1 | 78 | [8 empty] | Federally-Regulated Consumer Product | 09/30/2015 |  | 05/24/2016
Daikin Comfort Technologies Manufacturing, L.P. | Goodman | GME951005DX | LPG | Induced Draft | True | False | 1 | False | Horizontal |  | None | Condensing | Two-Stage Modulating |  | 1 | Premium |  | 100000 | 96000 |  |  | 96900 | 714 | 96.1 | 78 | [8 empty] | Federally-Regulated Consumer Product | 09/30/2015 |  | 05/24/2016
Daikin Comfort Technologies Manufacturing, L.P. | Goodman | GME951005DX | Natural Gas | Induced Draft | True | False | 1 | False | Horizontal |  | None | Condensing | Two-Stage Modulating |  | 1 | Premium |  | 100000 | 96000 |  |  | 96900 | 714 | 96.1 | 78 | [8 empty] | Federally-Regulated Consumer Product | 09/30/2015 |  | 05/24/2016
Daikin Comfort Technologies Manufacturing, L.P. | Goodman | GME951005DX | LPG | Induced Draft | True | False | 1 | False | Up |  | None | Condensing | Two-Stage Modulating |  | 1 | Premium |  | 100000 | 96000 |  |  | 96900 | 714 | 96.1 | 78 | [8 empty] | Federally-Regulated Consumer Product | 09/30/2015 |  | 05/24/2016
Daikin Comfort Technologies Manufacturing, L.P. | Goodman | GME951005DX | Natural Gas | Induced Draft | True | False | 1 | False | Up |  | None | Condensing | Two-Stage Modulating |  | 1 | Premium |  | 100000 | 96000 |  |  | 96900 | 714 | 96.1 | 78 | [8 empty] | Federally-Regulated Consumer Product | 09/30/2015 |  | 05/24/2016
Daikin Comfort Technologies Manufacturing, L.P. | Goodman | GMH950453BX | LPG | Induced Draft | True | False | 1 | False | Horizontal |  | None | Condensing | Single-Stage |  | 0.33 | Standard |  | 46000 | 44000 |  |  | 32300 | 324 | 96.1 | 78 | [8 empty] | Federally-Regulated Consumer Product | 09/30/2015 |  | 05/24/2016
Daikin Comfort Technologies Manufacturing, L.P. | Goodman | GMH950453BX | Natural Gas | Induced Draft | True | False | 1 | False | Horizontal |  | None | Condensing | Single-Stage |  | 0.33 | Standard |  | 46000 | 44000 |  |  | 32300 | 324 | 96.1 | 78 | [8 empty] | Federally-Regulated Consumer Product | 09/30/2015 |  | 05/24/2016
Daikin Comfort Technologies Manufacturing, L.P. | Goodman | GMH950453BX | LPG | Induced Draft | True | False | 1 | False | Up |  | None | Condensing | Single-Stage |  | 0.33 | Standard |  | 46000 | 44000 |  |  | 32300 | 324 | 96.1 | 78 | [8 empty] | Federally-Regulated Consumer Product | 09/30/2015 |  | 05/24/2016
Daikin Comfort Technologies Manufacturing, L.P. | Goodman | GMH950453BX | Natural Gas | Induced Draft | True | False | 1 | False | Up |  | None | Condensing | Single-Stage |  | 0.33 | Standard |  | 46000 | 44000 |  |  | 32300 | 324 | 96.1 | 78 | [8 empty] | Federally-Regulated Consumer Product | 09/30/2015 |  | 05/24/2016
Daikin Comfort Technologies Manufacturing, L.P. | Goodman | GMH950703BX | LPG | Induced Draft | True | False | 1 | False | Horizontal |  | None | Condensing | Two-Stage Modulating |  | 0.33 | Standard |  | 69000 | 66000 |  |  | 64200 | 813 | 96.1 | 78 | [8 empty] | Federally-Regulated Consumer Product | 09/30/2015 |  | 05/24/2016
Daikin Comfort Technologies Manufacturing, L.P. | Goodman | GMH950703BX | Natural Gas | Induced Draft | True | False | 1 | False | Horizontal |  | None | Condensing | Two-Stage Modulating |  | 0.33 | Standard |  | 69000 | 66000 |  |  | 64200 | 813 | 96.1 | 78 | [8 empty] | Federally-Regulated Consumer Product | 09/30/2015 |  | 05/24/2016
Daikin Comfort Technologies Manufacturing, L.P. | Goodman | GMH950703BX | LPG | Induced Draft | True | False | 1 | False | Up |  | None | Condensing | Two-Stage Modulating |  | 0.33 | Standard |  | 69000 | 66000 |  |  | 64200 | 813 | 96.1 | 78 | [8 empty] | Federally-Regulated Consumer Product | 09/30/2015 |  | 05/24/2016
Daikin Comfort Technologies Manufacturing, L.P. | Goodman | GMH950703BX | Natural Gas | Induced Draft | True | False | 1 | False | Up |  | None | Condensing | Two-Stage Modulating |  | 0.33 | Standard |  | 69000 | 66000 |  |  | 64200 | 813 | 96.1 | 78 | [8 empty] | Federally-Regulated Consumer Product | 09/30/2015 |  | 05/24/2016
Daikin Comfort Technologies Manufacturing, L.P. | Goodman | GMH950704CX | LPG | Induced Draft | True | False | 1 | False | Horizontal |  | None | Condensing | Single-Stage |  | 0.5 | Standard |  | 69000 | 66000 |  |  | 63300 | 989 | 96.1 | 78 | [8 empty] | Federally-Regulated Consumer Product | 09/30/2015 |  | 05/24/2016
Daikin Comfort Technologies Manufacturing, L.P. | Goodman | GMH950704CX | Natural Gas | Induced Draft | True | False | 1 | False | Horizontal |  | None | Condensing | Single-Stage |  | 0.5 | Standard |  | 69000 | 66000 |  |  | 63300 | 989 | 96.1 | 78 | [8 empty] | Federally-Regulated Consumer Product | 09/30/2015 |  | 05/24/2016
Daikin Comfort Technologies Manufacturing, L.P. | Goodman | GMH950704CX | LPG | Induced Draft | True | False | 1 | False | Up |  | None | Condensing | Single-Stage |  | 0.5 | Standard |  | 69000 | 66000 |  |  | 63300 | 989 | 96.1 | 78 | [8 empty] | Federally-Regulated Consumer Product | 09/30/2015 |  | 05/24/2016
Daikin Comfort Technologies Manufacturing, L.P. | Goodman | GMH950704CX | Natural Gas | Induced Draft | True | False | 1 | False | Up |  | None | Condensing | Single-Stage |  | 0.5 | Standard |  | 69000 | 66000 |  |  | 63300 | 989 | 96.1 | 78 | [8 empty] | Federally-Regulated Consumer Product | 09/30/2015 |  | 05/24/2016
Daikin Comfort Technologies Manufacturing, L.P. | Goodman | GMH950904CX | LPG | Induced Draft | True | False | 1 | False | Horizontal |  | None | Condensing | Single-Stage |  | 0.5 | Standard |  | 92000 | 89000 |  |  | 79900 | 1020 | 96.1 | 78 | [8 empty] | Federally-Regulated Consumer Product | 09/30/2015 |  | 05/24/2016
Daikin Comfort Technologies Manufacturing, L.P. | Goodman | GMH950904CX | Natural Gas | Induced Draft | True | False | 1 | False | Horizontal |  | None | Condensing | Single-Stage |  | 0.5 | Standard |  | 92000 | 89000 |  |  | 79900 | 1020 | 96.1 | 78 | [8 empty] | Federally-Regulated Consumer Product | 09/30/2015 |  | 05/24/2016
Daikin Comfort Technologies Manufacturing, L.P. | Goodman | GMH950904CX | LPG | Induced Draft | True | False | 1 | False | Up |  | None | Condensing | Single-Stage |  | 0.5 | Standard |  | 92000 | 89000 |  |  | 79900 | 1020 | 96.1 | 78 | [8 empty] | Federally-Regulated Consumer Product | 09/30/2015 |  | 05/24/2016
Daikin Comfort Technologies Manufacturing, L.P. | Goodman | GMH950904CX | Natural Gas | Induced Draft | True | False | 1 | False | Up |  | None | Condensing | Single-Stage |  | 0.5 | Standard |  | 92000 | 89000 |  |  | 79900 | 1020 | 96.1 | 78 | [8 empty] | Federally-Regulated Consumer Product | 09/30/2015 |  | 05/24/2016
Daikin Comfort Technologies Manufacturing, L.P. | Goodman | GMH950905CX** | LPG | Induced Draft | True | False | 1 | False | Horizontal |  | None | Condensing | Single-Stage |  | 1 | Standard |  | 92000 | 88000 |  |  | 79300 | 1065 | 96.1 | 78 | [8 empty] | Federally-Regulated Consumer Product | 09/30/2015 |  | 05/24/2016
Daikin Comfort Technologies Manufacturing, L.P. | Goodman | GMH950905CX** | Natural Gas | Induced Draft | True | False | 1 | False | Horizontal |  | None | Condensing | Single-Stage |  | 1 | Standard |  | 92000 | 88000 |  |  | 79300 | 1065 | 96.1 | 78 | [8 empty] | Federally-Regulated Consumer Product | 09/30/2015 |  | 05/24/2016
Daikin Comfort Technologies Manufacturing, L.P. | Goodman | GMH950905CX** | LPG | Induced Draft | True | False | 1 | False | Up |  | None | Condensing | Single-Stage |  | 1 | Standard |  | 92000 | 88000 |  |  | 79300 | 1065 | 96.1 | 78 | [8 empty] | Federally-Regulated Consumer Product | 09/30/2015 |  | 05/24/2016
Daikin Comfort Technologies Manufacturing, L.P. | Goodman | GMH950905CX** | Natural Gas | Induced Draft | True | False | 1 | False | Up |  | None | Condensing | Single-Stage |  | 1 | Standard |  | 92000 | 88000 |  |  | 79300 | 1065 | 96.1 | 78 | [8 empty] | Federally-Regulated Consumer Product | 09/30/2015 |  | 05/24/2016
Daikin Comfort Technologies Manufacturing, L.P. | Goodman | GMH950905DX | LPG | Induced Draft | True | False | 1 | False | Horizontal |  | None | Condensing | Single-Stage |  | 0.75 | Standard |  | 92000 | 89000 |  |  | 80200 | 900 | 96.1 | 78 | [8 empty] | Federally-Regulated Consumer Product | 09/30/2015 |  | 05/24/2016
Daikin Comfort Technologies Manufacturing, L.P. | Goodman | GMH950905DX | Natural Gas | Induced Draft | True | False | 1 | False | Horizontal |  | None | Condensing | Single-Stage |  | 0.75 | Standard |  | 92000 | 89000 |  |  | 80200 | 900 | 96.1 | 78 | [8 empty] | Federally-Regulated Consumer Product | 09/30/2015 |  | 05/24/2016
Daikin Comfort Technologies Manufacturing, L.P. | Goodman | GMH950905DX | LPG | Induced Draft | True | False | 1 | False | Up |  | None | Condensing | Single-Stage |  | 0.75 | Standard |  | 92000 | 89000 |  |  | 80200 | 900 | 96.1 | 78 | [8 empty] | Federally-Regulated Consumer Product | 09/30/2015 |  | 05/24/2016
Daikin Comfort Technologies Manufacturing, L.P. | Goodman | GMH950905DX | Natural Gas | Induced Draft | True | False | 1 | False | Up |  | None | Condensing | Single-Stage |  | 0.75 | Standard |  | 92000 | 89000 |  |  | 80200 | 900 | 96.1 | 78 | [8 empty] | Federally-Regulated Consumer Product | 09/30/2015 |  | 05/24/2016
Daikin Comfort Technologies Manufacturing, L.P. | Goodman | GMH951155DX | LPG | Induced Draft | True | False | 1 | False | Horizontal |  | None | Condensing | Single-Stage |  | 0.75 | Standard |  | 115000 | 110000 |  |  | 96100 | 1132 | 96.1 | 78 | [8 empty] | Federally-Regulated Consumer Product | 09/30/2015 |  | 05/24/2016
Daikin Comfort Technologies Manufacturing, L.P. | Goodman | GMH951155DX | Natural Gas | Induced Draft | True | False | 1 | False | Horizontal |  | None | Condensing | Single-Stage |  | 0.75 | Standard |  | 115000 | 110000 |  |  | 96100 | 1132 | 96.1 | 78 | [8 empty] | Federally-Regulated Consumer Product | 09/30/2015 |  | 05/24/2016
Daikin Comfort Technologies Manufacturing, L.P. | Goodman | GMH951155DX | LPG | Induced Draft | True | False | 1 | False | Up |  | None | Condensing | Single-Stage |  | 0.75 | Standard |  | 115000 | 110000 |  |  | 96100 | 1132 | 96.1 | 78 | [8 empty] | Federally-Regulated Consumer Product | 09/30/2015 |  | 05/24/2016
Daikin Comfort Technologies Manufacturing, L.P. | Goodman | GMH951155DX | Natural Gas | Induced Draft | True | False | 1 | False | Up |  | None | Condensing | Single-Stage |  | 0.75 | Standard |  | 115000 | 110000 |  |  | 96100 | 1132 | 96.1 | 78 | [8 empty] | Federally-Regulated Consumer Product | 09/30/2015 |  | 05/24/2016
Daikin Comfort Technologies Manufacturing, L.P. | Goodman | GMVC950453BX* | LPG | Induced Draft | True | False | 1 | False | Horizontal |  | None | Condensing | Two-Stage Modulating |  | 0.5 | Premium |  | 46000 | 45000 |  |  | 32300 | 164 | 96.1 | 78 | [8 empty] | Federally-Regulated Consumer Product | 09/30/2015 |  | 05/24/2016
Daikin Comfort Technologies Manufacturing, L.P. | Goodman | GMVC950453BX* | Natural Gas | Induced Draft | True | False | 1 | False | Horizontal |  | None | Condensing | Two-Stage Modulating |  | 0.5 | Premium |  | 46000 | 45000 |  |  | 32300 | 164 | 96.1 | 78 | [8 empty] | Federally-Regulated Consumer Product | 09/30/2015 |  | 05/24/2016
Daikin Comfort Technologies Manufacturing, L.P. | Goodman | GMVC950453BX* | LPG | Induced Draft | True | False | 1 | False | Up |  | None | Condensing | Two-Stage Modulating |  | 0.5 | Premium |  | 46000 | 45000 |  |  | 32300 | 164 | 96.1 | 78 | [8 empty] | Federally-Regulated Consumer Product | 09/30/2015 |  | 05/24/2016
Daikin Comfort Technologies Manufacturing, L.P. | Goodman | GMVC950453BX* | Natural Gas | Induced Draft | True | False | 1 | False | Up |  | None | Condensing | Two-Stage Modulating |  | 0.5 | Premium |  | 46000 | 45000 |  |  | 32300 | 164 | 96.1 | 78 | [8 empty] | Federally-Regulated Consumer Product | 09/30/2015 |  | 05/24/2016
Daikin Comfort Technologies Manufacturing, L.P. | Goodman | GMVC950704CX* | LPG | Induced Draft | True | False | 1 | False | Horizontal |  | None | Condensing | Two-Stage Modulating |  | 0.75 | Premium |  | 69000 | 67000 |  |  | 65000 | 226 | 96.1 | 78 | [8 empty] | Federally-Regulated Consumer Product | 09/30/2015 |  | 05/24/2016
Daikin Comfort Technologies Manufacturing, L.P. | Goodman | GMVC950704CX* | Natural Gas | Induced Draft | True | False | 1 | False | Horizontal |  | None | Condensing | Two-Stage Modulating |  | 0.75 | Premium |  | 69000 | 67000 |  |  | 65000 | 226 | 96.1 | 78 | [8 empty] | Federally-Regulated Consumer Product | 09/30/2015 |  | 05/24/2016
Daikin Comfort Technologies Manufacturing, L.P. | Goodman | GMVC950704CX* | LPG | Induced Draft | True | False | 1 | False | Up |  | None | Condensing | Two-Stage Modulating |  | 0.75 | Premium |  | 69000 | 67000 |  |  | 65000 | 226 | 96.1 | 78 | [8 empty] | Federally-Regulated Consumer Product | 09/30/2015 |  | 05/24/2016
Daikin Comfort Technologies Manufacturing, L.P. | Goodman | GMVC950704CX* | Natural Gas | Induced Draft | True | False | 1 | False | Up |  | None | Condensing | Two-Stage Modulating |  | 0.75 | Premium |  | 69000 | 67000 |  |  | 65000 | 226 | 96.1 | 78 | [8 empty] | Federally-Regulated Consumer Product | 09/30/2015 |  | 05/24/2016
Daikin Comfort Technologies Manufacturing, L.P. | Goodman | GMVC950905CX** | LPG | Induced Draft | True | False | 1 | False | Horizontal |  | None | Condensing | Two-Stage Modulating |  | 1 | Premium |  | 92000 | 89000 |  |  | 79800 | 382 | 96.1 | 78 | [8 empty] | Federally-Regulated Consumer Product | 09/30/2015 |  | 05/24/2016
Daikin Comfort Technologies Manufacturing, L.P. | Goodman | GMVC950905CX** | Natural Gas | Induced Draft | True | False | 1 | False | Horizontal |  | None | Condensing | Two-Stage Modulating |  | 1 | Premium |  | 92000 | 89000 |  |  | 79800 | 382 | 96.1 | 78 | [8 empty] | Federally-Regulated Consumer Product | 09/30/2015 |  | 05/24/2016
Daikin Comfort Technologies Manufacturing, L.P. | Goodman | GMVC950905CX** | LPG | Induced Draft | True | False | 1 | False | Up |  | None | Condensing | Two-Stage Modulating |  | 1 | Premium |  | 92000 | 89000 |  |  | 79800 | 382 | 96.1 | 78 | [8 empty] | Federally-Regulated Consumer Product | 09/30/2015 |  | 05/24/2016
Daikin Comfort Technologies Manufacturing, L.P. | Goodman | GMVC950905CX** | Natural Gas | Induced Draft | True | False | 1 | False | Up |  | None | Condensing | Two-Stage Modulating |  | 1 | Premium |  | 92000 | 89000 |  |  | 79800 | 382 | 96.1 | 78 | [8 empty] | Federally-Regulated Consumer Product | 09/30/2015 |  | 05/24/2016
Daikin Comfort Technologies Manufacturing, L.P. | Goodman | GMVC950905DX* | LPG | Induced Draft | True | False | 1 | False | Horizontal |  | None | Condensing | Two-Stage Modulating |  | 1 | Premium |  | 92000 | 90000 |  |  | 80600 | 382 | 96.1 | 78 | [8 empty] | Federally-Regulated Consumer Product | 09/30/2015 |  | 05/24/2016
Daikin Comfort Technologies Manufacturing, L.P. | Goodman | GMVC950905DX* | Natural Gas | Induced Draft | True | False | 1 | False | Horizontal |  | None | Condensing | Two-Stage Modulating |  | 1 | Premium |  | 92000 | 90000 |  |  | 80600 | 382 | 96.1 | 78 | [8 empty] | Federally-Regulated Consumer Product | 09/30/2015 |  | 05/24/2016
Daikin Comfort Technologies Manufacturing, L.P. | Goodman | GMVC950905DX* | LPG | Induced Draft | True | False | 1 | False | Up |  | None | Condensing | Two-Stage Modulating |  | 1 | Premium |  | 92000 | 90000 |  |  | 80600 | 382 | 96.1 | 78 | [8 empty] | Federally-Regulated Consumer Product | 09/30/2015 |  | 05/24/2016
Daikin Comfort Technologies Manufacturing, L.P. | Goodman | GMVC950905DX* | Natural Gas | Induced Draft | True | False | 1 | False | Up |  | None | Condensing | Two-Stage Modulating |  | 1 | Premium |  | 92000 | 90000 |  |  | 80600 | 382 | 96.1 | 78 | [8 empty] | Federally-Regulated Consumer Product | 09/30/2015 |  | 05/24/2016
Daikin Comfort Technologies Manufacturing, L.P. | Goodman | GMVC951155DX* | LPG | Induced Draft | True | False | 1 | False | Horizontal |  | None | Condensing | Two-Stage Modulating |  | 1 | Premium |  | 115000 | 109000 |  |  | 97700 | 353 | 96.1 | 78 | [8 empty] | Federally-Regulated Consumer Product | 09/30/2015 |  | 05/24/2016
Daikin Comfort Technologies Manufacturing, L.P. | Goodman | GMVC951155DX* | Natural Gas | Induced Draft | True | False | 1 | False | Horizontal |  | None | Condensing | Two-Stage Modulating |  | 1 | Premium |  | 115000 | 109000 |  |  | 97700 | 353 | 96.1 | 78 | [8 empty] | Federally-Regulated Consumer Product | 09/30/2015 |  | 05/24/2016
Daikin Comfort Technologies Manufacturing, L.P. | Goodman | GMVC951155DX* | LPG | Induced Draft | True | False | 1 | False | Up |  | None | Condensing | Two-Stage Modulating |  | 1 | Premium |  | 115000 | 109000 |  |  | 97700 | 353 | 96.1 | 78 | [8 empty] | Federally-Regulated Consumer Product | 09/30/2015 |  | 05/24/2016
Daikin Comfort Technologies Manufacturing, L.P. | Goodman | GMVC951155DX* | Natural Gas | Induced Draft | True | False | 1 | False | Up |  | None | Condensing | Two-Stage Modulating |  | 1 | Premium |  | 115000 | 109000 |  |  | 97700 | 353 | 96.1 | 78 | [8 empty] | Federally-Regulated Consumer Product | 09/30/2015 |  | 05/24/2016
Daikin Comfort Technologies Manufacturing, L.P. | Goodman | GMVM960603BX | LPG | Induced Draft | True | False | 1 | False | Horizontal |  | None | Condensing | Step Modulating |  | 0.75 | Premium |  | 60000 | 58000 |  |  | 47700 | 124 | 96.1 | 78 | [8 empty] | Federally-Regulated Consumer Product | 09/30/2015 |  | 05/24/2016
Daikin Comfort Technologies Manufacturing, L.P. | Goodman | GMVM960603BX | Natural Gas | Induced Draft | True | False | 1 | False | Horizontal |  | None | Condensing | Step Modulating |  | 0.75 | Premium |  | 60000 | 58000 |  |  | 47700 | 124 | 96.1 | 78 | [8 empty] | Federally-Regulated Consumer Product | 09/30/2015 |  | 05/24/2016
Daikin Comfort Technologies Manufacturing, L.P. | Goodman | GMVM960603BX | LPG | Induced Draft | True | False | 1 | False | Up |  | None | Condensing | Step Modulating |  | 0.75 | Premium |  | 60000 | 58000 |  |  | 47700 | 124 | 96.1 | 78 | [8 empty] | Federally-Regulated Consumer Product | 09/30/2015 |  | 05/24/2016
Daikin Comfort Technologies Manufacturing, L.P. | Goodman | GMVM960603BX | Natural Gas | Induced Draft | True | False | 1 | False | Up |  | None | Condensing | Step Modulating |  | 0.75 | Premium |  | 60000 | 58000 |  |  | 47700 | 124 | 96.1 | 78 | [8 empty] | Federally-Regulated Consumer Product | 09/30/2015 |  | 05/24/2016
Daikin Comfort Technologies Manufacturing, L.P. | Goodman | GMVM960805CX | LPG | Induced Draft | True | False | 1 | False | Horizontal |  | None | Condensing | Step Modulating |  | 1 | Premium |  | 80000 | 78000 |  |  | 79900 | 105 | 96.1 | 78 | [8 empty] | Federally-Regulated Consumer Product | 09/30/2015 |  | 05/24/2016
Daikin Comfort Technologies Manufacturing, L.P. | Goodman | GMVM960805CX | Natural Gas | Induced Draft | True | False | 1 | False | Horizontal |  | None | Condensing | Step Modulating |  | 1 | Premium |  | 80000 | 78000 |  |  | 79900 | 105 | 96.1 | 78 | [8 empty] | Federally-Regulated Consumer Product | 09/30/2015 |  | 05/24/2016
Daikin Comfort Technologies Manufacturing, L.P. | Goodman | GMVM960805CX | LPG | Induced Draft | True | False | 1 | False | Up |  | None | Condensing | Step Modulating |  | 1 | Premium |  | 80000 | 78000 |  |  | 79900 | 105 | 96.1 | 78 | [8 empty] | Federally-Regulated Consumer Product | 09/30/2015 |  | 05/24/2016
Daikin Comfort Technologies Manufacturing, L.P. | Goodman | GMVM960805CX | Natural Gas | Induced Draft | True | False | 1 | False | Up |  | None | Condensing | Step Modulating |  | 1 | Premium |  | 80000 | 78000 |  |  | 79900 | 105 | 96.1 | 78 | [8 empty] | Federally-Regulated Consumer Product | 09/30/2015 |  | 05/24/2016
Daikin Comfort Technologies Manufacturing, L.P. | Goodman | GMVM961005DX | LPG | Induced Draft | True | False | 1 | False | Horizontal |  | None | Condensing | Step Modulating |  | 1 | Premium |  | 100000 | 97000 |  |  | 96400 | 155 | 96.1 | 78 | [8 empty] | Federally-Regulated Consumer Product | 09/30/2015 |  | 05/24/2016
Daikin Comfort Technologies Manufacturing, L.P. | Goodman | GMVM961005DX | Natural Gas | Induced Draft | True | False | 1 | False | Horizontal |  | None | Condensing | Step Modulating |  | 1 | Premium |  | 100000 | 97000 |  |  | 96400 | 155 | 96.1 | 78 | [8 empty] | Federally-Regulated Consumer Product | 09/30/2015 |  | 05/24/2016
Daikin Comfort Technologies Manufacturing, L.P. | Goodman | GMVM961005DX | LPG | Induced Draft | True | False | 1 | False | Up |  | None | Condensing | Step Modulating |  | 1 | Premium |  | 100000 | 97000 |  |  | 96400 | 155 | 96.1 | 78 | [8 empty] | Federally-Regulated Consumer Product | 09/30/2015 |  | 05/24/2016
Daikin Comfort Technologies Manufacturing, L.P. | Goodman | GMVM961005DX | Natural Gas | Induced Draft | True | False | 1 | False | Up |  | None | Condensing | Step Modulating |  | 1 | Premium |  | 100000 | 97000 |  |  | 96400 | 155 | 96.1 | 78 | [8 empty] | Federally-Regulated Consumer Product | 09/30/2015 |  | 05/24/2016
Daikin Comfort Technologies Manufacturing, L.P. | Goodman | GMVM961155DX | LPG | Induced Draft | True | False | 1 | False | Horizontal |  | None | Condensing | Step Modulating |  | 1 | Premium |  | 115000 | 109000 |  |  | 98500 | 101 | 96.1 | 78 | [8 empty] | Federally-Regulated Consumer Product | 09/30/2015 |  | 05/24/2016
Daikin Comfort Technologies Manufacturing, L.P. | Goodman | GMVM961155DX | Natural Gas | Induced Draft | True | False | 1 | False | Horizontal |  | None | Condensing | Step Modulating |  | 1 | Premium |  | 115000 | 109000 |  |  | 98500 | 101 | 96.1 | 78 | [8 empty] | Federally-Regulated Consumer Product | 09/30/2015 |  | 05/24/2016
Daikin Comfort Technologies Manufacturing, L.P. | Goodman | GMVM961155DX | LPG | Induced Draft | True | False | 1 | False | Up |  | None | Condensing | Step Modulating |  | 1 | Premium |  | 115000 | 109000 |  |  | 98500 | 101 | 96.1 | 78 | [8 empty] | Federally-Regulated Consumer Product | 09/30/2015 |  | 05/24/2016
Daikin Comfort Technologies Manufacturing, L.P. | Goodman | GMVM961155DX | Natural Gas | Induced Draft | True | False | 1 | False | Up |  | None | Condensing | Step Modulating |  | 1 | Premium |  | 115000 | 109000 |  |  | 98500 | 101 | 96.1 | 78 | [8 empty] | Federally-Regulated Consumer Product | 09/30/2015 |  | 05/24/2016
Rheem Sales Company, Inc. | Rheem | R802PA075317ZSA | LPG | Induced Draft | True | False | 1 | False | Down |  | None | Non-Condensing | Two-Stage Modulating |  | 0.5 | Standard |  | 75000 | 61000 |  |  | 73000 | 954 | 80 | 78 | [8 empty] | Federally-Regulated Consumer Product | 12/04/2015 |  | 05/24/2016
Rheem Sales Company, Inc. | Rheem | R802PA075317ZSA | Natural Gas | Induced Draft | True | False | 1 | False | Down |  | None | Non-Condensing | Two-Stage Modulating |  | 0.5 | Standard |  | 75000 | 61000 |  |  | 73000 | 954 | 80 | 78 | [8 empty] | Federally-Regulated Consumer Product | 12/04/2015 |  | 05/24/2016
Rheem Sales Company, Inc. | Rheem | R802PA075317ZXA | LPG | Induced Draft | True | False | 1 | False | Down |  | None | Non-Condensing | Two-Stage Modulating |  | 0.5 | Standard |  | 75000 | 61000 |  |  | 73000 | 954 | 80 | 78 | [8 empty] | Federally-Regulated Consumer Product | 12/04/2015 |  | 05/24/2016
Rheem Sales Company, Inc. | Rheem | R802PA075317ZXA | Natural Gas | Induced Draft | True | False | 1 | False | Down |  | None | Non-Condensing | Two-Stage Modulating |  | 0.5 | Standard |  | 75000 | 61000 |  |  | 73000 | 954 | 80 | 78 | [8 empty] | Federally-Regulated Consumer Product | 12/04/2015 |  | 05/24/2016
Rheem Sales Company, Inc. | Ruud | R802PA075317ZSA | LPG | Induced Draft | True | False | 1 | False | Down |  | None | Non-Condensing | Two-Stage Modulating |  | 0.5 | Standard |  | 75000 | 61000 |  |  | 73000 | 954 | 80 | 78 | [8 empty] | Federally-Regulated Consumer Product | 12/04/2015 |  | 05/24/2016
Rheem Sales Company, Inc. | Ruud | R802PA075317ZSA | Natural Gas | Induced Draft | True | False | 1 | False | Down |  | None | Non-Condensing | Two-Stage Modulating |  | 0.5 | Standard |  | 75000 | 61000 |  |  | 73000 | 954 | 80 | 78 | [8 empty] | Federally-Regulated Consumer Product | 12/04/2015 |  | 05/24/2016
Rheem Sales Company, Inc. | Ruud | R802PA075317ZXA | LPG | Induced Draft | True | False | 1 | False | Down |  | None | Non-Condensing | Two-Stage Modulating |  | 0.5 | Standard |  | 75000 | 61000 |  |  | 73000 | 954 | 80 | 78 | [8 empty] | Federally-Regulated Consumer Product | 12/04/2015 |  | 05/24/2016
Rheem Sales Company, Inc. | Ruud | R802PA075317ZXA | Natural Gas | Induced Draft | True | False | 1 | False | Down |  | None | Non-Condensing | Two-Stage Modulating |  | 0.5 | Standard |  | 75000 | 61000 |  |  | 73000 | 954 | 80 | 78 | [8 empty] | Federally-Regulated Consumer Product | 12/04/2015 |  | 05/24/2016
Trane U.S. Inc. | AMERICAN STANDARD | YH(D,H)150G(3,4,W)R(H,Z)* | LPG | Power | False | True | 3 | False | Down |  | None | Non-Condensing | Two-Stage Modulating |  | 3 | Standard |  | 250000 | 203000 | [6 empty] | 81 | 80 | [6 empty] | Federally-Regulated Commercial & Industrial Equipment | 09/30/2015 |  | 05/24/2016
Trane U.S. Inc. | AMERICAN STANDARD | YH(D,H)150G(3,4,W)R(H,Z)* | LPG | Power | False | True | 3 | False | Horizontal |  | None | Non-Condensing | Two-Stage Modulating |  | 3 | Standard |  | 250000 | 203000 | [6 empty] | 81 | 80 | [6 empty] | Federally-Regulated Commercial & Industrial Equipment | 09/30/2015 |  | 05/24/2016
Trane U.S. Inc. | AMERICAN STANDARD | YH(D,H)150G(3,4,W)RV* | LPG | Power | False | True | 3 | False | Down |  | None | Non-Condensing | Step Modulating |  | 3 | Standard |  | 350000 | 283000 | [6 empty] | 81 | 80 | [6 empty] | Federally-Regulated Commercial & Industrial Equipment | 09/30/2015 |  | 05/24/2016
Trane U.S. Inc. | AMERICAN STANDARD | YH(D,H)150G(3,4,W)RV* | LPG | Power | False | True | 3 | False | Horizontal |  | None | Non-Condensing | Step Modulating |  | 3 | Standard |  | 350000 | 283000 | [6 empty] | 81 | 80 | [6 empty] | Federally-Regulated Commercial & Industrial Equipment | 09/30/2015 |  | 05/24/2016
Trane U.S. Inc. | AMERICAN STANDARD | YH(D,H)180G(3,4,W)R(H,Z)* | LPG | Power | False | True | 3 | False | Down |  | None | Non-Condensing | Two-Stage Modulating |  | 3 | Standard |  | 350000 | 284000 | [6 empty] | 81 | 80 | [6 empty] | Federally-Regulated Commercial & Industrial Equipment | 09/30/2015 |  | 05/24/2016
Trane U.S. Inc. | AMERICAN STANDARD | YH(D,H)180G(3,4,W)R(H,Z)* | Natural Gas | Power | False | True | 3 | False | Down |  | None | Non-Condensing | Two-Stage Modulating |  | 3 | Standard |  | 350000 | 284000 | [6 empty] | 81 | 80 | [6 empty] | Federally-Regulated Commercial & Industrial Equipment | 09/30/2015 |  | 05/24/2016
Trane U.S. Inc. | AMERICAN STANDARD | YH(D,H)180G(3,4,W)R(H,Z)* | LPG | Power | False | True | 3 | False | Horizontal |  | None | Non-Condensing | Two-Stage Modulating |  | 3 | Standard |  | 350000 | 284000 | [6 empty] | 81 | 80 | [6 empty] | Federally-Regulated Commercial & Industrial Equipment | 09/30/2015 |  | 05/24/2016
Trane U.S. Inc. | AMERICAN STANDARD | YH(D,H)180G(3,4,W)R(H,Z)* | Natural Gas | Power | False | True | 3 | False | Horizontal |  | None | Non-Condensing | Two-Stage Modulating |  | 3 | Standard |  | 350000 | 284000 | [6 empty] | 81 | 80 | [6 empty] | Federally-Regulated Commercial & Industrial Equipment | 09/30/2015 |  | 05/24/2016
Trane U.S. Inc. | AMERICAN STANDARD | YH(D,H)180G(3,4,W)R(L,X)* | LPG | Power | False | True | 3 | False | Down |  | None | Non-Condensing | Two-Stage Modulating |  | 3 | Standard |  | 250000 | 203000 | [6 empty] | 81 | 80 | [6 empty] | Federally-Regulated Commercial & Industrial Equipment | 09/30/2015 |  | 05/24/2016
Trane U.S. Inc. | AMERICAN STANDARD | YH(D,H)180G(3,4,W)R(L,X)* | Natural Gas | Power | False | True | 3 | False | Down |  | None | Non-Condensing | Two-Stage Modulating |  | 3 | Standard |  | 250000 | 203000 | [6 empty] | 81 | 80 | [6 empty] | Federally-Regulated Commercial & Industrial Equipment | 09/30/2015 |  | 05/24/2016
Trane U.S. Inc. | AMERICAN STANDARD | YH(D,H)180G(3,4,W)R(L,X)* | LPG | Power | False | True | 3 | False | Horizontal |  | None | Non-Condensing | Two-Stage Modulating |  | 3 | Standard |  | 250000 | 203000 | [6 empty] | 81 | 80 | [6 empty] | Federally-Regulated Commercial & Industrial Equipment | 09/30/2015 |  | 05/24/2016
Trane U.S. Inc. | AMERICAN STANDARD | YH(D,H)180G(3,4,W)R(L,X)* | Natural Gas | Power | False | True | 3 | False | Horizontal |  | None | Non-Condensing | Two-Stage Modulating |  | 3 | Standard |  | 250000 | 203000 | [6 empty] | 81 | 80 | [6 empty] | Federally-Regulated Commercial & Industrial Equipment | 09/30/2015 |  | 05/24/2016
Trane U.S. Inc. | AMERICAN STANDARD | YH(D,H)180G(3,4,W)RV* | LPG | Power | False | True | 3 | False | Down |  | None | Non-Condensing | Step Modulating |  | 3 | Standard |  | 350000 | 283000 | [6 empty] | 81 | 80 | [6 empty] | Federally-Regulated Commercial & Industrial Equipment | 09/30/2015 |  | 05/24/2016
Trane U.S. Inc. | AMERICAN STANDARD | YH(D,H)180G(3,4,W)RV* | Natural Gas | Power | False | True | 3 | False | Down |  | None | Non-Condensing | Step Modulating |  | 3 | Standard |  | 350000 | 283000 | [6 empty] | 81 | 80 | [6 empty] | Federally-Regulated Commercial & Industrial Equipment | 09/30/2015 |  | 05/24/2016
Trane U.S. Inc. | AMERICAN STANDARD | YH(D,H)180G(3,4,W)RV* | LPG | Power | False | True | 3 | False | Horizontal |  | None | Non-Condensing | Step Modulating |  | 3 | Standard |  | 350000 | 283000 | [6 empty] | 81 | 80 | [6 empty] | Federally-Regulated Commercial & Industrial Equipment | 09/30/2015 |  | 05/24/2016
Trane U.S. Inc. | AMERICAN STANDARD | YH(D,H)180G(3,4,W)RV* | Natural Gas | Power | False | True | 3 | False | Horizontal |  | None | Non-Condensing | Step Modulating |  | 3 | Standard |  | 350000 | 283000 | [6 empty] | 81 | 80 | [6 empty] | Federally-Regulated Commercial & Industrial Equipment | 09/30/2015 |  | 05/24/2016
Trane U.S. Inc. | AMERICAN STANDARD | YH(D,H)210G(3,4,W)R(H,Z)* | LPG | Power | False | True | 3 | False | Down |  | None | Non-Condensing | Two-Stage Modulating |  | 5 | Standard |  | 350000 | 284000 | [6 empty] | 81 | 80 | [6 empty] | Federally-Regulated Commercial & Industrial Equipment | 09/30/2015 |  | 05/24/2016
Trane U.S. Inc. | AMERICAN STANDARD | YH(D,H)210G(3,4,W)R(H,Z)* | LPG | Power | False | True | 3 | False | Horizontal |  | None | Non-Condensing | Two-Stage Modulating |  | 5 | Standard |  | 350000 | 284000 | [6 empty] | 81 | 80 | [6 empty] | Federally-Regulated Commercial & Industrial Equipment | 09/30/2015 |  | 05/24/2016
Trane U.S. Inc. | AMERICAN STANDARD | YH(D,H)210G(3,4,W)R(L,X)* | LPG | Power | False | True | 3 | False | Down |  | None | Non-Condensing | Two-Stage Modulating |  | 5 | Standard |  | 250000 | 203000 | [6 empty] | 81 | 80 | [6 empty] | Federally-Regulated Commercial & Industrial Equipment | 09/30/2015 |  | 05/24/2016
Trane U.S. Inc. | AMERICAN STANDARD | YH(D,H)210G(3,4,W)R(L,X)* | LPG | Power | False | True | 3 | False | Horizontal |  | None | Non-Condensing | Two-Stage Modulating |  | 5 | Standard |  | 250000 | 203000 | [6 empty] | 81 | 80 | [6 empty] | Federally-Regulated Commercial & Industrial Equipment | 09/30/2015 |  | 05/24/2016
Trane U.S. Inc. | AMERICAN STANDARD | YH(D,H)210G(3,4,W)RV* | LPG | Power | False | True | 3 | False | Down |  | None | Non-Condensing | Step Modulating |  | 5 | Standard |  | 350000 | 283000 | [6 empty] | 81 | 80 | [6 empty] | Federally-Regulated Commercial & Industrial Equipment | 09/30/2015 |  | 05/24/2016
Trane U.S. Inc. | AMERICAN STANDARD | YH(D,H)210G(3,4,W)RV* | LPG | Power | False | True | 3 | False | Horizontal |  | None | Non-Condensing | Step Modulating |  | 5 | Standard |  | 350000 | 283000 | [6 empty] | 81 | 80 | [6 empty] | Federally-Regulated Commercial & Industrial Equipment | 09/30/2015 |  | 05/24/2016
Trane U.S. Inc. | AMERICAN STANDARD | YH(D,H)240G(3,4,W)R(H,Z)* | LPG | Power | False | True | 3 | False | Down |  | None | Non-Condensing | Two-Stage Modulating |  | 5 | Standard |  | 400000 | 324000 | [6 empty] | 81 | 80 | [6 empty] | Federally-Regulated Commercial & Industrial Equipment | 09/30/2015 |  | 05/24/2016
Trane U.S. Inc. | AMERICAN STANDARD | YH(D,H)240G(3,4,W)R(H,Z)* | LPG | Power | False | True | 3 | False | Horizontal |  | None | Non-Condensing | Two-Stage Modulating |  | 5 | Standard |  | 400000 | 324000 | [6 empty] | 81 | 80 | [6 empty] | Federally-Regulated Commercial & Industrial Equipment | 09/30/2015 |  | 05/24/2016
Trane U.S. Inc. | AMERICAN STANDARD | YH(D,H)240G(3,4,W)R(L,X)* | LPG | Power | False | True | 3 | False | Down |  | None | Non-Condensing | Two-Stage Modulating |  | 5 | Standard |  | 250000 | 203000 | [6 empty] | 81 | 80 | [6 empty] | Federally-Regulated Commercial & Industrial Equipment | 09/30/2015 |  | 05/24/2016
Trane U.S. Inc. | AMERICAN STANDARD | YH(D,H)240G(3,4,W)R(L,X)* | LPG | Power | False | True | 3 | False | Horizontal |  | None | Non-Condensing | Two-Stage Modulating |  | 5 | Standard |  | 250000 | 203000 | [6 empty] | 81 | 80 | [6 empty] | Federally-Regulated Commercial & Industrial Equipment | 09/30/2015 |  | 05/24/2016
Trane U.S. Inc. | AMERICAN STANDARD | YH(D,H)240G(3,4,W)RV* | LPG | Power | False | True | 3 | False | Down |  | None | Non-Condensing | Step Modulating |  | 5 | Standard |  | 350000 | 283000 | [6 empty] | 81 | 80 | [6 empty] | Federally-Regulated Commercial & Industrial Equipment | 09/30/2015 |  | 05/24/2016
Trane U.S. Inc. | AMERICAN STANDARD | YH(D,H)240G(3,4,W)RV* | LPG | Power | False | True | 3 | False | Horizontal |  | None | Non-Condensing | Step Modulating |  | 5 | Standard |  | 350000 | 283000 | [6 empty] | 81 | 80 | [6 empty] | Federally-Regulated Commercial & Industrial Equipment | 09/30/2015 |  | 05/24/2016
Trane U.S. Inc. | AMERICAN STANDARD | YH(D,H)300G(3,4,W)R(H,Z)* | LPG | Power | False | True | 3 | False | Down |  | None | Non-Condensing | Two-Stage Modulating |  | 7.5 | Standard |  | 400000 | 324000 | [6 empty] | 81 | 80 | [6 empty] | Federally-Regulated Commercial & Industrial Equipment | 09/30/2015 |  | 05/24/2016
Trane U.S. Inc. | AMERICAN STANDARD | YH(D,H)300G(3,4,W)R(H,Z)* | LPG | Power | False | True | 3 | False | Horizontal |  | None | Non-Condensing | Two-Stage Modulating |  | 7.5 | Standard |  | 400000 | 324000 | [6 empty] | 81 | 80 | [6 empty] | Federally-Regulated Commercial & Industrial Equipment | 09/30/2015 |  | 05/24/2016
Trane U.S. Inc. | AMERICAN STANDARD | YH(D,H)300G(3,4,W)R(L,X)* | LPG | Power | False | True | 3 | False | Down |  | None | Non-Condensing | Two-Stage Modulating |  | 7.5 | Standard |  | 250000 | 203000 | [6 empty] | 81 | 80 | [6 empty] | Federally-Regulated Commercial & Industrial Equipment | 09/30/2015 |  | 05/24/2016
Trane U.S. Inc. | AMERICAN STANDARD | YH(D,H)300G(3,4,W)R(L,X)* | LPG | Power | False | True | 3 | False | Horizontal |  | None | Non-Condensing | Two-Stage Modulating |  | 7.5 | Standard |  | 250000 | 203000 | [6 empty] | 81 | 80 | [6 empty] | Federally-Regulated Commercial & Industrial Equipment | 09/30/2015 |  | 05/24/2016
Trane U.S. Inc. | AMERICAN STANDARD | YH(D,H)300G(3,4,W)RV* | LPG | Power | False | True | 3 | False | Down |  | None | Non-Condensing | Step Modulating |  | 7.5 | Standard |  | 350000 | 283000 | [6 empty] | 81 | 80 | [6 empty] | Federally-Regulated Commercial & Industrial Equipment | 09/30/2015 |  | 05/24/2016
Trane U.S. Inc. | AMERICAN STANDARD | YH(D,H)300G(3,4,W)RV* | LPG | Power | False | True | 3 | False | Horizontal |  | None | Non-Condensing | Step Modulating |  | 7.5 | Standard |  | 350000 | 283000 | [6 empty] | 81 | 80 | [6 empty] | Federally-Regulated Commercial & Industrial Equipment | 09/30/2015 |  | 05/24/2016
Trane U.S. Inc. | AMERICAN STANDARD | YHC120F(3, 4, W)*(H,Z)* | LPG | Induced Draft | False | True | 3 | False | Down |  | None | Non-Condensing | Two-Stage Modulating |  | 3.75 | Standard |  | 250000 | 200000 | [6 empty] | 81 | 80 | [6 empty] | Federally-Regulated Commercial & Industrial Equipment | 09/30/2015 |  | 05/24/2016
Trane U.S. Inc. | AMERICAN STANDARD | YHC120F(3, 4, W)*(H,Z)* | LPG | Induced Draft | False | True | 3 | False | Horizontal |  | None | Non-Condensing | Two-Stage Modulating |  | 3.75 | Standard |  | 250000 | 200000 | [6 empty] | 81 | 80 | [6 empty] | Federally-Regulated Commercial & Industrial Equipment | 09/30/2015 |  | 05/24/2016
Trane U.S. Inc. | Trane | GAC180A(3,4,W)E(L,X) | LPG | Induced Draft | False | True | 3 | False | Down |  | None | Non-Condensing | Two-Stage Modulating |  | 3 | Standard |  | 240000 | 192000 | [6 empty] | 80 | 80 | [6 empty] | Federally-Regulated Commercial & Industrial Equipment | 12/04/2015 |  | 05/24/2016
Trane U.S. Inc. | Trane | GAC180A(3,4,W)E(L,X) | LPG | Induced Draft | False | True | 3 | False | Horizontal |  | None | Non-Condensing | Two-Stage Modulating |  | 3 | Standard |  | 240000 | 192000 | [6 empty] | 80 | 80 | [6 empty] | Federally-Regulated Commercial & Industrial Equipment | 12/04/2015 |  | 05/24/2016
Trane U.S. Inc. | Trane | GAC180A(3,4,W)E(M,Y) | LPG | Induced Draft | False | True | 3 | False | Down |  | None | Non-Condensing | Two-Stage Modulating |  | 3 | Standard |  | 320000 | 256000 | [6 empty] | 80 | 80 | [6 empty] | Federally-Regulated Commercial & Industrial Equipment | 12/04/2015 |  | 05/24/2016
Trane U.S. Inc. | Trane | GAC180A(3,4,W)E(M,Y) | LPG | Induced Draft | False | True | 3 | False | Horizontal |  | None | Non-Condensing | Two-Stage Modulating |  | 3 | Standard |  | 320000 | 256000 | [6 empty] | 80 | 80 | [6 empty] | Federally-Regulated Commercial & Industrial Equipment | 12/04/2015 |  | 05/24/2016
Trane U.S. Inc. | Trane | GAC210A(3,4,W)E(L,X) | LPG | Induced Draft | False | True | 3 | False | Down |  | None | Non-Condensing | Two-Stage Modulating |  | 5 | Standard |  | 240000 | 192000 | [6 empty] | 80 | 80 | [6 empty] | Federally-Regulated Commercial & Industrial Equipment | 12/04/2015 |  | 05/24/2016
Trane U.S. Inc. | Trane | GAC210A(3,4,W)E(L,X) | LPG | Induced Draft | False | True | 3 | False | Horizontal |  | None | Non-Condensing | Two-Stage Modulating |  | 5 | Standard |  | 240000 | 192000 | [6 empty] | 80 | 80 | [6 empty] | Federally-Regulated Commercial & Industrial Equipment | 12/04/2015 |  | 05/24/2016
Trane U.S. Inc. | Trane | GAC210A(3,4,W)E(M,Y) | LPG | Induced Draft | False | True | 3 | False | Down |  | None | Non-Condensing | Two-Stage Modulating |  | 5 | Standard |  | 320000 | 256000 | [6 empty] | 80 | 80 | [6 empty] | Federally-Regulated Commercial & Industrial Equipment | 12/04/2015 |  | 05/24/2016
Trane U.S. Inc. | Trane | GAC210A(3,4,W)E(M,Y) | LPG | Induced Draft | False | True | 3 | False | Horizontal |  | None | Non-Condensing | Two-Stage Modulating |  | 5 | Standard |  | 320000 | 256000 | [6 empty] | 80 | 80 | [6 empty] | Federally-Regulated Commercial & Industrial Equipment | 12/04/2015 |  | 05/24/2016
Trane U.S. Inc. | Trane | GAC240A(3,4,W)E(L,X) | LPG | Induced Draft | False | True | 3 | False | Down |  | None | Non-Condensing | Two-Stage Modulating |  | 5 | Standard |  | 240000 | 192000 | [6 empty] | 80 | 80 | [6 empty] | Federally-Regulated Commercial & Industrial Equipment | 12/04/2015 |  | 05/24/2016
Trane U.S. Inc. | Trane | GAC240A(3,4,W)E(L,X) | LPG | Induced Draft | False | True | 3 | False | Horizontal |  | None | Non-Condensing | Two-Stage Modulating |  | 5 | Standard |  | 240000 | 192000 | [6 empty] | 80 | 80 | [6 empty] | Federally-Regulated Commercial & Industrial Equipment | 12/04/2015 |  | 05/24/2016
Trane U.S. Inc. | Trane | GAC240A(3,4,W)E(M,Y) | LPG | Induced Draft | False | True | 3 | False | Down |  | None | Non-Condensing | Two-Stage Modulating |  | 5 | Standard |  | 320000 | 256000 | [6 empty] | 80 | 80 | [6 empty] | Federally-Regulated Commercial & Industrial Equipment | 12/04/2015 |  | 05/24/2016
Trane U.S. Inc. | Trane | GAC240A(3,4,W)E(M,Y) | LPG | Induced Draft | False | True | 3 | False | Horizontal |  | None | Non-Condensing | Two-Stage Modulating |  | 5 | Standard |  | 320000 | 256000 | [6 empty] | 80 | 80 | [6 empty] | Federally-Regulated Commercial & Industrial Equipment | 12/04/2015 |  | 05/24/2016
Trane U.S. Inc. | Trane | GAC300A(3,4,W)E(L,X) | LPG | Induced Draft | False | True | 3 | False | Down |  | None | Non-Condensing | Two-Stage Modulating |  | 7.5 | Standard |  | 240000 | 192000 | [6 empty] | 80 | 80 | [6 empty] | Federally-Regulated Commercial & Industrial Equipment | 12/04/2015 |  | 05/24/2016
Trane U.S. Inc. | Trane | GAC300A(3,4,W)E(L,X) | LPG | Induced Draft | False | True | 3 | False | Horizontal |  | None | Non-Condensing | Two-Stage Modulating |  | 7.5 | Standard |  | 240000 | 192000 | [6 empty] | 80 | 80 | [6 empty] | Federally-Regulated Commercial & Industrial Equipment | 12/04/2015 |  | 05/24/2016
Trane U.S. Inc. | Trane | GAC300A(3,4,W)E(M,Y) | LPG | Induced Draft | False | True | 3 | False | Down |  | None | Non-Condensing | Two-Stage Modulating |  | 7.5 | Standard |  | 320000 | 256000 | [6 empty] | 80 | 80 | [6 empty] | Federally-Regulated Commercial & Industrial Equipment | 12/04/2015 |  | 05/24/2016
Trane U.S. Inc. | Trane | GAC300A(3,4,W)E(M,Y) | LPG | Induced Draft | False | True | 3 | False | Horizontal |  | None | Non-Condensing | Two-Stage Modulating |  | 7.5 | Standard |  | 320000 | 256000 | [6 empty] | 80 | 80 | [6 empty] | Federally-Regulated Commercial & Industrial Equipment | 12/04/2015 |  | 05/24/2016
Trane U.S. Inc. | Trane | GAD180A(3,4,W)E(H,Z) | LPG | Induced Draft | False | True | 3 | False | Down |  | None | Non-Condensing | Two-Stage Modulating |  | 3 | Standard |  | 350000 | 280000 | [6 empty] | 80 | 80 | [6 empty] | Federally-Regulated Commercial & Industrial Equipment | 12/04/2015 |  | 05/24/2016
Trane U.S. Inc. | Trane | GAD210A(3,4,W)E(H,Z) | LPG | Induced Draft | False | True | 3 | False | Down |  | None | Non-Condensing | Two-Stage Modulating |  | 5 | Standard |  | 400000 | 320000 | [6 empty] | 80 | 80 | [6 empty] | Federally-Regulated Commercial & Industrial Equipment | 09/30/2015 |  | 05/24/2016
Trane U.S. Inc. | Trane | GAD240A(3,4,W)E(H,Z) | LPG | Induced Draft | False | True | 3 | False | Down |  | None | Non-Condensing | Two-Stage Modulating |  | 5 | Standard |  | 400000 | 320000 | [6 empty] | 80 | 80 | [6 empty] | Federally-Regulated Commercial & Industrial Equipment | 09/30/2015 |  | 05/24/2016
Trane U.S. Inc. | Trane | GAD300A(3,4,W)E(H,Z) | LPG | Induced Draft | False | True | 3 | False | Down |  | None | Non-Condensing | Two-Stage Modulating |  | 7.5 | Standard |  | 400000 | 320000 | [6 empty] | 80 | 80 | [6 empty] | Federally-Regulated Commercial & Industrial Equipment | 09/30/2015 |  | 05/24/2016
Trane U.S. Inc. | Trane | SFHJ*90(4,5,C)B | LPG | Power | False | True | 3 | False | Down |  | None | Non-Condensing | Two-Stage Modulating |  | 0 | Premium |  | 1100000 | 880000 | [6 empty] | 80 | 80 | [6 empty] | Federally-Regulated Commercial & Industrial Equipment | 02/24/2016 |  | 05/24/2016
Trane U.S. Inc. | Trane | SFHJ*90(4,5,C)C | LPG | Power | False | True | 3 | False | Down |  | Electro-Mechanical Inlet Dampe | Non-Condensing | Two-Stage Modulating |  | 0 | Premium |  | 1800000 | 1440000 | [6 empty] | 80 | 80 | [6 empty] | Federally-Regulated Commercial & Industrial Equipment | 02/24/2016 |  | 05/24/2016
Trane U.S. Inc. | Trane | SFHJ*90(4,5,C)E | LPG | Power | False | True | 3 | False | Down |  | Electro-Mechanical Inlet Dampe | Non-Condensing | Step Modulating |  | 0 | Premium |  | 1100000 | 880000 | [6 empty] | 80 | 80 | [6 empty] | Federally-Regulated Commercial & Industrial Equipment | 02/24/2016 |  | 05/24/2016
Trane U.S. Inc. | Trane | SFHJ*90(4,5,C)F | LPG | Power | False | True | 3 | False | Down |  | Electro-Mechanical Inlet Dampe | Non-Condensing | Step Modulating |  | 0 | Premium |  | 1800000 | 1440000 | [6 empty] | 80 | 80 | [6 empty] | Federally-Regulated Commercial & Industrial Equipment | 02/24/2016 |  | 05/24/2016
Trane U.S. Inc. | Trane | SFHJ105(4,5,C)B | LPG | Power | False | True | 3 | False | Down |  | None | Non-Condensing | Two-Stage Modulating |  | 50 | Premium |  | 1100000 | 880000 | [6 empty] | 80 | 80 | [6 empty] | Federally-Regulated Commercial & Industrial Equipment | 09/30/2015 |  | 05/24/2016
Trane U.S. Inc. | Trane | SFHJ105(4,5,C)C | LPG | Power | False | True | 3 | False | Down |  | Electro-Mechanical Inlet Dampe | Non-Condensing | Two-Stage Modulating |  | 50 | Premium |  | 1800000 | 1440000 | [6 empty] | 80 | 80 | [6 empty] | Federally-Regulated Commercial & Industrial Equipment | 09/30/2015 |  | 05/24/2016
Trane U.S. Inc. | Trane | SFHJ105(4,5,C)E | LPG | Power | False | True | 3 | False | Down |  | Electro-Mechanical Inlet Dampe | Non-Condensing | Step Modulating |  | 50 | Premium |  | 1100000 | 880000 | [6 empty] | 80 | 80 | [6 empty] | Federally-Regulated Commercial & Industrial Equipment | 09/30/2015 |  | 05/24/2016
Trane U.S. Inc. | Trane | SFHJ105(4,5,C)F | LPG | Power | False | True | 3 | False | Down |  | Electro-Mechanical Inlet Dampe | Non-Condensing | Step Modulating |  | 50 | Premium |  | 1800000 | 1440000 | [6 empty] | 80 | 80 | [6 empty] | Federally-Regulated Commercial & Industrial Equipment | 09/30/2015 |  | 05/24/2016
Trane U.S. Inc. | Trane | SFHJ120(4,5,C)A | LPG | Power | False | True | 3 | False | Down |  | None | Non-Condensing | Two-Stage Modulating |  | 60 | Premium |  | 1100000 | 880000 | [6 empty] | 80 | 80 | [6 empty] | Federally-Regulated Commercial & Industrial Equipment | 09/30/2015 |  | 05/24/2016
Trane U.S. Inc. | Trane | SFHJ120(4,5,C)B | LPG | Power | False | True | 3 | False | Down |  | Electro-Mechanical Inlet Dampe | Non-Condensing | Two-Stage Modulating |  | 60 | Premium |  | 1800000 | 1440000 | [6 empty] | 80 | 80 | [6 empty] | Federally-Regulated Commercial & Industrial Equipment | 09/30/2015 |  | 05/24/2016
Trane U.S. Inc. | Trane | SFHJ120(4,5,C)D | LPG | Power | False | True | 3 | False | Down |  | Electro-Mechanical Inlet Dampe | Non-Condensing | Step Modulating |  | 60 | Premium |  | 1100000 | 880000 | [6 empty] | 80 | 80 | [6 empty] | Federally-Regulated Commercial & Industrial Equipment | 09/30/2015 |  | 05/24/2016
Trane U.S. Inc. | Trane | SFHJ120(4,5,C)E | LPG | Power | False | True | 3 | False | Down |  | Electro-Mechanical Inlet Dampe | Non-Condensing | Step Modulating |  | 60 | Premium |  | 1800000 | 1440000 | [6 empty] | 80 | 80 | [6 empty] | Federally-Regulated Commercial & Industrial Equipment | 09/30/2015 |  | 05/24/2016
Trane U.S. Inc. | Trane | SFHJ130(4,5,C)A | LPG | Power | False | True | 3 | False | Down |  | None | Non-Condensing | Two-Stage Modulating |  | 60 | Premium |  | 1100000 | 880000 | [6 empty] | 80 | 80 | [6 empty] | Federally-Regulated Commercial & Industrial Equipment | 09/30/2015 |  | 05/24/2016
Trane U.S. Inc. | Trane | SFHJ130(4,5,C)B | LPG | Power | False | True | 3 | False | Down |  | Electro-Mechanical Inlet Dampe | Non-Condensing | Two-Stage Modulating |  | 60 | Premium |  | 1800000 | 1440000 | [6 empty] | 80 | 80 | [6 empty] | Federally-Regulated Commercial & Industrial Equipment | 09/30/2015 |  | 05/24/2016
Trane U.S. Inc. | Trane | SFHJ130(4,5,C)D | LPG | Power | False | True | 3 | False | Down |  | Electro-Mechanical Inlet Dampe | Non-Condensing | Step Modulating |  | 60 | Premium |  | 1100000 | 880000 | [6 empty] | 80 | 80 | [6 empty] | Federally-Regulated Commercial & Industrial Equipment | 09/30/2015 |  | 05/24/2016
Trane U.S. Inc. | Trane | SFHJ130(4,5,C)E | LPG | Power | False | True | 3 | False | Down |  | Electro-Mechanical Inlet Dampe | Non-Condensing | Step Modulating |  | 60 | Premium |  | 1800000 | 1440000 | [6 empty] | 80 | 80 | [6 empty] | Federally-Regulated Commercial & Industrial Equipment | 09/30/2015 |  | 05/24/2016
Trane U.S. Inc. | Trane | SFHJ150(4,5,C)A | LPG | Power | False | True | 3 | False | Down |  | None | Non-Condensing | Two-Stage Modulating |  | 60 | Premium |  | 1100000 | 880000 | [6 empty] | 80 | 80 | [6 empty] | Federally-Regulated Commercial & Industrial Equipment | 09/30/2015 |  | 05/24/2016
Trane U.S. Inc. | Trane | SFHJ150(4,5,C)B | LPG | Power | False | True | 3 | False | Down |  | Electro-Mechanical Inlet Dampe | Non-Condensing | Two-Stage Modulating |  | 60 | Premium |  | 1800000 | 1440000 | [6 empty] | 80 | 80 | [6 empty] | Federally-Regulated Commercial & Industrial Equipment | 09/30/2015 |  | 05/24/2016
Trane U.S. Inc. | Trane | SFHJ150(4,5,C)D | LPG | Power | False | True | 3 | False | Down |  | Electro-Mechanical Inlet Dampe | Non-Condensing | Step Modulating |  | 60 | Premium |  | 1100000 | 880000 | [6 empty] | 80 | 80 | [6 empty] | Federally-Regulated Commercial & Industrial Equipment | 09/30/2015 |  | 05/24/2016
Trane U.S. Inc. | Trane | SFHJ150(4,5,C)E | LPG | Power | False | True | 3 | False | Down |  | Electro-Mechanical Inlet Dampe | Non-Condensing | Step Modulating |  | 60 | Premium |  | 1800000 | 1440000 | [6 empty] | 80 | 80 | [6 empty] | Federally-Regulated Commercial & Industrial Equipment | 09/30/2015 |  | 05/24/2016
Trane U.S. Inc. | Trane | WFHE200(E,F,4,5)(P,T) | LPG | Power | False | True | 3 | False | Down |  | None | Non-Condensing | Step Modulating |  | 0 | Premium |  | 500000 | 410000 | [6 empty] | 80 | 80 | [6 empty] | Federally-Regulated Commercial & Industrial Equipment | 12/04/2015 |  | 05/24/2016
Trane U.S. Inc. | Trane | WSH150E4R0****0 | LPG | Power | False | True | 3 | False | Down |  | None | Non-Condensing | Two-Stage Modulating |  | 3 | Standard |  | 250000 | 202000 | [6 empty] | 81 | 80 | [6 empty] | Federally-Regulated Commercial & Industrial Equipment | 12/04/2015 |  | 05/24/2016
Trane U.S. Inc. | Trane | WSH240E4R0****0 | LPG | Power | False | True | 3 | False | Down |  | None | Non-Condensing | Two-Stage Modulating |  | 5 | Standard |  | 400000 | 324000 | [6 empty] | 81 | 80 | [6 empty] | Federally-Regulated Commercial & Industrial Equipment | 12/04/2015 |  | 05/24/2016
Trane U.S. Inc. | Trane | YH(D,H)150G(3,4,W)R(H,Z)* | LPG | Power | False | True | 3 | False | Down |  | None | Non-Condensing | Two-Stage Modulating |  | 3 | Standard |  | 250000 | 203000 | [6 empty] | 81 | 80 | [6 empty] | Federally-Regulated Commercial & Industrial Equipment | 12/04/2015 |  | 05/24/2016
Trane U.S. Inc. | Trane | YH(D,H)150G(3,4,W)R(H,Z)* | LPG | Power | False | True | 3 | False | Horizontal |  | None | Non-Condensing | Two-Stage Modulating |  | 3 | Standard |  | 250000 | 203000 | [6 empty] | 81 | 80 | [6 empty] | Federally-Regulated Commercial & Industrial Equipment | 12/04/2015 |  | 05/24/2016
Trane U.S. Inc. | Trane | YH(D,H)150G(3,4,W)RV* | LPG | Power | False | True | 3 | False | Down |  | None | Non-Condensing | Step Modulating |  | 3 | Standard |  | 350000 | 283000 | [6 empty] | 81 | 80 | [6 empty] | Federally-Regulated Commercial & Industrial Equipment | 12/04/2015 |  | 05/24/2016
Trane U.S. Inc. | Trane | YH(D,H)150G(3,4,W)RV* | LPG | Power | False | True | 3 | False | Horizontal |  | None | Non-Condensing | Step Modulating |  | 3 | Standard |  | 350000 | 283000 | [6 empty] | 81 | 80 | [6 empty] | Federally-Regulated Commercial & Industrial Equipment | 12/04/2015 |  | 05/24/2016
Trane U.S. Inc. | Trane | YH(D,H)180G(3,4,W)R(H,Z)* | LPG | Power | False | True | 3 | False | Down |  | None | Non-Condensing | Two-Stage Modulating |  | 3 | Standard |  | 350000 | 284000 | [6 empty] | 81 | 80 | [6 empty] | Federally-Regulated Commercial & Industrial Equipment | 12/04/2015 |  | 05/24/2016
Trane U.S. Inc. | Trane | YH(D,H)180G(3,4,W)R(H,Z)* | Natural Gas | Power | False | True | 3 | False | Down |  | None | Non-Condensing | Two-Stage Modulating |  | 3 | Standard |  | 350000 | 284000 | [6 empty] | 81 | 80 | [6 empty] | Federally-Regulated Commercial & Industrial Equipment | 12/04/2015 |  | 05/24/2016
Trane U.S. Inc. | Trane | YH(D,H)180G(3,4,W)R(H,Z)* | LPG | Power | False | True | 3 | False | Horizontal |  | None | Non-Condensing | Two-Stage Modulating |  | 3 | Standard |  | 350000 | 284000 | [6 empty] | 81 | 80 | [6 empty] | Federally-Regulated Commercial & Industrial Equipment | 12/04/2015 |  | 05/24/2016
Trane U.S. Inc. | Trane | YH(D,H)180G(3,4,W)R(H,Z)* | Natural Gas | Power | False | True | 3 | False | Horizontal |  | None | Non-Condensing | Two-Stage Modulating |  | 3 | Standard |  | 350000 | 284000 | [6 empty] | 81 | 80 | [6 empty] | Federally-Regulated Commercial & Industrial Equipment | 12/04/2015 |  | 05/24/2016
Trane U.S. Inc. | Trane | YH(D,H)180G(3,4,W)R(L,X)* | LPG | Power | False | True | 3 | False | Down |  | None | Non-Condensing | Two-Stage Modulating |  | 3 | Standard |  | 250000 | 203000 | [6 empty] | 81 | 80 | [6 empty] | Federally-Regulated Commercial & Industrial Equipment | 12/04/2015 |  | 05/24/2016
Trane U.S. Inc. | Trane | YH(D,H)180G(3,4,W)R(L,X)* | Natural Gas | Power | False | True | 3 | False | Down |  | None | Non-Condensing | Two-Stage Modulating |  | 3 | Standard |  | 250000 | 203000 | [6 empty] | 81 | 80 | [6 empty] | Federally-Regulated Commercial & Industrial Equipment | 12/04/2015 |  | 05/24/2016
Trane U.S. Inc. | Trane | YH(D,H)180G(3,4,W)R(L,X)* | LPG | Power | False | True | 3 | False | Horizontal |  | None | Non-Condensing | Two-Stage Modulating |  | 3 | Standard |  | 250000 | 203000 | [6 empty] | 81 | 80 | [6 empty] | Federally-Regulated Commercial & Industrial Equipment | 12/04/2015 |  | 05/24/2016
Trane U.S. Inc. | Trane | YH(D,H)180G(3,4,W)R(L,X)* | Natural Gas | Power | False | True | 3 | False | Horizontal |  | None | Non-Condensing | Two-Stage Modulating |  | 3 | Standard |  | 250000 | 203000 | [6 empty] | 81 | 80 | [6 empty] | Federally-Regulated Commercial & Industrial Equipment | 12/04/2015 |  | 05/24/2016
Trane U.S. Inc. | Trane | YH(D,H)180G(3,4,W)RV* | LPG | Power | False | True | 3 | False | Down |  | None | Non-Condensing | Step Modulating |  | 3 | Standard |  | 350000 | 283000 | [6 empty] | 81 | 80 | [6 empty] | Federally-Regulated Commercial & Industrial Equipment | 12/04/2015 |  | 05/24/2016
Trane U.S. Inc. | Trane | YH(D,H)180G(3,4,W)RV* | Natural Gas | Power | False | True | 3 | False | Down |  | None | Non-Condensing | Step Modulating |  | 3 | Standard |  | 350000 | 283000 | [6 empty] | 81 | 80 | [6 empty] | Federally-Regulated Commercial & Industrial Equipment | 12/04/2015 |  | 05/24/2016
Trane U.S. Inc. | Trane | YH(D,H)180G(3,4,W)RV* | LPG | Power | False | True | 3 | False | Horizontal |  | None | Non-Condensing | Step Modulating |  | 3 | Standard |  | 350000 | 283000 | [6 empty] | 81 | 80 | [6 empty] | Federally-Regulated Commercial & Industrial Equipment | 12/04/2015 |  | 05/24/2016
Trane U.S. Inc. | Trane | YH(D,H)180G(3,4,W)RV* | Natural Gas | Power | False | True | 3 | False | Horizontal |  | None | Non-Condensing | Step Modulating |  | 3 | Standard |  | 350000 | 283000 | [6 empty] | 81 | 80 | [6 empty] | Federally-Regulated Commercial & Industrial Equipment | 12/04/2015 |  | 05/24/2016
Trane U.S. Inc. | Trane | YH(D,H)210G(3,4,W)R(H,Z)* | LPG | Power | False | True | 3 | False | Down |  | None | Non-Condensing | Two-Stage Modulating |  | 5 | Standard |  | 350000 | 284000 | [6 empty] | 81 | 80 | [6 empty] | Federally-Regulated Commercial & Industrial Equipment | 12/04/2015 |  | 05/24/2016
Trane U.S. Inc. | Trane | YH(D,H)210G(3,4,W)R(H,Z)* | LPG | Power | False | True | 3 | False | Horizontal |  | None | Non-Condensing | Two-Stage Modulating |  | 5 | Standard |  | 350000 | 284000 | [6 empty] | 81 | 80 | [6 empty] | Federally-Regulated Commercial & Industrial Equipment | 12/04/2015 |  | 05/24/2016
Trane U.S. Inc. | Trane | YH(D,H)210G(3,4,W)R(L,X)* | LPG | Power | False | True | 3 | False | Down |  | None | Non-Condensing | Two-Stage Modulating |  | 5 | Standard |  | 250000 | 203000 | [6 empty] | 81 | 80 | [6 empty] | Federally-Regulated Commercial & Industrial Equipment | 12/04/2015 |  | 05/24/2016
Trane U.S. Inc. | Trane | YH(D,H)210G(3,4,W)R(L,X)* | LPG | Power | False | True | 3 | False | Horizontal |  | None | Non-Condensing | Two-Stage Modulating |  | 5 | Standard |  | 250000 | 203000 | [6 empty] | 81 | 80 | [6 empty] | Federally-Regulated Commercial & Industrial Equipment | 12/04/2015 |  | 05/24/2016
Trane U.S. Inc. | Trane | YH(D,H)210G(3,4,W)RV* | LPG | Power | False | True | 3 | False | Down |  | None | Non-Condensing | Step Modulating |  | 5 | Standard |  | 350000 | 283000 | [6 empty] | 81 | 80 | [6 empty] | Federally-Regulated Commercial & Industrial Equipment | 12/04/2015 |  | 05/24/2016
Trane U.S. Inc. | Trane | YH(D,H)210G(3,4,W)RV* | LPG | Power | False | True | 3 | False | Horizontal |  | None | Non-Condensing | Step Modulating |  | 5 | Standard |  | 350000 | 283000 | [6 empty] | 81 | 80 | [6 empty] | Federally-Regulated Commercial & Industrial Equipment | 12/04/2015 |  | 05/24/2016
Trane U.S. Inc. | Trane | YH(D,H)240G(3,4,W)R(H,Z)* | LPG | Power | False | True | 3 | False | Down |  | None | Non-Condensing | Two-Stage Modulating |  | 5 | Standard |  | 400000 | 324000 | [6 empty] | 81 | 80 | [6 empty] | Federally-Regulated Commercial & Industrial Equipment | 12/04/2015 |  | 05/24/2016
Trane U.S. Inc. | Trane | YH(D,H)240G(3,4,W)R(H,Z)* | LPG | Power | False | True | 3 | False | Horizontal |  | None | Non-Condensing | Two-Stage Modulating |  | 5 | Standard |  | 400000 | 324000 | [6 empty] | 81 | 80 | [6 empty] | Federally-Regulated Commercial & Industrial Equipment | 12/04/2015 |  | 05/24/2016
Trane U.S. Inc. | Trane | YH(D,H)240G(3,4,W)R(L,X)* | LPG | Power | False | True | 3 | False | Down |  | None | Non-Condensing | Two-Stage Modulating |  | 5 | Standard |  | 250000 | 203000 | [6 empty] | 81 | 80 | [6 empty] | Federally-Regulated Commercial & Industrial Equipment | 12/04/2015 |  | 05/24/2016
Trane U.S. Inc. | Trane | YH(D,H)240G(3,4,W)R(L,X)* | LPG | Power | False | True | 3 | False | Horizontal |  | None | Non-Condensing | Two-Stage Modulating |  | 5 | Standard |  | 250000 | 203000 | [6 empty] | 81 | 80 | [6 empty] | Federally-Regulated Commercial & Industrial Equipment | 12/04/2015 |  | 05/24/2016
Trane U.S. Inc. | Trane | YH(D,H)240G(3,4,W)RV* | LPG | Power | False | True | 3 | False | Down |  | None | Non-Condensing | Step Modulating |  | 5 | Standard |  | 350000 | 283000 | [6 empty] | 81 | 80 | [6 empty] | Federally-Regulated Commercial & Industrial Equipment | 12/04/2015 |  | 05/24/2016
Trane U.S. Inc. | Trane | YH(D,H)240G(3,4,W)RV* | LPG | Power | False | True | 3 | False | Horizontal |  | None | Non-Condensing | Step Modulating |  | 5 | Standard |  | 350000 | 283000 | [6 empty] | 81 | 80 | [6 empty] | Federally-Regulated Commercial & Industrial Equipment | 12/04/2015 |  | 05/24/2016
Trane U.S. Inc. | Trane | YH(D,H)300G(3,4,W)R(H,Z)* | LPG | Power | False | True | 3 | False | Down |  | None | Non-Condensing | Two-Stage Modulating |  | 7.5 | Standard |  | 400000 | 324000 | [6 empty] | 81 | 80 | [6 empty] | Federally-Regulated Commercial & Industrial Equipment | 12/04/2015 |  | 05/24/2016
Trane U.S. Inc. | Trane | YH(D,H)300G(3,4,W)R(H,Z)* | LPG | Power | False | True | 3 | False | Horizontal |  | None | Non-Condensing | Two-Stage Modulating |  | 7.5 | Standard |  | 400000 | 324000 | [6 empty] | 81 | 80 | [6 empty] | Federally-Regulated Commercial & Industrial Equipment | 12/04/2015 |  | 05/24/2016
Trane U.S. Inc. | Trane | YH(D,H)300G(3,4,W)R(L,X)* | LPG | Power | False | True | 3 | False | Down |  | None | Non-Condensing | Two-Stage Modulating |  | 7.5 | Standard |  | 250000 | 203000 | [6 empty] | 81 | 80 | [6 empty] | Federally-Regulated Commercial & Industrial Equipment | 12/04/2015 |  | 05/24/2016
Trane U.S. Inc. | Trane | YH(D,H)300G(3,4,W)R(L,X)* | LPG | Power | False | True | 3 | False | Horizontal |  | None | Non-Condensing | Two-Stage Modulating |  | 7.5 | Standard |  | 250000 | 203000 | [6 empty] | 81 | 80 | [6 empty] | Federally-Regulated Commercial & Industrial Equipment | 12/04/2015 |  | 05/24/2016
Trane U.S. Inc. | Trane | YH(D,H)300G(3,4,W)RV* | LPG | Power | False | True | 3 | False | Down |  | None | Non-Condensing | Step Modulating |  | 7.5 | Standard |  | 350000 | 283000 | [6 empty] | 81 | 80 | [6 empty] | Federally-Regulated Commercial & Industrial Equipment | 12/04/2015 |  | 05/24/2016
Trane U.S. Inc. | Trane | YH(D,H)300G(3,4,W)RV* | LPG | Power | False | True | 3 | False | Horizontal |  | None | Non-Condensing | Step Modulating |  | 7.5 | Standard |  | 350000 | 283000 | [6 empty] | 81 | 80 | [6 empty] | Federally-Regulated Commercial & Industrial Equipment | 12/04/2015 |  | 05/24/2016
Trane U.S. Inc. | Trane | YHC120E(3, 4, W)*(H,Z)* | LPG | Induced Draft | False | True | 3 | False | Down |  | None | Non-Condensing | Two-Stage Modulating |  | 3.75 | Standard |  | 250000 | 200000 | [6 empty] | 81 | 80 | [6 empty] | Federally-Regulated Commercial & Industrial Equipment | 09/30/2015 |  | 05/24/2016
Trane U.S. Inc. | Trane | YHC120E(3, 4, W)*(H,Z)* | LPG | Induced Draft | False | True | 3 | False | Horizontal |  | None | Non-Condensing | Two-Stage Modulating |  | 3.75 | Standard |  | 250000 | 200000 | [6 empty] | 81 | 80 | [6 empty] | Federally-Regulated Commercial & Industrial Equipment | 09/30/2015 |  | 05/24/2016
Trane U.S. Inc. | Trane | YHC120F(3, 4, W)*(H,Z)* | LPG | Induced Draft | False | True | 3 | False | Down |  | None | Non-Condensing | Two-Stage Modulating |  | 3.75 | Standard |  | 250000 | 200000 | [6 empty] | 81 | 80 | [6 empty] | Federally-Regulated Commercial & Industrial Equipment | 09/30/2015 |  | 05/24/2016
Trane U.S. Inc. | Trane | YHC120F(3, 4, W)*(H,Z)* | LPG | Induced Draft | False | True | 3 | False | Horizontal |  | None | Non-Condensing | Two-Stage Modulating |  | 3.75 | Standard |  | 250000 | 200000 | [6 empty] | 81 | 80 | [6 empty] | Federally-Regulated Commercial & Industrial Equipment | 09/30/2015 |  | 05/24/2016
Trane U.S. Inc. | Trane | YS(D,H)150F(3,4,W)R(H,Z)* | LPG | Power | False | True | 3 | False | Down |  | None | Non-Condensing | Two-Stage Modulating |  | 3 | Standard |  | 250000 | 203000 | [6 empty] | 81 | 80 | [6 empty] | Federally-Regulated Commercial & Industrial Equipment | 12/04/2015 |  | 05/24/2016
Trane U.S. Inc. | Trane | YS(D,H)150F(3,4,W)R(H,Z)* | LPG | Power | False | True | 3 | False | Horizontal |  | None | Non-Condensing | Two-Stage Modulating |  | 3 | Standard |  | 250000 | 203000 | [6 empty] | 81 | 80 | [6 empty] | Federally-Regulated Commercial & Industrial Equipment | 12/04/2015 |  | 05/24/2016
Trane U.S. Inc. | Trane | YS(D,H)150F(3,4,W)RV* | LPG | Power | False | True | 3 | False | Down |  | None | Non-Condensing | Step Modulating |  | 3 | Standard |  | 350000 | 283000 | [6 empty] | 81 | 80 | [6 empty] | Federally-Regulated Commercial & Industrial Equipment | 12/04/2015 |  | 05/24/2016
Trane U.S. Inc. | Trane | YS(D,H)150F(3,4,W)RV* | LPG | Power | False | True | 3 | False | Horizontal |  | None | Non-Condensing | Step Modulating |  | 3 | Standard |  | 350000 | 283000 | [6 empty] | 81 | 80 | [6 empty] | Federally-Regulated Commercial & Industrial Equipment | 12/04/2015 |  | 05/24/2016
Trane U.S. Inc. | Trane | YS(D,H)180F(3,4,W)R(H,Z)* | LPG | Power | False | True | 3 | False | Down |  | None | Non-Condensing | Two-Stage Modulating |  | 3 | Standard |  | 350000 | 284000 | [6 empty] | 81 | 80 | [6 empty] | Federally-Regulated Commercial & Industrial Equipment | 12/04/2015 |  | 05/24/2016
Trane U.S. Inc. | Trane | YS(D,H)180F(3,4,W)R(H,Z)* | LPG | Power | False | True | 3 | False | Horizontal |  | None | Non-Condensing | Two-Stage Modulating |  | 3 | Standard |  | 350000 | 284000 | [6 empty] | 81 | 80 | [6 empty] | Federally-Regulated Commercial & Industrial Equipment | 12/04/2015 |  | 05/24/2016
Trane U.S. Inc. | Trane | YS(D,H)180F(3,4,W)R(L,X)* | LPG | Power | False | True | 3 | False | Down |  | None | Non-Condensing | Two-Stage Modulating |  | 3 | Standard |  | 250000 | 203000 | [6 empty] | 81 | 80 | [6 empty] | Federally-Regulated Commercial & Industrial Equipment | 12/04/2015 |  | 05/24/2016
Trane U.S. Inc. | Trane | YS(D,H)180F(3,4,W)R(L,X)* | LPG | Power | False | True | 3 | False | Horizontal |  | None | Non-Condensing | Two-Stage Modulating |  | 3 | Standard |  | 250000 | 203000 | [6 empty] | 81 | 80 | [6 empty] | Federally-Regulated Commercial & Industrial Equipment | 12/04/2015 |  | 05/24/2016
Trane U.S. Inc. | Trane | YS(D,H)180F(3,4,W)RV* | LPG | Power | False | True | 3 | False | Down |  | None | Non-Condensing | Step Modulating |  | 3 | Standard |  | 350000 | 283000 | [6 empty] | 81 | 80 | [6 empty] | Federally-Regulated Commercial & Industrial Equipment | 12/04/2015 |  | 05/24/2016
Trane U.S. Inc. | Trane | YS(D,H)180F(3,4,W)RV* | LPG | Power | False | True | 3 | False | Horizontal |  | None | Non-Condensing | Step Modulating |  | 3 | Standard |  | 350000 | 283000 | [6 empty] | 81 | 80 | [6 empty] | Federally-Regulated Commercial & Industrial Equipment | 12/04/2015 |  | 05/24/2016
Trane U.S. Inc. | Trane | YS(D,H)210F(3,4,W)R(H,Z)* | LPG | Power | False | True | 3 | False | Down |  | None | Non-Condensing | Two-Stage Modulating |  | 5 | Standard |  | 350000 | 284000 | [6 empty] | 81 | 80 | [6 empty] | Federally-Regulated Commercial & Industrial Equipment | 12/04/2015 |  | 05/24/2016
Trane U.S. Inc. | Trane | YS(D,H)210F(3,4,W)R(H,Z)* | LPG | Power | False | True | 3 | False | Horizontal |  | None | Non-Condensing | Two-Stage Modulating |  | 5 | Standard |  | 350000 | 284000 | [6 empty] | 81 | 80 | [6 empty] | Federally-Regulated Commercial & Industrial Equipment | 12/04/2015 |  | 05/24/2016
Trane U.S. Inc. | Trane | YS(D,H)210F(3,4,W)R(L,X)* | LPG | Power | False | True | 3 | False | Down |  | None | Non-Condensing | Two-Stage Modulating |  | 5 | Standard |  | 250000 | 203000 | [6 empty] | 81 | 80 | [6 empty] | Federally-Regulated Commercial & Industrial Equipment | 12/04/2015 |  | 05/24/2016
Trane U.S. Inc. | Trane | YS(D,H)210F(3,4,W)R(L,X)* | LPG | Power | False | True | 3 | False | Horizontal |  | None | Non-Condensing | Two-Stage Modulating |  | 5 | Standard |  | 250000 | 203000 | [6 empty] | 81 | 80 | [6 empty] | Federally-Regulated Commercial & Industrial Equipment | 12/04/2015 |  | 05/24/2016
Trane U.S. Inc. | Trane | YS(D,H)210F(3,4,W)RV* | LPG | Power | False | True | 3 | False | Down |  | None | Non-Condensing | Step Modulating |  | 5 | Standard |  | 350000 | 283000 | [6 empty] | 81 | 80 | [6 empty] | Federally-Regulated Commercial & Industrial Equipment | 12/04/2015 |  | 05/24/2016
Trane U.S. Inc. | Trane | YS(D,H)210F(3,4,W)RV* | LPG | Power | False | True | 3 | False | Horizontal |  | None | Non-Condensing | Step Modulating |  | 5 | Standard |  | 350000 | 283000 | [6 empty] | 81 | 80 | [6 empty] | Federally-Regulated Commercial & Industrial Equipment | 12/04/2015 |  | 05/24/2016
Trane U.S. Inc. | Trane | YS(D,H)240F(3,4,W)R(H,Z)* | LPG | Power | False | True | 3 | False | Down |  | None | Non-Condensing | Two-Stage Modulating |  | 5 | Standard |  | 400000 | 324000 | [6 empty] | 81 | 80 | [6 empty] | Federally-Regulated Commercial & Industrial Equipment | 12/04/2015 |  | 05/24/2016
Trane U.S. Inc. | Trane | YS(D,H)240F(3,4,W)R(H,Z)* | LPG | Power | False | True | 3 | False | Horizontal |  | None | Non-Condensing | Two-Stage Modulating |  | 5 | Standard |  | 400000 | 324000 | [6 empty] | 81 | 80 | [6 empty] | Federally-Regulated Commercial & Industrial Equipment | 12/04/2015 |  | 05/24/2016
Trane U.S. Inc. | Trane | YS(D,H)240F(3,4,W)R(L,X)* | LPG | Power | False | True | 3 | False | Down |  | None | Non-Condensing | Two-Stage Modulating |  | 5 | Standard |  | 250000 | 203000 | [6 empty] | 81 | 80 | [6 empty] | Federally-Regulated Commercial & Industrial Equipment | 12/04/2015 |  | 05/24/2016
Trane U.S. Inc. | Trane | YS(D,H)240F(3,4,W)R(L,X)* | LPG | Power | False | True | 3 | False | Horizontal |  | None | Non-Condensing | Two-Stage Modulating |  | 5 | Standard |  | 250000 | 203000 | [6 empty] | 81 | 80 | [6 empty] | Federally-Regulated Commercial & Industrial Equipment | 12/04/2015 |  | 05/24/2016
Trane U.S. Inc. | Trane | YS(D,H)240F(3,4,W)RV* | LPG | Power | False | True | 3 | False | Down |  | None | Non-Condensing | Step Modulating |  | 5 | Standard |  | 350000 | 283000 | [6 empty] | 81 | 80 | [6 empty] | Federally-Regulated Commercial & Industrial Equipment | 12/04/2015 |  | 05/24/2016
Trane U.S. Inc. | Trane | YS(D,H)240F(3,4,W)RV* | LPG | Power | False | True | 3 | False | Horizontal |  | None | Non-Condensing | Step Modulating |  | 5 | Standard |  | 350000 | 283000 | [6 empty] | 81 | 80 | [6 empty] | Federally-Regulated Commercial & Industrial Equipment | 12/04/2015 |  | 05/24/2016
Trane U.S. Inc. | Trane | YS(D,H)300F(3,4,W)R(H,Z)* | LPG | Power | False | True | 3 | False | Down |  | None | Non-Condensing | Two-Stage Modulating |  | 7.5 | Standard |  | 400000 | 324000 | [6 empty] | 81 | 80 | [6 empty] | Federally-Regulated Commercial & Industrial Equipment | 12/04/2015 |  | 05/24/2016
Trane U.S. Inc. | Trane | YS(D,H)300F(3,4,W)R(H,Z)* | LPG | Power | False | True | 3 | False | Horizontal |  | None | Non-Condensing | Two-Stage Modulating |  | 7.5 | Standard |  | 400000 | 324000 | [6 empty] | 81 | 80 | [6 empty] | Federally-Regulated Commercial & Industrial Equipment | 12/04/2015 |  | 05/24/2016
Trane U.S. Inc. | Trane | YS(D,H)300F(3,4,W)R(L,X)* | LPG | Power | False | True | 3 | False | Down |  | None | Non-Condensing | Two-Stage Modulating |  | 7.5 | Standard |  | 250000 | 203000 | [6 empty] | 81 | 80 | [6 empty] | Federally-Regulated Commercial & Industrial Equipment | 12/04/2015 |  | 05/24/2016
Trane U.S. Inc. | Trane | YS(D,H)300F(3,4,W)R(L,X)* | LPG | Power | False | True | 3 | False | Horizontal |  | None | Non-Condensing | Two-Stage Modulating |  | 7.5 | Standard |  | 250000 | 203000 | [6 empty] | 81 | 80 | [6 empty] | Federally-Regulated Commercial & Industrial Equipment | 12/04/2015 |  | 05/24/2016
Trane U.S. Inc. | Trane | YS(D,H)300F(3,4,W)RV* | LPG | Power | False | True | 3 | False | Down |  | None | Non-Condensing | Step Modulating |  | 7.5 | Standard |  | 350000 | 283000 | [6 empty] | 81 | 80 | [6 empty] | Federally-Regulated Commercial & Industrial Equipment | 12/04/2015 |  | 05/24/2016
Trane U.S. Inc. | Trane | YS(D,H)300F(3,4,W)RV* | LPG | Power | False | True | 3 | False | Horizontal |  | None | Non-Condensing | Step Modulating |  | 7.5 | Standard |  | 350000 | 283000 | [6 empty] | 81 | 80 | [6 empty] | Federally-Regulated Commercial & Industrial Equipment | 12/04/2015 |  | 05/24/2016
Trane U.S. Inc. | Trane | YSC120F(3, 4, W)*(H,Z)* | LPG | Induced Draft | False | True | 3 | False | Down |  | None | Non-Condensing | Two-Stage Modulating |  | 3.75 | Standard |  | 250000 | 200000 | [6 empty] | 81 | 80 | [6 empty] | Federally-Regulated Commercial & Industrial Equipment | 09/30/2015 |  | 05/24/2016
Trane U.S. Inc. | Trane | YSC120F(3, 4, W)*(H,Z)* | LPG | Induced Draft | False | True | 3 | False | Horizontal |  | None | Non-Condensing | Two-Stage Modulating |  | 3.75 | Standard |  | 250000 | 200000 | [6 empty] | 81 | 80 | [6 empty] | Federally-Regulated Commercial & Industrial Equipment | 09/30/2015 |  | 05/24/2016
Trane U.S. Inc. | Trane | YZ(D,H)150F(3,4)R(H,Z)* | LPG | Power | False | True | 3 | False | Down |  | None | Non-Condensing | Two-Stage Modulating |  | 3 | Standard |  | 250000 | 203000 | [6 empty] | 81 | 80 | [6 empty] | Federally-Regulated Commercial & Industrial Equipment | 12/04/2015 |  | 05/24/2016
Trane U.S. Inc. | Trane | YZ(D,H)150F(3,4)R(H,Z)* | LPG | Power | False | True | 3 | False | Horizontal |  | None | Non-Condensing | Two-Stage Modulating |  | 3 | Standard |  | 250000 | 203000 | [6 empty] | 81 | 80 | [6 empty] | Federally-Regulated Commercial & Industrial Equipment | 12/04/2015 |  | 05/24/2016
Trane U.S. Inc. | Trane | YZ(D,H)150F(3,4)RV* | LPG | Power | False | True | 3 | False | Down |  | None | Non-Condensing | Step Modulating |  | 3 | Standard |  | 350000 | 283000 | [6 empty] | 81 | 80 | [6 empty] | Federally-Regulated Commercial & Industrial Equipment | 12/04/2015 |  | 05/24/2016
Trane U.S. Inc. | Trane | YZ(D,H)150F(3,4)RV* | LPG | Power | False | True | 3 | False | Horizontal |  | None | Non-Condensing | Step Modulating |  | 3 | Standard |  | 350000 | 283000 | [6 empty] | 81 | 80 | [6 empty] | Federally-Regulated Commercial & Industrial Equipment | 12/04/2015 |  | 05/24/2016
Trane U.S. Inc. | Trane | YZ(D,H)180F(3,4)R(H,Z)* | LPG | Power | False | True | 3 | False | Down |  | None | Non-Condensing | Two-Stage Modulating |  | 3 | Standard |  | 350000 | 284000 | [6 empty] | 81 | 80 | [6 empty] | Federally-Regulated Commercial & Industrial Equipment | 12/04/2015 |  | 05/24/2016
Trane U.S. Inc. | Trane | YZ(D,H)180F(3,4)R(H,Z)* | LPG | Power | False | True | 3 | False | Horizontal |  | None | Non-Condensing | Two-Stage Modulating |  | 3 | Standard |  | 350000 | 284000 | [6 empty] | 81 | 80 | [6 empty] | Federally-Regulated Commercial & Industrial Equipment | 12/04/2015 |  | 05/24/2016
Trane U.S. Inc. | Trane | YZ(D,H)180F(3,4)R(L,X)* | LPG | Power | False | True | 3 | False | Down |  | None | Non-Condensing | Two-Stage Modulating |  | 3 | Standard |  | 250000 | 203000 | [6 empty] | 81 | 80 | [6 empty] | Federally-Regulated Commercial & Industrial Equipment | 12/04/2015 |  | 05/24/2016
Trane U.S. Inc. | Trane | YZ(D,H)180F(3,4)R(L,X)* | LPG | Power | False | True | 3 | False | Horizontal |  | None | Non-Condensing | Two-Stage Modulating |  | 3 | Standard |  | 250000 | 203000 | [6 empty] | 81 | 80 | [6 empty] | Federally-Regulated Commercial & Industrial Equipment | 12/04/2015 |  | 05/24/2016
Trane U.S. Inc. | Trane | YZ(D,H)180F(3,4)RV* | LPG | Power | False | True | 3 | False | Down |  | None | Non-Condensing | Step Modulating |  | 3 | Standard |  | 350000 | 283000 | [6 empty] | 81 | 80 | [6 empty] | Federally-Regulated Commercial & Industrial Equipment | 12/04/2015 |  | 05/24/2016
Trane U.S. Inc. | Trane | YZ(D,H)180F(3,4)RV* | LPG | Power | False | True | 3 | False | Horizontal |  | None | Non-Condensing | Step Modulating |  | 3 | Standard |  | 350000 | 283000 | [6 empty] | 81 | 80 | [6 empty] | Federally-Regulated Commercial & Industrial Equipment | 12/04/2015 |  | 05/24/2016
Trane U.S. Inc. | Trane | YZ(D,H)210F(3,4)R(H,Z)* | LPG | Power | False | True | 3 | False | Down |  | None | Non-Condensing | Two-Stage Modulating |  | 5 | Standard |  | 350000 | 284000 | [6 empty] | 81 | 80 | [6 empty] | Federally-Regulated Commercial & Industrial Equipment | 12/04/2015 |  | 05/24/2016
Trane U.S. Inc. | Trane | YZ(D,H)210F(3,4)R(H,Z)* | LPG | Power | False | True | 3 | False | Horizontal |  | None | Non-Condensing | Two-Stage Modulating |  | 5 | Standard |  | 350000 | 284000 | [6 empty] | 81 | 80 | [6 empty] | Federally-Regulated Commercial & Industrial Equipment | 12/04/2015 |  | 05/24/2016
Trane U.S. Inc. | Trane | YZ(D,H)210F(3,4)R(L,X)* | LPG | Power | False | True | 3 | False | Down |  | None | Non-Condensing | Two-Stage Modulating |  | 5 | Standard |  | 250000 | 203000 | [6 empty] | 81 | 80 | [6 empty] | Federally-Regulated Commercial & Industrial Equipment | 12/04/2015 |  | 05/24/2016
Trane U.S. Inc. | Trane | YZ(D,H)210F(3,4)R(L,X)* | LPG | Power | False | True | 3 | False | Horizontal |  | None | Non-Condensing | Two-Stage Modulating |  | 5 | Standard |  | 250000 | 203000 | [6 empty] | 81 | 80 | [6 empty] | Federally-Regulated Commercial & Industrial Equipment | 12/04/2015 |  | 05/24/2016
Trane U.S. Inc. | Trane | YZ(D,H)210F(3,4)RV* | LPG | Power | False | True | 3 | False | Down |  | None | Non-Condensing | Step Modulating |  | 5 | Standard |  | 350000 | 283000 | [6 empty] | 81 | 80 | [6 empty] | Federally-Regulated Commercial & Industrial Equipment | 12/04/2015 |  | 05/24/2016
Trane U.S. Inc. | Trane | YZ(D,H)210F(3,4)RV* | LPG | Power | False | True | 3 | False | Horizontal |  | None | Non-Condensing | Step Modulating |  | 5 | Standard |  | 350000 | 283000 | [6 empty] | 81 | 80 | [6 empty] | Federally-Regulated Commercial & Industrial Equipment | 12/04/2015 |  | 05/24/2016
Carrier Corp. - Syracuse | EcoTemp | WFML135D066 | LPG | Induced Draft | True | False | 1 | False | Up |  | None | Non-Condensing | Single-Stage |  | 0.75 | Standard |  | 132000 | 107000 |  |  | 114600 | 1340 | 80 | 78 | [8 empty] | Federally-Regulated Consumer Product | 11/17/2015 |  | 05/31/2016
Carrier Corp. - Syracuse | EcoTemp | WFML135D066 | Natural Gas | Induced Draft | True | False | 1 | False | Up |  | None | Non-Condensing | Single-Stage |  | 0.75 | Standard |  | 132000 | 107000 |  |  | 114600 | 1340 | 80 | 78 | [8 empty] | Federally-Regulated Consumer Product | 11/17/2015 |  | 05/31/2016
Carrier Corp. - Syracuse | EcoTemp | WFMR135D066 | LPG | Induced Draft | True | False | 1 | False | Down |  | None | Non-Condensing | Single-Stage |  | 0.75 | Standard |  | 132000 | 107000 |  |  | 114600 | 1340 | 80 | 78 | [8 empty] | Federally-Regulated Consumer Product | 11/17/2015 |  | 05/31/2016
Carrier Corp. - Syracuse | EcoTemp | WFMR135D066 | Natural Gas | Induced Draft | True | False | 1 | False | Down |  | None | Non-Condensing | Single-Stage |  | 0.75 | Standard |  | 132000 | 107000 |  |  | 114600 | 1340 | 80 | 78 | [8 empty] | Federally-Regulated Consumer Product | 11/17/2015 |  | 05/31/2016
Carrier Corp. - Syracuse | EcoTemp | WFMR135D066 | LPG | Induced Draft | True | False | 1 | False | Horizontal |  | None | Non-Condensing | Single-Stage |  | 0.75 | Standard |  | 132000 | 107000 |  |  | 114600 | 1340 | 80 | 78 | [8 empty] | Federally-Regulated Consumer Product | 11/17/2015 |  | 05/31/2016
Carrier Corp. - Syracuse | EcoTemp | WFMR135D066 | Natural Gas | Induced Draft | True | False | 1 | False | Horizontal |  | None | Non-Condensing | Single-Stage |  | 0.75 | Standard |  | 132000 | 107000 |  |  | 114600 | 1340 | 80 | 78 | [8 empty] | Federally-Regulated Consumer Product | 11/17/2015 |  | 05/31/2016
Carrier Corp. - Syracuse | EcoTemp | WFMR135D066 | LPG | Induced Draft | True | False | 1 | False | Up |  | None | Non-Condensing | Single-Stage |  | 0.75 | Standard |  | 132000 | 107000 |  |  | 114600 | 1340 | 80 | 78 | [8 empty] | Federally-Regulated Consumer Product | 11/17/2015 |  | 05/31/2016
Carrier Corp. - Syracuse | EcoTemp | WFMR135D066 | Natural Gas | Induced Draft | True | False | 1 | False | Up |  | None | Non-Condensing | Single-Stage |  | 0.75 | Standard |  | 132000 | 107000 |  |  | 114600 | 1340 | 80 | 78 | [8 empty] | Federally-Regulated Consumer Product | 11/17/2015 |  | 05/31/2016
Carrier Corp. - Syracuse | Grandaire | WFML135D066 | LPG | Induced Draft | True | False | 1 | False | Up |  | None | Non-Condensing | Single-Stage |  | 0.75 | Standard |  | 132000 | 107000 |  |  | 114600 | 1340 | 80 | 78 | [8 empty] | Federally-Regulated Consumer Product | 11/17/2015 |  | 05/31/2016
Carrier Corp. - Syracuse | Grandaire | WFML135D066 | Natural Gas | Induced Draft | True | False | 1 | False | Up |  | None | Non-Condensing | Single-Stage |  | 0.75 | Standard |  | 132000 | 107000 |  |  | 114600 | 1340 | 80 | 78 | [8 empty] | Federally-Regulated Consumer Product | 11/17/2015 |  | 05/31/2016
Carrier Corp. - Syracuse | Grandaire | WFMR135D066 | LPG | Induced Draft | True | False | 1 | False | Down |  | None | Non-Condensing | Single-Stage |  | 0.75 | Standard |  | 132000 | 107000 |  |  | 114600 | 1340 | 80 | 78 | [8 empty] | Federally-Regulated Consumer Product | 11/17/2015 |  | 05/31/2016
Carrier Corp. - Syracuse | Grandaire | WFMR135D066 | Natural Gas | Induced Draft | True | False | 1 | False | Down |  | None | Non-Condensing | Single-Stage |  | 0.75 | Standard |  | 132000 | 107000 |  |  | 114600 | 1340 | 80 | 78 | [8 empty] | Federally-Regulated Consumer Product | 11/17/2015 |  | 05/31/2016
Carrier Corp. - Syracuse | Grandaire | WFMR135D066 | LPG | Induced Draft | True | False | 1 | False | Horizontal |  | None | Non-Condensing | Single-Stage |  | 0.75 | Standard |  | 132000 | 107000 |  |  | 114600 | 1340 | 80 | 78 | [8 empty] | Federally-Regulated Consumer Product | 11/17/2015 |  | 05/31/2016
Carrier Corp. - Syracuse | Grandaire | WFMR135D066 | Natural Gas | Induced Draft | True | False | 1 | False | Horizontal |  | None | Non-Condensing | Single-Stage |  | 0.75 | Standard |  | 132000 | 107000 |  |  | 114600 | 1340 | 80 | 78 | [8 empty] | Federally-Regulated Consumer Product | 11/17/2015 |  | 05/31/2016
Carrier Corp. - Syracuse | Grandaire | WFMR135D066 | LPG | Induced Draft | True | False | 1 | False | Up |  | None | Non-Condensing | Single-Stage |  | 0.75 | Standard |  | 132000 | 107000 |  |  | 114600 | 1340 | 80 | 78 | [8 empty] | Federally-Regulated Consumer Product | 11/17/2015 |  | 05/31/2016
Carrier Corp. - Syracuse | Grandaire | WFMR135D066 | Natural Gas | Induced Draft | True | False | 1 | False | Up |  | None | Non-Condensing | Single-Stage |  | 0.75 | Standard |  | 132000 | 107000 |  |  | 114600 | 1340 | 80 | 78 | [8 empty] | Federally-Regulated Consumer Product | 11/17/2015 |  | 05/31/2016
Carrier Corp. - Syracuse | Heil | N8MSL1352422 | LPG | Induced Draft | True | False | 1 | False | Up |  | None | Non-Condensing | Single-Stage |  | 0.75 | Standard |  | 132000 | 107000 |  |  | 114600 | 1340 | 80 | 78 | [8 empty] | Federally-Regulated Consumer Product | 11/17/2015 |  | 05/31/2016
Carrier Corp. - Syracuse | Heil | N8MSL1352422 | Natural Gas | Induced Draft | True | False | 1 | False | Up |  | None | Non-Condensing | Single-Stage |  | 0.75 | Standard |  | 132000 | 107000 |  |  | 114600 | 1340 | 80 | 78 | [8 empty] | Federally-Regulated Consumer Product | 11/17/2015 |  | 05/31/2016
Carrier Corp. - Syracuse | Heil | N8MSL1352422* | LPG | Induced Draft | True | False | 1 | False | Down |  | None | Non-Condensing | Single-Stage |  | 0.75 | Standard |  | 126000 | 102000 |  |  | 114300 | 1403 | 80 | 78 | [8 empty] | Federally-Regulated Consumer Product | 11/17/2015 |  | 05/31/2016
Carrier Corp. - Syracuse | Heil | N8MSL1352422* | Natural Gas | Induced Draft | True | False | 1 | False | Down |  | None | Non-Condensing | Single-Stage |  | 0.75 | Standard |  | 126000 | 102000 |  |  | 114300 | 1403 | 80 | 78 | [8 empty] | Federally-Regulated Consumer Product | 11/17/2015 |  | 05/31/2016
Carrier Corp. - Syracuse | Heil | N8MSL1352422* | LPG | Induced Draft | True | False | 1 | False | Horizontal |  | None | Non-Condensing | Single-Stage |  | 0.75 | Standard |  | 126000 | 102000 |  |  | 114300 | 1403 | 80 | 78 | [8 empty] | Federally-Regulated Consumer Product | 11/17/2015 |  | 05/31/2016
Carrier Corp. - Syracuse | Heil | N8MSL1352422* | Natural Gas | Induced Draft | True | False | 1 | False | Horizontal |  | None | Non-Condensing | Single-Stage |  | 0.75 | Standard |  | 126000 | 102000 |  |  | 114300 | 1403 | 80 | 78 | [8 empty] | Federally-Regulated Consumer Product | 11/17/2015 |  | 05/31/2016
Carrier Corp. - Syracuse | Heil | N8MSN1352422 | LPG | Induced Draft | True | False | 1 | False | Down |  | None | Non-Condensing | Single-Stage |  | 0.75 | Standard |  | 132000 | 107000 |  |  | 114600 | 1340 | 80 | 78 | [8 empty] | Federally-Regulated Consumer Product | 11/17/2015 |  | 05/31/2016
Carrier Corp. - Syracuse | Heil | N8MSN1352422 | Natural Gas | Induced Draft | True | False | 1 | False | Down |  | None | Non-Condensing | Single-Stage |  | 0.75 | Standard |  | 132000 | 107000 |  |  | 114600 | 1340 | 80 | 78 | [8 empty] | Federally-Regulated Consumer Product | 11/17/2015 |  | 05/31/2016
Carrier Corp. - Syracuse | Heil | N8MSN1352422 | LPG | Induced Draft | True | False | 1 | False | Horizontal |  | None | Non-Condensing | Single-Stage |  | 0.75 | Standard |  | 132000 | 107000 |  |  | 114600 | 1340 | 80 | 78 | [8 empty] | Federally-Regulated Consumer Product | 11/17/2015 |  | 05/31/2016
Carrier Corp. - Syracuse | Heil | N8MSN1352422 | Natural Gas | Induced Draft | True | False | 1 | False | Horizontal |  | None | Non-Condensing | Single-Stage |  | 0.75 | Standard |  | 132000 | 107000 |  |  | 114600 | 1340 | 80 | 78 | [8 empty] | Federally-Regulated Consumer Product | 11/17/2015 |  | 05/31/2016
Carrier Corp. - Syracuse | Heil | N8MSN1352422 | LPG | Induced Draft | True | False | 1 | False | Up |  | None | Non-Condensing | Single-Stage |  | 0.75 | Standard |  | 132000 | 107000 |  |  | 114600 | 1340 | 80 | 78 | [8 empty] | Federally-Regulated Consumer Product | 11/17/2015 |  | 05/31/2016
Carrier Corp. - Syracuse | Heil | N8MSN1352422 | Natural Gas | Induced Draft | True | False | 1 | False | Up |  | None | Non-Condensing | Single-Stage |  | 0.75 | Standard |  | 132000 | 107000 |  |  | 114600 | 1340 | 80 | 78 | [8 empty] | Federally-Regulated Consumer Product | 11/17/2015 |  | 05/31/2016
Carrier Corp. - Syracuse | ICP Commercial | N8MSL1352422 | LPG | Induced Draft | True | False | 1 | False | Up |  | None | Non-Condensing | Single-Stage |  | 0.75 | Standard |  | 132000 | 107000 |  |  | 114600 | 1340 | 80 | 78 | [8 empty] | Federally-Regulated Consumer Product | 11/17/2015 |  | 05/31/2016
Carrier Corp. - Syracuse | ICP Commercial | N8MSL1352422 | Natural Gas | Induced Draft | True | False | 1 | False | Up |  | None | Non-Condensing | Single-Stage |  | 0.75 | Standard |  | 132000 | 107000 |  |  | 114600 | 1340 | 80 | 78 | [8 empty] | Federally-Regulated Consumer Product | 11/17/2015 |  | 05/31/2016
Carrier Corp. - Syracuse | ICP Commercial | N8MSL1352422* | LPG | Induced Draft | True | False | 1 | False | Down |  | None | Non-Condensing | Single-Stage |  | 0.75 | Standard |  | 126000 | 102000 |  |  | 114300 | 1403 | 80 | 78 | [8 empty] | Federally-Regulated Consumer Product | 11/17/2015 |  | 05/31/2016
Carrier Corp. - Syracuse | ICP Commercial | N8MSL1352422* | Natural Gas | Induced Draft | True | False | 1 | False | Down |  | None | Non-Condensing | Single-Stage |  | 0.75 | Standard |  | 126000 | 102000 |  |  | 114300 | 1403 | 80 | 78 | [8 empty] | Federally-Regulated Consumer Product | 11/17/2015 |  | 05/31/2016
Carrier Corp. - Syracuse | ICP Commercial | N8MSL1352422* | LPG | Induced Draft | True | False | 1 | False | Horizontal |  | None | Non-Condensing | Single-Stage |  | 0.75 | Standard |  | 126000 | 102000 |  |  | 114300 | 1403 | 80 | 78 | [8 empty] | Federally-Regulated Consumer Product | 11/17/2015 |  | 05/31/2016
Carrier Corp. - Syracuse | ICP Commercial | N8MSL1352422* | Natural Gas | Induced Draft | True | False | 1 | False | Horizontal |  | None | Non-Condensing | Single-Stage |  | 0.75 | Standard |  | 126000 | 102000 |  |  | 114300 | 1403 | 80 | 78 | [8 empty] | Federally-Regulated Consumer Product | 11/17/2015 |  | 05/31/2016
Carrier Corp. - Syracuse | ICP Commercial | N8MSN1352422 | LPG | Induced Draft | True | False | 1 | False | Down |  | None | Non-Condensing | Single-Stage |  | 0.75 | Standard |  | 132000 | 107000 |  |  | 114600 | 1340 | 80 | 78 | [8 empty] | Federally-Regulated Consumer Product | 11/17/2015 |  | 05/31/2016
Carrier Corp. - Syracuse | ICP Commercial | N8MSN1352422 | Natural Gas | Induced Draft | True | False | 1 | False | Down |  | None | Non-Condensing | Single-Stage |  | 0.75 | Standard |  | 132000 | 107000 |  |  | 114600 | 1340 | 80 | 78 | [8 empty] | Federally-Regulated Consumer Product | 11/17/2015 |  | 05/31/2016
Carrier Corp. - Syracuse | ICP Commercial | N8MSN1352422 | LPG | Induced Draft | True | False | 1 | False | Horizontal |  | None | Non-Condensing | Single-Stage |  | 0.75 | Standard |  | 132000 | 107000 |  |  | 114600 | 1340 | 80 | 78 | [8 empty] | Federally-Regulated Consumer Product | 11/17/2015 |  | 05/31/2016
Carrier Corp. - Syracuse | ICP Commercial | N8MSN1352422 | Natural Gas | Induced Draft | True | False | 1 | False | Horizontal |  | None | Non-Condensing | Single-Stage |  | 0.75 | Standard |  | 132000 | 107000 |  |  | 114600 | 1340 | 80 | 78 | [8 empty] | Federally-Regulated Consumer Product | 11/17/2015 |  | 05/31/2016
Carrier Corp. - Syracuse | ICP Commercial | N8MSN1352422 | LPG | Induced Draft | True | False | 1 | False | Up |  | None | Non-Condensing | Single-Stage |  | 0.75 | Standard |  | 132000 | 107000 |  |  | 114600 | 1340 | 80 | 78 | [8 empty] | Federally-Regulated Consumer Product | 11/17/2015 |  | 05/31/2016
Carrier Corp. - Syracuse | ICP Commercial | N8MSN1352422 | Natural Gas | Induced Draft | True | False | 1 | False | Up |  | None | Non-Condensing | Single-Stage |  | 0.75 | Standard |  | 132000 | 107000 |  |  | 114600 | 1340 | 80 | 78 | [8 empty] | Federally-Regulated Consumer Product | 11/17/2015 |  | 05/31/2016
Carrier Corp. - Syracuse | Keeprite | N8MSL1352422 | LPG | Induced Draft | True | False | 1 | False | Up |  | None | Non-Condensing | Single-Stage |  | 0.75 | Standard |  | 132000 | 107000 |  |  | 114600 | 1340 | 80 | 78 | [8 empty] | Federally-Regulated Consumer Product | 11/17/2015 |  | 05/31/2016
Carrier Corp. - Syracuse | Keeprite | N8MSL1352422 | Natural Gas | Induced Draft | True | False | 1 | False | Up |  | None | Non-Condensing | Single-Stage |  | 0.75 | Standard |  | 132000 | 107000 |  |  | 114600 | 1340 | 80 | 78 | [8 empty] | Federally-Regulated Consumer Product | 11/17/2015 |  | 05/31/2016
Carrier Corp. - Syracuse | Keeprite | N8MSL1352422* | LPG | Induced Draft | True | False | 1 | False | Down |  | None | Non-Condensing | Single-Stage |  | 0.75 | Standard |  | 126000 | 102000 |  |  | 114300 | 1403 | 80 | 78 | [8 empty] | Federally-Regulated Consumer Product | 11/17/2015 |  | 05/31/2016
Carrier Corp. - Syracuse | Keeprite | N8MSL1352422* | Natural Gas | Induced Draft | True | False | 1 | False | Down |  | None | Non-Condensing | Single-Stage |  | 0.75 | Standard |  | 126000 | 102000 |  |  | 114300 | 1403 | 80 | 78 | [8 empty] | Federally-Regulated Consumer Product | 11/17/2015 |  | 05/31/2016
Carrier Corp. - Syracuse | Keeprite | N8MSL1352422* | LPG | Induced Draft | True | False | 1 | False | Horizontal |  | None | Non-Condensing | Single-Stage |  | 0.75 | Standard |  | 126000 | 102000 |  |  | 114300 | 1403 | 80 | 78 | [8 empty] | Federally-Regulated Consumer Product | 11/17/2015 |  | 05/31/2016
Carrier Corp. - Syracuse | Keeprite | N8MSL1352422* | Natural Gas | Induced Draft | True | False | 1 | False | Horizontal |  | None | Non-Condensing | Single-Stage |  | 0.75 | Standard |  | 126000 | 102000 |  |  | 114300 | 1403 | 80 | 78 | [8 empty] | Federally-Regulated Consumer Product | 11/17/2015 |  | 05/31/2016
Carrier Corp. - Syracuse | Keeprite | N8MSN1352422 | LPG | Induced Draft | True | False | 1 | False | Down |  | None | Non-Condensing | Single-Stage |  | 0.75 | Standard |  | 132000 | 107000 |  |  | 114600 | 1340 | 80 | 78 | [8 empty] | Federally-Regulated Consumer Product | 11/17/2015 |  | 05/31/2016
Carrier Corp. - Syracuse | Keeprite | N8MSN1352422 | Natural Gas | Induced Draft | True | False | 1 | False | Down |  | None | Non-Condensing | Single-Stage |  | 0.75 | Standard |  | 132000 | 107000 |  |  | 114600 | 1340 | 80 | 78 | [8 empty] | Federally-Regulated Consumer Product | 11/17/2015 |  | 05/31/2016
Carrier Corp. - Syracuse | Keeprite | N8MSN1352422 | LPG | Induced Draft | True | False | 1 | False | Horizontal |  | None | Non-Condensing | Single-Stage |  | 0.75 | Standard |  | 132000 | 107000 |  |  | 114600 | 1340 | 80 | 78 | [8 empty] | Federally-Regulated Consumer Product | 11/17/2015 |  | 05/31/2016
Carrier Corp. - Syracuse | Keeprite | N8MSN1352422 | Natural Gas | Induced Draft | True | False | 1 | False | Horizontal |  | None | Non-Condensing | Single-Stage |  | 0.75 | Standard |  | 132000 | 107000 |  |  | 114600 | 1340 | 80 | 78 | [8 empty] | Federally-Regulated Consumer Product | 11/17/2015 |  | 05/31/2016
Carrier Corp. - Syracuse | Keeprite | N8MSN1352422 | LPG | Induced Draft | True | False | 1 | False | Up |  | None | Non-Condensing | Single-Stage |  | 0.75 | Standard |  | 132000 | 107000 |  |  | 114600 | 1340 | 80 | 78 | [8 empty] | Federally-Regulated Consumer Product | 11/17/2015 |  | 05/31/2016
Carrier Corp. - Syracuse | Keeprite | N8MSN1352422 | Natural Gas | Induced Draft | True | False | 1 | False | Up |  | None | Non-Condensing | Single-Stage |  | 0.75 | Standard |  | 132000 | 107000 |  |  | 114600 | 1340 | 80 | 78 | [8 empty] | Federally-Regulated Consumer Product | 11/17/2015 |  | 05/31/2016
Carrier Corp. - Syracuse | Kenmore | N8MSL1352422 | LPG | Induced Draft | True | False | 1 | False | Up |  | None | Non-Condensing | Single-Stage |  | 0.75 | Standard |  | 132000 | 107000 |  |  | 114600 | 1340 | 80 | 78 | [8 empty] | Federally-Regulated Consumer Product | 11/17/2015 |  | 05/31/2016
Carrier Corp. - Syracuse | Kenmore | N8MSL1352422 | Natural Gas | Induced Draft | True | False | 1 | False | Up |  | None | Non-Condensing | Single-Stage |  | 0.75 | Standard |  | 132000 | 107000 |  |  | 114600 | 1340 | 80 | 78 | [8 empty] | Federally-Regulated Consumer Product | 11/17/2015 |  | 05/31/2016
Carrier Corp. - Syracuse | Kenmore | N8MSL1352422* | LPG | Induced Draft | True | False | 1 | False | Down |  | None | Non-Condensing | Single-Stage |  | 0.75 | Standard |  | 126000 | 102000 |  |  | 114300 | 1403 | 80 | 78 | [8 empty] | Federally-Regulated Consumer Product | 11/17/2015 |  | 05/31/2016
Carrier Corp. - Syracuse | Kenmore | N8MSL1352422* | Natural Gas | Induced Draft | True | False | 1 | False | Down |  | None | Non-Condensing | Single-Stage |  | 0.75 | Standard |  | 126000 | 102000 |  |  | 114300 | 1403 | 80 | 78 | [8 empty] | Federally-Regulated Consumer Product | 11/17/2015 |  | 05/31/2016
Carrier Corp. - Syracuse | Kenmore | N8MSL1352422* | LPG | Induced Draft | True | False | 1 | False | Horizontal |  | None | Non-Condensing | Single-Stage |  | 0.75 | Standard |  | 126000 | 102000 |  |  | 114300 | 1403 | 80 | 78 | [8 empty] | Federally-Regulated Consumer Product | 11/17/2015 |  | 05/31/2016
Carrier Corp. - Syracuse | Kenmore | N8MSL1352422* | Natural Gas | Induced Draft | True | False | 1 | False | Horizontal |  | None | Non-Condensing | Single-Stage |  | 0.75 | Standard |  | 126000 | 102000 |  |  | 114300 | 1403 | 80 | 78 | [8 empty] | Federally-Regulated Consumer Product | 11/17/2015 |  | 05/31/2016
Carrier Corp. - Syracuse | Kenmore | N8MSN1352422 | LPG | Induced Draft | True | False | 1 | False | Down |  | None | Non-Condensing | Single-Stage |  | 0.75 | Standard |  | 132000 | 107000 |  |  | 114600 | 1340 | 80 | 78 | [8 empty] | Federally-Regulated Consumer Product | 11/17/2015 |  | 05/31/2016
Carrier Corp. - Syracuse | Kenmore | N8MSN1352422 | Natural Gas | Induced Draft | True | False | 1 | False | Down |  | None | Non-Condensing | Single-Stage |  | 0.75 | Standard |  | 132000 | 107000 |  |  | 114600 | 1340 | 80 | 78 | [8 empty] | Federally-Regulated Consumer Product | 11/17/2015 |  | 05/31/2016
Carrier Corp. - Syracuse | Kenmore | N8MSN1352422 | LPG | Induced Draft | True | False | 1 | False | Horizontal |  | None | Non-Condensing | Single-Stage |  | 0.75 | Standard |  | 132000 | 107000 |  |  | 114600 | 1340 | 80 | 78 | [8 empty] | Federally-Regulated Consumer Product | 11/17/2015 |  | 05/31/2016
Carrier Corp. - Syracuse | Kenmore | N8MSN1352422 | Natural Gas | Induced Draft | True | False | 1 | False | Horizontal |  | None | Non-Condensing | Single-Stage |  | 0.75 | Standard |  | 132000 | 107000 |  |  | 114600 | 1340 | 80 | 78 | [8 empty] | Federally-Regulated Consumer Product | 11/17/2015 |  | 05/31/2016
Carrier Corp. - Syracuse | Kenmore | N8MSN1352422 | LPG | Induced Draft | True | False | 1 | False | Up |  | None | Non-Condensing | Single-Stage |  | 0.75 | Standard |  | 132000 | 107000 |  |  | 114600 | 1340 | 80 | 78 | [8 empty] | Federally-Regulated Consumer Product | 11/17/2015 |  | 05/31/2016
Carrier Corp. - Syracuse | Kenmore | N8MSN1352422 | Natural Gas | Induced Draft | True | False | 1 | False | Up |  | None | Non-Condensing | Single-Stage |  | 0.75 | Standard |  | 132000 | 107000 |  |  | 114600 | 1340 | 80 | 78 | [8 empty] | Federally-Regulated Consumer Product | 11/17/2015 |  | 05/31/2016
Carrier Corp. - Syracuse | Maratherm | N8MSL1352422 | LPG | Induced Draft | True | False | 1 | False | Up |  | None | Non-Condensing | Single-Stage |  | 0.75 | Standard |  | 132000 | 107000 |  |  | 114600 | 1340 | 80 | 78 | [8 empty] | Federally-Regulated Consumer Product | 11/17/2015 |  | 05/31/2016
Carrier Corp. - Syracuse | Maratherm | N8MSL1352422 | Natural Gas | Induced Draft | True | False | 1 | False | Up |  | None | Non-Condensing | Single-Stage |  | 0.75 | Standard |  | 132000 | 107000 |  |  | 114600 | 1340 | 80 | 78 | [8 empty] | Federally-Regulated Consumer Product | 11/17/2015 |  | 05/31/2016
Carrier Corp. - Syracuse | Maratherm | N8MSL1352422* | LPG | Induced Draft | True | False | 1 | False | Down |  | None | Non-Condensing | Single-Stage |  | 0.75 | Standard |  | 126000 | 102000 |  |  | 114300 | 1403 | 80 | 78 | [8 empty] | Federally-Regulated Consumer Product | 11/17/2015 |  | 05/31/2016
Carrier Corp. - Syracuse | Maratherm | N8MSL1352422* | Natural Gas | Induced Draft | True | False | 1 | False | Down |  | None | Non-Condensing | Single-Stage |  | 0.75 | Standard |  | 126000 | 102000 |  |  | 114300 | 1403 | 80 | 78 | [8 empty] | Federally-Regulated Consumer Product | 11/17/2015 |  | 05/31/2016
Carrier Corp. - Syracuse | Maratherm | N8MSL1352422* | LPG | Induced Draft | True | False | 1 | False | Horizontal |  | None | Non-Condensing | Single-Stage |  | 0.75 | Standard |  | 126000 | 102000 |  |  | 114300 | 1403 | 80 | 78 | [8 empty] | Federally-Regulated Consumer Product | 11/17/2015 |  | 05/31/2016
Carrier Corp. - Syracuse | Maratherm | N8MSL1352422* | Natural Gas | Induced Draft | True | False | 1 | False | Horizontal |  | None | Non-Condensing | Single-Stage |  | 0.75 | Standard |  | 126000 | 102000 |  |  | 114300 | 1403 | 80 | 78 | [8 empty] | Federally-Regulated Consumer Product | 11/17/2015 |  | 05/31/2016
Carrier Corp. - Syracuse | Maratherm | N8MSN1352422 | LPG | Induced Draft | True | False | 1 | False | Down |  | None | Non-Condensing | Single-Stage |  | 0.75 | Standard |  | 132000 | 107000 |  |  | 114600 | 1340 | 80 | 78 | [8 empty] | Federally-Regulated Consumer Product | 11/17/2015 |  | 05/31/2016
Carrier Corp. - Syracuse | Maratherm | N8MSN1352422 | Natural Gas | Induced Draft | True | False | 1 | False | Down |  | None | Non-Condensing | Single-Stage |  | 0.75 | Standard |  | 132000 | 107000 |  |  | 114600 | 1340 | 80 | 78 | [8 empty] | Federally-Regulated Consumer Product | 11/17/2015 |  | 05/31/2016
Carrier Corp. - Syracuse | Maratherm | N8MSN1352422 | LPG | Induced Draft | True | False | 1 | False | Horizontal |  | None | Non-Condensing | Single-Stage |  | 0.75 | Standard |  | 132000 | 107000 |  |  | 114600 | 1340 | 80 | 78 | [8 empty] | Federally-Regulated Consumer Product | 11/17/2015 |  | 05/31/2016
Carrier Corp. - Syracuse | Maratherm | N8MSN1352422 | Natural Gas | Induced Draft | True | False | 1 | False | Horizontal |  | None | Non-Condensing | Single-Stage |  | 0.75 | Standard |  | 132000 | 107000 |  |  | 114600 | 1340 | 80 | 78 | [8 empty] | Federally-Regulated Consumer Product | 11/17/2015 |  | 05/31/2016
Carrier Corp. - Syracuse | Maratherm | N8MSN1352422 | LPG | Induced Draft | True | False | 1 | False | Up |  | None | Non-Condensing | Single-Stage |  | 0.75 | Standard |  | 132000 | 107000 |  |  | 114600 | 1340 | 80 | 78 | [8 empty] | Federally-Regulated Consumer Product | 11/17/2015 |  | 05/31/2016
Carrier Corp. - Syracuse | Maratherm | N8MSN1352422 | Natural Gas | Induced Draft | True | False | 1 | False | Up |  | None | Non-Condensing | Single-Stage |  | 0.75 | Standard |  | 132000 | 107000 |  |  | 114600 | 1340 | 80 | 78 | [8 empty] | Federally-Regulated Consumer Product | 11/17/2015 |  | 05/31/2016
Carrier Corp. - Syracuse | MSH Legacy | N8MSL1352422 | LPG | Induced Draft | True | False | 1 | False | Up |  | None | Non-Condensing | Single-Stage |  | 0.75 | Standard |  | 132000 | 107000 |  |  | 114600 | 1340 | 80 | 78 | [8 empty] | Federally-Regulated Consumer Product | 11/17/2015 |  | 05/31/2016
Carrier Corp. - Syracuse | MSH Legacy | N8MSL1352422 | Natural Gas | Induced Draft | True | False | 1 | False | Up |  | None | Non-Condensing | Single-Stage |  | 0.75 | Standard |  | 132000 | 107000 |  |  | 114600 | 1340 | 80 | 78 | [8 empty] | Federally-Regulated Consumer Product | 11/17/2015 |  | 05/31/2016
Carrier Corp. - Syracuse | MSH Legacy | N8MSL1352422* | LPG | Induced Draft | True | False | 1 | False | Down |  | None | Non-Condensing | Single-Stage |  | 0.75 | Standard |  | 126000 | 102000 |  |  | 114300 | 1403 | 80 | 78 | [8 empty] | Federally-Regulated Consumer Product | 11/17/2015 |  | 05/31/2016
Carrier Corp. - Syracuse | MSH Legacy | N8MSL1352422* | Natural Gas | Induced Draft | True | False | 1 | False | Down |  | None | Non-Condensing | Single-Stage |  | 0.75 | Standard |  | 126000 | 102000 |  |  | 114300 | 1403 | 80 | 78 | [8 empty] | Federally-Regulated Consumer Product | 11/17/2015 |  | 05/31/2016
Carrier Corp. - Syracuse | MSH Legacy | N8MSL1352422* | LPG | Induced Draft | True | False | 1 | False | Horizontal |  | None | Non-Condensing | Single-Stage |  | 0.75 | Standard |  | 126000 | 102000 |  |  | 114300 | 1403 | 80 | 78 | [8 empty] | Federally-Regulated Consumer Product | 11/17/2015 |  | 05/31/2016
Carrier Corp. - Syracuse | MSH Legacy | N8MSL1352422* | Natural Gas | Induced Draft | True | False | 1 | False | Horizontal |  | None | Non-Condensing | Single-Stage |  | 0.75 | Standard |  | 126000 | 102000 |  |  | 114300 | 1403 | 80 | 78 | [8 empty] | Federally-Regulated Consumer Product | 11/17/2015 |  | 05/31/2016
Carrier Corp. - Syracuse | MSH Legacy | N8MSN1352422 | LPG | Induced Draft | True | False | 1 | False | Down |  | None | Non-Condensing | Single-Stage |  | 0.75 | Standard |  | 132000 | 107000 |  |  | 114600 | 1340 | 80 | 78 | [8 empty] | Federally-Regulated Consumer Product | 11/17/2015 |  | 05/31/2016
Carrier Corp. - Syracuse | MSH Legacy | N8MSN1352422 | Natural Gas | Induced Draft | True | False | 1 | False | Down |  | None | Non-Condensing | Single-Stage |  | 0.75 | Standard |  | 132000 | 107000 |  |  | 114600 | 1340 | 80 | 78 | [8 empty] | Federally-Regulated Consumer Product | 11/17/2015 |  | 05/31/2016
Carrier Corp. - Syracuse | MSH Legacy | N8MSN1352422 | LPG | Induced Draft | True | False | 1 | False | Horizontal |  | None | Non-Condensing | Single-Stage |  | 0.75 | Standard |  | 132000 | 107000 |  |  | 114600 | 1340 | 80 | 78 | [8 empty] | Federally-Regulated Consumer Product | 11/17/2015 |  | 05/31/2016
Carrier Corp. - Syracuse | MSH Legacy | N8MSN1352422 | Natural Gas | Induced Draft | True | False | 1 | False | Horizontal |  | None | Non-Condensing | Single-Stage |  | 0.75 | Standard |  | 132000 | 107000 |  |  | 114600 | 1340 | 80 | 78 | [8 empty] | Federally-Regulated Consumer Product | 11/17/2015 |  | 05/31/2016
Carrier Corp. - Syracuse | MSH Legacy | N8MSN1352422 | LPG | Induced Draft | True | False | 1 | False | Up |  | None | Non-Condensing | Single-Stage |  | 0.75 | Standard |  | 132000 | 107000 |  |  | 114600 | 1340 | 80 | 78 | [8 empty] | Federally-Regulated Consumer Product | 11/17/2015 |  | 05/31/2016
Carrier Corp. - Syracuse | MSH Legacy | N8MSN1352422 | Natural Gas | Induced Draft | True | False | 1 | False | Up |  | None | Non-Condensing | Single-Stage |  | 0.75 | Standard |  | 132000 | 107000 |  |  | 114600 | 1340 | 80 | 78 | [8 empty] | Federally-Regulated Consumer Product | 11/17/2015 |  | 05/31/2016
Carrier Corp. - Syracuse | Payne | PG8JAA066135 | LPG | Induced Draft | True | False | 1 | False | Up |  | None | Non-Condensing | Single-Stage |  | 0.75 | Standard |  | 132000 | 107000 |  |  | 114600 | 1340 | 80 | 78 | [8 empty] | Federally-Regulated Consumer Product | 11/17/2015 |  | 05/31/2016
Carrier Corp. - Syracuse | Payne | PG8JAA066135 | Natural Gas | Induced Draft | True | False | 1 | False | Up |  | None | Non-Condensing | Single-Stage |  | 0.75 | Standard |  | 132000 | 107000 |  |  | 114600 | 1340 | 80 | 78 | [8 empty] | Federally-Regulated Consumer Product | 11/17/2015 |  | 05/31/2016
Carrier Corp. - Syracuse | Payne | PG8JAA066135* | LPG | Induced Draft | True | False | 1 | False | Down |  | None | Non-Condensing | Single-Stage |  | 0.75 | Standard |  | 126000 | 102000 |  |  | 114300 | 1403 | 80 | 78 | [8 empty] | Federally-Regulated Consumer Product | 11/17/2015 |  | 05/31/2016
Carrier Corp. - Syracuse | Payne | PG8JAA066135* | Natural Gas | Induced Draft | True | False | 1 | False | Down |  | None | Non-Condensing | Single-Stage |  | 0.75 | Standard |  | 126000 | 102000 |  |  | 114300 | 1403 | 80 | 78 | [8 empty] | Federally-Regulated Consumer Product | 11/17/2015 |  | 05/31/2016
Carrier Corp. - Syracuse | Payne | PG8JAA066135* | LPG | Induced Draft | True | False | 1 | False | Horizontal |  | None | Non-Condensing | Single-Stage |  | 0.75 | Standard |  | 126000 | 102000 |  |  | 114300 | 1403 | 80 | 78 | [8 empty] | Federally-Regulated Consumer Product | 11/17/2015 |  | 05/31/2016
Carrier Corp. - Syracuse | Payne | PG8JAA066135* | Natural Gas | Induced Draft | True | False | 1 | False | Horizontal |  | None | Non-Condensing | Single-Stage |  | 0.75 | Standard |  | 126000 | 102000 |  |  | 114300 | 1403 | 80 | 78 | [8 empty] | Federally-Regulated Consumer Product | 11/17/2015 |  | 05/31/2016
Carrier Corp. - Syracuse | Payne | PG8MAA066135 | LPG | Induced Draft | True | False | 1 | False | Down |  | None | Non-Condensing | Single-Stage |  | 0.75 | Standard |  | 132000 | 107000 |  |  | 114600 | 1340 | 80 | 78 | [8 empty] | Federally-Regulated Consumer Product | 11/17/2015 |  | 05/31/2016
Carrier Corp. - Syracuse | Payne | PG8MAA066135 | Natural Gas | Induced Draft | True | False | 1 | False | Down |  | None | Non-Condensing | Single-Stage |  | 0.75 | Standard |  | 132000 | 107000 |  |  | 114600 | 1340 | 80 | 78 | [8 empty] | Federally-Regulated Consumer Product | 11/17/2015 |  | 05/31/2016
Carrier Corp. - Syracuse | Payne | PG8MAA066135 | LPG | Induced Draft | True | False | 1 | False | Horizontal |  | None | Non-Condensing | Single-Stage |  | 0.75 | Standard |  | 132000 | 107000 |  |  | 114600 | 1340 | 80 | 78 | [8 empty] | Federally-Regulated Consumer Product | 11/17/2015 |  | 05/31/2016
Carrier Corp. - Syracuse | Payne | PG8MAA066135 | Natural Gas | Induced Draft | True | False | 1 | False | Horizontal |  | None | Non-Condensing | Single-Stage |  | 0.75 | Standard |  | 132000 | 107000 |  |  | 114600 | 1340 | 80 | 78 | [8 empty] | Federally-Regulated Consumer Product | 11/17/2015 |  | 05/31/2016
Carrier Corp. - Syracuse | Payne | PG8MAA066135 | LPG | Induced Draft | True | False | 1 | False | Up |  | None | Non-Condensing | Single-Stage |  | 0.75 | Standard |  | 132000 | 107000 |  |  | 114600 | 1340 | 80 | 78 | [8 empty] | Federally-Regulated Consumer Product | 11/17/2015 |  | 05/31/2016
Carrier Corp. - Syracuse | Payne | PG8MAA066135 | Natural Gas | Induced Draft | True | False | 1 | False | Up |  | None | Non-Condensing | Single-Stage |  | 0.75 | Standard |  | 132000 | 107000 |  |  | 114600 | 1340 | 80 | 78 | [8 empty] | Federally-Regulated Consumer Product | 11/17/2015 |  | 05/31/2016
Carrier Corp. - Syracuse | PLUS 80 | 311AAV066135 | LPG | Induced Draft | True | False | 1 | False | Down |  | None | Non-Condensing | Single-Stage |  | 0.75 | Standard |  | 132000 | 107000 |  |  | 114700 | 1317 | 80 | 78 | [8 empty] | Federally-Regulated Consumer Product | 11/17/2015 |  | 05/31/2016
Carrier Corp. - Syracuse | PLUS 80 | 311AAV066135 | Natural Gas | Induced Draft | True | False | 1 | False | Down |  | None | Non-Condensing | Single-Stage |  | 0.75 | Standard |  | 132000 | 107000 |  |  | 114700 | 1317 | 80 | 78 | [8 empty] | Federally-Regulated Consumer Product | 11/17/2015 |  | 05/31/2016
Carrier Corp. - Syracuse | PLUS 80 | 311AAV066135 | LPG | Induced Draft | True | False | 1 | False | Horizontal |  | None | Non-Condensing | Single-Stage |  | 0.75 | Standard |  | 132000 | 107000 |  |  | 114700 | 1317 | 80 | 78 | [8 empty] | Federally-Regulated Consumer Product | 11/17/2015 |  | 05/31/2016
Carrier Corp. - Syracuse | PLUS 80 | 311AAV066135 | Natural Gas | Induced Draft | True | False | 1 | False | Horizontal |  | None | Non-Condensing | Single-Stage |  | 0.75 | Standard |  | 132000 | 107000 |  |  | 114700 | 1317 | 80 | 78 | [8 empty] | Federally-Regulated Consumer Product | 11/17/2015 |  | 05/31/2016
Carrier Corp. - Syracuse | PLUS 80 | 311AAV066135 | LPG | Induced Draft | True | False | 1 | False | Up |  | None | Non-Condensing | Single-Stage |  | 0.75 | Standard |  | 132000 | 107000 |  |  | 114700 | 1317 | 80 | 78 | [8 empty] | Federally-Regulated Consumer Product | 11/17/2015 |  | 05/31/2016
Carrier Corp. - Syracuse | PLUS 80 | 311AAV066135 | Natural Gas | Induced Draft | True | False | 1 | False | Up |  | None | Non-Condensing | Single-Stage |  | 0.75 | Standard |  | 132000 | 107000 |  |  | 114700 | 1317 | 80 | 78 | [8 empty] | Federally-Regulated Consumer Product | 11/17/2015 |  | 05/31/2016
Carrier Corp. - Syracuse | PLUS 80 | 311JAV066135 | LPG | Induced Draft | True | False | 1 | False | Up |  | None | Non-Condensing | Single-Stage |  | 0.75 | Standard |  | 132000 | 107000 |  |  | 114700 | 1317 | 80 | 78 | [8 empty] | Federally-Regulated Consumer Product | 11/17/2015 |  | 05/31/2016
Carrier Corp. - Syracuse | PLUS 80 | 311JAV066135 | Natural Gas | Induced Draft | True | False | 1 | False | Up |  | None | Non-Condensing | Single-Stage |  | 0.75 | Standard |  | 132000 | 107000 |  |  | 114700 | 1317 | 80 | 78 | [8 empty] | Federally-Regulated Consumer Product | 11/17/2015 |  | 05/31/2016
Carrier Corp. - Syracuse | PLUS 80 | 311JAV066135* | LPG | Induced Draft | True | False | 1 | False | Down |  | None | Non-Condensing | Single-Stage |  | 0.75 | Standard |  | 126000 | 102000 |  |  | 114400 | 1380 | 80 | 78 | [8 empty] | Federally-Regulated Consumer Product | 11/17/2015 |  | 05/31/2016
Carrier Corp. - Syracuse | PLUS 80 | 311JAV066135* | Natural Gas | Induced Draft | True | False | 1 | False | Down |  | None | Non-Condensing | Single-Stage |  | 0.75 | Standard |  | 126000 | 102000 |  |  | 114400 | 1380 | 80 | 78 | [8 empty] | Federally-Regulated Consumer Product | 11/17/2015 |  | 05/31/2016
Carrier Corp. - Syracuse | PLUS 80 | 311JAV066135* | LPG | Induced Draft | True | False | 1 | False | Horizontal |  | None | Non-Condensing | Single-Stage |  | 0.75 | Standard |  | 126000 | 102000 |  |  | 114400 | 1380 | 80 | 78 | [8 empty] | Federally-Regulated Consumer Product | 11/17/2015 |  | 05/31/2016
Carrier Corp. - Syracuse | PLUS 80 | 311JAV066135* | Natural Gas | Induced Draft | True | False | 1 | False | Horizontal |  | None | Non-Condensing | Single-Stage |  | 0.75 | Standard |  | 126000 | 102000 |  |  | 114400 | 1380 | 80 | 78 | [8 empty] | Federally-Regulated Consumer Product | 11/17/2015 |  | 05/31/2016
Carrier Corp. - Syracuse | Tempstar | N8MSL1352422 | LPG | Induced Draft | True | False | 1 | False | Up |  | None | Non-Condensing | Single-Stage |  | 0.75 | Standard |  | 132000 | 107000 |  |  | 114600 | 1340 | 80 | 78 | [8 empty] | Federally-Regulated Consumer Product | 11/17/2015 |  | 05/31/2016
Carrier Corp. - Syracuse | Tempstar | N8MSL1352422 | Natural Gas | Induced Draft | True | False | 1 | False | Up |  | None | Non-Condensing | Single-Stage |  | 0.75 | Standard |  | 132000 | 107000 |  |  | 114600 | 1340 | 80 | 78 | [8 empty] | Federally-Regulated Consumer Product | 11/17/2015 |  | 05/31/2016
Carrier Corp. - Syracuse | Tempstar | N8MSL1352422* | LPG | Induced Draft | True | False | 1 | False | Down |  | None | Non-Condensing | Single-Stage |  | 0.75 | Standard |  | 126000 | 102000 |  |  | 114300 | 1403 | 80 | 78 | [8 empty] | Federally-Regulated Consumer Product | 11/17/2015 |  | 05/31/2016
Carrier Corp. - Syracuse | Tempstar | N8MSL1352422* | Natural Gas | Induced Draft | True | False | 1 | False | Down |  | None | Non-Condensing | Single-Stage |  | 0.75 | Standard |  | 126000 | 102000 |  |  | 114300 | 1403 | 80 | 78 | [8 empty] | Federally-Regulated Consumer Product | 11/17/2015 |  | 05/31/2016
Carrier Corp. - Syracuse | Tempstar | N8MSL1352422* | LPG | Induced Draft | True | False | 1 | False | Horizontal |  | None | Non-Condensing | Single-Stage |  | 0.75 | Standard |  | 126000 | 102000 |  |  | 114300 | 1403 | 80 | 78 | [8 empty] | Federally-Regulated Consumer Product | 11/17/2015 |  | 05/31/2016
Carrier Corp. - Syracuse | Tempstar | N8MSL1352422* | Natural Gas | Induced Draft | True | False | 1 | False | Horizontal |  | None | Non-Condensing | Single-Stage |  | 0.75 | Standard |  | 126000 | 102000 |  |  | 114300 | 1403 | 80 | 78 | [8 empty] | Federally-Regulated Consumer Product | 11/17/2015 |  | 05/31/2016
Carrier Corp. - Syracuse | Tempstar | N8MSN1352422 | LPG | Induced Draft | True | False | 1 | False | Down |  | None | Non-Condensing | Single-Stage |  | 0.75 | Standard |  | 132000 | 107000 |  |  | 114600 | 1340 | 80 | 78 | [8 empty] | Federally-Regulated Consumer Product | 11/17/2015 |  | 05/31/2016
Carrier Corp. - Syracuse | Tempstar | N8MSN1352422 | Natural Gas | Induced Draft | True | False | 1 | False | Down |  | None | Non-Condensing | Single-Stage |  | 0.75 | Standard |  | 132000 | 107000 |  |  | 114600 | 1340 | 80 | 78 | [8 empty] | Federally-Regulated Consumer Product | 11/17/2015 |  | 05/31/2016
Carrier Corp. - Syracuse | Tempstar | N8MSN1352422 | LPG | Induced Draft | True | False | 1 | False | Horizontal |  | None | Non-Condensing | Single-Stage |  | 0.75 | Standard |  | 132000 | 107000 |  |  | 114600 | 1340 | 80 | 78 | [8 empty] | Federally-Regulated Consumer Product | 11/17/2015 |  | 05/31/2016
Carrier Corp. - Syracuse | Tempstar | N8MSN1352422 | Natural Gas | Induced Draft | True | False | 1 | False | Horizontal |  | None | Non-Condensing | Single-Stage |  | 0.75 | Standard |  | 132000 | 107000 |  |  | 114600 | 1340 | 80 | 78 | [8 empty] | Federally-Regulated Consumer Product | 11/17/2015 |  | 05/31/2016
Carrier Corp. - Syracuse | Tempstar | N8MSN1352422 | LPG | Induced Draft | True | False | 1 | False | Up |  | None | Non-Condensing | Single-Stage |  | 0.75 | Standard |  | 132000 | 107000 |  |  | 114600 | 1340 | 80 | 78 | [8 empty] | Federally-Regulated Consumer Product | 11/17/2015 |  | 05/31/2016
Carrier Corp. - Syracuse | Tempstar | N8MSN1352422 | Natural Gas | Induced Draft | True | False | 1 | False | Up |  | None | Non-Condensing | Single-Stage |  | 0.75 | Standard |  | 132000 | 107000 |  |  | 114600 | 1340 | 80 | 78 | [8 empty] | Federally-Regulated Consumer Product | 11/17/2015 |  | 05/31/2016
Carrier Corp. - Syracuse | V-Aire | WFML135D066 | LPG | Induced Draft | True | False | 1 | False | Up |  | None | Non-Condensing | Single-Stage |  | 0.75 | Standard |  | 132000 | 107000 |  |  | 114600 | 1340 | 80 | 78 | [8 empty] | Federally-Regulated Consumer Product | 11/17/2015 |  | 05/31/2016
Carrier Corp. - Syracuse | V-Aire | WFML135D066 | Natural Gas | Induced Draft | True | False | 1 | False | Up |  | None | Non-Condensing | Single-Stage |  | 0.75 | Standard |  | 132000 | 107000 |  |  | 114600 | 1340 | 80 | 78 | [8 empty] | Federally-Regulated Consumer Product | 11/17/2015 |  | 05/31/2016
Carrier Corp. - Syracuse | V-Aire | WFMR135D066 | LPG | Induced Draft | True | False | 1 | False | Down |  | None | Non-Condensing | Single-Stage |  | 0.75 | Standard |  | 132000 | 107000 |  |  | 114600 | 1340 | 80 | 78 | [8 empty] | Federally-Regulated Consumer Product | 11/17/2015 |  | 05/31/2016
Carrier Corp. - Syracuse | V-Aire | WFMR135D066 | Natural Gas | Induced Draft | True | False | 1 | False | Down |  | None | Non-Condensing | Single-Stage |  | 0.75 | Standard |  | 132000 | 107000 |  |  | 114600 | 1340 | 80 | 78 | [8 empty] | Federally-Regulated Consumer Product | 11/17/2015 |  | 05/31/2016
Carrier Corp. - Syracuse | V-Aire | WFMR135D066 | LPG | Induced Draft | True | False | 1 | False | Horizontal |  | None | Non-Condensing | Single-Stage |  | 0.75 | Standard |  | 132000 | 107000 |  |  | 114600 | 1340 | 80 | 78 | [8 empty] | Federally-Regulated Consumer Product | 11/17/2015 |  | 05/31/2016
Carrier Corp. - Syracuse | V-Aire | WFMR135D066 | Natural Gas | Induced Draft | True | False | 1 | False | Horizontal |  | None | Non-Condensing | Single-Stage |  | 0.75 | Standard |  | 132000 | 107000 |  |  | 114600 | 1340 | 80 | 78 | [8 empty] | Federally-Regulated Consumer Product | 11/17/2015 |  | 05/31/2016
Carrier Corp. - Syracuse | V-Aire | WFMR135D066 | LPG | Induced Draft | True | False | 1 | False | Up |  | None | Non-Condensing | Single-Stage |  | 0.75 | Standard |  | 132000 | 107000 |  |  | 114600 | 1340 | 80 | 78 | [8 empty] | Federally-Regulated Consumer Product | 11/17/2015 |  | 05/31/2016
Carrier Corp. - Syracuse | V-Aire | WFMR135D066 | Natural Gas | Induced Draft | True | False | 1 | False | Up |  | None | Non-Condensing | Single-Stage |  | 0.75 | Standard |  | 132000 | 107000 |  |  | 114600 | 1340 | 80 | 78 | [8 empty] | Federally-Regulated Consumer Product | 11/17/2015 |  | 05/31/2016
Allied Air | AIRE-FLO | ABC123z | LPG | Induced Draft | True | True | 1 | False | Down |  | None | Non-Condensing | Single-Stage |  | 0.5 | Standard |  | 68000 | 54000 |  |  | 57300 | 540 | 80 | 78 | [8 empty] | Federally-Regulated Consumer Product | 09/30/2015 |  | 06/28/2016
Allied Air | AIRE-FLO | ABC123z | LPG | Induced Draft | True | True | 1 | False | Horizontal |  | None | Non-Condensing | Single-Stage |  | 0.5 | Standard |  | 68000 | 54000 |  |  | 57300 | 540 | 80 | 78 | [8 empty] | Federally-Regulated Consumer Product | 09/30/2015 |  | 06/28/2016
Allied Air | AIRE-FLO | ABC123z | Natural Gas | Induced Draft | True | True | 1 | False | Down |  | None | Non-Condensing | Single-Stage |  | 0.5 | Standard |  | 68000 | 54000 |  |  | 57300 | 540 | 80 | 78 | [8 empty] | Federally-Regulated Consumer Product | 09/30/2015 |  | 06/28/2016
Allied Air | AIRE-FLO | ABC123z | Natural Gas | Induced Draft | True | True | 1 | False | Horizontal |  | None | Non-Condensing | Single-Stage |  | 0.5 | Standard |  | 68000 | 54000 |  |  | 57300 | 540 | 80 | 78 | [8 empty] | Federally-Regulated Consumer Product | 09/30/2015 |  | 06/28/2016
Daikin Comfort Technologies Manufacturing, L.P. | Daikin | DM96VE0302BN | LPG | Induced Draft | True | False | 1 | False | Up |  | None | Condensing | Two-Stage Modulating |  | 0.5 | Premium |  | 40000 | 38000 |  |  | 32400 | 93 | 96.1 | 78 | [8 empty] | Federally-Regulated Consumer Product | 09/30/2015 |  | 06/28/2016
Daikin Comfort Technologies Manufacturing, L.P. | Daikin | DM96VE0302BN | LPG | Induced Draft | True | False | 1 | False | Horizontal |  | None | Condensing | Two-Stage Modulating |  | 0.5 | Premium |  | 40000 | 38000 |  |  | 32400 | 93 | 96.1 | 78 | [8 empty] | Federally-Regulated Consumer Product | 09/30/2015 |  | 06/28/2016
Daikin Comfort Technologies Manufacturing, L.P. | Daikin | DM96VE0302BN | Natural Gas | Induced Draft | True | False | 1 | False | Up |  | None | Condensing | Two-Stage Modulating |  | 0.5 | Premium |  | 40000 | 38000 |  |  | 32400 | 93 | 96.1 | 78 | [8 empty] | Federally-Regulated Consumer Product | 09/30/2015 |  | 06/28/2016
Daikin Comfort Technologies Manufacturing, L.P. | Daikin | DM96VE0302BN | Natural Gas | Induced Draft | True | False | 1 | False | Horizontal |  | None | Condensing | Two-Stage Modulating |  | 0.5 | Premium |  | 40000 | 38000 |  |  | 32400 | 93 | 96.1 | 78 | [8 empty] | Federally-Regulated Consumer Product | 09/30/2015 |  | 06/28/2016
Daikin Comfort Technologies Manufacturing, L.P. | Amana | AMEC960302BN | LPG | Induced Draft | True | False | 1 | False | Up |  | None | Condensing | Two-Stage Modulating |  | 0.5 | Premium |  | 40000 | 38000 |  |  | 32400 | 93 | 96.1 | 78 | [8 empty] | Federally-Regulated Consumer Product | 09/30/2015 |  | 06/28/2016
Daikin Comfort Technologies Manufacturing, L.P. | Amana | AMEC960302BN | LPG | Induced Draft | True | False | 1 | False | Horizontal |  | None | Condensing | Two-Stage Modulating |  | 0.5 | Premium |  | 40000 | 38000 |  |  | 32400 | 93 | 96.1 | 78 | [8 empty] | Federally-Regulated Consumer Product | 09/30/2015 |  | 06/28/2016
Daikin Comfort Technologies Manufacturing, L.P. | Amana | AMEC960302BN | Natural Gas | Induced Draft | True | False | 1 | False | Up |  | None | Condensing | Two-Stage Modulating |  | 0.5 | Premium |  | 40000 | 38000 |  |  | 32400 | 93 | 96.1 | 78 | [8 empty] | Federally-Regulated Consumer Product | 09/30/2015 |  | 06/28/2016
Daikin Comfort Technologies Manufacturing, L.P. | Amana | AMEC960302BN | Natural Gas | Induced Draft | True | False | 1 | False | Horizontal |  | None | Condensing | Two-Stage Modulating |  | 0.5 | Premium |  | 40000 | 38000 |  |  | 32400 | 93 | 96.1 | 78 | [8 empty] | Federally-Regulated Consumer Product | 09/30/2015 |  | 06/28/2016
Lennox Industries Inc. | E-Series | LGH036**EM*P | LPG | Induced Draft | True | True | 1 | False | Down |  | None | Non-Condensing | Single-Stage |  | 0.5 | Premium |  | 105000 | 84000 |  |  | 98400 | 471 | 80 | 78 | [8 empty] | Federally-Regulated Consumer Product | 02/23/2016 |  | 06/28/2016
Lennox Industries Inc. | E-Series | LGH036**EM*P | LPG | Induced Draft | True | True | 1 | False | Horizontal |  | None | Non-Condensing | Single-Stage |  | 0.5 | Premium |  | 105000 | 84000 |  |  | 98400 | 471 | 80 | 78 | [8 empty] | Federally-Regulated Consumer Product | 02/23/2016 |  | 06/28/2016
Lennox Industries Inc. | E-Series | LGH036**EM*P | Natural Gas | Induced Draft | True | True | 1 | False | Down |  | None | Non-Condensing | Single-Stage |  | 0.5 | Premium |  | 105000 | 84000 |  |  | 98400 | 471 | 80 | 78 | [8 empty] | Federally-Regulated Consumer Product | 02/23/2016 |  | 06/28/2016
Lennox Industries Inc. | E-Series | LGH036**EM*P | Natural Gas | Induced Draft | True | True | 1 | False | Horizontal |  | None | Non-Condensing | Single-Stage |  | 0.5 | Premium |  | 105000 | 84000 |  |  | 98400 | 471 | 80 | 78 | [8 empty] | Federally-Regulated Consumer Product | 02/23/2016 |  | 06/28/2016
Rheem Sales Company, Inc. | Rheem | R801SA050314MSA | LPG | Induced Draft | True | False | 1 | False | Up |  | None | Non-Condensing | Single-Stage |  | 0.33 | Standard |  | 50000 | 41000 |  |  | 37000 | 615 | 80 | 78 | [8 empty] | Federally-Regulated Consumer Product | 11/19/2015 |  | 06/28/2016
Rheem Sales Company, Inc. | Rheem | R801SA050314MSA | LPG | Induced Draft | True | False | 1 | False | Horizontal |  | None | Non-Condensing | Single-Stage |  | 0.33 | Standard |  | 50000 | 41000 |  |  | 37000 | 615 | 80 | 78 | [8 empty] | Federally-Regulated Consumer Product | 11/19/2015 |  | 06/28/2016
Rheem Sales Company, Inc. | Rheem | R801SA050314MSA | Natural Gas | Induced Draft | True | False | 1 | False | Up |  | None | Non-Condensing | Single-Stage |  | 0.33 | Standard |  | 50000 | 41000 |  |  | 37000 | 615 | 80 | 78 | [8 empty] | Federally-Regulated Consumer Product | 11/19/2015 |  | 06/28/2016
Rheem Sales Company, Inc. | Rheem | R801SA050314MSA | Natural Gas | Induced Draft | True | False | 1 | False | Horizontal |  | None | Non-Condensing | Single-Stage |  | 0.33 | Standard |  | 50000 | 41000 |  |  | 37000 | 615 | 80 | 78 | [8 empty] | Federally-Regulated Consumer Product | 11/19/2015 |  | 06/28/2016
Rheem Sales Company, Inc. | Rheem | R801SA050314MXA | LPG | Induced Draft | True | False | 1 | False | Up |  | None | Non-Condensing | Single-Stage |  | 0.33 | Standard |  | 50000 | 41000 |  |  | 37000 | 615 | 80 | 78 | [8 empty] | Federally-Regulated Consumer Product | 11/19/2015 |  | 06/28/2016
Rheem Sales Company, Inc. | Rheem | R801SA050314MXA | LPG | Induced Draft | True | False | 1 | False | Horizontal |  | None | Non-Condensing | Single-Stage |  | 0.33 | Standard |  | 50000 | 41000 |  |  | 37000 | 615 | 80 | 78 | [8 empty] | Federally-Regulated Consumer Product | 11/19/2015 |  | 06/28/2016
Rheem Sales Company, Inc. | Rheem | R801SA050314MXA | Natural Gas | Induced Draft | True | False | 1 | False | Up |  | None | Non-Condensing | Single-Stage |  | 0.33 | Standard |  | 50000 | 41000 |  |  | 37000 | 615 | 80 | 78 | [8 empty] | Federally-Regulated Consumer Product | 11/19/2015 |  | 06/28/2016
Rheem Sales Company, Inc. | Rheem | R801SA050314MXA | Natural Gas | Induced Draft | True | False | 1 | False | Horizontal |  | None | Non-Condensing | Single-Stage |  | 0.33 | Standard |  | 50000 | 41000 |  |  | 37000 | 615 | 80 | 78 | [8 empty] | Federally-Regulated Consumer Product | 11/19/2015 |  | 06/28/2016
Rheem Sales Company, Inc. | Rheem | R801SA050314ZSA | LPG | Induced Draft | True | False | 1 | False | Down |  | None | Non-Condensing | Single-Stage |  | 0.5 | Standard |  | 50000 | 40000 |  |  | 37000 | 657 | 80 | 78 | [8 empty] | Federally-Regulated Consumer Product | 11/19/2015 |  | 06/28/2016
Rheem Sales Company, Inc. | Rheem | R801SA050314ZSA | Natural Gas | Induced Draft | True | False | 1 | False | Down |  | None | Non-Condensing | Single-Stage |  | 0.5 | Standard |  | 50000 | 40000 |  |  | 37000 | 657 | 80 | 78 | [8 empty] | Federally-Regulated Consumer Product | 11/19/2015 |  | 06/28/2016
Rheem Sales Company, Inc. | Rheem | R801SA050314ZXA | LPG | Induced Draft | True | False | 1 | False | Down |  | None | Non-Condensing | Single-Stage |  | 0.5 | Standard |  | 50000 | 40000 |  |  | 37000 | 657 | 80 | 78 | [8 empty] | Federally-Regulated Consumer Product | 11/19/2015 |  | 06/28/2016
Rheem Sales Company, Inc. | Rheem | R801SA050314ZXA | Natural Gas | Induced Draft | True | False | 1 | False | Down |  | None | Non-Condensing | Single-Stage |  | 0.5 | Standard |  | 50000 | 40000 |  |  | 37000 | 657 | 80 | 78 | [8 empty] | Federally-Regulated Consumer Product | 11/19/2015 |  | 06/28/2016
Rheem Sales Company, Inc. | Rheem | R801SA075317ZSA | LPG | Induced Draft | True | False | 1 | False | Down |  | None | Non-Condensing | Single-Stage |  | 0.5 | Standard |  | 75000 | 60000 |  |  | 74000 | 991 | 80 | 78 | [8 empty] | Federally-Regulated Consumer Product | 11/19/2015 |  | 06/28/2016
Rheem Sales Company, Inc. | Rheem | R801SA075317ZSA | Natural Gas | Induced Draft | True | False | 1 | False | Down |  | None | Non-Condensing | Single-Stage |  | 0.5 | Standard |  | 75000 | 60000 |  |  | 74000 | 991 | 80 | 78 | [8 empty] | Federally-Regulated Consumer Product | 11/19/2015 |  | 06/28/2016
Rheem Sales Company, Inc. | Rheem | R801SA075317ZXA | LPG | Induced Draft | True | False | 1 | False | Down |  | None | Non-Condensing | Single-Stage |  | 0.5 | Standard |  | 75000 | 60000 |  |  | 74000 | 991 | 80 | 78 | [8 empty] | Federally-Regulated Consumer Product | 11/19/2015 |  | 06/28/2016
Rheem Sales Company, Inc. | Rheem | R801SA075317ZXA | Natural Gas | Induced Draft | True | False | 1 | False | Down |  | None | Non-Condensing | Single-Stage |  | 0.5 | Standard |  | 75000 | 60000 |  |  | 74000 | 991 | 80 | 78 | [8 empty] | Federally-Regulated Consumer Product | 11/19/2015 |  | 06/28/2016
Rheem Sales Company, Inc. | Rheem | R801SA075417MSA | LPG | Induced Draft | True | False | 1 | False | Up |  | None | Non-Condensing | Single-Stage |  | 0.5 | Standard |  | 75000 | 61000 |  |  | 74700 | 962 | 80 | 78 | [8 empty] | Federally-Regulated Consumer Product | 11/19/2015 |  | 06/28/2016
Rheem Sales Company, Inc. | Rheem | R801SA075417MSA | LPG | Induced Draft | True | False | 1 | False | Horizontal |  | None | Non-Condensing | Single-Stage |  | 0.5 | Standard |  | 75000 | 61000 |  |  | 74700 | 962 | 80 | 78 | [8 empty] | Federally-Regulated Consumer Product | 11/19/2015 |  | 06/28/2016
Rheem Sales Company, Inc. | Rheem | R801SA075417MSA | Natural Gas | Induced Draft | True | False | 1 | False | Up |  | None | Non-Condensing | Single-Stage |  | 0.5 | Standard |  | 75000 | 61000 |  |  | 74700 | 962 | 80 | 78 | [8 empty] | Federally-Regulated Consumer Product | 11/19/2015 |  | 06/28/2016
Rheem Sales Company, Inc. | Rheem | R801SA075417MSA | Natural Gas | Induced Draft | True | False | 1 | False | Horizontal |  | None | Non-Condensing | Single-Stage |  | 0.5 | Standard |  | 75000 | 61000 |  |  | 74700 | 962 | 80 | 78 | [8 empty] | Federally-Regulated Consumer Product | 11/19/2015 |  | 06/28/2016
Rheem Sales Company, Inc. | Rheem | R801SA075417MXA | LPG | Induced Draft | True | False | 1 | False | Up |  | None | Non-Condensing | Single-Stage |  | 0.5 | Standard |  | 75000 | 61000 |  |  | 74700 | 962 | 80 | 78 | [8 empty] | Federally-Regulated Consumer Product | 11/19/2015 |  | 06/28/2016
Rheem Sales Company, Inc. | Rheem | R801SA075417MXA | LPG | Induced Draft | True | False | 1 | False | Horizontal |  | None | Non-Condensing | Single-Stage |  | 0.5 | Standard |  | 75000 | 61000 |  |  | 74700 | 962 | 80 | 78 | [8 empty] | Federally-Regulated Consumer Product | 11/19/2015 |  | 06/28/2016
Rheem Sales Company, Inc. | Rheem | R801SA075417MXA | Natural Gas | Induced Draft | True | False | 1 | False | Up |  | None | Non-Condensing | Single-Stage |  | 0.5 | Standard |  | 75000 | 61000 |  |  | 74700 | 962 | 80 | 78 | [8 empty] | Federally-Regulated Consumer Product | 11/19/2015 |  | 06/28/2016
Rheem Sales Company, Inc. | Rheem | R801SA075417MXA | Natural Gas | Induced Draft | True | False | 1 | False | Horizontal |  | None | Non-Condensing | Single-Stage |  | 0.5 | Standard |  | 75000 | 61000 |  |  | 74700 | 962 | 80 | 78 | [8 empty] | Federally-Regulated Consumer Product | 11/19/2015 |  | 06/28/2016
Rheem Sales Company, Inc. | Rheem | R801SA075417ZSA | LPG | Induced Draft | True | False | 1 | False | Down |  | None | Non-Condensing | Single-Stage |  | 0.75 | Standard |  | 75000 | 60000 |  |  | 74000 | 1127 | 80 | 78 | [8 empty] | Federally-Regulated Consumer Product | 11/19/2015 |  | 06/28/2016
Rheem Sales Company, Inc. | Rheem | R801SA075417ZSA | Natural Gas | Induced Draft | True | False | 1 | False | Down |  | None | Non-Condensing | Single-Stage |  | 0.75 | Standard |  | 75000 | 60000 |  |  | 74000 | 1127 | 80 | 78 | [8 empty] | Federally-Regulated Consumer Product | 11/19/2015 |  | 06/28/2016
Rheem Sales Company, Inc. | Rheem | R801SA075417ZXA | LPG | Induced Draft | True | False | 1 | False | Down |  | None | Non-Condensing | Single-Stage |  | 0.75 | Standard |  | 75000 | 60000 |  |  | 74000 | 1127 | 80 | 78 | [8 empty] | Federally-Regulated Consumer Product | 11/19/2015 |  | 06/28/2016
Rheem Sales Company, Inc. | Rheem | R801SA075417ZXA | Natural Gas | Induced Draft | True | False | 1 | False | Down |  | None | Non-Condensing | Single-Stage |  | 0.75 | Standard |  | 75000 | 60000 |  |  | 74000 | 1127 | 80 | 78 | [8 empty] | Federally-Regulated Consumer Product | 11/19/2015 |  | 06/28/2016
Rheem Sales Company, Inc. | Rheem | R801SA100317ZSA | LPG | Induced Draft | True | False | 1 | False | Down |  | None | Non-Condensing | Single-Stage |  | 0.5 | Standard |  | 100000 | 80000 |  |  | 94000 | 1220 | 80 | 78 | [8 empty] | Federally-Regulated Consumer Product | 11/19/2015 |  | 06/28/2016
Rheem Sales Company, Inc. | Rheem | R801SA100317ZSA | Natural Gas | Induced Draft | True | False | 1 | False | Down |  | None | Non-Condensing | Single-Stage |  | 0.5 | Standard |  | 100000 | 80000 |  |  | 94000 | 1220 | 80 | 78 | [8 empty] | Federally-Regulated Consumer Product | 11/19/2015 |  | 06/28/2016
Rheem Sales Company, Inc. | Rheem | R801SA100317ZXA | LPG | Induced Draft | True | False | 1 | False | Down |  | None | Non-Condensing | Single-Stage |  | 0.5 | Standard |  | 100000 | 80000 |  |  | 94000 | 1220 | 80 | 78 | [8 empty] | Federally-Regulated Consumer Product | 11/19/2015 |  | 06/28/2016
Rheem Sales Company, Inc. | Rheem | R801SA100317ZXA | Natural Gas | Induced Draft | True | False | 1 | False | Down |  | None | Non-Condensing | Single-Stage |  | 0.5 | Standard |  | 100000 | 80000 |  |  | 94000 | 1220 | 80 | 78 | [8 empty] | Federally-Regulated Consumer Product | 11/19/2015 |  | 06/28/2016
Rheem Sales Company, Inc. | Rheem | R801SA100421ZSA | LPG | Induced Draft | True | False | 1 | False | Down |  | None | Non-Condensing | Single-Stage |  | 0.5 | Standard |  | 100000 | 80000 |  |  | 95600 | 1034 | 80 | 78 | [8 empty] | Federally-Regulated Consumer Product | 11/19/2015 |  | 06/28/2016
Rheem Sales Company, Inc. | Rheem | R801SA100421ZSA | Natural Gas | Induced Draft | True | False | 1 | False | Down |  | None | Non-Condensing | Single-Stage |  | 0.5 | Standard |  | 100000 | 80000 |  |  | 95600 | 1034 | 80 | 78 | [8 empty] | Federally-Regulated Consumer Product | 11/19/2015 |  | 06/28/2016
Rheem Sales Company, Inc. | Rheem | R801SA100421ZXA | LPG | Induced Draft | True | False | 1 | False | Down |  | None | Non-Condensing | Single-Stage |  | 0.5 | Standard |  | 100000 | 80000 |  |  | 95600 | 1034 | 80 | 78 | [8 empty] | Federally-Regulated Consumer Product | 11/19/2015 |  | 06/28/2016
Rheem Sales Company, Inc. | Rheem | R801SA100421ZXA | Natural Gas | Induced Draft | True | False | 1 | False | Down |  | None | Non-Condensing | Single-Stage |  | 0.5 | Standard |  | 100000 | 80000 |  |  | 95600 | 1034 | 80 | 78 | [8 empty] | Federally-Regulated Consumer Product | 11/19/2015 |  | 06/28/2016
Rheem Sales Company, Inc. | Rheem | R801SA100521MSA | LPG | Induced Draft | True | False | 1 | False | Up |  | None | Non-Condensing | Single-Stage |  | 0.5 | Standard |  | 100000 | 81000 |  |  | 94300 | 1010 | 80 | 78 | [8 empty] | Federally-Regulated Consumer Product | 11/19/2015 |  | 06/28/2016
Rheem Sales Company, Inc. | Rheem | R801SA100521MSA | LPG | Induced Draft | True | False | 1 | False | Horizontal |  | None | Non-Condensing | Single-Stage |  | 0.5 | Standard |  | 100000 | 81000 |  |  | 94300 | 1010 | 80 | 78 | [8 empty] | Federally-Regulated Consumer Product | 11/19/2015 |  | 06/28/2016
Rheem Sales Company, Inc. | Rheem | R801SA100521MSA | Natural Gas | Induced Draft | True | False | 1 | False | Up |  | None | Non-Condensing | Single-Stage |  | 0.5 | Standard |  | 100000 | 81000 |  |  | 94300 | 1010 | 80 | 78 | [8 empty] | Federally-Regulated Consumer Product | 11/19/2015 |  | 06/28/2016
Rheem Sales Company, Inc. | Rheem | R801SA100521MSA | Natural Gas | Induced Draft | True | False | 1 | False | Horizontal |  | None | Non-Condensing | Single-Stage |  | 0.5 | Standard |  | 100000 | 81000 |  |  | 94300 | 1010 | 80 | 78 | [8 empty] | Federally-Regulated Consumer Product | 11/19/2015 |  | 06/28/2016
Rheem Sales Company, Inc. | Rheem | R801SA100521MXA | LPG | Induced Draft | True | False | 1 | False | Up |  | None | Non-Condensing | Single-Stage |  | 0.5 | Standard |  | 100000 | 81000 |  |  | 94300 | 1010 | 80 | 78 | [8 empty] | Federally-Regulated Consumer Product | 11/19/2015 |  | 06/28/2016
Rheem Sales Company, Inc. | Rheem | R801SA100521MXA | LPG | Induced Draft | True | False | 1 | False | Horizontal |  | None | Non-Condensing | Single-Stage |  | 0.5 | Standard |  | 100000 | 81000 |  |  | 94300 | 1010 | 80 | 78 | [8 empty] | Federally-Regulated Consumer Product | 11/19/2015 |  | 06/28/2016
Rheem Sales Company, Inc. | Rheem | R801SA100521MXA | Natural Gas | Induced Draft | True | False | 1 | False | Up |  | None | Non-Condensing | Single-Stage |  | 0.5 | Standard |  | 100000 | 81000 |  |  | 94300 | 1010 | 80 | 78 | [8 empty] | Federally-Regulated Consumer Product | 11/19/2015 |  | 06/28/2016
Rheem Sales Company, Inc. | Rheem | R801SA100521MXA | Natural Gas | Induced Draft | True | False | 1 | False | Horizontal |  | None | Non-Condensing | Single-Stage |  | 0.5 | Standard |  | 100000 | 81000 |  |  | 94300 | 1010 | 80 | 78 | [8 empty] | Federally-Regulated Consumer Product | 11/19/2015 |  | 06/28/2016
Rheem Sales Company, Inc. | Rheem | R801SA100521ZSA | LPG | Induced Draft | True | False | 1 | False | Down |  | None | Non-Condensing | Single-Stage |  | 0.75 | Standard |  | 100000 | 80000 |  |  | 95000 | 1220 | 80 | 78 | [8 empty] | Federally-Regulated Consumer Product | 11/19/2015 |  | 06/28/2016
Rheem Sales Company, Inc. | Rheem | R801SA100521ZSA | Natural Gas | Induced Draft | True | False | 1 | False | Down |  | None | Non-Condensing | Single-Stage |  | 0.75 | Standard |  | 100000 | 80000 |  |  | 95000 | 1220 | 80 | 78 | [8 empty] | Federally-Regulated Consumer Product | 11/19/2015 |  | 06/28/2016
Rheem Sales Company, Inc. | Rheem | R801SA100521ZXA | LPG | Induced Draft | True | False | 1 | False | Down |  | None | Non-Condensing | Single-Stage |  | 0.75 | Standard |  | 100000 | 80000 |  |  | 95000 | 1220 | 80 | 78 | [8 empty] | Federally-Regulated Consumer Product | 11/19/2015 |  | 06/28/2016
Rheem Sales Company, Inc. | Rheem | R801SA100521ZXA | Natural Gas | Induced Draft | True | False | 1 | False | Down |  | None | Non-Condensing | Single-Stage |  | 0.75 | Standard |  | 100000 | 80000 |  |  | 95000 | 1220 | 80 | 78 | [8 empty] | Federally-Regulated Consumer Product | 11/19/2015 |  | 06/28/2016
Rheem Sales Company, Inc. | Rheem | R801SA125524MSA | LPG | Induced Draft | True | False | 1 | False | Up |  | None | Non-Condensing | Single-Stage |  | 0.75 | Standard |  | 125000 | 101000 |  |  | 113300 | 1262 | 80 | 78 | [8 empty] | Federally-Regulated Consumer Product | 11/19/2015 |  | 06/28/2016
Rheem Sales Company, Inc. | Rheem | R801SA125524MSA | LPG | Induced Draft | True | False | 1 | False | Horizontal |  | None | Non-Condensing | Single-Stage |  | 0.75 | Standard |  | 125000 | 101000 |  |  | 113300 | 1262 | 80 | 78 | [8 empty] | Federally-Regulated Consumer Product | 11/19/2015 |  | 06/28/2016
Rheem Sales Company, Inc. | Rheem | R801SA125524MSA | Natural Gas | Induced Draft | True | False | 1 | False | Up |  | None | Non-Condensing | Single-Stage |  | 0.75 | Standard |  | 125000 | 101000 |  |  | 113300 | 1262 | 80 | 78 | [8 empty] | Federally-Regulated Consumer Product | 11/19/2015 |  | 06/28/2016
Rheem Sales Company, Inc. | Rheem | R801SA125524MSA | Natural Gas | Induced Draft | True | False | 1 | False | Horizontal |  | None | Non-Condensing | Single-Stage |  | 0.75 | Standard |  | 125000 | 101000 |  |  | 113300 | 1262 | 80 | 78 | [8 empty] | Federally-Regulated Consumer Product | 11/19/2015 |  | 06/28/2016
Rheem Sales Company, Inc. | Rheem | R801SA125524MXA | LPG | Induced Draft | True | False | 1 | False | Up |  | None | Non-Condensing | Single-Stage |  | 0.75 | Standard |  | 125000 | 101000 |  |  | 113300 | 1262 | 80 | 78 | [8 empty] | Federally-Regulated Consumer Product | 11/19/2015 |  | 06/28/2016
Rheem Sales Company, Inc. | Rheem | R801SA125524MXA | LPG | Induced Draft | True | False | 1 | False | Horizontal |  | None | Non-Condensing | Single-Stage |  | 0.75 | Standard |  | 125000 | 101000 |  |  | 113300 | 1262 | 80 | 78 | [8 empty] | Federally-Regulated Consumer Product | 11/19/2015 |  | 06/28/2016
Rheem Sales Company, Inc. | Rheem | R801SA125524MXA | Natural Gas | Induced Draft | True | False | 1 | False | Up |  | None | Non-Condensing | Single-Stage |  | 0.75 | Standard |  | 125000 | 101000 |  |  | 113300 | 1262 | 80 | 78 | [8 empty] | Federally-Regulated Consumer Product | 11/19/2015 |  | 06/28/2016
Rheem Sales Company, Inc. | Rheem | R801SA125524MXA | Natural Gas | Induced Draft | True | False | 1 | False | Horizontal |  | None | Non-Condensing | Single-Stage |  | 0.75 | Standard |  | 125000 | 101000 |  |  | 113300 | 1262 | 80 | 78 | [8 empty] | Federally-Regulated Consumer Product | 11/19/2015 |  | 06/28/2016
Rheem Sales Company, Inc. | Rheem | R801SA125524ZSA | LPG | Induced Draft | True | False | 1 | False | Down |  | None | Non-Condensing | Single-Stage |  | 0.75 | Standard |  | 125000 | 100000 |  |  | 112000 | 1469 | 80 | 78 | [8 empty] | Federally-Regulated Consumer Product | 11/19/2015 |  | 06/28/2016
Rheem Sales Company, Inc. | Rheem | R801SA125524ZSA | Natural Gas | Induced Draft | True | False | 1 | False | Down |  | None | Non-Condensing | Single-Stage |  | 0.75 | Standard |  | 125000 | 100000 |  |  | 112000 | 1469 | 80 | 78 | [8 empty] | Federally-Regulated Consumer Product | 11/19/2015 |  | 06/28/2016
Rheem Sales Company, Inc. | Rheem | R801SA125524ZXA | LPG | Induced Draft | True | False | 1 | False | Down |  | None | Non-Condensing | Single-Stage |  | 0.75 | Standard |  | 125000 | 100000 |  |  | 112000 | 1469 | 80 | 78 | [8 empty] | Federally-Regulated Consumer Product | 11/19/2015 |  | 06/28/2016
Rheem Sales Company, Inc. | Rheem | R801SA125524ZXA | Natural Gas | Induced Draft | True | False | 1 | False | Down |  | None | Non-Condensing | Single-Stage |  | 0.75 | Standard |  | 125000 | 100000 |  |  | 112000 | 1469 | 80 | 78 | [8 empty] | Federally-Regulated Consumer Product | 11/19/2015 |  | 06/28/2016
Rheem Sales Company, Inc. | Rheem | R801SA150524MSA | LPG | Induced Draft | True | False | 1 | False | Up |  | None | Non-Condensing | Single-Stage |  | 0.75 | Standard |  | 150000 | 122000 |  |  | 133000 | 1331 | 80 | 78 | [8 empty] | Federally-Regulated Consumer Product | 11/19/2015 |  | 06/28/2016
Rheem Sales Company, Inc. | Rheem | R801SA150524MSA | LPG | Induced Draft | True | False | 1 | False | Horizontal |  | None | Non-Condensing | Single-Stage |  | 0.75 | Standard |  | 150000 | 122000 |  |  | 133000 | 1331 | 80 | 78 | [8 empty] | Federally-Regulated Consumer Product | 11/19/2015 |  | 06/28/2016
Rheem Sales Company, Inc. | Rheem | R801SA150524MSA | Natural Gas | Induced Draft | True | False | 1 | False | Up |  | None | Non-Condensing | Single-Stage |  | 0.75 | Standard |  | 150000 | 122000 |  |  | 133000 | 1331 | 80 | 78 | [8 empty] | Federally-Regulated Consumer Product | 11/19/2015 |  | 06/28/2016
Rheem Sales Company, Inc. | Rheem | R801SA150524MSA | Natural Gas | Induced Draft | True | False | 1 | False | Horizontal |  | None | Non-Condensing | Single-Stage |  | 0.75 | Standard |  | 150000 | 122000 |  |  | 133000 | 1331 | 80 | 78 | [8 empty] | Federally-Regulated Consumer Product | 11/19/2015 |  | 06/28/2016
Rheem Sales Company, Inc. | Rheem | R801SA150524MXA | LPG | Induced Draft | True | False | 1 | False | Up |  | None | Non-Condensing | Single-Stage |  | 0.75 | Standard |  | 150000 | 122000 |  |  | 133000 | 1331 | 80 | 78 | [8 empty] | Federally-Regulated Consumer Product | 11/19/2015 |  | 06/28/2016
Rheem Sales Company, Inc. | Rheem | R801SA150524MXA | LPG | Induced Draft | True | False | 1 | False | Horizontal |  | None | Non-Condensing | Single-Stage |  | 0.75 | Standard |  | 150000 | 122000 |  |  | 133000 | 1331 | 80 | 78 | [8 empty] | Federally-Regulated Consumer Product | 11/19/2015 |  | 06/28/2016
Rheem Sales Company, Inc. | Rheem | R801SA150524MXA | Natural Gas | Induced Draft | True | False | 1 | False | Up |  | None | Non-Condensing | Single-Stage |  | 0.75 | Standard |  | 150000 | 122000 |  |  | 133000 | 1331 | 80 | 78 | [8 empty] | Federally-Regulated Consumer Product | 11/19/2015 |  | 06/28/2016
Rheem Sales Company, Inc. | Rheem | R801SA150524MXA | Natural Gas | Induced Draft | True | False | 1 | False | Horizontal |  | None | Non-Condensing | Single-Stage |  | 0.75 | Standard |  | 150000 | 122000 |  |  | 133000 | 1331 | 80 | 78 | [8 empty] | Federally-Regulated Consumer Product | 11/19/2015 |  | 06/28/2016
Rheem Sales Company, Inc. | Rheem | R801SA150524ZSA | LPG | Induced Draft | True | False | 1 | False | Down |  | None | Non-Condensing | Single-Stage |  | 0.75 | Standard |  | 150000 | 120000 |  |  | 133000 | 1463 | 80 | 78 | [8 empty] | Federally-Regulated Consumer Product | 11/19/2015 |  | 06/28/2016
Rheem Sales Company, Inc. | Rheem | R801SA150524ZSA | Natural Gas | Induced Draft | True | False | 1 | False | Down |  | None | Non-Condensing | Single-Stage |  | 0.75 | Standard |  | 150000 | 120000 |  |  | 133000 | 1463 | 80 | 78 | [8 empty] | Federally-Regulated Consumer Product | 11/19/2015 |  | 06/28/2016
Rheem Sales Company, Inc. | Rheem | R801SA150524ZXA | LPG | Induced Draft | True | False | 1 | False | Down |  | None | Non-Condensing | Single-Stage |  | 0.75 | Standard |  | 150000 | 120000 |  |  | 133000 | 1463 | 80 | 78 | [8 empty] | Federally-Regulated Consumer Product | 11/19/2015 |  | 06/28/2016
Rheem Sales Company, Inc. | Rheem | R801SA150524ZXA | Natural Gas | Induced Draft | True | False | 1 | False | Down |  | None | Non-Condensing | Single-Stage |  | 0.75 | Standard |  | 150000 | 120000 |  |  | 133000 | 1463 | 80 | 78 | [8 empty] | Federally-Regulated Consumer Product | 11/19/2015 |  | 06/28/2016
Rheem Sales Company, Inc. | Rheem | R801TA075521ZSB | LPG | Induced Draft | True | False | 1 | False | Down |  | None | Non-Condensing | Single-Stage |  | 1 | Standard |  | 75000 | 62000 |  |  | 75000 | 659 | 80 | 78 | [8 empty] | Federally-Regulated Consumer Product | 11/19/2015 |  | 06/28/2016
Rheem Sales Company, Inc. | Rheem | R801TA075521ZSB | Natural Gas | Induced Draft | True | False | 1 | False | Down |  | None | Non-Condensing | Single-Stage |  | 1 | Standard |  | 75000 | 62000 |  |  | 75000 | 659 | 80 | 78 | [8 empty] | Federally-Regulated Consumer Product | 11/19/2015 |  | 06/28/2016
Rheem Sales Company, Inc. | Rheem | R801TA100521ZSB | LPG | Induced Draft | True | False | 1 | False | Down |  | None | Non-Condensing | Single-Stage |  | 1 | Standard |  | 100000 | 82000 |  |  | 94000 | 940 | 80 | 78 | [8 empty] | Federally-Regulated Consumer Product | 11/19/2015 |  | 06/28/2016
Rheem Sales Company, Inc. | Rheem | R801TA100521ZSB | Natural Gas | Induced Draft | True | False | 1 | False | Down |  | None | Non-Condensing | Single-Stage |  | 1 | Standard |  | 100000 | 82000 |  |  | 94000 | 940 | 80 | 78 | [8 empty] | Federally-Regulated Consumer Product | 11/19/2015 |  | 06/28/2016
Rheem Sales Company, Inc. | Rheem | R801TA125524ZSB | LPG | Induced Draft | True | False | 1 | False | Down |  | None | Non-Condensing | Single-Stage |  | 1 | Standard |  | 125000 | 103000 |  |  | 113000 | 842 | 80 | 78 | [8 empty] | Federally-Regulated Consumer Product | 11/19/2015 |  | 06/28/2016
Rheem Sales Company, Inc. | Rheem | R801TA125524ZSB | Natural Gas | Induced Draft | True | False | 1 | False | Down |  | None | Non-Condensing | Single-Stage |  | 1 | Standard |  | 125000 | 103000 |  |  | 113000 | 842 | 80 | 78 | [8 empty] | Federally-Regulated Consumer Product | 11/19/2015 |  | 06/28/2016
Rheem Sales Company, Inc. | Rheem | R802PA075317MSA | LPG | Induced Draft | True | False | 1 | False | Up |  | None | Non-Condensing | Single-Stage |  | 0.75 | Standard |  | 75000 | 60000 |  |  | 73000 | 1190 | 80 | 78 | [8 empty] | Federally-Regulated Consumer Product | 12/04/2015 |  | 06/28/2016
Rheem Sales Company, Inc. | Rheem | R802PA075317MSA | LPG | Induced Draft | True | False | 1 | False | Horizontal |  | None | Non-Condensing | Single-Stage |  | 0.75 | Standard |  | 75000 | 60000 |  |  | 73000 | 1190 | 80 | 78 | [8 empty] | Federally-Regulated Consumer Product | 12/04/2015 |  | 06/28/2016
Rheem Sales Company, Inc. | Rheem | R802PA075317MSA | Natural Gas | Induced Draft | True | False | 1 | False | Up |  | None | Non-Condensing | Single-Stage |  | 0.75 | Standard |  | 75000 | 60000 |  |  | 73000 | 1190 | 80 | 78 | [8 empty] | Federally-Regulated Consumer Product | 12/04/2015 |  | 06/28/2016
Rheem Sales Company, Inc. | Rheem | R802PA075317MSA | Natural Gas | Induced Draft | True | False | 1 | False | Horizontal |  | None | Non-Condensing | Single-Stage |  | 0.75 | Standard |  | 75000 | 60000 |  |  | 73000 | 1190 | 80 | 78 | [8 empty] | Federally-Regulated Consumer Product | 12/04/2015 |  | 06/28/2016
Rheem Sales Company, Inc. | Rheem | R802PA075317MXA | LPG | Induced Draft | True | False | 1 | False | Up |  | None | Non-Condensing | Single-Stage |  | 0.75 | Standard |  | 75000 | 60000 |  |  | 73000 | 1190 | 80 | 78 | [8 empty] | Federally-Regulated Consumer Product | 12/04/2015 |  | 06/28/2016
Rheem Sales Company, Inc. | Rheem | R802PA075317MXA | LPG | Induced Draft | True | False | 1 | False | Horizontal |  | None | Non-Condensing | Single-Stage |  | 0.75 | Standard |  | 75000 | 60000 |  |  | 73000 | 1190 | 80 | 78 | [8 empty] | Federally-Regulated Consumer Product | 12/04/2015 |  | 06/28/2016
Rheem Sales Company, Inc. | Rheem | R802PA075317MXA | Natural Gas | Induced Draft | True | False | 1 | False | Up |  | None | Non-Condensing | Single-Stage |  | 0.75 | Standard |  | 75000 | 60000 |  |  | 73000 | 1190 | 80 | 78 | [8 empty] | Federally-Regulated Consumer Product | 12/04/2015 |  | 06/28/2016
Rheem Sales Company, Inc. | Rheem | R802PA075317MXA | Natural Gas | Induced Draft | True | False | 1 | False | Horizontal |  | None | Non-Condensing | Single-Stage |  | 0.75 | Standard |  | 75000 | 60000 |  |  | 73000 | 1190 | 80 | 78 | [8 empty] | Federally-Regulated Consumer Product | 12/04/2015 |  | 06/28/2016
Rheem Sales Company, Inc. | Rheem | R95TA0601317MSA | LPG | Induced Draft | True | False | 1 | False | Up |  | None | Condensing | Single-Stage |  | 0.5 | Premium |  | 56000 | 54000 |  |  | 49000 | 293 | 95 | 78 | [8 empty] | Federally-Regulated Consumer Product | 12/04/2015 |  | 06/28/2016
Rheem Sales Company, Inc. | Rheem | R95TA0601317MSA | LPG | Induced Draft | True | False | 1 | False | Down |  | None | Condensing | Single-Stage |  | 0.5 | Premium |  | 56000 | 54000 |  |  | 49000 | 293 | 95 | 78 | [8 empty] | Federally-Regulated Consumer Product | 12/04/2015 |  | 06/28/2016
Rheem Sales Company, Inc. | Rheem | R95TA0601317MSA | LPG | Induced Draft | True | False | 1 | False | Horizontal |  | None | Condensing | Single-Stage |  | 0.5 | Premium |  | 56000 | 54000 |  |  | 49000 | 293 | 95 | 78 | [8 empty] | Federally-Regulated Consumer Product | 12/04/2015 |  | 06/28/2016
Rheem Sales Company, Inc. | Rheem | R95TA0601317MSA | Natural Gas | Induced Draft | True | False | 1 | False | Up |  | None | Condensing | Single-Stage |  | 0.5 | Premium |  | 56000 | 54000 |  |  | 49000 | 293 | 95 | 78 | [8 empty] | Federally-Regulated Consumer Product | 12/04/2015 |  | 06/28/2016
Rheem Sales Company, Inc. | Rheem | R95TA0601317MSA | Natural Gas | Induced Draft | True | False | 1 | False | Down |  | None | Condensing | Single-Stage |  | 0.5 | Premium |  | 56000 | 54000 |  |  | 49000 | 293 | 95 | 78 | [8 empty] | Federally-Regulated Consumer Product | 12/04/2015 |  | 06/28/2016
Rheem Sales Company, Inc. | Rheem | R95TA0601317MSA | Natural Gas | Induced Draft | True | False | 1 | False | Horizontal |  | None | Condensing | Single-Stage |  | 0.5 | Premium |  | 56000 | 54000 |  |  | 49000 | 293 | 95 | 78 | [8 empty] | Federally-Regulated Consumer Product | 12/04/2015 |  | 06/28/2016
Rheem Sales Company, Inc. | Rheem | R95TA0701317MSA | LPG | Induced Draft | True | False | 1 | False | Up |  | None | Condensing | Single-Stage |  | 0.5 | Premium |  | 70000 | 68000 |  |  | 66000 | 470 | 95 | 78 | [8 empty] | Federally-Regulated Consumer Product | 12/04/2015 |  | 06/28/2016
Rheem Sales Company, Inc. | Rheem | R95TA0701317MSA | LPG | Induced Draft | True | False | 1 | False | Down |  | None | Condensing | Single-Stage |  | 0.5 | Premium |  | 70000 | 68000 |  |  | 66000 | 470 | 95 | 78 | [8 empty] | Federally-Regulated Consumer Product | 12/04/2015 |  | 06/28/2016
Rheem Sales Company, Inc. | Rheem | R95TA0701317MSA | LPG | Induced Draft | True | False | 1 | False | Horizontal |  | None | Condensing | Single-Stage |  | 0.5 | Premium |  | 70000 | 68000 |  |  | 66000 | 470 | 95 | 78 | [8 empty] | Federally-Regulated Consumer Product | 12/04/2015 |  | 06/28/2016
Rheem Sales Company, Inc. | Rheem | R95TA0701317MSA | Natural Gas | Induced Draft | True | False | 1 | False | Up |  | None | Condensing | Single-Stage |  | 0.5 | Premium |  | 70000 | 68000 |  |  | 66000 | 470 | 95 | 78 | [8 empty] | Federally-Regulated Consumer Product | 12/04/2015 |  | 06/28/2016
Rheem Sales Company, Inc. | Rheem | R95TA0701317MSA | Natural Gas | Induced Draft | True | False | 1 | False | Down |  | None | Condensing | Single-Stage |  | 0.5 | Premium |  | 70000 | 68000 |  |  | 66000 | 470 | 95 | 78 | [8 empty] | Federally-Regulated Consumer Product | 12/04/2015 |  | 06/28/2016
Rheem Sales Company, Inc. | Rheem | R95TA0701317MSA | Natural Gas | Induced Draft | True | False | 1 | False | Horizontal |  | None | Condensing | Single-Stage |  | 0.5 | Premium |  | 70000 | 68000 |  |  | 66000 | 470 | 95 | 78 | [8 empty] | Federally-Regulated Consumer Product | 12/04/2015 |  | 06/28/2016
Rheem Sales Company, Inc. | Rheem | R95TA0851521MSA | LPG | Induced Draft | True | False | 1 | False | Up |  | None | Condensing | Single-Stage |  | 1 | Premium |  | 84000 | 82000 |  |  | 80600 | 757 | 96 | 78 | [8 empty] | Federally-Regulated Consumer Product | 12/04/2015 |  | 06/28/2016
Rheem Sales Company, Inc. | Rheem | R95TA0851521MSA | LPG | Induced Draft | True | False | 1 | False | Down |  | None | Condensing | Single-Stage |  | 1 | Premium |  | 84000 | 82000 |  |  | 80600 | 757 | 96 | 78 | [8 empty] | Federally-Regulated Consumer Product | 12/04/2015 |  | 06/28/2016
Rheem Sales Company, Inc. | Rheem | R95TA0851521MSA | LPG | Induced Draft | True | False | 1 | False | Horizontal |  | None | Condensing | Single-Stage |  | 1 | Premium |  | 84000 | 82000 |  |  | 80600 | 757 | 96 | 78 | [8 empty] | Federally-Regulated Consumer Product | 12/04/2015 |  | 06/28/2016
Rheem Sales Company, Inc. | Rheem | R95TA0851521MSA | Natural Gas | Induced Draft | True | False | 1 | False | Up |  | None | Condensing | Single-Stage |  | 1 | Premium |  | 84000 | 82000 |  |  | 80600 | 757 | 96 | 78 | [8 empty] | Federally-Regulated Consumer Product | 12/04/2015 |  | 06/28/2016
Rheem Sales Company, Inc. | Rheem | R95TA0851521MSA | Natural Gas | Induced Draft | True | False | 1 | False | Down |  | None | Condensing | Single-Stage |  | 1 | Premium |  | 84000 | 82000 |  |  | 80600 | 757 | 96 | 78 | [8 empty] | Federally-Regulated Consumer Product | 12/04/2015 |  | 06/28/2016
Rheem Sales Company, Inc. | Rheem | R95TA0851521MSA | Natural Gas | Induced Draft | True | False | 1 | False | Horizontal |  | None | Condensing | Single-Stage |  | 1 | Premium |  | 84000 | 82000 |  |  | 80600 | 757 | 96 | 78 | [8 empty] | Federally-Regulated Consumer Product | 12/04/2015 |  | 06/28/2016
Rheem Sales Company, Inc. | Rheem | R95TA1001521MSA | LPG | Induced Draft | True | False | 1 | False | Up |  | None | Condensing | Single-Stage |  | 1 | Premium |  | 98000 | 95000 |  |  | 98000 | 824 | 95 | 78 | [8 empty] | Federally-Regulated Consumer Product | 12/04/2015 |  | 06/28/2016
Rheem Sales Company, Inc. | Rheem | R95TA1001521MSA | LPG | Induced Draft | True | False | 1 | False | Down |  | None | Condensing | Single-Stage |  | 1 | Premium |  | 98000 | 95000 |  |  | 98000 | 824 | 95 | 78 | [8 empty] | Federally-Regulated Consumer Product | 12/04/2015 |  | 06/28/2016
Rheem Sales Company, Inc. | Rheem | R95TA1001521MSA | LPG | Induced Draft | True | False | 1 | False | Horizontal |  | None | Condensing | Single-Stage |  | 1 | Premium |  | 98000 | 95000 |  |  | 98000 | 824 | 95 | 78 | [8 empty] | Federally-Regulated Consumer Product | 12/04/2015 |  | 06/28/2016
Rheem Sales Company, Inc. | Rheem | R95TA1001521MSA | Natural Gas | Induced Draft | True | False | 1 | False | Up |  | None | Condensing | Single-Stage |  | 1 | Premium |  | 98000 | 95000 |  |  | 98000 | 824 | 95 | 78 | [8 empty] | Federally-Regulated Consumer Product | 12/04/2015 |  | 06/28/2016
Rheem Sales Company, Inc. | Rheem | R95TA1001521MSA | Natural Gas | Induced Draft | True | False | 1 | False | Down |  | None | Condensing | Single-Stage |  | 1 | Premium |  | 98000 | 95000 |  |  | 98000 | 824 | 95 | 78 | [8 empty] | Federally-Regulated Consumer Product | 12/04/2015 |  | 06/28/2016
Rheem Sales Company, Inc. | Rheem | R95TA1001521MSA | Natural Gas | Induced Draft | True | False | 1 | False | Horizontal |  | None | Condensing | Single-Stage |  | 1 | Premium |  | 98000 | 95000 |  |  | 98000 | 824 | 95 | 78 | [8 empty] | Federally-Regulated Consumer Product | 12/04/2015 |  | 06/28/2016
Rheem Sales Company, Inc. | Rheem | R95TA1151524MSA | LPG | Induced Draft | True | False | 1 | False | Up |  | None | Condensing | Single-Stage |  | 1 | Premium |  | 112000 | 108000 |  |  | 99000 | 561 | 95 | 78 | [8 empty] | Federally-Regulated Consumer Product | 12/04/2015 |  | 06/28/2016
Rheem Sales Company, Inc. | Rheem | R95TA1151524MSA | LPG | Induced Draft | True | False | 1 | False | Down |  | None | Condensing | Single-Stage |  | 1 | Premium |  | 112000 | 108000 |  |  | 99000 | 561 | 95 | 78 | [8 empty] | Federally-Regulated Consumer Product | 12/04/2015 |  | 06/28/2016
Rheem Sales Company, Inc. | Rheem | R95TA1151524MSA | LPG | Induced Draft | True | False | 1 | False | Horizontal |  | None | Condensing | Single-Stage |  | 1 | Premium |  | 112000 | 108000 |  |  | 99000 | 561 | 95 | 78 | [8 empty] | Federally-Regulated Consumer Product | 12/04/2015 |  | 06/28/2016
Rheem Sales Company, Inc. | Rheem | R95TA1151524MSA | Natural Gas | Induced Draft | True | False | 1 | False | Up |  | None | Condensing | Single-Stage |  | 1 | Premium |  | 112000 | 108000 |  |  | 99000 | 561 | 95 | 78 | [8 empty] | Federally-Regulated Consumer Product | 12/04/2015 |  | 06/28/2016
Rheem Sales Company, Inc. | Rheem | R95TA1151524MSA | Natural Gas | Induced Draft | True | False | 1 | False | Down |  | None | Condensing | Single-Stage |  | 1 | Premium |  | 112000 | 108000 |  |  | 99000 | 561 | 95 | 78 | [8 empty] | Federally-Regulated Consumer Product | 12/04/2015 |  | 06/28/2016
Rheem Sales Company, Inc. | Rheem | R95TA1151524MSA | Natural Gas | Induced Draft | True | False | 1 | False | Horizontal |  | None | Condensing | Single-Stage |  | 1 | Premium |  | 112000 | 108000 |  |  | 99000 | 561 | 95 | 78 | [8 empty] | Federally-Regulated Consumer Product | 12/04/2015 |  | 06/28/2016
Rheem Sales Company, Inc. | Ruud | R801SA125524MSA | LPG | Induced Draft | True | False | 1 | False | Up |  | None | Non-Condensing | Single-Stage |  | 0.75 | Standard |  | 125000 | 101000 |  |  | 113300 | 1262 | 80 | 78 | [8 empty] | Federally-Regulated Consumer Product | 11/19/2015 |  | 06/28/2016
Rheem Sales Company, Inc. | Ruud | R801SA125524MSA | LPG | Induced Draft | True | False | 1 | False | Horizontal |  | None | Non-Condensing | Single-Stage |  | 0.75 | Standard |  | 125000 | 101000 |  |  | 113300 | 1262 | 80 | 78 | [8 empty] | Federally-Regulated Consumer Product | 11/19/2015 |  | 06/28/2016
Rheem Sales Company, Inc. | Ruud | R801SA125524MSA | Natural Gas | Induced Draft | True | False | 1 | False | Up |  | None | Non-Condensing | Single-Stage |  | 0.75 | Standard |  | 125000 | 101000 |  |  | 113300 | 1262 | 80 | 78 | [8 empty] | Federally-Regulated Consumer Product | 11/19/2015 |  | 06/28/2016
Rheem Sales Company, Inc. | Ruud | R801SA125524MSA | Natural Gas | Induced Draft | True | False | 1 | False | Horizontal |  | None | Non-Condensing | Single-Stage |  | 0.75 | Standard |  | 125000 | 101000 |  |  | 113300 | 1262 | 80 | 78 | [8 empty] | Federally-Regulated Consumer Product | 11/19/2015 |  | 06/28/2016
Rheem Sales Company, Inc. | Ruud | R801SA125524MXA | LPG | Induced Draft | True | False | 1 | False | Up |  | None | Non-Condensing | Single-Stage |  | 0.75 | Standard |  | 125000 | 101000 |  |  | 113300 | 1262 | 80 | 78 | [8 empty] | Federally-Regulated Consumer Product | 11/19/2015 |  | 06/28/2016
Rheem Sales Company, Inc. | Ruud | R801SA125524MXA | LPG | Induced Draft | True | False | 1 | False | Horizontal |  | None | Non-Condensing | Single-Stage |  | 0.75 | Standard |  | 125000 | 101000 |  |  | 113300 | 1262 | 80 | 78 | [8 empty] | Federally-Regulated Consumer Product | 11/19/2015 |  | 06/28/2016
Rheem Sales Company, Inc. | Ruud | R801SA125524MXA | Natural Gas | Induced Draft | True | False | 1 | False | Up |  | None | Non-Condensing | Single-Stage |  | 0.75 | Standard |  | 125000 | 101000 |  |  | 113300 | 1262 | 80 | 78 | [8 empty] | Federally-Regulated Consumer Product | 11/19/2015 |  | 06/28/2016
Rheem Sales Company, Inc. | Ruud | R801SA125524MXA | Natural Gas | Induced Draft | True | False | 1 | False | Horizontal |  | None | Non-Condensing | Single-Stage |  | 0.75 | Standard |  | 125000 | 101000 |  |  | 113300 | 1262 | 80 | 78 | [8 empty] | Federally-Regulated Consumer Product | 11/19/2015 |  | 06/28/2016
Rheem Sales Company, Inc. | Ruud | R801TA075521ZSB | LPG | Induced Draft | True | False | 1 | False | Down |  | None | Non-Condensing | Single-Stage |  | 1 | Standard |  | 75000 | 62000 |  |  | 75000 | 659 | 80 | 78 | [8 empty] | Federally-Regulated Consumer Product | 11/19/2015 |  | 06/28/2016
Rheem Sales Company, Inc. | Ruud | R801TA075521ZSB | Natural Gas | Induced Draft | True | False | 1 | False | Down |  | None | Non-Condensing | Single-Stage |  | 1 | Standard |  | 75000 | 62000 |  |  | 75000 | 659 | 80 | 78 | [8 empty] | Federally-Regulated Consumer Product | 11/19/2015 |  | 06/28/2016
Rheem Sales Company, Inc. | Ruud | R801TA100521ZSB | LPG | Induced Draft | True | False | 1 | False | Down |  | None | Non-Condensing | Single-Stage |  | 1 | Standard |  | 100000 | 82000 |  |  | 94000 | 940 | 80 | 78 | [8 empty] | Federally-Regulated Consumer Product | 11/19/2015 |  | 06/28/2016
Rheem Sales Company, Inc. | Ruud | R801TA100521ZSB | Natural Gas | Induced Draft | True | False | 1 | False | Down |  | None | Non-Condensing | Single-Stage |  | 1 | Standard |  | 100000 | 82000 |  |  | 94000 | 940 | 80 | 78 | [8 empty] | Federally-Regulated Consumer Product | 11/19/2015 |  | 06/28/2016
Rheem Sales Company, Inc. | Ruud | R801TA125524ZSB | LPG | Induced Draft | True | False | 1 | False | Down |  | None | Non-Condensing | Single-Stage |  | 1 | Standard |  | 125000 | 103000 |  |  | 113000 | 842 | 80 | 78 | [8 empty] | Federally-Regulated Consumer Product | 11/19/2015 |  | 06/28/2016
Rheem Sales Company, Inc. | Ruud | R801TA125524ZSB | Natural Gas | Induced Draft | True | False | 1 | False | Down |  | None | Non-Condensing | Single-Stage |  | 1 | Standard |  | 125000 | 103000 |  |  | 113000 | 842 | 80 | 78 | [8 empty] | Federally-Regulated Consumer Product | 11/19/2015 |  | 06/28/2016
Rheem Sales Company, Inc. | Ruud | R95TA0601317MSA | LPG | Induced Draft | True | False | 1 | False | Up |  | None | Condensing | Single-Stage |  | 0.5 | Premium |  | 56000 | 54000 |  |  | 49000 | 293 | 95 | 78 | [8 empty] | Federally-Regulated Consumer Product | 12/04/2015 |  | 06/28/2016
Rheem Sales Company, Inc. | Ruud | R95TA0601317MSA | LPG | Induced Draft | True | False | 1 | False | Down |  | None | Condensing | Single-Stage |  | 0.5 | Premium |  | 56000 | 54000 |  |  | 49000 | 293 | 95 | 78 | [8 empty] | Federally-Regulated Consumer Product | 12/04/2015 |  | 06/28/2016
Rheem Sales Company, Inc. | Ruud | R95TA0601317MSA | LPG | Induced Draft | True | False | 1 | False | Horizontal |  | None | Condensing | Single-Stage |  | 0.5 | Premium |  | 56000 | 54000 |  |  | 49000 | 293 | 95 | 78 | [8 empty] | Federally-Regulated Consumer Product | 12/04/2015 |  | 06/28/2016
Rheem Sales Company, Inc. | Ruud | R95TA0601317MSA | Natural Gas | Induced Draft | True | False | 1 | False | Up |  | None | Condensing | Single-Stage |  | 0.5 | Premium |  | 56000 | 54000 |  |  | 49000 | 293 | 95 | 78 | [8 empty] | Federally-Regulated Consumer Product | 12/04/2015 |  | 06/28/2016
Rheem Sales Company, Inc. | Ruud | R95TA0601317MSA | Natural Gas | Induced Draft | True | False | 1 | False | Down |  | None | Condensing | Single-Stage |  | 0.5 | Premium |  | 56000 | 54000 |  |  | 49000 | 293 | 95 | 78 | [8 empty] | Federally-Regulated Consumer Product | 12/04/2015 |  | 06/28/2016
Rheem Sales Company, Inc. | Ruud | R95TA0601317MSA | Natural Gas | Induced Draft | True | False | 1 | False | Horizontal |  | None | Condensing | Single-Stage |  | 0.5 | Premium |  | 56000 | 54000 |  |  | 49000 | 293 | 95 | 78 | [8 empty] | Federally-Regulated Consumer Product | 12/04/2015 |  | 06/28/2016
Johnson Controls, Inc. | CHAMPION HEATING AND COOLING | TM9X080C16MP11 | LPG | Induced Draft | True | False | 1 | False | Up |  | None | Condensing | Single-Stage |  | 0.5 | Premium |  | 80000 | 76000 |  |  | 65200 | 539 | 95.5 | 78 | [8 empty] | Federally-Regulated Consumer Product | 04/27/2016 |  | 06/29/2016
Johnson Controls, Inc. | CHAMPION HEATING AND COOLING | TM9X080C16MP11 | LPG | Induced Draft | True | False | 1 | False | Down |  | None | Condensing | Single-Stage |  | 0.5 | Premium |  | 80000 | 76000 |  |  | 65200 | 539 | 95.5 | 78 | [8 empty] | Federally-Regulated Consumer Product | 04/27/2016 |  | 06/29/2016
Johnson Controls, Inc. | CHAMPION HEATING AND COOLING | TM9X080C16MP11 | LPG | Induced Draft | True | False | 1 | False | Horizontal |  | None | Condensing | Single-Stage |  | 0.5 | Premium |  | 80000 | 76000 |  |  | 65200 | 539 | 95.5 | 78 | [8 empty] | Federally-Regulated Consumer Product | 04/27/2016 |  | 06/29/2016
Johnson Controls, Inc. | CHAMPION HEATING AND COOLING | TM9X080C16MP11 | Natural Gas | Induced Draft | True | False | 1 | False | Up |  | None | Condensing | Single-Stage |  | 0.5 | Premium |  | 80000 | 76000 |  |  | 65200 | 539 | 95.5 | 78 | [8 empty] | Federally-Regulated Consumer Product | 04/27/2016 |  | 06/29/2016
Johnson Controls, Inc. | CHAMPION HEATING AND COOLING | TM9X080C16MP11 | Natural Gas | Induced Draft | True | False | 1 | False | Down |  | None | Condensing | Single-Stage |  | 0.5 | Premium |  | 80000 | 76000 |  |  | 65200 | 539 | 95.5 | 78 | [8 empty] | Federally-Regulated Consumer Product | 04/27/2016 |  | 06/29/2016
Johnson Controls, Inc. | CHAMPION HEATING AND COOLING | TM9X080C16MP11 | Natural Gas | Induced Draft | True | False | 1 | False | Horizontal |  | None | Condensing | Single-Stage |  | 0.5 | Premium |  | 80000 | 76000 |  |  | 65200 | 539 | 95.5 | 78 | [8 empty] | Federally-Regulated Consumer Product | 04/27/2016 |  | 06/29/2016
Rheem Sales Company, Inc. | Rheem | R801SA075317ZSA | LPG | Induced Draft | True | False | 1 | False | Down |  | None | Non-Condensing | Single-Stage |  | 0.5 | Standard |  | 75000 | 60000 |  |  | 74000 | 991 | 80 | 78 | [8 empty] | Federally-Regulated Consumer Product | 06/28/2016 |  | 08/01/2016
Rheem Sales Company, Inc. | Rheem | R801SA075317ZSA | Natural Gas | Induced Draft | True | False | 1 | False | Down |  | None | Non-Condensing | Single-Stage |  | 0.5 | Standard |  | 75000 | 60000 |  |  | 74000 | 991 | 80 | 78 | [8 empty] | Federally-Regulated Consumer Product | 06/28/2016 |  | 08/01/2016
Rheem Sales Company, Inc. | Rheem | R801SA075417ZSA | LPG | Induced Draft | True | False | 1 | False | Down |  | None | Non-Condensing | Single-Stage |  | 0.75 | Standard |  | 75000 | 60000 |  |  | 74000 | 1127 | 80 | 78 | [8 empty] | Federally-Regulated Consumer Product | 06/28/2016 |  | 08/01/2016
Rheem Sales Company, Inc. | Rheem | R801SA075417ZSA | Natural Gas | Induced Draft | True | False | 1 | False | Down |  | None | Non-Condensing | Single-Stage |  | 0.75 | Standard |  | 75000 | 60000 |  |  | 74000 | 1127 | 80 | 78 | [8 empty] | Federally-Regulated Consumer Product | 06/28/2016 |  | 08/01/2016
Rheem Sales Company, Inc. | Rheem | R801SA100317ZSA | LPG | Induced Draft | True | False | 1 | False | Down |  | None | Non-Condensing | Single-Stage |  | 0.5 | Standard |  | 100000 | 80000 |  |  | 94000 | 1220 | 80 | 78 | [8 empty] | Federally-Regulated Consumer Product | 06/28/2016 |  | 08/01/2016
Rheem Sales Company, Inc. | Rheem | R801SA100317ZSA | Natural Gas | Induced Draft | True | False | 1 | False | Down |  | None | Non-Condensing | Single-Stage |  | 0.5 | Standard |  | 100000 | 80000 |  |  | 94000 | 1220 | 80 | 78 | [8 empty] | Federally-Regulated Consumer Product | 06/28/2016 |  | 08/01/2016
Rheem Sales Company, Inc. | Rheem | R801SA100421ZSA | LPG | Induced Draft | True | False | 1 | False | Down |  | None | Non-Condensing | Single-Stage |  | 0.5 | Standard |  | 100000 | 80000 |  |  | 95600 | 1034 | 80 | 78 | [8 empty] | Federally-Regulated Consumer Product | 06/28/2016 |  | 08/01/2016
Rheem Sales Company, Inc. | Rheem | R801SA100421ZSA | Natural Gas | Induced Draft | True | False | 1 | False | Down |  | None | Non-Condensing | Single-Stage |  | 0.5 | Standard |  | 100000 | 80000 |  |  | 95600 | 1034 | 80 | 78 | [8 empty] | Federally-Regulated Consumer Product | 06/28/2016 |  | 08/01/2016
Rheem Sales Company, Inc. | Rheem | R801SA100521ZSA | LPG | Induced Draft | True | False | 1 | False | Down |  | None | Non-Condensing | Single-Stage |  | 0.75 | Standard |  | 100000 | 80000 |  |  | 95000 | 1220 | 80 | 78 | [8 empty] | Federally-Regulated Consumer Product | 06/28/2016 |  | 08/01/2016
Rheem Sales Company, Inc. | Rheem | R801SA100521ZSA | Natural Gas | Induced Draft | True | False | 1 | False | Down |  | None | Non-Condensing | Single-Stage |  | 0.75 | Standard |  | 100000 | 80000 |  |  | 95000 | 1220 | 80 | 78 | [8 empty] | Federally-Regulated Consumer Product | 06/28/2016 |  | 08/01/2016
Rheem Sales Company, Inc. | Rheem | R801SA125524ZSA | LPG | Induced Draft | True | False | 1 | False | Down |  | None | Non-Condensing | Single-Stage |  | 0.75 | Standard |  | 125000 | 100000 |  |  | 112000 | 1469 | 80 | 78 | [8 empty] | Federally-Regulated Consumer Product | 06/28/2016 |  | 08/01/2016
Rheem Sales Company, Inc. | Rheem | R801SA125524ZSA | Natural Gas | Induced Draft | True | False | 1 | False | Down |  | None | Non-Condensing | Single-Stage |  | 0.75 | Standard |  | 125000 | 100000 |  |  | 112000 | 1469 | 80 | 78 | [8 empty] | Federally-Regulated Consumer Product | 06/28/2016 |  | 08/01/2016
Rheem Sales Company, Inc. | Rheem | R801SA150524ZSA | LPG | Induced Draft | True | False | 1 | False | Down |  | None | Non-Condensing | Single-Stage |  | 0.75 | Standard |  | 150000 | 120000 |  |  | 133000 | 1463 | 80 | 78 | [8 empty] | Federally-Regulated Consumer Product | 06/28/2016 |  | 08/01/2016
Rheem Sales Company, Inc. | Rheem | R801SA150524ZSA | Natural Gas | Induced Draft | True | False | 1 | False | Down |  | None | Non-Condensing | Single-Stage |  | 0.75 | Standard |  | 150000 | 120000 |  |  | 133000 | 1463 | 80 | 78 | [8 empty] | Federally-Regulated Consumer Product | 06/28/2016 |  | 08/01/2016
Rheem Sales Company, Inc. | Rheem | R801SA050314ZXA | LPG | Induced Draft | True | False | 1 | False | Down |  | None | Non-Condensing | Single-Stage |  | 0.5 | Standard |  | 50000 | 40000 |  |  | 37000 | 657 | 80 | 78 | [8 empty] | Federally-Regulated Consumer Product | 06/28/2016 |  | 08/01/2016
Rheem Sales Company, Inc. | Rheem | R801SA050314ZXA | Natural Gas | Induced Draft | True | False | 1 | False | Down |  | None | Non-Condensing | Single-Stage |  | 0.5 | Standard |  | 50000 | 40000 |  |  | 37000 | 657 | 80 | 78 | [8 empty] | Federally-Regulated Consumer Product | 06/28/2016 |  | 08/01/2016
Rheem Sales Company, Inc. | Rheem | R801SA075317ZXA | LPG | Induced Draft | True | False | 1 | False | Down |  | None | Non-Condensing | Single-Stage |  | 0.5 | Standard |  | 75000 | 60000 |  |  | 74000 | 991 | 80 | 78 | [8 empty] | Federally-Regulated Consumer Product | 06/28/2016 |  | 08/01/2016
Rheem Sales Company, Inc. | Rheem | R801SA075317ZXA | Natural Gas | Induced Draft | True | False | 1 | False | Down |  | None | Non-Condensing | Single-Stage |  | 0.5 | Standard |  | 75000 | 60000 |  |  | 74000 | 991 | 80 | 78 | [8 empty] | Federally-Regulated Consumer Product | 06/28/2016 |  | 08/01/2016
Rheem Sales Company, Inc. | Rheem | R801SA075417ZXA | LPG | Induced Draft | True | False | 1 | False | Down |  | None | Non-Condensing | Single-Stage |  | 0.75 | Standard |  | 75000 | 60000 |  |  | 74000 | 1127 | 80 | 78 | [8 empty] | Federally-Regulated Consumer Product | 06/28/2016 |  | 08/01/2016
Rheem Sales Company, Inc. | Rheem | R801SA075417ZXA | Natural Gas | Induced Draft | True | False | 1 | False | Down |  | None | Non-Condensing | Single-Stage |  | 0.75 | Standard |  | 75000 | 60000 |  |  | 74000 | 1127 | 80 | 78 | [8 empty] | Federally-Regulated Consumer Product | 06/28/2016 |  | 08/01/2016
Rheem Sales Company, Inc. | Rheem | R801SA100317ZXA | LPG | Induced Draft | True | False | 1 | False | Down |  | None | Non-Condensing | Single-Stage |  | 0.5 | Standard |  | 100000 | 80000 |  |  | 94000 | 1220 | 80 | 78 | [8 empty] | Federally-Regulated Consumer Product | 06/28/2016 |  | 08/01/2016
Rheem Sales Company, Inc. | Rheem | R801SA100317ZXA | Natural Gas | Induced Draft | True | False | 1 | False | Down |  | None | Non-Condensing | Single-Stage |  | 0.5 | Standard |  | 100000 | 80000 |  |  | 94000 | 1220 | 80 | 78 | [8 empty] | Federally-Regulated Consumer Product | 06/28/2016 |  | 08/01/2016
Rheem Sales Company, Inc. | Rheem | R801SA100421ZXA | LPG | Induced Draft | True | False | 1 | False | Down |  | None | Non-Condensing | Single-Stage |  | 0.5 | Standard |  | 100000 | 80000 |  |  | 95600 | 1034 | 80 | 78 | [8 empty] | Federally-Regulated Consumer Product | 06/28/2016 |  | 08/01/2016
Rheem Sales Company, Inc. | Rheem | R801SA100421ZXA | Natural Gas | Induced Draft | True | False | 1 | False | Down |  | None | Non-Condensing | Single-Stage |  | 0.5 | Standard |  | 100000 | 80000 |  |  | 95600 | 1034 | 80 | 78 | [8 empty] | Federally-Regulated Consumer Product | 06/28/2016 |  | 08/01/2016
Rheem Sales Company, Inc. | Rheem | R801SA100521ZXA | LPG | Induced Draft | True | False | 1 | False | Down |  | None | Non-Condensing | Single-Stage |  | 0.75 | Standard |  | 100000 | 80000 |  |  | 95000 | 1220 | 80 | 78 | [8 empty] | Federally-Regulated Consumer Product | 06/28/2016 |  | 08/01/2016
Rheem Sales Company, Inc. | Rheem | R801SA100521ZXA | Natural Gas | Induced Draft | True | False | 1 | False | Down |  | None | Non-Condensing | Single-Stage |  | 0.75 | Standard |  | 100000 | 80000 |  |  | 95000 | 1220 | 80 | 78 | [8 empty] | Federally-Regulated Consumer Product | 06/28/2016 |  | 08/01/2016
Rheem Sales Company, Inc. | Rheem | R801SA125524ZXA | LPG | Induced Draft | True | False | 1 | False | Down |  | None | Non-Condensing | Single-Stage |  | 0.75 | Standard |  | 125000 | 100000 |  |  | 112000 | 1469 | 80 | 78 | [8 empty] | Federally-Regulated Consumer Product | 06/28/2016 |  | 08/01/2016
Rheem Sales Company, Inc. | Rheem | R801SA125524ZXA | Natural Gas | Induced Draft | True | False | 1 | False | Down |  | None | Non-Condensing | Single-Stage |  | 0.75 | Standard |  | 125000 | 100000 |  |  | 112000 | 1469 | 80 | 78 | [8 empty] | Federally-Regulated Consumer Product | 06/28/2016 |  | 08/01/2016
Rheem Sales Company, Inc. | Rheem | R801SA150524ZXA | LPG | Induced Draft | True | False | 1 | False | Down |  | None | Non-Condensing | Single-Stage |  | 0.75 | Standard |  | 150000 | 120000 |  |  | 133000 | 1463 | 80 | 78 | [8 empty] | Federally-Regulated Consumer Product | 06/28/2016 |  | 08/01/2016
Rheem Sales Company, Inc. | Rheem | R801SA150524ZXA | Natural Gas | Induced Draft | True | False | 1 | False | Down |  | None | Non-Condensing | Single-Stage |  | 0.75 | Standard |  | 150000 | 120000 |  |  | 133000 | 1463 | 80 | 78 | [8 empty] | Federally-Regulated Consumer Product | 06/28/2016 |  | 08/01/2016
Trane U.S. Inc. | Trane | SFHL*20(E,F,4,5)(J,P)* | LPG | Power | False | True | 3 | False | Down |  | None | Non-Condensing | Step Modulating |  | 0 | Premium |  | 500000 | 410000 | [6 empty] | 80 | 80 | [6 empty] | Federally-Regulated Commercial & Industrial Equipment | 12/04/2015 |  | 08/01/2016
Trane U.S. Inc. | Trane | SFHL*25(E,F,4,5)(J,P)* | LPG | Power | False | True | 3 | False | Down |  | None | Non-Condensing | Step Modulating |  | 0 | Premium |  | 500000 | 400000 | [6 empty] | 80 | 80 | [6 empty] | Federally-Regulated Commercial & Industrial Equipment | 12/04/2015 |  | 08/01/2016
Trane U.S. Inc. | Trane | SFHL*30(E,F,4,5)(J,P)* | LPG | Power | False | True | 3 | False | Down |  | None | Non-Condensing | Step Modulating |  | 0 | Premium |  | 500000 | 400000 | [6 empty] | 80 | 80 | [6 empty] | Federally-Regulated Commercial & Industrial Equipment | 12/04/2015 |  | 08/01/2016
Trane U.S. Inc. | Trane | SFHL*40(E,F,4,5)(J,P)* | LPG | Power | False | True | 3 | False | Down |  | None | Non-Condensing | Step Modulating |  | 0 | Premium |  | 850000 | 680000 | [6 empty] | 80 | 80 | [6 empty] | Federally-Regulated Commercial & Industrial Equipment | 12/04/2015 |  | 08/01/2016
Trane U.S. Inc. | Trane | SFHL*50(E,F,4,5)(G,M)* | LPG | Power | False | True | 3 | False | Down |  | None | Non-Condensing | Step Modulating |  | 0 | Premium |  | 500000 | 400000 | [6 empty] | 80 | 80 | [6 empty] | Federally-Regulated Commercial & Industrial Equipment | 12/04/2015 |  | 08/01/2016
Trane U.S. Inc. | Trane | SFHL*50(E,F,4,5)(J,P)* | LPG | Power | False | True | 3 | False | Down |  | None | Non-Condensing | Step Modulating |  | 0 | Premium |  | 850000 | 680000 | [6 empty] | 80 | 80 | [6 empty] | Federally-Regulated Commercial & Industrial Equipment | 12/04/2015 |  | 08/01/2016
Trane U.S. Inc. | Trane | SFHL*55(E,F,4,5)(G,M)* | LPG | Power | False | True | 3 | False | Down |  | None | Non-Condensing | Step Modulating |  | 0 | Premium |  | 500000 | 400000 | [6 empty] | 80 | 80 | [6 empty] | Federally-Regulated Commercial & Industrial Equipment | 12/04/2015 |  | 08/01/2016
Trane U.S. Inc. | Trane | SFHL*55(E,F,4,5)(J,P)* | LPG | Power | False | True | 3 | False | Down |  | None | Non-Condensing | Step Modulating |  | 0 | Premium |  | 850000 | 680000 | [6 empty] | 80 | 80 | [6 empty] | Federally-Regulated Commercial & Industrial Equipment | 12/04/2015 |  | 08/01/2016
Trane U.S. Inc. | Trane | SFHL*60(E,F,4,5)(G,M)* | LPG | Power | False | True | 3 | False | Down |  | None | Non-Condensing | Step Modulating |  | 0 | Premium |  | 500000 | 400000 | [6 empty] | 80 | 80 | [6 empty] | Federally-Regulated Commercial & Industrial Equipment | 12/04/2015 |  | 08/01/2016
Trane U.S. Inc. | Trane | SFHL*60(E,F,4,5)(J,P)* | LPG | Power | False | True | 3 | False | Down |  | None | Non-Condensing | Step Modulating |  | 0 | Premium |  | 850000 | 680000 | [6 empty] | 80 | 80 | [6 empty] | Federally-Regulated Commercial & Industrial Equipment | 12/04/2015 |  | 08/01/2016
Trane U.S. Inc. | Trane | SFHL*70(E,F,4,5)(G,M)* | LPG | Power | False | True | 3 | False | Down |  | None | Non-Condensing | Step Modulating |  | 0 | Premium |  | 500000 | 400000 | [6 empty] | 80 | 80 | [6 empty] | Federally-Regulated Commercial & Industrial Equipment | 12/04/2015 |  | 08/01/2016
Trane U.S. Inc. | Trane | SFHL*70(E,F,4,5)(J,P)* | LPG | Power | False | True | 3 | False | Down |  | None | Non-Condensing | Step Modulating |  | 0 | Premium |  | 850000 | 680000 | [6 empty] | 80 | 80 | [6 empty] | Federally-Regulated Commercial & Industrial Equipment | 12/04/2015 |  | 08/01/2016
Trane U.S. Inc. | Trane | SFHL*75(E,F,4,5)(G,M)* | LPG | Power | False | True | 3 | False | Down |  | None | Non-Condensing | Step Modulating |  | 0 | Premium |  | 500000 | 400000 | [6 empty] | 80 | 80 | [6 empty] | Federally-Regulated Commercial & Industrial Equipment | 12/04/2015 |  | 08/01/2016
Trane U.S. Inc. | Trane | SFHL*75(E,F,4,5)(J,P)* | LPG | Power | False | True | 3 | False | Down |  | None | Non-Condensing | Step Modulating |  | 0 | Premium |  | 850000 | 680000 | [6 empty] | 80 | 80 | [6 empty] | Federally-Regulated Commercial & Industrial Equipment | 12/04/2015 |  | 08/01/2016
Trane U.S. Inc. | Trane | SFHK*90(E,F,4,5)(J,P)* | LPG | Power | False | True | 3 | False | Down |  | None | Non-Condensing | Step Modulating |  | 0 | Premium |  | 1000000 | 800000 | [6 empty] | 80 | 80 | [6 empty] | Federally-Regulated Commercial & Industrial Equipment | 12/04/2015 |  | 08/01/2016
Trane U.S. Inc. | Trane | SFHK*11(E,F,4,5)(J,P)* | LPG | Power | False | True | 3 | False | Down |  | None | Non-Condensing | Step Modulating |  | 0 | Premium |  | 1000000 | 800000 | [6 empty] | 80 | 80 | [6 empty] | Federally-Regulated Commercial & Industrial Equipment | 12/04/2015 |  | 08/01/2016
Trane U.S. Inc. | Trane | SFHK*12(E,F,4,5)(J,P)* | LPG | Power | False | True | 3 | False | Down |  | None | Non-Condensing | Step Modulating |  | 0 | Premium |  | 1000000 | 800000 | [6 empty] | 80 | 80 | [6 empty] | Federally-Regulated Commercial & Industrial Equipment | 12/04/2015 |  | 08/01/2016
Trane U.S. Inc. | Trane | SFHK*13(E,F,4,5)(J,P)* | LPG | Power | False | True | 3 | False | Down |  | None | Non-Condensing | Step Modulating |  | 0 | Premium |  | 1000000 | 800000 | [6 empty] | 80 | 80 | [6 empty] | Federally-Regulated Commercial & Industrial Equipment | 12/04/2015 |  | 08/01/2016
Trane U.S. Inc. | XT90 | TUX1C100A9H41B* | LPG | Induced Draft | True | False | 1 | False | Up |  | None | Condensing | Single-Stage |  | 0.75 | Premium |  | 100000 | 93000 |  |  | 86000 | 342 | 92.1 | 78 | [8 empty] | Federally-Regulated Consumer Product | 09/30/2015 |  | 08/01/2016
Trane U.S. Inc. | XT90 | TUX1C100A9H41B* | LPG | Induced Draft | True | False | 1 | False | Horizontal |  | None | Condensing | Single-Stage |  | 0.75 | Premium |  | 100000 | 93000 |  |  | 86000 | 342 | 92.1 | 78 | [8 empty] | Federally-Regulated Consumer Product | 09/30/2015 |  | 08/01/2016
Trane U.S. Inc. | XT90 | TUX1C100A9H41B* | Natural Gas | Induced Draft | True | False | 1 | False | Up |  | None | Condensing | Single-Stage |  | 0.75 | Premium |  | 100000 | 93000 |  |  | 86000 | 342 | 92.1 | 78 | [8 empty] | Federally-Regulated Consumer Product | 09/30/2015 |  | 08/01/2016
Trane U.S. Inc. | XT90 | TUX1C100A9H41B* | Natural Gas | Induced Draft | True | False | 1 | False | Horizontal |  | None | Condensing | Single-Stage |  | 0.75 | Premium |  | 100000 | 93000 |  |  | 86000 | 342 | 92.1 | 78 | [8 empty] | Federally-Regulated Consumer Product | 09/30/2015 |  | 08/01/2016
Trane U.S. Inc. | XT90 | TUX1D120A9H51B* | LPG | Induced Draft | True | False | 1 | False | Up |  | None | Condensing | Single-Stage |  | 1 | Premium |  | 120000 | 112000 |  |  | 119000 | 749 | 92.1 | 78 | [8 empty] | Federally-Regulated Consumer Product | 09/30/2015 |  | 08/01/2016
Trane U.S. Inc. | XT90 | TUX1D120A9H51B* | LPG | Induced Draft | True | False | 1 | False | Horizontal |  | None | Condensing | Single-Stage |  | 1 | Premium |  | 120000 | 112000 |  |  | 119000 | 749 | 92.1 | 78 | [8 empty] | Federally-Regulated Consumer Product | 09/30/2015 |  | 08/01/2016
Trane U.S. Inc. | XT90 | TUX1D120A9H51B* | Natural Gas | Induced Draft | True | False | 1 | False | Up |  | None | Condensing | Single-Stage |  | 1 | Premium |  | 120000 | 112000 |  |  | 119000 | 749 | 92.1 | 78 | [8 empty] | Federally-Regulated Consumer Product | 09/30/2015 |  | 08/01/2016
Trane U.S. Inc. | XT90 | TUX1D120A9H51B* | Natural Gas | Induced Draft | True | False | 1 | False | Horizontal |  | None | Condensing | Single-Stage |  | 1 | Premium |  | 120000 | 112000 |  |  | 119000 | 749 | 92.1 | 78 | [8 empty] | Federally-Regulated Consumer Product | 09/30/2015 |  | 08/01/2016
Carrier Corp. - Syracuse | Carrier | 59MN7A060V17--14*D | LPG | Induced Draft | True | False | 1 | False | Down |  | None | Condensing | Step Modulating |  | 0.5 | Standard |  | 60000 | 58000 |  |  | 48100 | 176 | 94.6 | 78 | [8 empty] | Federally-Regulated Consumer Product | 08/16/2016 |  | 09/16/2016
Carrier Corp. - Syracuse | Carrier | 59MN7A060V17--14*D | Natural Gas | Induced Draft | True | False | 1 | False | Down |  | None | Condensing | Step Modulating |  | 0.5 | Standard |  | 60000 | 58000 |  |  | 48100 | 176 | 94.6 | 78 | [8 empty] | Federally-Regulated Consumer Product | 08/16/2016 |  | 09/16/2016
Carrier Corp. - Syracuse | Carrier | 59SP5A100E21--20*D | LPG | Induced Draft | True | False | 1 | True | Down |  | None | Condensing | Single-Stage |  | 1 | Standard |  | 100000 | 96000 |  |  | 99200 | 613 | 95 | 75 | [8 empty] | Federally-Regulated Consumer Product | 08/16/2016 |  | 09/16/2016
Carrier Corp. - Syracuse | Carrier | 59SP5A100E21--20*D | Natural Gas | Induced Draft | True | False | 1 | True | Down |  | None | Condensing | Single-Stage |  | 1 | Standard |  | 100000 | 96000 |  |  | 99200 | 613 | 95 | 75 | [8 empty] | Federally-Regulated Consumer Product | 08/16/2016 |  | 09/16/2016
Carrier Corp. - Syracuse | Carrier | 59MN7A060V21--20*D | LPG | Induced Draft | True | False | 1 | False | Down |  | None | Condensing | Step Modulating |  | 1 | Standard |  | 61000 | 59000 |  |  | 47700 | 229 | 96.7 | 78 | [8 empty] | Federally-Regulated Consumer Product | 08/16/2016 |  | 09/16/2016
Carrier Corp. - Syracuse | Carrier | 59MN7A060V21--20*D | Natural Gas | Induced Draft | True | False | 1 | False | Down |  | None | Condensing | Step Modulating |  | 1 | Standard |  | 61000 | 59000 |  |  | 47700 | 229 | 96.7 | 78 | [8 empty] | Federally-Regulated Consumer Product | 08/16/2016 |  | 09/16/2016
Carrier Corp. - Syracuse | Carrier | 59MN7A080V17--14*D | LPG | Induced Draft | True | False | 1 | False | Down |  | None | Condensing | Step Modulating |  | 0.5 | Standard |  | 80000 | 78000 |  |  | 78800 | 504 | 95 | 78 | [8 empty] | Federally-Regulated Consumer Product | 08/16/2016 |  | 09/16/2016
Carrier Corp. - Syracuse | Carrier | 59MN7A080V17--14*D | Natural Gas | Induced Draft | True | False | 1 | False | Down |  | None | Condensing | Step Modulating |  | 0.5 | Standard |  | 80000 | 78000 |  |  | 78800 | 504 | 95 | 78 | [8 empty] | Federally-Regulated Consumer Product | 08/16/2016 |  | 09/16/2016
Carrier Corp. - Syracuse | Carrier | 59MN7A100V21--22*D | LPG | Induced Draft | True | False | 1 | False | Down |  | None | Condensing | Step Modulating |  | 1 | Standard |  | 100000 | 95000 |  |  | 98700 | 377 | 94 | 78 | [8 empty] | Federally-Regulated Consumer Product | 08/16/2016 |  | 09/16/2016
Carrier Corp. - Syracuse | Carrier | 59MN7A100V21--22*D | Natural Gas | Induced Draft | True | False | 1 | False | Down |  | None | Condensing | Step Modulating |  | 1 | Standard |  | 100000 | 95000 |  |  | 98700 | 377 | 94 | 78 | [8 empty] | Federally-Regulated Consumer Product | 08/16/2016 |  | 09/16/2016
Carrier Corp. - Syracuse | Carrier | 59MN7A120V24--22*D | LPG | Induced Draft | True | False | 1 | False | Down |  | None | Condensing | Step Modulating |  | 1 | Standard |  | 120000 | 115000 |  |  | 113000 | 488 | 95 | 78 | [8 empty] | Federally-Regulated Consumer Product | 08/16/2016 |  | 09/16/2016
Carrier Corp. - Syracuse | Carrier | 59MN7A120V24--22*D | Natural Gas | Induced Draft | True | False | 1 | False | Down |  | None | Condensing | Step Modulating |  | 1 | Standard |  | 120000 | 115000 |  |  | 113000 | 488 | 95 | 78 | [8 empty] | Federally-Regulated Consumer Product | 08/16/2016 |  | 09/16/2016
Carrier Corp. - Syracuse | Carrier | 59SC5A026S14--08*D | LPG | Induced Draft | True | False | 1 | True | Down |  | None | Condensing | Single-Stage |  | 0.25 | Standard |  | 26000 | 25000 |  |  | 24500 | 270 | 95 | 75 | [8 empty] | Federally-Regulated Consumer Product | 08/16/2016 |  | 09/16/2016
Carrier Corp. - Syracuse | Carrier | 59SC5A026S14--08*D | Natural Gas | Induced Draft | True | False | 1 | True | Down |  | None | Condensing | Single-Stage |  | 0.25 | Standard |  | 26000 | 25000 |  |  | 24500 | 270 | 95 | 75 | [8 empty] | Federally-Regulated Consumer Product | 08/16/2016 |  | 09/16/2016
Carrier Corp. - Syracuse | Carrier | 59SC5A040S14--10*D | LPG | Induced Draft | True | False | 1 | True | Down |  | None | Condensing | Single-Stage |  | 0.5 | Standard |  | 40000 | 39000 |  |  | 32500 | 377 | 95 | 75 | [8 empty] | Federally-Regulated Consumer Product | 08/16/2016 |  | 09/16/2016
Carrier Corp. - Syracuse | Carrier | 59SC5A040S14--10*D | Natural Gas | Induced Draft | True | False | 1 | True | Down |  | None | Condensing | Single-Stage |  | 0.5 | Standard |  | 40000 | 39000 |  |  | 32500 | 377 | 95 | 75 | [8 empty] | Federally-Regulated Consumer Product | 08/16/2016 |  | 09/16/2016
Carrier Corp. - Syracuse | Carrier | 59SC5A060S14--10*D | LPG | Induced Draft | True | False | 1 | True | Down |  | None | Condensing | Single-Stage |  | 0.5 | Standard |  | 60000 | 58000 |  |  | 48900 | 521 | 95 | 75 | [8 empty] | Federally-Regulated Consumer Product | 08/16/2016 |  | 09/16/2016
Carrier Corp. - Syracuse | Carrier | 59SC5A060S14--10*D | Natural Gas | Induced Draft | True | False | 1 | True | Down |  | None | Condensing | Single-Stage |  | 0.5 | Standard |  | 60000 | 58000 |  |  | 48900 | 521 | 95 | 75 | [8 empty] | Federally-Regulated Consumer Product | 08/16/2016 |  | 09/16/2016
Carrier Corp. - Syracuse | Carrier | 59SP5A026E14--10*D | LPG | Induced Draft | True | False | 1 | True | Down |  | None | Condensing | Single-Stage |  | 0.33 | Standard |  | 26000 | 25000 |  |  | 25000 | 130 | 95 | 75 | [8 empty] | Federally-Regulated Consumer Product | 08/16/2016 |  | 09/16/2016
Carrier Corp. - Syracuse | Carrier | 59SP5A026E14--10*D | Natural Gas | Induced Draft | True | False | 1 | True | Down |  | None | Condensing | Single-Stage |  | 0.33 | Standard |  | 26000 | 25000 |  |  | 25000 | 130 | 95 | 75 | [8 empty] | Federally-Regulated Consumer Product | 08/16/2016 |  | 09/16/2016
Carrier Corp. - Syracuse | Carrier | 59SP5A040E14--10*D | LPG | Induced Draft | True | False | 1 | True | Down |  | None | Condensing | Single-Stage |  | 0.5 | Standard |  | 40000 | 39000 |  |  | 33200 | 188 | 95 | 75 | [8 empty] | Federally-Regulated Consumer Product | 08/16/2016 |  | 09/16/2016
Carrier Corp. - Syracuse | Carrier | 59SP5A040E14--10*D | Natural Gas | Induced Draft | True | False | 1 | True | Down |  | None | Condensing | Single-Stage |  | 0.5 | Standard |  | 40000 | 39000 |  |  | 33200 | 188 | 95 | 75 | [8 empty] | Federally-Regulated Consumer Product | 08/16/2016 |  | 09/16/2016
Carrier Corp. - Syracuse | Carrier | 59SP5A040E17--12*D | LPG | Induced Draft | True | False | 1 | True | Down |  | None | Condensing | Single-Stage |  | 0.5 | Standard |  | 40000 | 39000 |  |  | 33200 | 183 | 95 | 75 | [8 empty] | Federally-Regulated Consumer Product | 08/16/2016 |  | 09/16/2016
Carrier Corp. - Syracuse | Carrier | 59SP5A040E17--12*D | Natural Gas | Induced Draft | True | False | 1 | True | Down |  | None | Condensing | Single-Stage |  | 0.5 | Standard |  | 40000 | 39000 |  |  | 33200 | 183 | 95 | 75 | [8 empty] | Federally-Regulated Consumer Product | 08/16/2016 |  | 09/16/2016
Carrier Corp. - Syracuse | Carrier | 59SP5A060E14--12*D | LPG | Induced Draft | True | False | 1 | True | Down |  | None | Condensing | Single-Stage |  | 0.5 | Standard |  | 60000 | 58000 |  |  | 49500 | 344 | 95 | 75 | [8 empty] | Federally-Regulated Consumer Product | 08/16/2016 |  | 09/16/2016
Carrier Corp. - Syracuse | Carrier | 59SP5A060E14--12*D | Natural Gas | Induced Draft | True | False | 1 | True | Down |  | None | Condensing | Single-Stage |  | 0.5 | Standard |  | 60000 | 58000 |  |  | 49500 | 344 | 95 | 75 | [8 empty] | Federally-Regulated Consumer Product | 08/16/2016 |  | 09/16/2016
Carrier Corp. - Syracuse | Carrier | 59SP5A060E17--14*D | LPG | Induced Draft | True | False | 1 | True | Down |  | None | Condensing | Single-Stage |  | 0.75 | Standard |  | 60000 | 58000 |  |  | 49800 | 263 | 95 | 75 | [8 empty] | Federally-Regulated Consumer Product | 08/16/2016 |  | 09/16/2016
Carrier Corp. - Syracuse | Carrier | 59SP5A060E17--14*D | Natural Gas | Induced Draft | True | False | 1 | True | Down |  | None | Condensing | Single-Stage |  | 0.75 | Standard |  | 60000 | 58000 |  |  | 49800 | 263 | 95 | 75 | [8 empty] | Federally-Regulated Consumer Product | 08/16/2016 |  | 09/16/2016
Carrier Corp. - Syracuse | Carrier | 59SP5A120E24--22*D | LPG | Induced Draft | True | False | 1 | True | Down |  | None | Condensing | Single-Stage |  | 1 | Standard |  | 120000 | 116000 |  |  | 114500 | 1047 | 95 | 75 | [8 empty] | Federally-Regulated Consumer Product | 08/16/2016 |  | 09/16/2016
Carrier Corp. - Syracuse | Carrier | 59SP5A120E24--22*D | Natural Gas | Induced Draft | True | False | 1 | True | Down |  | None | Condensing | Single-Stage |  | 1 | Standard |  | 120000 | 116000 |  |  | 114500 | 1047 | 95 | 75 | [8 empty] | Federally-Regulated Consumer Product | 08/16/2016 |  | 09/16/2016
Carrier Corp. - Syracuse | Carrier | 59TP6A040E17--12*D | LPG | Induced Draft | True | False | 1 | False | Down |  | None | Condensing | Two-Stage Modulating |  | 0.5 | Standard |  | 40000 | 39000 |  |  | 32900 | 151 | 94.4 | 78 | [8 empty] | Federally-Regulated Consumer Product | 08/16/2016 |  | 09/16/2016
Carrier Corp. - Syracuse | Carrier | 59TP6A040E17--12*D | Natural Gas | Induced Draft | True | False | 1 | False | Down |  | None | Condensing | Two-Stage Modulating |  | 0.5 | Standard |  | 40000 | 39000 |  |  | 32900 | 151 | 94.4 | 78 | [8 empty] | Federally-Regulated Consumer Product | 08/16/2016 |  | 09/16/2016
International Comfort Products | Airquest | N9MSE0601410A*D | LPG | Induced Draft | True | False | 1 | True | Down |  | None | Condensing | Single-Stage |  | 0.5 | Standard |  | 60000 | 58000 |  |  | 48900 | 521 | 95 | 75 | [8 empty] | Federally-Regulated Consumer Product | 08/16/2016 |  | 09/16/2016
International Comfort Products | Airquest | N9MSE0601410A*D | Natural Gas | Induced Draft | True | False | 1 | True | Down |  | None | Condensing | Single-Stage |  | 0.5 | Standard |  | 60000 | 58000 |  |  | 48900 | 521 | 95 | 75 | [8 empty] | Federally-Regulated Consumer Product | 08/16/2016 |  | 09/16/2016
International Comfort Products | Airquest | N9MSE1202420A*D | LPG | Induced Draft | True | False | 1 | True | Down |  | None | Condensing | Single-Stage |  | 0.75 | Standard |  | 120000 | 116000 |  |  | 113400 | 1348 | 95 | 75 | [8 empty] | Federally-Regulated Consumer Product | 08/16/2016 |  | 09/16/2016
International Comfort Products | Airquest | N9MSE1202420A*D | Natural Gas | Induced Draft | True | False | 1 | True | Down |  | None | Condensing | Single-Stage |  | 0.75 | Standard |  | 120000 | 116000 |  |  | 113400 | 1348 | 95 | 75 | [8 empty] | Federally-Regulated Consumer Product | 08/16/2016 |  | 09/16/2016
International Comfort Products | Airquest | N9MSE1402420A*D | LPG | Induced Draft | True | False | 1 | True | Down |  | None | Condensing | Single-Stage |  | 0.75 | Standard |  | 140000 | 134000 |  |  | 131400 | 1261 | 94.4 | 75 | [8 empty] | Federally-Regulated Consumer Product | 08/16/2016 |  | 09/16/2016
International Comfort Products | Airquest | N9MSE1402420A*D | Natural Gas | Induced Draft | True | False | 1 | True | Down |  | None | Condensing | Single-Stage |  | 0.75 | Standard |  | 140000 | 134000 |  |  | 131400 | 1261 | 94.4 | 75 | [8 empty] | Federally-Regulated Consumer Product | 08/16/2016 |  | 09/16/2016
International Comfort Products | Airquest | G9MAE0601714A*D | LPG | Induced Draft | True | False | 1 | False | Down |  | None | Condensing | Step Modulating |  | 0.5 | Standard |  | 60000 | 58000 |  |  | 48100 | 176 | 94.6 | 78 | [8 empty] | Federally-Regulated Consumer Product | 08/16/2016 |  | 09/16/2016
International Comfort Products | Airquest | G9MAE0601714A*D | Natural Gas | Induced Draft | True | False | 1 | False | Down |  | None | Condensing | Step Modulating |  | 0.5 | Standard |  | 60000 | 58000 |  |  | 48100 | 176 | 94.6 | 78 | [8 empty] | Federally-Regulated Consumer Product | 08/16/2016 |  | 09/16/2016
International Comfort Products | Airquest | G9MAE0801714A*D | LPG | Induced Draft | True | False | 1 | False | Down |  | None | Condensing | Step Modulating |  | 0.5 | Standard |  | 80000 | 78000 |  |  | 78800 | 504 | 95 | 78 | [8 empty] | Federally-Regulated Consumer Product | 08/16/2016 |  | 09/16/2016
International Comfort Products | Airquest | G9MAE0801714A*D | Natural Gas | Induced Draft | True | False | 1 | False | Down |  | None | Condensing | Step Modulating |  | 0.5 | Standard |  | 80000 | 78000 |  |  | 78800 | 504 | 95 | 78 | [8 empty] | Federally-Regulated Consumer Product | 08/16/2016 |  | 09/16/2016
International Comfort Products | Airquest | G9MAE1002122A*D | LPG | Induced Draft | True | False | 1 | False | Down |  | None | Condensing | Step Modulating |  | 1 | Standard |  | 100000 | 95000 |  |  | 98700 | 377 | 94 | 78 | [8 empty] | Federally-Regulated Consumer Product | 08/16/2016 |  | 09/16/2016
International Comfort Products | Airquest | G9MAE1002122A*D | Natural Gas | Induced Draft | True | False | 1 | False | Down |  | None | Condensing | Step Modulating |  | 1 | Standard |  | 100000 | 95000 |  |  | 98700 | 377 | 94 | 78 | [8 empty] | Federally-Regulated Consumer Product | 08/16/2016 |  | 09/16/2016
International Comfort Products | Airquest | G9MAE1202422A*D | LPG | Induced Draft | True | False | 1 | False | Down |  | None | Condensing | Step Modulating |  | 1 | Standard |  | 120000 | 115000 |  |  | 113000 | 488 | 95 | 78 | [8 empty] | Federally-Regulated Consumer Product | 08/16/2016 |  | 09/16/2016
International Comfort Products | Airquest | G9MAE1202422A*D | Natural Gas | Induced Draft | True | False | 1 | False | Down |  | None | Condensing | Step Modulating |  | 1 | Standard |  | 120000 | 115000 |  |  | 113000 | 488 | 95 | 78 | [8 empty] | Federally-Regulated Consumer Product | 08/16/2016 |  | 09/16/2016
International Comfort Products | Airquest | G9MXE0401410A*D | LPG | Induced Draft | True | False | 1 | True | Down |  | None | Condensing | Single-Stage |  | 0.5 | Standard |  | 40000 | 39000 |  |  | 33200 | 188 | 95 | 75 | [8 empty] | Federally-Regulated Consumer Product | 08/16/2016 |  | 09/16/2016
International Comfort Products | Airquest | G9MXE0401410A*D | Natural Gas | Induced Draft | True | False | 1 | True | Down |  | None | Condensing | Single-Stage |  | 0.5 | Standard |  | 40000 | 39000 |  |  | 33200 | 188 | 95 | 75 | [8 empty] | Federally-Regulated Consumer Product | 08/16/2016 |  | 09/16/2016
International Comfort Products | Airquest | G9MXE1202422A*D | LPG | Induced Draft | True | False | 1 | True | Down |  | None | Condensing | Single-Stage |  | 1 | Standard |  | 120000 | 116000 |  |  | 114500 | 1047 | 95 | 75 | [8 empty] | Federally-Regulated Consumer Product | 08/16/2016 |  | 09/16/2016
International Comfort Products | Airquest | G9MXE1202422A*D | Natural Gas | Induced Draft | True | False | 1 | True | Down |  | None | Condensing | Single-Stage |  | 1 | Standard |  | 120000 | 116000 |  |  | 114500 | 1047 | 95 | 75 | [8 empty] | Federally-Regulated Consumer Product | 08/16/2016 |  | 09/16/2016
International Comfort Products | Arcoaire | F9MAE0601714A*D | LPG | Induced Draft | True | False | 1 | False | Down |  | None | Condensing | Step Modulating |  | 0.5 | Standard |  | 60000 | 58000 |  |  | 48100 | 176 | 94.6 | 78 | [8 empty] | Federally-Regulated Consumer Product | 08/17/2016 |  | 09/16/2016
International Comfort Products | Arcoaire | F9MAE0601714A*D | Natural Gas | Induced Draft | True | False | 1 | False | Down |  | None | Condensing | Step Modulating |  | 0.5 | Standard |  | 60000 | 58000 |  |  | 48100 | 176 | 94.6 | 78 | [8 empty] | Federally-Regulated Consumer Product | 08/17/2016 |  | 09/16/2016
International Comfort Products | Arcoaire | F9MAE0801714A*D | LPG | Induced Draft | True | False | 1 | False | Down |  | None | Condensing | Step Modulating |  | 0.5 | Standard |  | 80000 | 78000 |  |  | 78800 | 504 | 95 | 78 | [8 empty] | Federally-Regulated Consumer Product | 08/17/2016 |  | 09/16/2016
International Comfort Products | Arcoaire | F9MAE0801714A*D | Natural Gas | Induced Draft | True | False | 1 | False | Down |  | None | Condensing | Step Modulating |  | 0.5 | Standard |  | 80000 | 78000 |  |  | 78800 | 504 | 95 | 78 | [8 empty] | Federally-Regulated Consumer Product | 08/17/2016 |  | 09/16/2016
International Comfort Products | Arcoaire | F9MAE1002122A*D | LPG | Induced Draft | True | False | 1 | False | Down |  | None | Condensing | Step Modulating |  | 1 | Standard |  | 100000 | 95000 |  |  | 98700 | 377 | 94 | 78 | [8 empty] | Federally-Regulated Consumer Product | 08/17/2016 |  | 09/16/2016
International Comfort Products | Arcoaire | F9MAE1002122A*D | Natural Gas | Induced Draft | True | False | 1 | False | Down |  | None | Condensing | Step Modulating |  | 1 | Standard |  | 100000 | 95000 |  |  | 98700 | 377 | 94 | 78 | [8 empty] | Federally-Regulated Consumer Product | 08/17/2016 |  | 09/16/2016
International Comfort Products | Arcoaire | F9MAE1202422A*D | LPG | Induced Draft | True | False | 1 | False | Down |  | None | Condensing | Step Modulating |  | 1 | Standard |  | 120000 | 115000 |  |  | 113000 | 488 | 95 | 78 | [8 empty] | Federally-Regulated Consumer Product | 08/17/2016 |  | 09/16/2016
International Comfort Products | Arcoaire | F9MAE1202422A*D | Natural Gas | Induced Draft | True | False | 1 | False | Down |  | None | Condensing | Step Modulating |  | 1 | Standard |  | 120000 | 115000 |  |  | 113000 | 488 | 95 | 78 | [8 empty] | Federally-Regulated Consumer Product | 08/17/2016 |  | 09/16/2016
International Comfort Products | Arcoaire | F9MXE0401410A*D | LPG | Induced Draft | True | False | 1 | True | Down |  | None | Condensing | Single-Stage |  | 0.5 | Standard |  | 40000 | 39000 |  |  | 33200 | 188 | 95 | 75 | [8 empty] | Federally-Regulated Consumer Product | 08/17/2016 |  | 09/16/2016
International Comfort Products | Arcoaire | F9MXE0401410A*D | Natural Gas | Induced Draft | True | False | 1 | True | Down |  | None | Condensing | Single-Stage |  | 0.5 | Standard |  | 40000 | 39000 |  |  | 33200 | 188 | 95 | 75 | [8 empty] | Federally-Regulated Consumer Product | 08/17/2016 |  | 09/16/2016
International Comfort Products | Arcoaire | F9MXE0601412A*D | LPG | Induced Draft | True | False | 1 | True | Down |  | None | Condensing | Single-Stage |  | 0.5 | Standard |  | 60000 | 58000 |  |  | 49500 | 344 | 95 | 75 | [8 empty] | Federally-Regulated Consumer Product | 08/17/2016 |  | 09/16/2016
International Comfort Products | Arcoaire | F9MXE0601412A*D | Natural Gas | Induced Draft | True | False | 1 | True | Down |  | None | Condensing | Single-Stage |  | 0.5 | Standard |  | 60000 | 58000 |  |  | 49500 | 344 | 95 | 75 | [8 empty] | Federally-Regulated Consumer Product | 08/17/2016 |  | 09/16/2016
International Comfort Products | Arcoaire | F9MXE1202422A*D | LPG | Induced Draft | True | False | 1 | True | Down |  | None | Condensing | Single-Stage |  | 1 | Standard |  | 120000 | 116000 |  |  | 114500 | 1047 | 95 | 75 | [8 empty] | Federally-Regulated Consumer Product | 08/17/2016 |  | 09/16/2016
International Comfort Products | Arcoaire | F9MXE1202422A*D | Natural Gas | Induced Draft | True | False | 1 | True | Down |  | None | Condensing | Single-Stage |  | 1 | Standard |  | 120000 | 116000 |  |  | 114500 | 1047 | 95 | 75 | [8 empty] | Federally-Regulated Consumer Product | 08/17/2016 |  | 09/16/2016
International Comfort Products | Arcoaire | N9MSE0601410A*D | LPG | Induced Draft | True | False | 1 | True | Down |  | None | Condensing | Single-Stage |  | 0.5 | Standard |  | 60000 | 58000 |  |  | 48900 | 521 | 95 | 75 | [8 empty] | Federally-Regulated Consumer Product | 08/17/2016 |  | 09/16/2016
International Comfort Products | Arcoaire | N9MSE0601410A*D | Natural Gas | Induced Draft | True | False | 1 | True | Down |  | None | Condensing | Single-Stage |  | 0.5 | Standard |  | 60000 | 58000 |  |  | 48900 | 521 | 95 | 75 | [8 empty] | Federally-Regulated Consumer Product | 08/17/2016 |  | 09/16/2016
International Comfort Products | Arcoaire | N9MSE1202420A*D | LPG | Induced Draft | True | False | 1 | True | Down |  | None | Condensing | Single-Stage |  | 0.75 | Standard |  | 120000 | 116000 |  |  | 113400 | 1348 | 95 | 75 | [8 empty] | Federally-Regulated Consumer Product | 08/17/2016 |  | 09/16/2016
International Comfort Products | Arcoaire | N9MSE1202420A*D | Natural Gas | Induced Draft | True | False | 1 | True | Down |  | None | Condensing | Single-Stage |  | 0.75 | Standard |  | 120000 | 116000 |  |  | 113400 | 1348 | 95 | 75 | [8 empty] | Federally-Regulated Consumer Product | 08/17/2016 |  | 09/16/2016
International Comfort Products | Arcoaire | N9MSE1402420A*D | LPG | Induced Draft | True | False | 1 | True | Down |  | None | Condensing | Single-Stage |  | 0.75 | Standard |  | 140000 | 134000 |  |  | 131400 | 1261 | 94.4 | 75 | [8 empty] | Federally-Regulated Consumer Product | 08/17/2016 |  | 09/16/2016
International Comfort Products | Arcoaire | N9MSE1402420A*D | Natural Gas | Induced Draft | True | False | 1 | True | Down |  | None | Condensing | Single-Stage |  | 0.75 | Standard |  | 140000 | 134000 |  |  | 131400 | 1261 | 94.4 | 75 | [8 empty] | Federally-Regulated Consumer Product | 08/17/2016 |  | 09/16/2016
International Comfort Products | Comfortmaker | N9MSE0601410A*D | LPG | Induced Draft | True | False | 1 | True | Down |  | None | Condensing | Single-Stage |  | 0.5 | Standard |  | 60000 | 58000 |  |  | 48900 | 521 | 95 | 75 | [8 empty] | Federally-Regulated Consumer Product | 08/17/2016 |  | 09/16/2016
International Comfort Products | Comfortmaker | N9MSE0601410A*D | Natural Gas | Induced Draft | True | False | 1 | True | Down |  | None | Condensing | Single-Stage |  | 0.5 | Standard |  | 60000 | 58000 |  |  | 48900 | 521 | 95 | 75 | [8 empty] | Federally-Regulated Consumer Product | 08/17/2016 |  | 09/16/2016
International Comfort Products | Comfortmaker | N9MSE1202420A*D | LPG | Induced Draft | True | False | 1 | True | Down |  | None | Condensing | Single-Stage |  | 0.75 | Standard |  | 120000 | 116000 |  |  | 113400 | 1348 | 95 | 75 | [8 empty] | Federally-Regulated Consumer Product | 08/17/2016 |  | 09/16/2016
International Comfort Products | Comfortmaker | N9MSE1202420A*D | Natural Gas | Induced Draft | True | False | 1 | True | Down |  | None | Condensing | Single-Stage |  | 0.75 | Standard |  | 120000 | 116000 |  |  | 113400 | 1348 | 95 | 75 | [8 empty] | Federally-Regulated Consumer Product | 08/17/2016 |  | 09/16/2016
International Comfort Products | Comfortmaker | N9MSE1402420A*D | LPG | Induced Draft | True | False | 1 | True | Down |  | None | Condensing | Single-Stage |  | 0.75 | Standard |  | 140000 | 134000 |  |  | 131400 | 1261 | 94.4 | 75 | [8 empty] | Federally-Regulated Consumer Product | 08/17/2016 |  | 09/16/2016
International Comfort Products | Comfortmaker | N9MSE1402420A*D | Natural Gas | Induced Draft | True | False | 1 | True | Down |  | None | Condensing | Single-Stage |  | 0.75 | Standard |  | 140000 | 134000 |  |  | 131400 | 1261 | 94.4 | 75 | [8 empty] | Federally-Regulated Consumer Product | 08/17/2016 |  | 09/16/2016
International Comfort Products | Comfortmaker | G9MAE0601714A*D | LPG | Induced Draft | True | False | 1 | False | Down |  | None | Condensing | Step Modulating |  | 0.5 | Standard |  | 60000 | 58000 |  |  | 48100 | 176 | 94.6 | 78 | [8 empty] | Federally-Regulated Consumer Product | 08/17/2016 |  | 09/16/2016
International Comfort Products | Comfortmaker | G9MAE0601714A*D | Natural Gas | Induced Draft | True | False | 1 | False | Down |  | None | Condensing | Step Modulating |  | 0.5 | Standard |  | 60000 | 58000 |  |  | 48100 | 176 | 94.6 | 78 | [8 empty] | Federally-Regulated Consumer Product | 08/17/2016 |  | 09/16/2016
International Comfort Products | Comfortmaker | G9MAE0801714A*D | LPG | Induced Draft | True | False | 1 | False | Down |  | None | Condensing | Step Modulating |  | 0.5 | Standard |  | 80000 | 78000 |  |  | 78800 | 504 | 95 | 78 | [8 empty] | Federally-Regulated Consumer Product | 08/17/2016 |  | 09/16/2016
International Comfort Products | Comfortmaker | G9MAE0801714A*D | Natural Gas | Induced Draft | True | False | 1 | False | Down |  | None | Condensing | Step Modulating |  | 0.5 | Standard |  | 80000 | 78000 |  |  | 78800 | 504 | 95 | 78 | [8 empty] | Federally-Regulated Consumer Product | 08/17/2016 |  | 09/16/2016
International Comfort Products | Comfortmaker | G9MAE1002122A*D | LPG | Induced Draft | True | False | 1 | False | Down |  | None | Condensing | Step Modulating |  | 1 | Standard |  | 100000 | 95000 |  |  | 98700 | 377 | 94 | 78 | [8 empty] | Federally-Regulated Consumer Product | 08/17/2016 |  | 09/16/2016
International Comfort Products | Comfortmaker | G9MAE1002122A*D | Natural Gas | Induced Draft | True | False | 1 | False | Down |  | None | Condensing | Step Modulating |  | 1 | Standard |  | 100000 | 95000 |  |  | 98700 | 377 | 94 | 78 | [8 empty] | Federally-Regulated Consumer Product | 08/17/2016 |  | 09/16/2016
International Comfort Products | Comfortmaker | G9MAE1202422A*D | LPG | Induced Draft | True | False | 1 | False | Down |  | None | Condensing | Step Modulating |  | 1 | Standard |  | 120000 | 115000 |  |  | 113000 | 488 | 95 | 78 | [8 empty] | Federally-Regulated Consumer Product | 08/17/2016 |  | 09/16/2016
International Comfort Products | Comfortmaker | G9MAE1202422A*D | Natural Gas | Induced Draft | True | False | 1 | False | Down |  | None | Condensing | Step Modulating |  | 1 | Standard |  | 120000 | 115000 |  |  | 113000 | 488 | 95 | 78 | [8 empty] | Federally-Regulated Consumer Product | 08/17/2016 |  | 09/16/2016
International Comfort Products | Comfortmaker | G9MXE0401410A*D | LPG | Induced Draft | True | False | 1 | True | Down |  | None | Condensing | Single-Stage |  | 0.5 | Standard |  | 40000 | 39000 |  |  | 33200 | 188 | 95 | 75 | [8 empty] | Federally-Regulated Consumer Product | 08/17/2016 |  | 09/16/2016
International Comfort Products | Comfortmaker | G9MXE0401410A*D | Natural Gas | Induced Draft | True | False | 1 | True | Down |  | None | Condensing | Single-Stage |  | 0.5 | Standard |  | 40000 | 39000 |  |  | 33200 | 188 | 95 | 75 | [8 empty] | Federally-Regulated Consumer Product | 08/17/2016 |  | 09/16/2016
International Comfort Products | Comfortmaker | G9MXE1202422A*D | LPG | Induced Draft | True | False | 1 | True | Down |  | None | Condensing | Single-Stage |  | 1 | Standard |  | 120000 | 116000 |  |  | 114500 | 1047 | 95 | 75 | [8 empty] | Federally-Regulated Consumer Product | 08/17/2016 |  | 09/16/2016
International Comfort Products | Comfortmaker | G9MXE1202422A*D | Natural Gas | Induced Draft | True | False | 1 | True | Down |  | None | Condensing | Single-Stage |  | 1 | Standard |  | 120000 | 116000 |  |  | 114500 | 1047 | 95 | 75 | [8 empty] | Federally-Regulated Consumer Product | 08/17/2016 |  | 09/16/2016
International Comfort Products | Day & Night | N9MSE0601410A*D | LPG | Induced Draft | True | False | 1 | True | Down |  | None | Condensing | Single-Stage |  | 0.5 | Standard |  | 60000 | 58000 |  |  | 48900 | 521 | 95 | 75 | [8 empty] | Federally-Regulated Consumer Product | 08/17/2016 |  | 09/20/2016
International Comfort Products | Day & Night | N9MSE0601410A*D | Natural Gas | Induced Draft | True | False | 1 | True | Down |  | None | Condensing | Single-Stage |  | 0.5 | Standard |  | 60000 | 58000 |  |  | 48900 | 521 | 95 | 75 | [8 empty] | Federally-Regulated Consumer Product | 08/17/2016 |  | 09/20/2016
International Comfort Products | Day & Night | N9MSE1202420A*D | LPG | Induced Draft | True | False | 1 | True | Down |  | None | Condensing | Single-Stage |  | 0.75 | Standard |  | 120000 | 116000 |  |  | 113400 | 1348 | 95 | 75 | [8 empty] | Federally-Regulated Consumer Product | 08/17/2016 |  | 09/20/2016
International Comfort Products | Day & Night | N9MSE1202420A*D | Natural Gas | Induced Draft | True | False | 1 | True | Down |  | None | Condensing | Single-Stage |  | 0.75 | Standard |  | 120000 | 116000 |  |  | 113400 | 1348 | 95 | 75 | [8 empty] | Federally-Regulated Consumer Product | 08/17/2016 |  | 09/20/2016
International Comfort Products | Day & Night | N9MSE1402420A*D | LPG | Induced Draft | True | False | 1 | True | Down |  | None | Condensing | Single-Stage |  | 0.75 | Standard |  | 140000 | 134000 |  |  | 131400 | 1261 | 94.4 | 75 | [8 empty] | Federally-Regulated Consumer Product | 08/17/2016 |  | 09/20/2016
International Comfort Products | Day & Night | N9MSE1402420A*D | Natural Gas | Induced Draft | True | False | 1 | True | Down |  | None | Condensing | Single-Stage |  | 0.75 | Standard |  | 140000 | 134000 |  |  | 131400 | 1261 | 94.4 | 75 | [8 empty] | Federally-Regulated Consumer Product | 08/17/2016 |  | 09/20/2016
International Comfort Products | Day & Night | G9MAE0601714A*D | LPG | Induced Draft | True | False | 1 | False | Down |  | None | Condensing | Step Modulating |  | 0.5 | Standard |  | 60000 | 58000 |  |  | 48100 | 176 | 94.6 | 78 | [8 empty] | Federally-Regulated Consumer Product | 08/17/2016 |  | 09/20/2016
International Comfort Products | Day & Night | G9MAE0601714A*D | Natural Gas | Induced Draft | True | False | 1 | False | Down |  | None | Condensing | Step Modulating |  | 0.5 | Standard |  | 60000 | 58000 |  |  | 48100 | 176 | 94.6 | 78 | [8 empty] | Federally-Regulated Consumer Product | 08/17/2016 |  | 09/20/2016
International Comfort Products | Day & Night | G9MAE0801714A*D | LPG | Induced Draft | True | False | 1 | False | Down |  | None | Condensing | Step Modulating |  | 0.5 | Standard |  | 80000 | 78000 |  |  | 78800 | 504 | 95 | 78 | [8 empty] | Federally-Regulated Consumer Product | 08/17/2016 |  | 09/20/2016
International Comfort Products | Day & Night | G9MAE0801714A*D | Natural Gas | Induced Draft | True | False | 1 | False | Down |  | None | Condensing | Step Modulating |  | 0.5 | Standard |  | 80000 | 78000 |  |  | 78800 | 504 | 95 | 78 | [8 empty] | Federally-Regulated Consumer Product | 08/17/2016 |  | 09/20/2016
International Comfort Products | Day & Night | G9MAE1002122A*D | LPG | Induced Draft | True | False | 1 | False | Down |  | None | Condensing | Step Modulating |  | 1 | Standard |  | 100000 | 95000 |  |  | 98700 | 377 | 94 | 78 | [8 empty] | Federally-Regulated Consumer Product | 08/17/2016 |  | 09/20/2016
International Comfort Products | Day & Night | G9MAE1002122A*D | Natural Gas | Induced Draft | True | False | 1 | False | Down |  | None | Condensing | Step Modulating |  | 1 | Standard |  | 100000 | 95000 |  |  | 98700 | 377 | 94 | 78 | [8 empty] | Federally-Regulated Consumer Product | 08/17/2016 |  | 09/20/2016
International Comfort Products | Day & Night | G9MAE1202422A*D | LPG | Induced Draft | True | False | 1 | False | Down |  | None | Condensing | Step Modulating |  | 1 | Standard |  | 120000 | 115000 |  |  | 113000 | 488 | 95 | 78 | [8 empty] | Federally-Regulated Consumer Product | 08/17/2016 |  | 09/20/2016
International Comfort Products | Day & Night | G9MAE1202422A*D | Natural Gas | Induced Draft | True | False | 1 | False | Down |  | None | Condensing | Step Modulating |  | 1 | Standard |  | 120000 | 115000 |  |  | 113000 | 488 | 95 | 78 | [8 empty] | Federally-Regulated Consumer Product | 08/17/2016 |  | 09/20/2016
International Comfort Products | Day & Night | G9MXE0401410A*D | LPG | Induced Draft | True | False | 1 | True | Down |  | None | Condensing | Single-Stage |  | 0.5 | Standard |  | 40000 | 39000 |  |  | 33200 | 188 | 95 | 75 | [8 empty] | Federally-Regulated Consumer Product | 08/17/2016 |  | 09/20/2016
International Comfort Products | Day & Night | G9MXE0401410A*D | Natural Gas | Induced Draft | True | False | 1 | True | Down |  | None | Condensing | Single-Stage |  | 0.5 | Standard |  | 40000 | 39000 |  |  | 33200 | 188 | 95 | 75 | [8 empty] | Federally-Regulated Consumer Product | 08/17/2016 |  | 09/20/2016
International Comfort Products | Day & Night | G9MXE1202422A*D | LPG | Induced Draft | True | False | 1 | True | Down |  | None | Condensing | Single-Stage |  | 1 | Standard |  | 120000 | 116000 |  |  | 114500 | 1047 | 95 | 75 | [8 empty] | Federally-Regulated Consumer Product | 08/17/2016 |  | 09/20/2016
International Comfort Products | Day & Night | G9MXE1202422A*D | Natural Gas | Induced Draft | True | False | 1 | True | Down |  | None | Condensing | Single-Stage |  | 1 | Standard |  | 120000 | 116000 |  |  | 114500 | 1047 | 95 | 75 | [8 empty] | Federally-Regulated Consumer Product | 08/17/2016 |  | 09/20/2016
International Comfort Products | EcoTemp | WFSR060B042A*D | LPG | Induced Draft | True | False | 1 | True | Down |  | None | Condensing | Single-Stage |  | 0.5 | Standard |  | 60000 | 58000 |  |  | 48600 | 598 | 95 | 75 | [8 empty] | Federally-Regulated Consumer Product | 08/17/2016 |  | 09/20/2016
International Comfort Products | EcoTemp | WFSR060B042A*D | Natural Gas | Induced Draft | True | False | 1 | True | Down |  | None | Condensing | Single-Stage |  | 0.5 | Standard |  | 60000 | 58000 |  |  | 48600 | 598 | 95 | 75 | [8 empty] | Federally-Regulated Consumer Product | 08/17/2016 |  | 09/20/2016
International Comfort Products | EcoTemp | WFSR120D060A*D | LPG | Induced Draft | True | False | 1 | True | Down |  | None | Condensing | Single-Stage |  | 0.75 | Standard |  | 120000 | 116000 |  |  | 113400 | 1348 | 94.4 | 75 | [8 empty] | Federally-Regulated Consumer Product | 08/17/2016 |  | 09/20/2016
International Comfort Products | EcoTemp | WFSR120D060A*D | Natural Gas | Induced Draft | True | False | 1 | True | Down |  | None | Condensing | Single-Stage |  | 0.75 | Standard |  | 120000 | 116000 |  |  | 113400 | 1348 | 94.4 | 75 | [8 empty] | Federally-Regulated Consumer Product | 08/17/2016 |  | 09/20/2016
International Comfort Products | Grandaire | WFSR060B042A*D | LPG | Induced Draft | True | False | 1 | True | Down |  | None | Condensing | Single-Stage |  | 0.5 | Standard |  | 60000 | 58000 |  |  | 48600 | 598 | 95 | 75 | [8 empty] | Federally-Regulated Consumer Product | 08/17/2016 |  | 09/20/2016
International Comfort Products | Grandaire | WFSR060B042A*D | Natural Gas | Induced Draft | True | False | 1 | True | Down |  | None | Condensing | Single-Stage |  | 0.5 | Standard |  | 60000 | 58000 |  |  | 48600 | 598 | 95 | 75 | [8 empty] | Federally-Regulated Consumer Product | 08/17/2016 |  | 09/20/2016
International Comfort Products | Grandaire | WFSR120D060A*D | LPG | Induced Draft | True | False | 1 | True | Down |  | None | Condensing | Single-Stage |  | 0.75 | Standard |  | 120000 | 116000 |  |  | 113400 | 1348 | 94.4 | 75 | [8 empty] | Federally-Regulated Consumer Product | 08/17/2016 |  | 09/20/2016
International Comfort Products | Grandaire | WFSR120D060A*D | Natural Gas | Induced Draft | True | False | 1 | True | Down |  | None | Condensing | Single-Stage |  | 0.75 | Standard |  | 120000 | 116000 |  |  | 113400 | 1348 | 94.4 | 75 | [8 empty] | Federally-Regulated Consumer Product | 08/17/2016 |  | 09/20/2016
International Comfort Products | Heil | N9MSE0601410A*D | LPG | Induced Draft | True | False | 1 | True | Down |  | None | Condensing | Single-Stage |  | 0.5 | Standard |  | 60000 | 58000 |  |  | 48900 | 521 | 95 | 75 | [8 empty] | Federally-Regulated Consumer Product | 08/17/2016 |  | 09/20/2016
International Comfort Products | Heil | N9MSE0601410A*D | Natural Gas | Induced Draft | True | False | 1 | True | Down |  | None | Condensing | Single-Stage |  | 0.5 | Standard |  | 60000 | 58000 |  |  | 48900 | 521 | 95 | 75 | [8 empty] | Federally-Regulated Consumer Product | 08/17/2016 |  | 09/20/2016
International Comfort Products | Heil | N9MSE1202420A*D | LPG | Induced Draft | True | False | 1 | True | Down |  | None | Condensing | Single-Stage |  | 0.75 | Standard |  | 120000 | 116000 |  |  | 113400 | 1348 | 95 | 75 | [8 empty] | Federally-Regulated Consumer Product | 08/17/2016 |  | 09/20/2016
International Comfort Products | Heil | N9MSE1202420A*D | Natural Gas | Induced Draft | True | False | 1 | True | Down |  | None | Condensing | Single-Stage |  | 0.75 | Standard |  | 120000 | 116000 |  |  | 113400 | 1348 | 95 | 75 | [8 empty] | Federally-Regulated Consumer Product | 08/17/2016 |  | 09/20/2016
International Comfort Products | Heil | N9MSE1402420A*D | LPG | Induced Draft | True | False | 1 | True | Down |  | None | Condensing | Single-Stage |  | 0.75 | Standard |  | 140000 | 134000 |  |  | 131400 | 1261 | 94.4 | 75 | [8 empty] | Federally-Regulated Consumer Product | 08/17/2016 |  | 09/20/2016
International Comfort Products | Heil | N9MSE1402420A*D | Natural Gas | Induced Draft | True | False | 1 | True | Down |  | None | Condensing | Single-Stage |  | 0.75 | Standard |  | 140000 | 134000 |  |  | 131400 | 1261 | 94.4 | 75 | [8 empty] | Federally-Regulated Consumer Product | 08/17/2016 |  | 09/20/2016
International Comfort Products | Heil | G9MAE0601714A*D | LPG | Induced Draft | True | False | 1 | False | Down |  | None | Condensing | Step Modulating |  | 0.5 | Standard |  | 60000 | 58000 |  |  | 48100 | 176 | 94.6 | 78 | [8 empty] | Federally-Regulated Consumer Product | 08/17/2016 |  | 09/20/2016
International Comfort Products | Heil | G9MAE0601714A*D | Natural Gas | Induced Draft | True | False | 1 | False | Down |  | None | Condensing | Step Modulating |  | 0.5 | Standard |  | 60000 | 58000 |  |  | 48100 | 176 | 94.6 | 78 | [8 empty] | Federally-Regulated Consumer Product | 08/17/2016 |  | 09/20/2016
International Comfort Products | Heil | G9MAE0801714A*D | LPG | Induced Draft | True | False | 1 | False | Down |  | None | Condensing | Step Modulating |  | 0.5 | Standard |  | 80000 | 78000 |  |  | 78800 | 504 | 95 | 78 | [8 empty] | Federally-Regulated Consumer Product | 08/17/2016 |  | 09/20/2016
International Comfort Products | Heil | G9MAE0801714A*D | Natural Gas | Induced Draft | True | False | 1 | False | Down |  | None | Condensing | Step Modulating |  | 0.5 | Standard |  | 80000 | 78000 |  |  | 78800 | 504 | 95 | 78 | [8 empty] | Federally-Regulated Consumer Product | 08/17/2016 |  | 09/20/2016
International Comfort Products | Heil | G9MAE1002122A*D | LPG | Induced Draft | True | False | 1 | False | Down |  | None | Condensing | Step Modulating |  | 1 | Standard |  | 100000 | 95000 |  |  | 98700 | 377 | 94 | 78 | [8 empty] | Federally-Regulated Consumer Product | 08/17/2016 |  | 09/20/2016
International Comfort Products | Heil | G9MAE1002122A*D | Natural Gas | Induced Draft | True | False | 1 | False | Down |  | None | Condensing | Step Modulating |  | 1 | Standard |  | 100000 | 95000 |  |  | 98700 | 377 | 94 | 78 | [8 empty] | Federally-Regulated Consumer Product | 08/17/2016 |  | 09/20/2016
International Comfort Products | Heil | G9MAE1202422A*D | LPG | Induced Draft | True | False | 1 | False | Down |  | None | Condensing | Step Modulating |  | 1 | Standard |  | 120000 | 115000 |  |  | 113000 | 488 | 95 | 78 | [8 empty] | Federally-Regulated Consumer Product | 08/17/2016 |  | 09/20/2016
International Comfort Products | Heil | G9MAE1202422A*D | Natural Gas | Induced Draft | True | False | 1 | False | Down |  | None | Condensing | Step Modulating |  | 1 | Standard |  | 120000 | 115000 |  |  | 113000 | 488 | 95 | 78 | [8 empty] | Federally-Regulated Consumer Product | 08/17/2016 |  | 09/20/2016
International Comfort Products | Heil | G9MXE0401410A*D | LPG | Induced Draft | True | False | 1 | True | Down |  | None | Condensing | Single-Stage |  | 0.5 | Standard |  | 40000 | 39000 |  |  | 33200 | 188 | 95 | 75 | [8 empty] | Federally-Regulated Consumer Product | 08/17/2016 |  | 09/20/2016
International Comfort Products | Heil | G9MXE0401410A*D | Natural Gas | Induced Draft | True | False | 1 | True | Down |  | None | Condensing | Single-Stage |  | 0.5 | Standard |  | 40000 | 39000 |  |  | 33200 | 188 | 95 | 75 | [8 empty] | Federally-Regulated Consumer Product | 08/17/2016 |  | 09/20/2016
International Comfort Products | Heil | G9MXE1202422A*D | LPG | Induced Draft | True | False | 1 | True | Down |  | None | Condensing | Single-Stage |  | 1 | Standard |  | 120000 | 116000 |  |  | 114500 | 1047 | 95 | 75 | [8 empty] | Federally-Regulated Consumer Product | 08/17/2016 |  | 09/20/2016
International Comfort Products | Heil | G9MXE1202422A*D | Natural Gas | Induced Draft | True | False | 1 | True | Down |  | None | Condensing | Single-Stage |  | 1 | Standard |  | 120000 | 116000 |  |  | 114500 | 1047 | 95 | 75 | [8 empty] | Federally-Regulated Consumer Product | 08/17/2016 |  | 09/20/2016
International Comfort Products | ICP Commercial | F9MAE0601714A*D | LPG | Induced Draft | True | False | 1 | False | Down |  | None | Condensing | Step Modulating |  | 0.5 | Standard |  | 60000 | 58000 |  |  | 48100 | 176 | 94.6 | 78 | [8 empty] | Federally-Regulated Consumer Product | 08/17/2016 |  | 09/20/2016
International Comfort Products | ICP Commercial | F9MAE0601714A*D | Natural Gas | Induced Draft | True | False | 1 | False | Down |  | None | Condensing | Step Modulating |  | 0.5 | Standard |  | 60000 | 58000 |  |  | 48100 | 176 | 94.6 | 78 | [8 empty] | Federally-Regulated Consumer Product | 08/17/2016 |  | 09/20/2016
International Comfort Products | ICP Commercial | F9MAE0801714A*D | LPG | Induced Draft | True | False | 1 | False | Down |  | None | Condensing | Step Modulating |  | 0.5 | Standard |  | 80000 | 78000 |  |  | 78800 | 504 | 95 | 78 | [8 empty] | Federally-Regulated Consumer Product | 08/17/2016 |  | 09/20/2016
International Comfort Products | ICP Commercial | F9MAE0801714A*D | Natural Gas | Induced Draft | True | False | 1 | False | Down |  | None | Condensing | Step Modulating |  | 0.5 | Standard |  | 80000 | 78000 |  |  | 78800 | 504 | 95 | 78 | [8 empty] | Federally-Regulated Consumer Product | 08/17/2016 |  | 09/20/2016
International Comfort Products | ICP Commercial | F9MAE1002122A*D | LPG | Induced Draft | True | False | 1 | False | Down |  | None | Condensing | Step Modulating |  | 1 | Standard |  | 100000 | 95000 |  |  | 98700 | 377 | 94 | 78 | [8 empty] | Federally-Regulated Consumer Product | 08/17/2016 |  | 09/20/2016
International Comfort Products | ICP Commercial | F9MAE1002122A*D | Natural Gas | Induced Draft | True | False | 1 | False | Down |  | None | Condensing | Step Modulating |  | 1 | Standard |  | 100000 | 95000 |  |  | 98700 | 377 | 94 | 78 | [8 empty] | Federally-Regulated Consumer Product | 08/17/2016 |  | 09/20/2016
International Comfort Products | ICP Commercial | F9MAE1202422A*D | LPG | Induced Draft | True | False | 1 | False | Down |  | None | Condensing | Step Modulating |  | 1 | Standard |  | 120000 | 115000 |  |  | 113000 | 488 | 95 | 78 | [8 empty] | Federally-Regulated Consumer Product | 08/17/2016 |  | 09/20/2016
International Comfort Products | ICP Commercial | F9MAE1202422A*D | Natural Gas | Induced Draft | True | False | 1 | False | Down |  | None | Condensing | Step Modulating |  | 1 | Standard |  | 120000 | 115000 |  |  | 113000 | 488 | 95 | 78 | [8 empty] | Federally-Regulated Consumer Product | 08/17/2016 |  | 09/20/2016
International Comfort Products | ICP Commercial | F9MXE0401410A*D | LPG | Induced Draft | True | False | 1 | True | Down |  | None | Condensing | Single-Stage |  | 0.5 | Standard |  | 40000 | 39000 |  |  | 33200 | 188 | 95 | 75 | [8 empty] | Federally-Regulated Consumer Product | 08/17/2016 |  | 09/20/2016
International Comfort Products | ICP Commercial | F9MXE0401410A*D | Natural Gas | Induced Draft | True | False | 1 | True | Down |  | None | Condensing | Single-Stage |  | 0.5 | Standard |  | 40000 | 39000 |  |  | 33200 | 188 | 95 | 75 | [8 empty] | Federally-Regulated Consumer Product | 08/17/2016 |  | 09/20/2016
International Comfort Products | ICP Commercial | F9MXE0601412A*D | LPG | Induced Draft | True | False | 1 | True | Down |  | None | Condensing | Single-Stage |  | 0.5 | Standard |  | 60000 | 58000 |  |  | 49500 | 344 | 95 | 75 | [8 empty] | Federally-Regulated Consumer Product | 08/17/2016 |  | 09/20/2016
International Comfort Products | ICP Commercial | F9MXE0601412A*D | Natural Gas | Induced Draft | True | False | 1 | True | Down |  | None | Condensing | Single-Stage |  | 0.5 | Standard |  | 60000 | 58000 |  |  | 49500 | 344 | 95 | 75 | [8 empty] | Federally-Regulated Consumer Product | 08/17/2016 |  | 09/20/2016
International Comfort Products | ICP Commercial | F9MXE1202422A*D | LPG | Induced Draft | True | False | 1 | True | Down |  | None | Condensing | Single-Stage |  | 1 | Standard |  | 120000 | 116000 |  |  | 114500 | 1047 | 95 | 75 | [8 empty] | Federally-Regulated Consumer Product | 08/17/2016 |  | 09/20/2016
International Comfort Products | ICP Commercial | F9MXE1202422A*D | Natural Gas | Induced Draft | True | False | 1 | True | Down |  | None | Condensing | Single-Stage |  | 1 | Standard |  | 120000 | 116000 |  |  | 114500 | 1047 | 95 | 75 | [8 empty] | Federally-Regulated Consumer Product | 08/17/2016 |  | 09/20/2016
International Comfort Products | ICP Commercial | N9MSE0601410A*D | LPG | Induced Draft | True | False | 1 | True | Down |  | None | Condensing | Single-Stage |  | 0.5 | Standard |  | 60000 | 58000 |  |  | 48900 | 521 | 95 | 75 | [8 empty] | Federally-Regulated Consumer Product | 08/17/2016 |  | 09/20/2016
International Comfort Products | ICP Commercial | N9MSE0601410A*D | Natural Gas | Induced Draft | True | False | 1 | True | Down |  | None | Condensing | Single-Stage |  | 0.5 | Standard |  | 60000 | 58000 |  |  | 48900 | 521 | 95 | 75 | [8 empty] | Federally-Regulated Consumer Product | 08/17/2016 |  | 09/20/2016
International Comfort Products | ICP Commercial | N9MSE1202420A*D | LPG | Induced Draft | True | False | 1 | True | Down |  | None | Condensing | Single-Stage |  | 0.75 | Standard |  | 120000 | 116000 |  |  | 113400 | 1348 | 95 | 75 | [8 empty] | Federally-Regulated Consumer Product | 08/17/2016 |  | 09/20/2016
International Comfort Products | ICP Commercial | N9MSE1202420A*D | Natural Gas | Induced Draft | True | False | 1 | True | Down |  | None | Condensing | Single-Stage |  | 0.75 | Standard |  | 120000 | 116000 |  |  | 113400 | 1348 | 95 | 75 | [8 empty] | Federally-Regulated Consumer Product | 08/17/2016 |  | 09/20/2016
International Comfort Products | ICP Commercial | N9MSE1402420A*D | LPG | Induced Draft | True | False | 1 | True | Down |  | None | Condensing | Single-Stage |  | 0.75 | Standard |  | 140000 | 134000 |  |  | 131400 | 1261 | 94.4 | 75 | [8 empty] | Federally-Regulated Consumer Product | 08/17/2016 |  | 09/20/2016
International Comfort Products | ICP Commercial | N9MSE1402420A*D | Natural Gas | Induced Draft | True | False | 1 | True | Down |  | None | Condensing | Single-Stage |  | 0.75 | Standard |  | 140000 | 134000 |  |  | 131400 | 1261 | 94.4 | 75 | [8 empty] | Federally-Regulated Consumer Product | 08/17/2016 |  | 09/20/2016
International Comfort Products | ICP Commercial | G9MAE0601714A*D | LPG | Induced Draft | True | False | 1 | False | Down |  | None | Condensing | Step Modulating |  | 0.5 | Standard |  | 60000 | 58000 |  |  | 48100 | 176 | 94.6 | 78 | [8 empty] | Federally-Regulated Consumer Product | 08/17/2016 |  | 09/20/2016
International Comfort Products | ICP Commercial | G9MAE0601714A*D | Natural Gas | Induced Draft | True | False | 1 | False | Down |  | None | Condensing | Step Modulating |  | 0.5 | Standard |  | 60000 | 58000 |  |  | 48100 | 176 | 94.6 | 78 | [8 empty] | Federally-Regulated Consumer Product | 08/17/2016 |  | 09/20/2016
International Comfort Products | ICP Commercial | G9MAE0801714A*D | LPG | Induced Draft | True | False | 1 | False | Down |  | None | Condensing | Step Modulating |  | 0.5 | Standard |  | 80000 | 78000 |  |  | 78800 | 504 | 95 | 78 | [8 empty] | Federally-Regulated Consumer Product | 08/17/2016 |  | 09/20/2016
International Comfort Products | ICP Commercial | G9MAE0801714A*D | Natural Gas | Induced Draft | True | False | 1 | False | Down |  | None | Condensing | Step Modulating |  | 0.5 | Standard |  | 80000 | 78000 |  |  | 78800 | 504 | 95 | 78 | [8 empty] | Federally-Regulated Consumer Product | 08/17/2016 |  | 09/20/2016
International Comfort Products | ICP Commercial | G9MAE1002122A*D | LPG | Induced Draft | True | False | 1 | False | Down |  | None | Condensing | Step Modulating |  | 1 | Standard |  | 100000 | 95000 |  |  | 98700 | 377 | 94 | 78 | [8 empty] | Federally-Regulated Consumer Product | 08/17/2016 |  | 09/20/2016
International Comfort Products | ICP Commercial | G9MAE1002122A*D | Natural Gas | Induced Draft | True | False | 1 | False | Down |  | None | Condensing | Step Modulating |  | 1 | Standard |  | 100000 | 95000 |  |  | 98700 | 377 | 94 | 78 | [8 empty] | Federally-Regulated Consumer Product | 08/17/2016 |  | 09/20/2016
International Comfort Products | ICP Commercial | G9MAE1202422A*D | LPG | Induced Draft | True | False | 1 | False | Down |  | None | Condensing | Step Modulating |  | 1 | Standard |  | 120000 | 115000 |  |  | 113000 | 488 | 95 | 78 | [8 empty] | Federally-Regulated Consumer Product | 08/17/2016 |  | 09/20/2016
International Comfort Products | ICP Commercial | G9MAE1202422A*D | Natural Gas | Induced Draft | True | False | 1 | False | Down |  | None | Condensing | Step Modulating |  | 1 | Standard |  | 120000 | 115000 |  |  | 113000 | 488 | 95 | 78 | [8 empty] | Federally-Regulated Consumer Product | 08/17/2016 |  | 09/20/2016
International Comfort Products | ICP Commercial | G9MXE0401410A*D | LPG | Induced Draft | True | False | 1 | True | Down |  | None | Condensing | Single-Stage |  | 0.5 | Standard |  | 40000 | 39000 |  |  | 33200 | 188 | 95 | 75 | [8 empty] | Federally-Regulated Consumer Product | 08/17/2016 |  | 09/20/2016
International Comfort Products | ICP Commercial | G9MXE0401410A*D | Natural Gas | Induced Draft | True | False | 1 | True | Down |  | None | Condensing | Single-Stage |  | 0.5 | Standard |  | 40000 | 39000 |  |  | 33200 | 188 | 95 | 75 | [8 empty] | Federally-Regulated Consumer Product | 08/17/2016 |  | 09/20/2016
International Comfort Products | ICP Commercial | G9MXE1202422A*D | LPG | Induced Draft | True | False | 1 | True | Down |  | None | Condensing | Single-Stage |  | 1 | Standard |  | 120000 | 116000 |  |  | 114500 | 1047 | 95 | 75 | [8 empty] | Federally-Regulated Consumer Product | 08/17/2016 |  | 09/20/2016
International Comfort Products | ICP Commercial | G9MXE1202422A*D | Natural Gas | Induced Draft | True | False | 1 | True | Down |  | None | Condensing | Single-Stage |  | 1 | Standard |  | 120000 | 116000 |  |  | 114500 | 1047 | 95 | 75 | [8 empty] | Federally-Regulated Consumer Product | 08/17/2016 |  | 09/20/2016
International Comfort Products | Keeprite | F9MAE0601714A*D | LPG | Induced Draft | True | False | 1 | False | Down |  | None | Condensing | Step Modulating |  | 0.5 | Standard |  | 60000 | 58000 |  |  | 48100 | 176 | 94.6 | 78 | [8 empty] | Federally-Regulated Consumer Product | 08/17/2016 |  | 09/20/2016
International Comfort Products | Keeprite | F9MAE0601714A*D | Natural Gas | Induced Draft | True | False | 1 | False | Down |  | None | Condensing | Step Modulating |  | 0.5 | Standard |  | 60000 | 58000 |  |  | 48100 | 176 | 94.6 | 78 | [8 empty] | Federally-Regulated Consumer Product | 08/17/2016 |  | 09/20/2016
International Comfort Products | Keeprite | F9MAE0801714A*D | LPG | Induced Draft | True | False | 1 | False | Down |  | None | Condensing | Step Modulating |  | 0.5 | Standard |  | 80000 | 78000 |  |  | 78800 | 504 | 95 | 78 | [8 empty] | Federally-Regulated Consumer Product | 08/17/2016 |  | 09/20/2016
International Comfort Products | Keeprite | F9MAE0801714A*D | Natural Gas | Induced Draft | True | False | 1 | False | Down |  | None | Condensing | Step Modulating |  | 0.5 | Standard |  | 80000 | 78000 |  |  | 78800 | 504 | 95 | 78 | [8 empty] | Federally-Regulated Consumer Product | 08/17/2016 |  | 09/20/2016
International Comfort Products | Keeprite | F9MAE1002122A*D | LPG | Induced Draft | True | False | 1 | False | Down |  | None | Condensing | Step Modulating |  | 1 | Standard |  | 100000 | 95000 |  |  | 98700 | 377 | 94 | 78 | [8 empty] | Federally-Regulated Consumer Product | 08/17/2016 |  | 09/20/2016
International Comfort Products | Keeprite | F9MAE1002122A*D | Natural Gas | Induced Draft | True | False | 1 | False | Down |  | None | Condensing | Step Modulating |  | 1 | Standard |  | 100000 | 95000 |  |  | 98700 | 377 | 94 | 78 | [8 empty] | Federally-Regulated Consumer Product | 08/17/2016 |  | 09/20/2016
International Comfort Products | Keeprite | F9MAE1202422A*D | LPG | Induced Draft | True | False | 1 | False | Down |  | None | Condensing | Step Modulating |  | 1 | Standard |  | 120000 | 115000 |  |  | 113000 | 488 | 95 | 78 | [8 empty] | Federally-Regulated Consumer Product | 08/17/2016 |  | 09/20/2016
International Comfort Products | Keeprite | F9MAE1202422A*D | Natural Gas | Induced Draft | True | False | 1 | False | Down |  | None | Condensing | Step Modulating |  | 1 | Standard |  | 120000 | 115000 |  |  | 113000 | 488 | 95 | 78 | [8 empty] | Federally-Regulated Consumer Product | 08/17/2016 |  | 09/20/2016
International Comfort Products | Keeprite | F9MXE0401410A*D | LPG | Induced Draft | True | False | 1 | True | Down |  | None | Condensing | Single-Stage |  | 0.5 | Standard |  | 40000 | 39000 |  |  | 33200 | 188 | 95 | 75 | [8 empty] | Federally-Regulated Consumer Product | 08/17/2016 |  | 09/20/2016
International Comfort Products | Keeprite | F9MXE0401410A*D | Natural Gas | Induced Draft | True | False | 1 | True | Down |  | None | Condensing | Single-Stage |  | 0.5 | Standard |  | 40000 | 39000 |  |  | 33200 | 188 | 95 | 75 | [8 empty] | Federally-Regulated Consumer Product | 08/17/2016 |  | 09/20/2016
International Comfort Products | Keeprite | F9MXE0601412A*D | LPG | Induced Draft | True | False | 1 | True | Down |  | None | Condensing | Single-Stage |  | 0.5 | Standard |  | 60000 | 58000 |  |  | 49500 | 344 | 95 | 75 | [8 empty] | Federally-Regulated Consumer Product | 08/17/2016 |  | 09/20/2016
International Comfort Products | Keeprite | F9MXE0601412A*D | Natural Gas | Induced Draft | True | False | 1 | True | Down |  | None | Condensing | Single-Stage |  | 0.5 | Standard |  | 60000 | 58000 |  |  | 49500 | 344 | 95 | 75 | [8 empty] | Federally-Regulated Consumer Product | 08/17/2016 |  | 09/20/2016
International Comfort Products | Keeprite | F9MXE1202422A*D | LPG | Induced Draft | True | False | 1 | True | Down |  | None | Condensing | Single-Stage |  | 1 | Standard |  | 120000 | 116000 |  |  | 114500 | 1047 | 95 | 75 | [8 empty] | Federally-Regulated Consumer Product | 08/17/2016 |  | 09/20/2016
International Comfort Products | Keeprite | F9MXE1202422A*D | Natural Gas | Induced Draft | True | False | 1 | True | Down |  | None | Condensing | Single-Stage |  | 1 | Standard |  | 120000 | 116000 |  |  | 114500 | 1047 | 95 | 75 | [8 empty] | Federally-Regulated Consumer Product | 08/17/2016 |  | 09/20/2016
International Comfort Products | Keeprite | N9MSE0601410A*D | LPG | Induced Draft | True | False | 1 | True | Down |  | None | Condensing | Single-Stage |  | 0.5 | Standard |  | 60000 | 58000 |  |  | 48900 | 521 | 95 | 75 | [8 empty] | Federally-Regulated Consumer Product | 08/17/2016 |  | 09/20/2016
International Comfort Products | Keeprite | N9MSE0601410A*D | Natural Gas | Induced Draft | True | False | 1 | True | Down |  | None | Condensing | Single-Stage |  | 0.5 | Standard |  | 60000 | 58000 |  |  | 48900 | 521 | 95 | 75 | [8 empty] | Federally-Regulated Consumer Product | 08/17/2016 |  | 09/20/2016
International Comfort Products | Keeprite | N9MSE1202420A*D | LPG | Induced Draft | True | False | 1 | True | Down |  | None | Condensing | Single-Stage |  | 0.75 | Standard |  | 120000 | 116000 |  |  | 113400 | 1348 | 95 | 75 | [8 empty] | Federally-Regulated Consumer Product | 08/17/2016 |  | 09/20/2016
International Comfort Products | Keeprite | N9MSE1202420A*D | Natural Gas | Induced Draft | True | False | 1 | True | Down |  | None | Condensing | Single-Stage |  | 0.75 | Standard |  | 120000 | 116000 |  |  | 113400 | 1348 | 95 | 75 | [8 empty] | Federally-Regulated Consumer Product | 08/17/2016 |  | 09/20/2016
International Comfort Products | Keeprite | N9MSE1402420A*D | LPG | Induced Draft | True | False | 1 | True | Down |  | None | Condensing | Single-Stage |  | 0.75 | Standard |  | 140000 | 134000 |  |  | 131400 | 1261 | 94.4 | 75 | [8 empty] | Federally-Regulated Consumer Product | 08/17/2016 |  | 09/20/2016
International Comfort Products | Keeprite | N9MSE1402420A*D | Natural Gas | Induced Draft | True | False | 1 | True | Down |  | None | Condensing | Single-Stage |  | 0.75 | Standard |  | 140000 | 134000 |  |  | 131400 | 1261 | 94.4 | 75 | [8 empty] | Federally-Regulated Consumer Product | 08/17/2016 |  | 09/20/2016
International Comfort Products | Keeprite | G9MAE0601714A*D | LPG | Induced Draft | True | False | 1 | False | Down |  | None | Condensing | Step Modulating |  | 0.5 | Standard |  | 60000 | 58000 |  |  | 48100 | 176 | 94.6 | 78 | [8 empty] | Federally-Regulated Consumer Product | 08/17/2016 |  | 09/20/2016
International Comfort Products | Keeprite | G9MAE0601714A*D | Natural Gas | Induced Draft | True | False | 1 | False | Down |  | None | Condensing | Step Modulating |  | 0.5 | Standard |  | 60000 | 58000 |  |  | 48100 | 176 | 94.6 | 78 | [8 empty] | Federally-Regulated Consumer Product | 08/17/2016 |  | 09/20/2016
International Comfort Products | Keeprite | G9MAE0801714A*D | LPG | Induced Draft | True | False | 1 | False | Down |  | None | Condensing | Step Modulating |  | 0.5 | Standard |  | 80000 | 78000 |  |  | 78800 | 504 | 95 | 78 | [8 empty] | Federally-Regulated Consumer Product | 08/17/2016 |  | 09/20/2016
International Comfort Products | Keeprite | G9MAE0801714A*D | Natural Gas | Induced Draft | True | False | 1 | False | Down |  | None | Condensing | Step Modulating |  | 0.5 | Standard |  | 80000 | 78000 |  |  | 78800 | 504 | 95 | 78 | [8 empty] | Federally-Regulated Consumer Product | 08/17/2016 |  | 09/20/2016
International Comfort Products | Keeprite | G9MAE1002122A*D | LPG | Induced Draft | True | False | 1 | False | Down |  | None | Condensing | Step Modulating |  | 1 | Standard |  | 100000 | 95000 |  |  | 98700 | 377 | 94 | 78 | [8 empty] | Federally-Regulated Consumer Product | 08/17/2016 |  | 09/20/2016
International Comfort Products | Keeprite | G9MAE1002122A*D | Natural Gas | Induced Draft | True | False | 1 | False | Down |  | None | Condensing | Step Modulating |  | 1 | Standard |  | 100000 | 95000 |  |  | 98700 | 377 | 94 | 78 | [8 empty] | Federally-Regulated Consumer Product | 08/17/2016 |  | 09/20/2016
International Comfort Products | Keeprite | G9MAE1202422A*D | LPG | Induced Draft | True | False | 1 | False | Down |  | None | Condensing | Step Modulating |  | 1 | Standard |  | 120000 | 115000 |  |  | 113000 | 488 | 95 | 78 | [8 empty] | Federally-Regulated Consumer Product | 08/17/2016 |  | 09/20/2016
International Comfort Products | Keeprite | G9MAE1202422A*D | Natural Gas | Induced Draft | True | False | 1 | False | Down |  | None | Condensing | Step Modulating |  | 1 | Standard |  | 120000 | 115000 |  |  | 113000 | 488 | 95 | 78 | [8 empty] | Federally-Regulated Consumer Product | 08/17/2016 |  | 09/20/2016
International Comfort Products | Keeprite | G9MXE0401410A*D | LPG | Induced Draft | True | False | 1 | True | Down |  | None | Condensing | Single-Stage |  | 0.5 | Standard |  | 40000 | 39000 |  |  | 33200 | 188 | 95 | 75 | [8 empty] | Federally-Regulated Consumer Product | 08/17/2016 |  | 09/20/2016
International Comfort Products | Keeprite | G9MXE0401410A*D | Natural Gas | Induced Draft | True | False | 1 | True | Down |  | None | Condensing | Single-Stage |  | 0.5 | Standard |  | 40000 | 39000 |  |  | 33200 | 188 | 95 | 75 | [8 empty] | Federally-Regulated Consumer Product | 08/17/2016 |  | 09/20/2016
International Comfort Products | Keeprite | G9MXE1202422A*D | LPG | Induced Draft | True | False | 1 | True | Down |  | None | Condensing | Single-Stage |  | 1 | Standard |  | 120000 | 116000 |  |  | 114500 | 1047 | 95 | 75 | [8 empty] | Federally-Regulated Consumer Product | 08/17/2016 |  | 09/20/2016
International Comfort Products | Keeprite | G9MXE1202422A*D | Natural Gas | Induced Draft | True | False | 1 | True | Down |  | None | Condensing | Single-Stage |  | 1 | Standard |  | 120000 | 116000 |  |  | 114500 | 1047 | 95 | 75 | [8 empty] | Federally-Regulated Consumer Product | 08/17/2016 |  | 09/20/2016
International Comfort Products | Kenmore | F9MAE0601714A*D | LPG | Induced Draft | True | False | 1 | False | Down |  | None | Condensing | Step Modulating |  | 0.5 | Standard |  | 60000 | 58000 |  |  | 48100 | 176 | 94.6 | 78 | [8 empty] | Federally-Regulated Consumer Product | 08/17/2016 |  | 09/20/2016
International Comfort Products | Kenmore | F9MAE0601714A*D | Natural Gas | Induced Draft | True | False | 1 | False | Down |  | None | Condensing | Step Modulating |  | 0.5 | Standard |  | 60000 | 58000 |  |  | 48100 | 176 | 94.6 | 78 | [8 empty] | Federally-Regulated Consumer Product | 08/17/2016 |  | 09/20/2016
International Comfort Products | Kenmore | F9MAE0801714A*D | LPG | Induced Draft | True | False | 1 | False | Down |  | None | Condensing | Step Modulating |  | 0.5 | Standard |  | 80000 | 78000 |  |  | 78800 | 504 | 95 | 78 | [8 empty] | Federally-Regulated Consumer Product | 08/17/2016 |  | 09/20/2016
International Comfort Products | Kenmore | F9MAE0801714A*D | Natural Gas | Induced Draft | True | False | 1 | False | Down |  | None | Condensing | Step Modulating |  | 0.5 | Standard |  | 80000 | 78000 |  |  | 78800 | 504 | 95 | 78 | [8 empty] | Federally-Regulated Consumer Product | 08/17/2016 |  | 09/20/2016
International Comfort Products | Kenmore | F9MAE1002122A*D | LPG | Induced Draft | True | False | 1 | False | Down |  | None | Condensing | Step Modulating |  | 1 | Standard |  | 100000 | 95000 |  |  | 98700 | 377 | 94 | 78 | [8 empty] | Federally-Regulated Consumer Product | 08/17/2016 |  | 09/20/2016
International Comfort Products | Kenmore | F9MAE1002122A*D | Natural Gas | Induced Draft | True | False | 1 | False | Down |  | None | Condensing | Step Modulating |  | 1 | Standard |  | 100000 | 95000 |  |  | 98700 | 377 | 94 | 78 | [8 empty] | Federally-Regulated Consumer Product | 08/17/2016 |  | 09/20/2016
International Comfort Products | Kenmore | F9MAE1202422A*D | LPG | Induced Draft | True | False | 1 | False | Down |  | None | Condensing | Step Modulating |  | 1 | Standard |  | 120000 | 115000 |  |  | 113000 | 488 | 95 | 78 | [8 empty] | Federally-Regulated Consumer Product | 08/17/2016 |  | 09/20/2016
International Comfort Products | Kenmore | F9MAE1202422A*D | Natural Gas | Induced Draft | True | False | 1 | False | Down |  | None | Condensing | Step Modulating |  | 1 | Standard |  | 120000 | 115000 |  |  | 113000 | 488 | 95 | 78 | [8 empty] | Federally-Regulated Consumer Product | 08/17/2016 |  | 09/20/2016
International Comfort Products | Kenmore | F9MXE0401410A*D | LPG | Induced Draft | True | False | 1 | True | Down |  | None | Condensing | Single-Stage |  | 0.5 | Standard |  | 40000 | 39000 |  |  | 33200 | 188 | 95 | 75 | [8 empty] | Federally-Regulated Consumer Product | 08/17/2016 |  | 09/20/2016
International Comfort Products | Kenmore | F9MXE0401410A*D | Natural Gas | Induced Draft | True | False | 1 | True | Down |  | None | Condensing | Single-Stage |  | 0.5 | Standard |  | 40000 | 39000 |  |  | 33200 | 188 | 95 | 75 | [8 empty] | Federally-Regulated Consumer Product | 08/17/2016 |  | 09/20/2016
International Comfort Products | Kenmore | F9MXE0601412A*D | LPG | Induced Draft | True | False | 1 | True | Down |  | None | Condensing | Single-Stage |  | 0.5 | Standard |  | 60000 | 58000 |  |  | 49500 | 344 | 95 | 75 | [8 empty] | Federally-Regulated Consumer Product | 08/17/2016 |  | 09/20/2016
International Comfort Products | Kenmore | F9MXE0601412A*D | Natural Gas | Induced Draft | True | False | 1 | True | Down |  | None | Condensing | Single-Stage |  | 0.5 | Standard |  | 60000 | 58000 |  |  | 49500 | 344 | 95 | 75 | [8 empty] | Federally-Regulated Consumer Product | 08/17/2016 |  | 09/20/2016
International Comfort Products | Kenmore | F9MXE1202422A*D | LPG | Induced Draft | True | False | 1 | True | Down |  | None | Condensing | Single-Stage |  | 1 | Standard |  | 120000 | 116000 |  |  | 114500 | 1047 | 95 | 75 | [8 empty] | Federally-Regulated Consumer Product | 08/17/2016 |  | 09/20/2016
International Comfort Products | Kenmore | F9MXE1202422A*D | Natural Gas | Induced Draft | True | False | 1 | True | Down |  | None | Condensing | Single-Stage |  | 1 | Standard |  | 120000 | 116000 |  |  | 114500 | 1047 | 95 | 75 | [8 empty] | Federally-Regulated Consumer Product | 08/17/2016 |  | 09/20/2016
International Comfort Products | Kenmore | N9MSE0601410A*D | LPG | Induced Draft | True | False | 1 | True | Down |  | None | Condensing | Single-Stage |  | 0.5 | Standard |  | 60000 | 58000 |  |  | 48900 | 521 | 95 | 75 | [8 empty] | Federally-Regulated Consumer Product | 08/17/2016 |  | 09/20/2016
International Comfort Products | Kenmore | N9MSE0601410A*D | Natural Gas | Induced Draft | True | False | 1 | True | Down |  | None | Condensing | Single-Stage |  | 0.5 | Standard |  | 60000 | 58000 |  |  | 48900 | 521 | 95 | 75 | [8 empty] | Federally-Regulated Consumer Product | 08/17/2016 |  | 09/20/2016
International Comfort Products | Kenmore | N9MSE1202420A*D | LPG | Induced Draft | True | False | 1 | True | Down |  | None | Condensing | Single-Stage |  | 0.75 | Standard |  | 120000 | 116000 |  |  | 113400 | 1348 | 95 | 75 | [8 empty] | Federally-Regulated Consumer Product | 08/17/2016 |  | 09/20/2016
International Comfort Products | Kenmore | N9MSE1202420A*D | Natural Gas | Induced Draft | True | False | 1 | True | Down |  | None | Condensing | Single-Stage |  | 0.75 | Standard |  | 120000 | 116000 |  |  | 113400 | 1348 | 95 | 75 | [8 empty] | Federally-Regulated Consumer Product | 08/17/2016 |  | 09/20/2016
International Comfort Products | Kenmore | N9MSE1402420A*D | LPG | Induced Draft | True | False | 1 | True | Down |  | None | Condensing | Single-Stage |  | 0.75 | Standard |  | 140000 | 134000 |  |  | 131400 | 1261 | 94.4 | 75 | [8 empty] | Federally-Regulated Consumer Product | 08/17/2016 |  | 09/20/2016
International Comfort Products | Kenmore | N9MSE1402420A*D | Natural Gas | Induced Draft | True | False | 1 | True | Down |  | None | Condensing | Single-Stage |  | 0.75 | Standard |  | 140000 | 134000 |  |  | 131400 | 1261 | 94.4 | 75 | [8 empty] | Federally-Regulated Consumer Product | 08/17/2016 |  | 09/20/2016
International Comfort Products | Kenmore | G9MAE0601714A*D | LPG | Induced Draft | True | False | 1 | False | Down |  | None | Condensing | Step Modulating |  | 0.5 | Standard |  | 60000 | 58000 |  |  | 48100 | 176 | 94.6 | 78 | [8 empty] | Federally-Regulated Consumer Product | 08/17/2016 |  | 09/20/2016
International Comfort Products | Kenmore | G9MAE0601714A*D | Natural Gas | Induced Draft | True | False | 1 | False | Down |  | None | Condensing | Step Modulating |  | 0.5 | Standard |  | 60000 | 58000 |  |  | 48100 | 176 | 94.6 | 78 | [8 empty] | Federally-Regulated Consumer Product | 08/17/2016 |  | 09/20/2016
International Comfort Products | Kenmore | G9MAE0801714A*D | LPG | Induced Draft | True | False | 1 | False | Down |  | None | Condensing | Step Modulating |  | 0.5 | Standard |  | 80000 | 78000 |  |  | 78800 | 504 | 95 | 78 | [8 empty] | Federally-Regulated Consumer Product | 08/17/2016 |  | 09/20/2016
International Comfort Products | Kenmore | G9MAE0801714A*D | Natural Gas | Induced Draft | True | False | 1 | False | Down |  | None | Condensing | Step Modulating |  | 0.5 | Standard |  | 80000 | 78000 |  |  | 78800 | 504 | 95 | 78 | [8 empty] | Federally-Regulated Consumer Product | 08/17/2016 |  | 09/20/2016
International Comfort Products | Kenmore | G9MAE1002122A*D | LPG | Induced Draft | True | False | 1 | False | Down |  | None | Condensing | Step Modulating |  | 1 | Standard |  | 100000 | 95000 |  |  | 98700 | 377 | 94 | 78 | [8 empty] | Federally-Regulated Consumer Product | 08/17/2016 |  | 09/20/2016
International Comfort Products | Kenmore | G9MAE1002122A*D | Natural Gas | Induced Draft | True | False | 1 | False | Down |  | None | Condensing | Step Modulating |  | 1 | Standard |  | 100000 | 95000 |  |  | 98700 | 377 | 94 | 78 | [8 empty] | Federally-Regulated Consumer Product | 08/17/2016 |  | 09/20/2016
International Comfort Products | Kenmore | G9MAE1202422A*D | LPG | Induced Draft | True | False | 1 | False | Down |  | None | Condensing | Step Modulating |  | 1 | Standard |  | 120000 | 115000 |  |  | 113000 | 488 | 95 | 78 | [8 empty] | Federally-Regulated Consumer Product | 08/17/2016 |  | 09/20/2016
International Comfort Products | Kenmore | G9MAE1202422A*D | Natural Gas | Induced Draft | True | False | 1 | False | Down |  | None | Condensing | Step Modulating |  | 1 | Standard |  | 120000 | 115000 |  |  | 113000 | 488 | 95 | 78 | [8 empty] | Federally-Regulated Consumer Product | 08/17/2016 |  | 09/20/2016
International Comfort Products | Kenmore | G9MXE0401410A*D | LPG | Induced Draft | True | False | 1 | True | Down |  | None | Condensing | Single-Stage |  | 0.5 | Standard |  | 40000 | 39000 |  |  | 33200 | 188 | 95 | 75 | [8 empty] | Federally-Regulated Consumer Product | 08/17/2016 |  | 09/20/2016
International Comfort Products | Kenmore | G9MXE0401410A*D | Natural Gas | Induced Draft | True | False | 1 | True | Down |  | None | Condensing | Single-Stage |  | 0.5 | Standard |  | 40000 | 39000 |  |  | 33200 | 188 | 95 | 75 | [8 empty] | Federally-Regulated Consumer Product | 08/17/2016 |  | 09/20/2016
International Comfort Products | Kenmore | G9MXE1202422A*D | LPG | Induced Draft | True | False | 1 | True | Down |  | None | Condensing | Single-Stage |  | 1 | Standard |  | 120000 | 116000 |  |  | 114500 | 1047 | 95 | 75 | [8 empty] | Federally-Regulated Consumer Product | 08/17/2016 |  | 09/20/2016
International Comfort Products | Kenmore | G9MXE1202422A*D | Natural Gas | Induced Draft | True | False | 1 | True | Down |  | None | Condensing | Single-Stage |  | 1 | Standard |  | 120000 | 116000 |  |  | 114500 | 1047 | 95 | 75 | [8 empty] | Federally-Regulated Consumer Product | 08/17/2016 |  | 09/20/2016
International Comfort Products | Maratherm | N9MSE0601410A*D | LPG | Induced Draft | True | False | 1 | True | Down |  | None | Condensing | Single-Stage |  | 0.5 | Standard |  | 60000 | 58000 |  |  | 48900 | 521 | 95 | 75 | [8 empty] | Federally-Regulated Consumer Product | 08/17/2016 |  | 09/20/2016
International Comfort Products | Maratherm | N9MSE0601410A*D | Natural Gas | Induced Draft | True | False | 1 | True | Down |  | None | Condensing | Single-Stage |  | 0.5 | Standard |  | 60000 | 58000 |  |  | 48900 | 521 | 95 | 75 | [8 empty] | Federally-Regulated Consumer Product | 08/17/2016 |  | 09/20/2016
International Comfort Products | Maratherm | N9MSE1202420A*D | LPG | Induced Draft | True | False | 1 | True | Down |  | None | Condensing | Single-Stage |  | 0.75 | Standard |  | 120000 | 116000 |  |  | 113400 | 1348 | 95 | 75 | [8 empty] | Federally-Regulated Consumer Product | 08/17/2016 |  | 09/20/2016
International Comfort Products | Maratherm | N9MSE1202420A*D | Natural Gas | Induced Draft | True | False | 1 | True | Down |  | None | Condensing | Single-Stage |  | 0.75 | Standard |  | 120000 | 116000 |  |  | 113400 | 1348 | 95 | 75 | [8 empty] | Federally-Regulated Consumer Product | 08/17/2016 |  | 09/20/2016
International Comfort Products | Maratherm | N9MSE1402420A*D | LPG | Induced Draft | True | False | 1 | True | Down |  | None | Condensing | Single-Stage |  | 0.75 | Standard |  | 140000 | 134000 |  |  | 131400 | 1261 | 94.4 | 75 | [8 empty] | Federally-Regulated Consumer Product | 08/17/2016 |  | 09/20/2016
International Comfort Products | Maratherm | N9MSE1402420A*D | Natural Gas | Induced Draft | True | False | 1 | True | Down |  | None | Condensing | Single-Stage |  | 0.75 | Standard |  | 140000 | 134000 |  |  | 131400 | 1261 | 94.4 | 75 | [8 empty] | Federally-Regulated Consumer Product | 08/17/2016 |  | 09/20/2016
International Comfort Products | Tempstar | F9MAE0601714A*D | LPG | Induced Draft | True | False | 1 | False | Down |  | None | Condensing | Step Modulating |  | 0.5 | Standard |  | 60000 | 58000 |  |  | 48100 | 176 | 94.6 | 78 | [8 empty] | Federally-Regulated Consumer Product | 08/17/2016 |  | 09/20/2016
International Comfort Products | Tempstar | F9MAE0601714A*D | Natural Gas | Induced Draft | True | False | 1 | False | Down |  | None | Condensing | Step Modulating |  | 0.5 | Standard |  | 60000 | 58000 |  |  | 48100 | 176 | 94.6 | 78 | [8 empty] | Federally-Regulated Consumer Product | 08/17/2016 |  | 09/20/2016
International Comfort Products | Tempstar | F9MAE0801714A*D | LPG | Induced Draft | True | False | 1 | False | Down |  | None | Condensing | Step Modulating |  | 0.5 | Standard |  | 80000 | 78000 |  |  | 78800 | 504 | 95 | 78 | [8 empty] | Federally-Regulated Consumer Product | 08/17/2016 |  | 09/20/2016
International Comfort Products | Tempstar | F9MAE0801714A*D | Natural Gas | Induced Draft | True | False | 1 | False | Down |  | None | Condensing | Step Modulating |  | 0.5 | Standard |  | 80000 | 78000 |  |  | 78800 | 504 | 95 | 78 | [8 empty] | Federally-Regulated Consumer Product | 08/17/2016 |  | 09/20/2016
International Comfort Products | Tempstar | F9MAE1002122A*D | LPG | Induced Draft | True | False | 1 | False | Down |  | None | Condensing | Step Modulating |  | 1 | Standard |  | 100000 | 95000 |  |  | 98700 | 377 | 94 | 78 | [8 empty] | Federally-Regulated Consumer Product | 08/17/2016 |  | 09/20/2016
International Comfort Products | Tempstar | F9MAE1002122A*D | Natural Gas | Induced Draft | True | False | 1 | False | Down |  | None | Condensing | Step Modulating |  | 1 | Standard |  | 100000 | 95000 |  |  | 98700 | 377 | 94 | 78 | [8 empty] | Federally-Regulated Consumer Product | 08/17/2016 |  | 09/20/2016
International Comfort Products | Tempstar | F9MAE1202422A*D | LPG | Induced Draft | True | False | 1 | False | Down |  | None | Condensing | Step Modulating |  | 1 | Standard |  | 120000 | 115000 |  |  | 113000 | 488 | 95 | 78 | [8 empty] | Federally-Regulated Consumer Product | 08/17/2016 |  | 09/20/2016
International Comfort Products | Tempstar | F9MAE1202422A*D | Natural Gas | Induced Draft | True | False | 1 | False | Down |  | None | Condensing | Step Modulating |  | 1 | Standard |  | 120000 | 115000 |  |  | 113000 | 488 | 95 | 78 | [8 empty] | Federally-Regulated Consumer Product | 08/17/2016 |  | 09/20/2016
International Comfort Products | Tempstar | F9MXE0401410A*D | LPG | Induced Draft | True | False | 1 | True | Down |  | None | Condensing | Single-Stage |  | 0.5 | Standard |  | 40000 | 39000 |  |  | 33200 | 188 | 95 | 75 | [8 empty] | Federally-Regulated Consumer Product | 08/17/2016 |  | 09/20/2016
International Comfort Products | Tempstar | F9MXE0401410A*D | Natural Gas | Induced Draft | True | False | 1 | True | Down |  | None | Condensing | Single-Stage |  | 0.5 | Standard |  | 40000 | 39000 |  |  | 33200 | 188 | 95 | 75 | [8 empty] | Federally-Regulated Consumer Product | 08/17/2016 |  | 09/20/2016
International Comfort Products | Tempstar | F9MXE0601412A*D | LPG | Induced Draft | True | False | 1 | True | Down |  | None | Condensing | Single-Stage |  | 0.5 | Standard |  | 60000 | 58000 |  |  | 49500 | 344 | 95 | 75 | [8 empty] | Federally-Regulated Consumer Product | 08/17/2016 |  | 09/20/2016
International Comfort Products | Tempstar | F9MXE0601412A*D | Natural Gas | Induced Draft | True | False | 1 | True | Down |  | None | Condensing | Single-Stage |  | 0.5 | Standard |  | 60000 | 58000 |  |  | 49500 | 344 | 95 | 75 | [8 empty] | Federally-Regulated Consumer Product | 08/17/2016 |  | 09/20/2016
International Comfort Products | Tempstar | F9MXE1202422A*D | LPG | Induced Draft | True | False | 1 | True | Down |  | None | Condensing | Single-Stage |  | 1 | Standard |  | 120000 | 116000 |  |  | 114500 | 1047 | 95 | 75 | [8 empty] | Federally-Regulated Consumer Product | 08/17/2016 |  | 09/20/2016
International Comfort Products | Tempstar | F9MXE1202422A*D | Natural Gas | Induced Draft | True | False | 1 | True | Down |  | None | Condensing | Single-Stage |  | 1 | Standard |  | 120000 | 116000 |  |  | 114500 | 1047 | 95 | 75 | [8 empty] | Federally-Regulated Consumer Product | 08/17/2016 |  | 09/20/2016
International Comfort Products | Tempstar | N9MSE0601410A*D | LPG | Induced Draft | True | False | 1 | True | Down |  | None | Condensing | Single-Stage |  | 0.5 | Standard |  | 60000 | 58000 |  |  | 48900 | 521 | 95 | 75 | [8 empty] | Federally-Regulated Consumer Product | 08/17/2016 |  | 09/20/2016
International Comfort Products | Tempstar | N9MSE0601410A*D | Natural Gas | Induced Draft | True | False | 1 | True | Down |  | None | Condensing | Single-Stage |  | 0.5 | Standard |  | 60000 | 58000 |  |  | 48900 | 521 | 95 | 75 | [8 empty] | Federally-Regulated Consumer Product | 08/17/2016 |  | 09/20/2016
International Comfort Products | Tempstar | N9MSE1202420A*D | LPG | Induced Draft | True | False | 1 | True | Down |  | None | Condensing | Single-Stage |  | 0.75 | Standard |  | 120000 | 116000 |  |  | 113400 | 1348 | 95 | 75 | [8 empty] | Federally-Regulated Consumer Product | 08/17/2016 |  | 09/20/2016
International Comfort Products | Tempstar | N9MSE1202420A*D | Natural Gas | Induced Draft | True | False | 1 | True | Down |  | None | Condensing | Single-Stage |  | 0.75 | Standard |  | 120000 | 116000 |  |  | 113400 | 1348 | 95 | 75 | [8 empty] | Federally-Regulated Consumer Product | 08/17/2016 |  | 09/20/2016
International Comfort Products | Tempstar | N9MSE1402420A*D | LPG | Induced Draft | True | False | 1 | True | Down |  | None | Condensing | Single-Stage |  | 0.75 | Standard |  | 140000 | 134000 |  |  | 131400 | 1261 | 94.4 | 75 | [8 empty] | Federally-Regulated Consumer Product | 08/17/2016 |  | 09/20/2016
International Comfort Products | Tempstar | N9MSE1402420A*D | Natural Gas | Induced Draft | True | False | 1 | True | Down |  | None | Condensing | Single-Stage |  | 0.75 | Standard |  | 140000 | 134000 |  |  | 131400 | 1261 | 94.4 | 75 | [8 empty] | Federally-Regulated Consumer Product | 08/17/2016 |  | 09/20/2016
International Comfort Products | Airquest | N9MSE1002114A | LPG | Induced Draft | True | False | 1 | True | Up |  | None | Condensing | Single-Stage |  | 0.75 | Standard |  | 100000 | 97000 |  |  | 96700 | 1162 | 95.5 | 75 | [8 empty] | Federally-Regulated Consumer Product | 08/16/2016 |  | 10/27/2016
International Comfort Products | Airquest | N9MSE1002114A | LPG | Induced Draft | True | False | 1 | True | Horizontal |  | None | Condensing | Single-Stage |  | 0.75 | Standard |  | 100000 | 97000 |  |  | 96700 | 1162 | 95.5 | 75 | [8 empty] | Federally-Regulated Consumer Product | 08/16/2016 |  | 10/27/2016
International Comfort Products | Airquest | N9MSE1202420A | LPG | Induced Draft | True | False | 1 | True | Up |  | None | Condensing | Single-Stage |  | 0.75 | Standard |  | 120000 | 117000 |  |  | 112800 | 1336 | 95.5 | 75 | [8 empty] | Federally-Regulated Consumer Product | 08/16/2016 |  | 10/27/2016
International Comfort Products | Airquest | N9MSE1202420A | LPG | Induced Draft | True | False | 1 | True | Horizontal |  | None | Condensing | Single-Stage |  | 0.75 | Standard |  | 120000 | 117000 |  |  | 112800 | 1336 | 95.5 | 75 | [8 empty] | Federally-Regulated Consumer Product | 08/16/2016 |  | 10/27/2016
International Comfort Products | Airquest | G9MXE0802120A | LPG | Induced Draft | True | False | 1 | True | Up |  | None | Condensing | Single-Stage |  | 1 | Standard |  | 80000 | 78000 |  |  | 82000 | 444 | 96 | 75 | [8 empty] | Federally-Regulated Consumer Product | 08/16/2016 |  | 10/27/2016
International Comfort Products | Airquest | G9MXE0802120A | LPG | Induced Draft | True | False | 1 | True | Horizontal |  | None | Condensing | Single-Stage |  | 1 | Standard |  | 80000 | 78000 |  |  | 82000 | 444 | 96 | 75 | [8 empty] | Federally-Regulated Consumer Product | 08/16/2016 |  | 10/27/2016
International Comfort Products | Airquest | G9MXE1002120A | LPG | Induced Draft | True | False | 1 | True | Up |  | None | Condensing | Single-Stage |  | 1 | Standard |  | 100000 | 97000 |  |  | 98000 | 643 | 96 | 75 | [8 empty] | Federally-Regulated Consumer Product | 08/16/2016 |  | 10/27/2016
International Comfort Products | Airquest | G9MXE1002120A | LPG | Induced Draft | True | False | 1 | True | Horizontal |  | None | Condensing | Single-Stage |  | 1 | Standard |  | 100000 | 97000 |  |  | 98000 | 643 | 96 | 75 | [8 empty] | Federally-Regulated Consumer Product | 08/16/2016 |  | 10/27/2016
International Comfort Products | Airquest | G9MXT1002120A | LPG | Induced Draft | True | False | 1 | False | Up |  | None | Condensing | Two-Stage Modulating |  | 1 | Standard |  | 100000 | 97000 |  |  | 96100 | 434 | 96 | 78 | [8 empty] | Federally-Regulated Consumer Product | 08/16/2016 |  | 10/27/2016
International Comfort Products | Airquest | G9MXT1002120A | LPG | Induced Draft | True | False | 1 | False | Horizontal |  | None | Condensing | Two-Stage Modulating |  | 1 | Standard |  | 100000 | 97000 |  |  | 96100 | 434 | 96 | 78 | [8 empty] | Federally-Regulated Consumer Product | 08/16/2016 |  | 10/27/2016
International Comfort Products | Airquest | G9MAE0601714A*D | LPG | Induced Draft | True | False | 1 | False | Down |  | None | Condensing | Step Modulating |  | 0.5 | Standard |  | 60000 | 58000 |  |  | 48100 | 176 | 94.6 | 78 | [8 empty] | Federally-Regulated Consumer Product | 09/16/2016 |  | 10/27/2016
International Comfort Products | Airquest | G9MAE0601714A*D | Natural Gas | Induced Draft | True | False | 1 | False | Down |  | None | Condensing | Step Modulating |  | 0.5 | Standard |  | 60000 | 58000 |  |  | 48100 | 176 | 94.6 | 78 | [8 empty] | Federally-Regulated Consumer Product | 09/16/2016 |  | 10/27/2016
International Comfort Products | Airquest | G9MAE0602120A*D | LPG | Induced Draft | True | False | 1 | False | Down |  | None | Condensing | Step Modulating |  | 1 | Standard |  | 61000 | 59000 |  |  | 47700 | 229 | 96.7 | 78 | [8 empty] | Federally-Regulated Consumer Product | 08/16/2016 |  | 10/27/2016
International Comfort Products | Airquest | G9MAE0602120A*D | Natural Gas | Induced Draft | True | False | 1 | False | Down |  | None | Condensing | Step Modulating |  | 1 | Standard |  | 61000 | 59000 |  |  | 47700 | 229 | 96.7 | 78 | [8 empty] | Federally-Regulated Consumer Product | 08/16/2016 |  | 10/27/2016
International Comfort Products | Airquest | G9MAE0801714A*D | LPG | Induced Draft | True | False | 1 | False | Down |  | None | Condensing | Step Modulating |  | 0.5 | Standard |  | 80000 | 78000 |  |  | 78800 | 504 | 95 | 78 | [8 empty] | Federally-Regulated Consumer Product | 09/16/2016 |  | 10/27/2016
International Comfort Products | Airquest | G9MAE0801714A*D | Natural Gas | Induced Draft | True | False | 1 | False | Down |  | None | Condensing | Step Modulating |  | 0.5 | Standard |  | 80000 | 78000 |  |  | 78800 | 504 | 95 | 78 | [8 empty] | Federally-Regulated Consumer Product | 09/16/2016 |  | 10/27/2016
International Comfort Products | Airquest | G9MAE1002122A*D | LPG | Induced Draft | True | False | 1 | False | Down |  | None | Condensing | Step Modulating |  | 1 | Standard |  | 100000 | 95000 |  |  | 98700 | 377 | 94 | 78 | [8 empty] | Federally-Regulated Consumer Product | 09/16/2016 |  | 10/27/2016
International Comfort Products | Airquest | G9MAE1002122A*D | Natural Gas | Induced Draft | True | False | 1 | False | Down |  | None | Condensing | Step Modulating |  | 1 | Standard |  | 100000 | 95000 |  |  | 98700 | 377 | 94 | 78 | [8 empty] | Federally-Regulated Consumer Product | 09/16/2016 |  | 10/27/2016
International Comfort Products | Airquest | G9MAE1202422A*D | LPG | Induced Draft | True | False | 1 | False | Down |  | None | Condensing | Step Modulating |  | 1 | Standard |  | 120000 | 115000 |  |  | 113000 | 488 | 95 | 78 | [8 empty] | Federally-Regulated Consumer Product | 09/16/2016 |  | 10/27/2016
International Comfort Products | Airquest | G9MAE1202422A*D | Natural Gas | Induced Draft | True | False | 1 | False | Down |  | None | Condensing | Step Modulating |  | 1 | Standard |  | 120000 | 115000 |  |  | 113000 | 488 | 95 | 78 | [8 empty] | Federally-Regulated Consumer Product | 09/16/2016 |  | 10/27/2016
International Comfort Products | Airquest | G9MAE0802120A*D | LPG | Induced Draft | True | False | 1 | False | Down |  | None | Condensing | Step Modulating |  | 1 | Standard |  | 80000 | 76000 |  |  | 65800 | 204 | 94 | 78 | [8 empty] | Federally-Regulated Consumer Product | 09/16/2016 |  | 10/27/2016
International Comfort Products | Airquest | G9MAE0802120A*D | Natural Gas | Induced Draft | True | False | 1 | False | Down |  | None | Condensing | Step Modulating |  | 1 | Standard |  | 80000 | 76000 |  |  | 65800 | 204 | 94 | 78 | [8 empty] | Federally-Regulated Consumer Product | 09/16/2016 |  | 10/27/2016
International Comfort Products | Arcoaire | N9MSE1002114A | LPG | Induced Draft | True | False | 1 | True | Up |  | None | Condensing | Single-Stage |  | 0.75 | Standard |  | 100000 | 97000 |  |  | 96700 | 1162 | 95.5 | 75 | [8 empty] | Federally-Regulated Consumer Product | 08/17/2016 |  | 10/27/2016
International Comfort Products | Arcoaire | N9MSE1002114A | LPG | Induced Draft | True | False | 1 | True | Horizontal |  | None | Condensing | Single-Stage |  | 0.75 | Standard |  | 100000 | 97000 |  |  | 96700 | 1162 | 95.5 | 75 | [8 empty] | Federally-Regulated Consumer Product | 08/17/2016 |  | 10/27/2016
International Comfort Products | Arcoaire | N9MSE1202420A | LPG | Induced Draft | True | False | 1 | True | Up |  | None | Condensing | Single-Stage |  | 0.75 | Standard |  | 120000 | 117000 |  |  | 112800 | 1336 | 95.5 | 75 | [8 empty] | Federally-Regulated Consumer Product | 08/17/2016 |  | 10/27/2016
International Comfort Products | Arcoaire | N9MSE1202420A | LPG | Induced Draft | True | False | 1 | True | Horizontal |  | None | Condensing | Single-Stage |  | 0.75 | Standard |  | 120000 | 117000 |  |  | 112800 | 1336 | 95.5 | 75 | [8 empty] | Federally-Regulated Consumer Product | 08/17/2016 |  | 10/27/2016
International Comfort Products | Arcoaire | F9MXE0802120A | LPG | Induced Draft | True | False | 1 | True | Up |  | None | Condensing | Single-Stage |  | 1 | Standard |  | 80000 | 78000 |  |  | 82000 | 444 | 96 | 75 | [8 empty] | Federally-Regulated Consumer Product | 08/17/2016 |  | 10/27/2016
International Comfort Products | Arcoaire | F9MXE0802120A | LPG | Induced Draft | True | False | 1 | True | Horizontal |  | None | Condensing | Single-Stage |  | 1 | Standard |  | 80000 | 78000 |  |  | 82000 | 444 | 96 | 75 | [8 empty] | Federally-Regulated Consumer Product | 08/17/2016 |  | 10/27/2016
International Comfort Products | Arcoaire | F9MXE1002120A | LPG | Induced Draft | True | False | 1 | True | Up |  | None | Condensing | Single-Stage |  | 1 | Standard |  | 100000 | 97000 |  |  | 98000 | 643 | 96 | 75 | [8 empty] | Federally-Regulated Consumer Product | 08/17/2016 |  | 10/27/2016
International Comfort Products | Arcoaire | F9MXE1002120A | LPG | Induced Draft | True | False | 1 | True | Horizontal |  | None | Condensing | Single-Stage |  | 1 | Standard |  | 100000 | 97000 |  |  | 98000 | 643 | 96 | 75 | [8 empty] | Federally-Regulated Consumer Product | 08/17/2016 |  | 10/27/2016
International Comfort Products | Arcoaire | F9MAE0601714A*D | LPG | Induced Draft | True | False | 1 | False | Down |  | None | Condensing | Step Modulating |  | 0.5 | Standard |  | 60000 | 58000 |  |  | 48100 | 176 | 94.6 | 78 | [8 empty] | Federally-Regulated Consumer Product | 09/16/2016 |  | 10/27/2016
International Comfort Products | Arcoaire | F9MAE0601714A*D | Natural Gas | Induced Draft | True | False | 1 | False | Down |  | None | Condensing | Step Modulating |  | 0.5 | Standard |  | 60000 | 58000 |  |  | 48100 | 176 | 94.6 | 78 | [8 empty] | Federally-Regulated Consumer Product | 09/16/2016 |  | 10/27/2016
International Comfort Products | Arcoaire | F9MAE0602120A*D | LPG | Induced Draft | True | False | 1 | False | Down |  | None | Condensing | Step Modulating |  | 1 | Standard |  | 61000 | 59000 |  |  | 47700 | 229 | 96.7 | 78 | [8 empty] | Federally-Regulated Consumer Product | 08/17/2016 |  | 10/27/2016
International Comfort Products | Arcoaire | F9MAE0602120A*D | Natural Gas | Induced Draft | True | False | 1 | False | Down |  | None | Condensing | Step Modulating |  | 1 | Standard |  | 61000 | 59000 |  |  | 47700 | 229 | 96.7 | 78 | [8 empty] | Federally-Regulated Consumer Product | 08/17/2016 |  | 10/27/2016
International Comfort Products | Arcoaire | F9MAE0801714A*D | LPG | Induced Draft | True | False | 1 | False | Down |  | None | Condensing | Step Modulating |  | 0.5 | Standard |  | 80000 | 78000 |  |  | 78800 | 504 | 95 | 78 | [8 empty] | Federally-Regulated Consumer Product | 09/16/2016 |  | 10/27/2016
International Comfort Products | Arcoaire | F9MAE0801714A*D | Natural Gas | Induced Draft | True | False | 1 | False | Down |  | None | Condensing | Step Modulating |  | 0.5 | Standard |  | 80000 | 78000 |  |  | 78800 | 504 | 95 | 78 | [8 empty] | Federally-Regulated Consumer Product | 09/16/2016 |  | 10/27/2016
International Comfort Products | Arcoaire | F9MAE1002122A*D | LPG | Induced Draft | True | False | 1 | False | Down |  | None | Condensing | Step Modulating |  | 1 | Standard |  | 100000 | 95000 |  |  | 98700 | 377 | 94 | 78 | [8 empty] | Federally-Regulated Consumer Product | 09/16/2016 |  | 10/27/2016
International Comfort Products | Arcoaire | F9MAE1002122A*D | Natural Gas | Induced Draft | True | False | 1 | False | Down |  | None | Condensing | Step Modulating |  | 1 | Standard |  | 100000 | 95000 |  |  | 98700 | 377 | 94 | 78 | [8 empty] | Federally-Regulated Consumer Product | 09/16/2016 |  | 10/27/2016
International Comfort Products | Arcoaire | F9MAE1202422A*D | LPG | Induced Draft | True | False | 1 | False | Down |  | None | Condensing | Step Modulating |  | 1 | Standard |  | 120000 | 115000 |  |  | 113000 | 488 | 95 | 78 | [8 empty] | Federally-Regulated Consumer Product | 09/16/2016 |  | 10/27/2016
International Comfort Products | Arcoaire | F9MAE1202422A*D | Natural Gas | Induced Draft | True | False | 1 | False | Down |  | None | Condensing | Step Modulating |  | 1 | Standard |  | 120000 | 115000 |  |  | 113000 | 488 | 95 | 78 | [8 empty] | Federally-Regulated Consumer Product | 09/16/2016 |  | 10/27/2016
International Comfort Products | Arcoaire | F9MAE0802120A*D | LPG | Induced Draft | True | False | 1 | False | Down |  | None | Condensing | Step Modulating |  | 1 | Standard |  | 80000 | 76000 |  |  | 65800 | 204 | 94 | 78 | [8 empty] | Federally-Regulated Consumer Product | 09/16/2016 |  | 10/27/2016
International Comfort Products | Arcoaire | F9MAE0802120A*D | Natural Gas | Induced Draft | True | False | 1 | False | Down |  | None | Condensing | Step Modulating |  | 1 | Standard |  | 80000 | 76000 |  |  | 65800 | 204 | 94 | 78 | [8 empty] | Federally-Regulated Consumer Product | 09/16/2016 |  | 10/27/2016
International Comfort Products | Comfortmaker | N9MSE1002114A | LPG | Induced Draft | True | False | 1 | True | Up |  | None | Condensing | Single-Stage |  | 0.75 | Standard |  | 100000 | 97000 |  |  | 96700 | 1162 | 95.5 | 75 | [8 empty] | Federally-Regulated Consumer Product | 08/17/2016 |  | 10/27/2016
International Comfort Products | Comfortmaker | N9MSE1002114A | LPG | Induced Draft | True | False | 1 | True | Horizontal |  | None | Condensing | Single-Stage |  | 0.75 | Standard |  | 100000 | 97000 |  |  | 96700 | 1162 | 95.5 | 75 | [8 empty] | Federally-Regulated Consumer Product | 08/17/2016 |  | 10/27/2016
International Comfort Products | Comfortmaker | N9MSE1202420A | LPG | Induced Draft | True | False | 1 | True | Up |  | None | Condensing | Single-Stage |  | 0.75 | Standard |  | 120000 | 117000 |  |  | 112800 | 1336 | 95.5 | 75 | [8 empty] | Federally-Regulated Consumer Product | 08/17/2016 |  | 10/27/2016
International Comfort Products | Comfortmaker | N9MSE1202420A | LPG | Induced Draft | True | False | 1 | True | Horizontal |  | None | Condensing | Single-Stage |  | 0.75 | Standard |  | 120000 | 117000 |  |  | 112800 | 1336 | 95.5 | 75 | [8 empty] | Federally-Regulated Consumer Product | 08/17/2016 |  | 10/27/2016
International Comfort Products | Comfortmaker | G9MXE0802120A | LPG | Induced Draft | True | False | 1 | True | Up |  | None | Condensing | Single-Stage |  | 1 | Standard |  | 80000 | 78000 |  |  | 82000 | 444 | 96 | 75 | [8 empty] | Federally-Regulated Consumer Product | 08/17/2016 |  | 10/27/2016
International Comfort Products | Comfortmaker | G9MXE0802120A | LPG | Induced Draft | True | False | 1 | True | Horizontal |  | None | Condensing | Single-Stage |  | 1 | Standard |  | 80000 | 78000 |  |  | 82000 | 444 | 96 | 75 | [8 empty] | Federally-Regulated Consumer Product | 08/17/2016 |  | 10/27/2016
International Comfort Products | Comfortmaker | G9MXE1002120A | LPG | Induced Draft | True | False | 1 | True | Up |  | None | Condensing | Single-Stage |  | 1 | Standard |  | 100000 | 97000 |  |  | 98000 | 643 | 96 | 75 | [8 empty] | Federally-Regulated Consumer Product | 08/17/2016 |  | 10/27/2016
International Comfort Products | Comfortmaker | G9MXE1002120A | LPG | Induced Draft | True | False | 1 | True | Horizontal |  | None | Condensing | Single-Stage |  | 1 | Standard |  | 100000 | 97000 |  |  | 98000 | 643 | 96 | 75 | [8 empty] | Federally-Regulated Consumer Product | 08/17/2016 |  | 10/27/2016
International Comfort Products | Comfortmaker | G9MXT1002120A | LPG | Induced Draft | True | False | 1 | False | Up |  | None | Condensing | Two-Stage Modulating |  | 1 | Standard |  | 100000 | 97000 |  |  | 96100 | 434 | 96 | 78 | [8 empty] | Federally-Regulated Consumer Product | 08/17/2016 |  | 10/27/2016
International Comfort Products | Comfortmaker | G9MXT1002120A | LPG | Induced Draft | True | False | 1 | False | Horizontal |  | None | Condensing | Two-Stage Modulating |  | 1 | Standard |  | 100000 | 97000 |  |  | 96100 | 434 | 96 | 78 | [8 empty] | Federally-Regulated Consumer Product | 08/17/2016 |  | 10/27/2016
International Comfort Products | Comfortmaker | G9MAE0601714A*D | LPG | Induced Draft | True | False | 1 | False | Down |  | None | Condensing | Step Modulating |  | 0.5 | Standard |  | 60000 | 58000 |  |  | 48100 | 176 | 94.6 | 78 | [8 empty] | Federally-Regulated Consumer Product | 09/16/2016 |  | 10/27/2016
International Comfort Products | Comfortmaker | G9MAE0601714A*D | Natural Gas | Induced Draft | True | False | 1 | False | Down |  | None | Condensing | Step Modulating |  | 0.5 | Standard |  | 60000 | 58000 |  |  | 48100 | 176 | 94.6 | 78 | [8 empty] | Federally-Regulated Consumer Product | 09/16/2016 |  | 10/27/2016
International Comfort Products | Comfortmaker | G9MAE0602120A*D | LPG | Induced Draft | True | False | 1 | False | Down |  | None | Condensing | Step Modulating |  | 1 | Standard |  | 61000 | 59000 |  |  | 47700 | 229 | 96.7 | 78 | [8 empty] | Federally-Regulated Consumer Product | 08/17/2016 |  | 10/27/2016
International Comfort Products | Comfortmaker | G9MAE0602120A*D | Natural Gas | Induced Draft | True | False | 1 | False | Down |  | None | Condensing | Step Modulating |  | 1 | Standard |  | 61000 | 59000 |  |  | 47700 | 229 | 96.7 | 78 | [8 empty] | Federally-Regulated Consumer Product | 08/17/2016 |  | 10/27/2016
International Comfort Products | Comfortmaker | G9MAE0801714A*D | LPG | Induced Draft | True | False | 1 | False | Down |  | None | Condensing | Step Modulating |  | 0.5 | Standard |  | 80000 | 78000 |  |  | 78800 | 504 | 95 | 78 | [8 empty] | Federally-Regulated Consumer Product | 09/16/2016 |  | 10/27/2016
International Comfort Products | Comfortmaker | G9MAE0801714A*D | Natural Gas | Induced Draft | True | False | 1 | False | Down |  | None | Condensing | Step Modulating |  | 0.5 | Standard |  | 80000 | 78000 |  |  | 78800 | 504 | 95 | 78 | [8 empty] | Federally-Regulated Consumer Product | 09/16/2016 |  | 10/27/2016
International Comfort Products | Comfortmaker | G9MAE1002122A*D | LPG | Induced Draft | True | False | 1 | False | Down |  | None | Condensing | Step Modulating |  | 1 | Standard |  | 100000 | 95000 |  |  | 98700 | 377 | 94 | 78 | [8 empty] | Federally-Regulated Consumer Product | 09/16/2016 |  | 10/27/2016
International Comfort Products | Comfortmaker | G9MAE1002122A*D | Natural Gas | Induced Draft | True | False | 1 | False | Down |  | None | Condensing | Step Modulating |  | 1 | Standard |  | 100000 | 95000 |  |  | 98700 | 377 | 94 | 78 | [8 empty] | Federally-Regulated Consumer Product | 09/16/2016 |  | 10/27/2016
International Comfort Products | Comfortmaker | G9MAE1202422A*D | LPG | Induced Draft | True | False | 1 | False | Down |  | None | Condensing | Step Modulating |  | 1 | Standard |  | 120000 | 115000 |  |  | 113000 | 488 | 95 | 78 | [8 empty] | Federally-Regulated Consumer Product | 09/16/2016 |  | 10/27/2016
International Comfort Products | Comfortmaker | G9MAE1202422A*D | Natural Gas | Induced Draft | True | False | 1 | False | Down |  | None | Condensing | Step Modulating |  | 1 | Standard |  | 120000 | 115000 |  |  | 113000 | 488 | 95 | 78 | [8 empty] | Federally-Regulated Consumer Product | 09/16/2016 |  | 10/27/2016
International Comfort Products | Comfortmaker | G9MAE0802120A*D | LPG | Induced Draft | True | False | 1 | False | Down |  | None | Condensing | Step Modulating |  | 1 | Standard |  | 80000 | 76000 |  |  | 65800 | 204 | 94 | 78 | [8 empty] | Federally-Regulated Consumer Product | 09/16/2016 |  | 10/27/2016
International Comfort Products | Comfortmaker | G9MAE0802120A*D | Natural Gas | Induced Draft | True | False | 1 | False | Down |  | None | Condensing | Step Modulating |  | 1 | Standard |  | 80000 | 76000 |  |  | 65800 | 204 | 94 | 78 | [8 empty] | Federally-Regulated Consumer Product | 09/16/2016 |  | 10/27/2016
International Comfort Products | Day & Night | N9MSE1002114A | LPG | Induced Draft | True | False | 1 | True | Up |  | None | Condensing | Single-Stage |  | 0.75 | Standard |  | 100000 | 97000 |  |  | 96700 | 1162 | 95.5 | 75 | [8 empty] | Federally-Regulated Consumer Product | 08/17/2016 |  | 10/27/2016
International Comfort Products | Day & Night | N9MSE1002114A | LPG | Induced Draft | True | False | 1 | True | Horizontal |  | None | Condensing | Single-Stage |  | 0.75 | Standard |  | 100000 | 97000 |  |  | 96700 | 1162 | 95.5 | 75 | [8 empty] | Federally-Regulated Consumer Product | 08/17/2016 |  | 10/27/2016
International Comfort Products | Day & Night | N9MSE1202420A | LPG | Induced Draft | True | False | 1 | True | Up |  | None | Condensing | Single-Stage |  | 0.75 | Standard |  | 120000 | 117000 |  |  | 112800 | 1336 | 95.5 | 75 | [8 empty] | Federally-Regulated Consumer Product | 08/17/2016 |  | 10/27/2016
International Comfort Products | Day & Night | N9MSE1202420A | LPG | Induced Draft | True | False | 1 | True | Horizontal |  | None | Condensing | Single-Stage |  | 0.75 | Standard |  | 120000 | 117000 |  |  | 112800 | 1336 | 95.5 | 75 | [8 empty] | Federally-Regulated Consumer Product | 08/17/2016 |  | 10/27/2016
International Comfort Products | Day & Night | G9MXE0802120A | LPG | Induced Draft | True | False | 1 | True | Up |  | None | Condensing | Single-Stage |  | 1 | Standard |  | 80000 | 78000 |  |  | 82000 | 444 | 96 | 75 | [8 empty] | Federally-Regulated Consumer Product | 08/17/2016 |  | 10/27/2016
International Comfort Products | Day & Night | G9MXE0802120A | LPG | Induced Draft | True | False | 1 | True | Horizontal |  | None | Condensing | Single-Stage |  | 1 | Standard |  | 80000 | 78000 |  |  | 82000 | 444 | 96 | 75 | [8 empty] | Federally-Regulated Consumer Product | 08/17/2016 |  | 10/27/2016
International Comfort Products | Day & Night | G9MXE1002120A | LPG | Induced Draft | True | False | 1 | True | Up |  | None | Condensing | Single-Stage |  | 1 | Standard |  | 100000 | 97000 |  |  | 98000 | 643 | 96 | 75 | [8 empty] | Federally-Regulated Consumer Product | 08/17/2016 |  | 10/27/2016
International Comfort Products | Day & Night | G9MXE1002120A | LPG | Induced Draft | True | False | 1 | True | Horizontal |  | None | Condensing | Single-Stage |  | 1 | Standard |  | 100000 | 97000 |  |  | 98000 | 643 | 96 | 75 | [8 empty] | Federally-Regulated Consumer Product | 08/17/2016 |  | 10/27/2016
International Comfort Products | Day & Night | G9MXT1002120A | LPG | Induced Draft | True | False | 1 | False | Up |  | None | Condensing | Two-Stage Modulating |  | 1 | Standard |  | 100000 | 97000 |  |  | 96100 | 434 | 96 | 78 | [8 empty] | Federally-Regulated Consumer Product | 08/17/2016 |  | 10/27/2016
International Comfort Products | Day & Night | G9MXT1002120A | LPG | Induced Draft | True | False | 1 | False | Horizontal |  | None | Condensing | Two-Stage Modulating |  | 1 | Standard |  | 100000 | 97000 |  |  | 96100 | 434 | 96 | 78 | [8 empty] | Federally-Regulated Consumer Product | 08/17/2016 |  | 10/27/2016
International Comfort Products | Day & Night | G9MAE0601714A*D | LPG | Induced Draft | True | False | 1 | False | Down |  | None | Condensing | Step Modulating |  | 0.5 | Standard |  | 60000 | 58000 |  |  | 48100 | 176 | 94.6 | 78 | [8 empty] | Federally-Regulated Consumer Product | 09/20/2016 |  | 10/27/2016
International Comfort Products | Day & Night | G9MAE0601714A*D | Natural Gas | Induced Draft | True | False | 1 | False | Down |  | None | Condensing | Step Modulating |  | 0.5 | Standard |  | 60000 | 58000 |  |  | 48100 | 176 | 94.6 | 78 | [8 empty] | Federally-Regulated Consumer Product | 09/20/2016 |  | 10/27/2016
International Comfort Products | Day & Night | G9MAE0602120A*D | LPG | Induced Draft | True | False | 1 | False | Down |  | None | Condensing | Step Modulating |  | 1 | Standard |  | 61000 | 59000 |  |  | 47700 | 229 | 96.7 | 78 | [8 empty] | Federally-Regulated Consumer Product | 08/17/2016 |  | 10/27/2016
International Comfort Products | Day & Night | G9MAE0602120A*D | Natural Gas | Induced Draft | True | False | 1 | False | Down |  | None | Condensing | Step Modulating |  | 1 | Standard |  | 61000 | 59000 |  |  | 47700 | 229 | 96.7 | 78 | [8 empty] | Federally-Regulated Consumer Product | 08/17/2016 |  | 10/27/2016
International Comfort Products | Day & Night | G9MAE0801714A*D | LPG | Induced Draft | True | False | 1 | False | Down |  | None | Condensing | Step Modulating |  | 0.5 | Standard |  | 80000 | 78000 |  |  | 78800 | 504 | 95 | 78 | [8 empty] | Federally-Regulated Consumer Product | 09/20/2016 |  | 10/27/2016
International Comfort Products | Day & Night | G9MAE0801714A*D | Natural Gas | Induced Draft | True | False | 1 | False | Down |  | None | Condensing | Step Modulating |  | 0.5 | Standard |  | 80000 | 78000 |  |  | 78800 | 504 | 95 | 78 | [8 empty] | Federally-Regulated Consumer Product | 09/20/2016 |  | 10/27/2016
International Comfort Products | Day & Night | G9MAE1002122A*D | LPG | Induced Draft | True | False | 1 | False | Down |  | None | Condensing | Step Modulating |  | 1 | Standard |  | 100000 | 95000 |  |  | 98700 | 377 | 94 | 78 | [8 empty] | Federally-Regulated Consumer Product | 09/20/2016 |  | 10/27/2016
International Comfort Products | Day & Night | G9MAE1002122A*D | Natural Gas | Induced Draft | True | False | 1 | False | Down |  | None | Condensing | Step Modulating |  | 1 | Standard |  | 100000 | 95000 |  |  | 98700 | 377 | 94 | 78 | [8 empty] | Federally-Regulated Consumer Product | 09/20/2016 |  | 10/27/2016
International Comfort Products | Day & Night | G9MAE1202422A*D | LPG | Induced Draft | True | False | 1 | False | Down |  | None | Condensing | Step Modulating |  | 1 | Standard |  | 120000 | 115000 |  |  | 113000 | 488 | 95 | 78 | [8 empty] | Federally-Regulated Consumer Product | 09/20/2016 |  | 10/27/2016
International Comfort Products | Day & Night | G9MAE1202422A*D | Natural Gas | Induced Draft | True | False | 1 | False | Down |  | None | Condensing | Step Modulating |  | 1 | Standard |  | 120000 | 115000 |  |  | 113000 | 488 | 95 | 78 | [8 empty] | Federally-Regulated Consumer Product | 09/20/2016 |  | 10/27/2016
International Comfort Products | Day & Night | G9MAE0802120A*D | LPG | Induced Draft | True | False | 1 | False | Down |  | None | Condensing | Step Modulating |  | 1 | Standard |  | 80000 | 76000 |  |  | 65800 | 204 | 94 | 78 | [8 empty] | Federally-Regulated Consumer Product | 09/20/2016 |  | 10/27/2016
International Comfort Products | Day & Night | G9MAE0802120A*D | Natural Gas | Induced Draft | True | False | 1 | False | Down |  | None | Condensing | Step Modulating |  | 1 | Standard |  | 80000 | 76000 |  |  | 65800 | 204 | 94 | 78 | [8 empty] | Federally-Regulated Consumer Product | 09/20/2016 |  | 10/27/2016
International Comfort Products | Heil | N9MSE1002114A | LPG | Induced Draft | True | False | 1 | True | Up |  | None | Condensing | Single-Stage |  | 0.75 | Standard |  | 100000 | 97000 |  |  | 96700 | 1162 | 95.5 | 75 | [8 empty] | Federally-Regulated Consumer Product | 08/17/2016 |  | 10/27/2016
International Comfort Products | Heil | N9MSE1002114A | LPG | Induced Draft | True | False | 1 | True | Horizontal |  | None | Condensing | Single-Stage |  | 0.75 | Standard |  | 100000 | 97000 |  |  | 96700 | 1162 | 95.5 | 75 | [8 empty] | Federally-Regulated Consumer Product | 08/17/2016 |  | 10/27/2016
International Comfort Products | Heil | N9MSE1202420A | LPG | Induced Draft | True | False | 1 | True | Up |  | None | Condensing | Single-Stage |  | 0.75 | Standard |  | 120000 | 117000 |  |  | 112800 | 1336 | 95.5 | 75 | [8 empty] | Federally-Regulated Consumer Product | 08/17/2016 |  | 10/27/2016
International Comfort Products | Heil | N9MSE1202420A | LPG | Induced Draft | True | False | 1 | True | Horizontal |  | None | Condensing | Single-Stage |  | 0.75 | Standard |  | 120000 | 117000 |  |  | 112800 | 1336 | 95.5 | 75 | [8 empty] | Federally-Regulated Consumer Product | 08/17/2016 |  | 10/27/2016
International Comfort Products | Heil | G9MXE0802120A | LPG | Induced Draft | True | False | 1 | True | Up |  | None | Condensing | Single-Stage |  | 1 | Standard |  | 80000 | 78000 |  |  | 82000 | 444 | 96 | 75 | [8 empty] | Federally-Regulated Consumer Product | 08/17/2016 |  | 10/27/2016
International Comfort Products | Heil | G9MXE0802120A | LPG | Induced Draft | True | False | 1 | True | Horizontal |  | None | Condensing | Single-Stage |  | 1 | Standard |  | 80000 | 78000 |  |  | 82000 | 444 | 96 | 75 | [8 empty] | Federally-Regulated Consumer Product | 08/17/2016 |  | 10/27/2016
International Comfort Products | Heil | G9MXE1002120A | LPG | Induced Draft | True | False | 1 | True | Up |  | None | Condensing | Single-Stage |  | 1 | Standard |  | 100000 | 97000 |  |  | 98000 | 643 | 96 | 75 | [8 empty] | Federally-Regulated Consumer Product | 08/17/2016 |  | 10/27/2016
International Comfort Products | Heil | G9MXE1002120A | LPG | Induced Draft | True | False | 1 | True | Horizontal |  | None | Condensing | Single-Stage |  | 1 | Standard |  | 100000 | 97000 |  |  | 98000 | 643 | 96 | 75 | [8 empty] | Federally-Regulated Consumer Product | 08/17/2016 |  | 10/27/2016
International Comfort Products | Heil | G9MXT1002120A | LPG | Induced Draft | True | False | 1 | False | Up |  | None | Condensing | Two-Stage Modulating |  | 1 | Standard |  | 100000 | 97000 |  |  | 96100 | 434 | 96 | 78 | [8 empty] | Federally-Regulated Consumer Product | 08/17/2016 |  | 10/27/2016
International Comfort Products | Heil | G9MXT1002120A | LPG | Induced Draft | True | False | 1 | False | Horizontal |  | None | Condensing | Two-Stage Modulating |  | 1 | Standard |  | 100000 | 97000 |  |  | 96100 | 434 | 96 | 78 | [8 empty] | Federally-Regulated Consumer Product | 08/17/2016 |  | 10/27/2016
International Comfort Products | Heil | G9MAE0601714A*D | LPG | Induced Draft | True | False | 1 | False | Down |  | None | Condensing | Step Modulating |  | 0.5 | Standard |  | 60000 | 58000 |  |  | 48100 | 176 | 94.6 | 78 | [8 empty] | Federally-Regulated Consumer Product | 09/20/2016 |  | 10/27/2016
International Comfort Products | Heil | G9MAE0601714A*D | Natural Gas | Induced Draft | True | False | 1 | False | Down |  | None | Condensing | Step Modulating |  | 0.5 | Standard |  | 60000 | 58000 |  |  | 48100 | 176 | 94.6 | 78 | [8 empty] | Federally-Regulated Consumer Product | 09/20/2016 |  | 10/27/2016
International Comfort Products | Heil | G9MAE0602120A*D | LPG | Induced Draft | True | False | 1 | False | Down |  | None | Condensing | Step Modulating |  | 1 | Standard |  | 61000 | 59000 |  |  | 47700 | 229 | 96.7 | 78 | [8 empty] | Federally-Regulated Consumer Product | 08/17/2016 |  | 10/27/2016
International Comfort Products | Heil | G9MAE0602120A*D | Natural Gas | Induced Draft | True | False | 1 | False | Down |  | None | Condensing | Step Modulating |  | 1 | Standard |  | 61000 | 59000 |  |  | 47700 | 229 | 96.7 | 78 | [8 empty] | Federally-Regulated Consumer Product | 08/17/2016 |  | 10/27/2016
International Comfort Products | Heil | G9MAE0801714A*D | LPG | Induced Draft | True | False | 1 | False | Down |  | None | Condensing | Step Modulating |  | 0.5 | Standard |  | 80000 | 78000 |  |  | 78800 | 504 | 95 | 78 | [8 empty] | Federally-Regulated Consumer Product | 09/20/2016 |  | 10/27/2016
International Comfort Products | Heil | G9MAE0801714A*D | Natural Gas | Induced Draft | True | False | 1 | False | Down |  | None | Condensing | Step Modulating |  | 0.5 | Standard |  | 80000 | 78000 |  |  | 78800 | 504 | 95 | 78 | [8 empty] | Federally-Regulated Consumer Product | 09/20/2016 |  | 10/27/2016
International Comfort Products | Heil | G9MAE1002122A*D | LPG | Induced Draft | True | False | 1 | False | Down |  | None | Condensing | Step Modulating |  | 1 | Standard |  | 100000 | 95000 |  |  | 98700 | 377 | 94 | 78 | [8 empty] | Federally-Regulated Consumer Product | 09/20/2016 |  | 10/27/2016
International Comfort Products | Heil | G9MAE1002122A*D | Natural Gas | Induced Draft | True | False | 1 | False | Down |  | None | Condensing | Step Modulating |  | 1 | Standard |  | 100000 | 95000 |  |  | 98700 | 377 | 94 | 78 | [8 empty] | Federally-Regulated Consumer Product | 09/20/2016 |  | 10/27/2016
International Comfort Products | Heil | G9MAE1202422A*D | LPG | Induced Draft | True | False | 1 | False | Down |  | None | Condensing | Step Modulating |  | 1 | Standard |  | 120000 | 115000 |  |  | 113000 | 488 | 95 | 78 | [8 empty] | Federally-Regulated Consumer Product | 09/20/2016 |  | 10/27/2016
International Comfort Products | Heil | G9MAE1202422A*D | Natural Gas | Induced Draft | True | False | 1 | False | Down |  | None | Condensing | Step Modulating |  | 1 | Standard |  | 120000 | 115000 |  |  | 113000 | 488 | 95 | 78 | [8 empty] | Federally-Regulated Consumer Product | 09/20/2016 |  | 10/27/2016
International Comfort Products | Heil | G9MAE0802120A*D | LPG | Induced Draft | True | False | 1 | False | Down |  | None | Condensing | Step Modulating |  | 1 | Standard |  | 80000 | 76000 |  |  | 65800 | 204 | 94 | 78 | [8 empty] | Federally-Regulated Consumer Product | 09/20/2016 |  | 10/27/2016
International Comfort Products | Heil | G9MAE0802120A*D | Natural Gas | Induced Draft | True | False | 1 | False | Down |  | None | Condensing | Step Modulating |  | 1 | Standard |  | 80000 | 76000 |  |  | 65800 | 204 | 94 | 78 | [8 empty] | Federally-Regulated Consumer Product | 09/20/2016 |  | 10/27/2016
International Comfort Products | ICP Commercial | N9MSE1002114A | LPG | Induced Draft | True | False | 1 | True | Up |  | None | Condensing | Single-Stage |  | 0.75 | Standard |  | 100000 | 97000 |  |  | 96700 | 1162 | 95.5 | 75 | [8 empty] | Federally-Regulated Consumer Product | 08/17/2016 |  | 10/27/2016
International Comfort Products | ICP Commercial | N9MSE1002114A | LPG | Induced Draft | True | False | 1 | True | Horizontal |  | None | Condensing | Single-Stage |  | 0.75 | Standard |  | 100000 | 97000 |  |  | 96700 | 1162 | 95.5 | 75 | [8 empty] | Federally-Regulated Consumer Product | 08/17/2016 |  | 10/27/2016
International Comfort Products | ICP Commercial | N9MSE1202420A | LPG | Induced Draft | True | False | 1 | True | Up |  | None | Condensing | Single-Stage |  | 0.75 | Standard |  | 120000 | 117000 |  |  | 112800 | 1336 | 95.5 | 75 | [8 empty] | Federally-Regulated Consumer Product | 08/17/2016 |  | 10/27/2016
International Comfort Products | ICP Commercial | N9MSE1202420A | LPG | Induced Draft | True | False | 1 | True | Horizontal |  | None | Condensing | Single-Stage |  | 0.75 | Standard |  | 120000 | 117000 |  |  | 112800 | 1336 | 95.5 | 75 | [8 empty] | Federally-Regulated Consumer Product | 08/17/2016 |  | 10/27/2016
International Comfort Products | ICP Commercial | F9MAE0601714A*D | LPG | Induced Draft | True | False | 1 | False | Down |  | None | Condensing | Step Modulating |  | 0.5 | Standard |  | 60000 | 58000 |  |  | 48100 | 176 | 94.6 | 78 | [8 empty] | Federally-Regulated Consumer Product | 09/20/2016 |  | 10/27/2016
International Comfort Products | ICP Commercial | F9MAE0601714A*D | Natural Gas | Induced Draft | True | False | 1 | False | Down |  | None | Condensing | Step Modulating |  | 0.5 | Standard |  | 60000 | 58000 |  |  | 48100 | 176 | 94.6 | 78 | [8 empty] | Federally-Regulated Consumer Product | 09/20/2016 |  | 10/27/2016
International Comfort Products | ICP Commercial | F9MAE0602120A*D | LPG | Induced Draft | True | False | 1 | False | Down |  | None | Condensing | Step Modulating |  | 1 | Standard |  | 61000 | 59000 |  |  | 47700 | 229 | 96.7 | 78 | [8 empty] | Federally-Regulated Consumer Product | 08/17/2016 |  | 10/27/2016
International Comfort Products | ICP Commercial | F9MAE0602120A*D | Natural Gas | Induced Draft | True | False | 1 | False | Down |  | None | Condensing | Step Modulating |  | 1 | Standard |  | 61000 | 59000 |  |  | 47700 | 229 | 96.7 | 78 | [8 empty] | Federally-Regulated Consumer Product | 08/17/2016 |  | 10/27/2016
International Comfort Products | ICP Commercial | F9MAE0801714A*D | LPG | Induced Draft | True | False | 1 | False | Down |  | None | Condensing | Step Modulating |  | 0.5 | Standard |  | 80000 | 78000 |  |  | 78800 | 504 | 95 | 78 | [8 empty] | Federally-Regulated Consumer Product | 09/20/2016 |  | 10/27/2016
International Comfort Products | ICP Commercial | F9MAE0801714A*D | Natural Gas | Induced Draft | True | False | 1 | False | Down |  | None | Condensing | Step Modulating |  | 0.5 | Standard |  | 80000 | 78000 |  |  | 78800 | 504 | 95 | 78 | [8 empty] | Federally-Regulated Consumer Product | 09/20/2016 |  | 10/27/2016
International Comfort Products | ICP Commercial | F9MAE1002122A*D | LPG | Induced Draft | True | False | 1 | False | Down |  | None | Condensing | Step Modulating |  | 1 | Standard |  | 100000 | 95000 |  |  | 98700 | 377 | 94 | 78 | [8 empty] | Federally-Regulated Consumer Product | 09/20/2016 |  | 10/27/2016
International Comfort Products | ICP Commercial | F9MAE1002122A*D | Natural Gas | Induced Draft | True | False | 1 | False | Down |  | None | Condensing | Step Modulating |  | 1 | Standard |  | 100000 | 95000 |  |  | 98700 | 377 | 94 | 78 | [8 empty] | Federally-Regulated Consumer Product | 09/20/2016 |  | 10/27/2016
International Comfort Products | ICP Commercial | F9MAE1202422A*D | LPG | Induced Draft | True | False | 1 | False | Down |  | None | Condensing | Step Modulating |  | 1 | Standard |  | 120000 | 115000 |  |  | 113000 | 488 | 95 | 78 | [8 empty] | Federally-Regulated Consumer Product | 09/20/2016 |  | 10/27/2016
International Comfort Products | ICP Commercial | F9MAE1202422A*D | Natural Gas | Induced Draft | True | False | 1 | False | Down |  | None | Condensing | Step Modulating |  | 1 | Standard |  | 120000 | 115000 |  |  | 113000 | 488 | 95 | 78 | [8 empty] | Federally-Regulated Consumer Product | 09/20/2016 |  | 10/27/2016
International Comfort Products | ICP Commercial | G9MAE0601714A*D | LPG | Induced Draft | True | False | 1 | False | Down |  | None | Condensing | Step Modulating |  | 0.5 | Standard |  | 60000 | 58000 |  |  | 48100 | 176 | 94.6 | 78 | [8 empty] | Federally-Regulated Consumer Product | 09/20/2016 |  | 10/27/2016
International Comfort Products | ICP Commercial | G9MAE0601714A*D | Natural Gas | Induced Draft | True | False | 1 | False | Down |  | None | Condensing | Step Modulating |  | 0.5 | Standard |  | 60000 | 58000 |  |  | 48100 | 176 | 94.6 | 78 | [8 empty] | Federally-Regulated Consumer Product | 09/20/2016 |  | 10/27/2016
International Comfort Products | ICP Commercial | G9MAE0602120A*D | LPG | Induced Draft | True | False | 1 | False | Down |  | None | Condensing | Step Modulating |  | 1 | Standard |  | 61000 | 59000 |  |  | 47700 | 229 | 96.7 | 78 | [8 empty] | Federally-Regulated Consumer Product | 08/17/2016 |  | 10/27/2016
International Comfort Products | ICP Commercial | G9MAE0602120A*D | Natural Gas | Induced Draft | True | False | 1 | False | Down |  | None | Condensing | Step Modulating |  | 1 | Standard |  | 61000 | 59000 |  |  | 47700 | 229 | 96.7 | 78 | [8 empty] | Federally-Regulated Consumer Product | 08/17/2016 |  | 10/27/2016
International Comfort Products | ICP Commercial | G9MAE0801714A*D | LPG | Induced Draft | True | False | 1 | False | Down |  | None | Condensing | Step Modulating |  | 0.5 | Standard |  | 80000 | 78000 |  |  | 78800 | 504 | 95 | 78 | [8 empty] | Federally-Regulated Consumer Product | 09/20/2016 |  | 10/27/2016
International Comfort Products | ICP Commercial | G9MAE0801714A*D | Natural Gas | Induced Draft | True | False | 1 | False | Down |  | None | Condensing | Step Modulating |  | 0.5 | Standard |  | 80000 | 78000 |  |  | 78800 | 504 | 95 | 78 | [8 empty] | Federally-Regulated Consumer Product | 09/20/2016 |  | 10/27/2016
International Comfort Products | ICP Commercial | G9MAE1002122A*D | LPG | Induced Draft | True | False | 1 | False | Down |  | None | Condensing | Step Modulating |  | 1 | Standard |  | 100000 | 95000 |  |  | 98700 | 377 | 94 | 78 | [8 empty] | Federally-Regulated Consumer Product | 09/20/2016 |  | 10/27/2016
International Comfort Products | ICP Commercial | G9MAE1002122A*D | Natural Gas | Induced Draft | True | False | 1 | False | Down |  | None | Condensing | Step Modulating |  | 1 | Standard |  | 100000 | 95000 |  |  | 98700 | 377 | 94 | 78 | [8 empty] | Federally-Regulated Consumer Product | 09/20/2016 |  | 10/27/2016
International Comfort Products | ICP Commercial | G9MAE1202422A*D | LPG | Induced Draft | True | False | 1 | False | Down |  | None | Condensing | Step Modulating |  | 1 | Standard |  | 120000 | 115000 |  |  | 113000 | 488 | 95 | 78 | [8 empty] | Federally-Regulated Consumer Product | 09/20/2016 |  | 10/27/2016
International Comfort Products | ICP Commercial | G9MAE1202422A*D | Natural Gas | Induced Draft | True | False | 1 | False | Down |  | None | Condensing | Step Modulating |  | 1 | Standard |  | 120000 | 115000 |  |  | 113000 | 488 | 95 | 78 | [8 empty] | Federally-Regulated Consumer Product | 09/20/2016 |  | 10/27/2016
International Comfort Products | ICP Commercial | F9MAE0802120A*D | LPG | Induced Draft | True | False | 1 | False | Down |  | None | Condensing | Step Modulating |  | 1 | Standard |  | 80000 | 76000 |  |  | 65800 | 204 | 94 | 78 | [8 empty] | Federally-Regulated Consumer Product | 09/20/2016 |  | 10/27/2016
International Comfort Products | ICP Commercial | F9MAE0802120A*D | Natural Gas | Induced Draft | True | False | 1 | False | Down |  | None | Condensing | Step Modulating |  | 1 | Standard |  | 80000 | 76000 |  |  | 65800 | 204 | 94 | 78 | [8 empty] | Federally-Regulated Consumer Product | 09/20/2016 |  | 10/27/2016
International Comfort Products | ICP Commercial | G9MAE0802120A*D | LPG | Induced Draft | True | False | 1 | False | Down |  | None | Condensing | Step Modulating |  | 1 | Standard |  | 80000 | 76000 |  |  | 65800 | 204 | 94 | 78 | [8 empty] | Federally-Regulated Consumer Product | 09/20/2016 |  | 10/27/2016
International Comfort Products | ICP Commercial | G9MAE0802120A*D | Natural Gas | Induced Draft | True | False | 1 | False | Down |  | None | Condensing | Step Modulating |  | 1 | Standard |  | 80000 | 76000 |  |  | 65800 | 204 | 94 | 78 | [8 empty] | Federally-Regulated Consumer Product | 09/20/2016 |  | 10/27/2016
International Comfort Products | Keeprite | N9MSE1002114A | LPG | Induced Draft | True | False | 1 | True | Up |  | None | Condensing | Single-Stage |  | 0.75 | Standard |  | 100000 | 97000 |  |  | 96700 | 1162 | 95.5 | 75 | [8 empty] | Federally-Regulated Consumer Product | 08/17/2016 |  | 10/27/2016
International Comfort Products | Keeprite | N9MSE1002114A | LPG | Induced Draft | True | False | 1 | True | Horizontal |  | None | Condensing | Single-Stage |  | 0.75 | Standard |  | 100000 | 97000 |  |  | 96700 | 1162 | 95.5 | 75 | [8 empty] | Federally-Regulated Consumer Product | 08/17/2016 |  | 10/27/2016
International Comfort Products | Keeprite | N9MSE1202420A | LPG | Induced Draft | True | False | 1 | True | Up |  | None | Condensing | Single-Stage |  | 0.75 | Standard |  | 120000 | 117000 |  |  | 112800 | 1336 | 95.5 | 75 | [8 empty] | Federally-Regulated Consumer Product | 08/17/2016 |  | 10/27/2016
International Comfort Products | Keeprite | N9MSE1202420A | LPG | Induced Draft | True | False | 1 | True | Horizontal |  | None | Condensing | Single-Stage |  | 0.75 | Standard |  | 120000 | 117000 |  |  | 112800 | 1336 | 95.5 | 75 | [8 empty] | Federally-Regulated Consumer Product | 08/17/2016 |  | 10/27/2016
International Comfort Products | Keeprite | G9MXE0802120A | LPG | Induced Draft | True | False | 1 | True | Up |  | None | Condensing | Single-Stage |  | 1 | Standard |  | 80000 | 78000 |  |  | 82000 | 444 | 96 | 75 | [8 empty] | Federally-Regulated Consumer Product | 08/17/2016 |  | 10/27/2016
International Comfort Products | Keeprite | G9MXE0802120A | LPG | Induced Draft | True | False | 1 | True | Horizontal |  | None | Condensing | Single-Stage |  | 1 | Standard |  | 80000 | 78000 |  |  | 82000 | 444 | 96 | 75 | [8 empty] | Federally-Regulated Consumer Product | 08/17/2016 |  | 10/27/2016
International Comfort Products | Keeprite | G9MXE1002120A | LPG | Induced Draft | True | False | 1 | True | Up |  | None | Condensing | Single-Stage |  | 1 | Standard |  | 100000 | 97000 |  |  | 98000 | 643 | 96 | 75 | [8 empty] | Federally-Regulated Consumer Product | 08/17/2016 |  | 10/27/2016
International Comfort Products | Keeprite | G9MXE1002120A | LPG | Induced Draft | True | False | 1 | True | Horizontal |  | None | Condensing | Single-Stage |  | 1 | Standard |  | 100000 | 97000 |  |  | 98000 | 643 | 96 | 75 | [8 empty] | Federally-Regulated Consumer Product | 08/17/2016 |  | 10/27/2016
International Comfort Products | Keeprite | G9MXT1002120A | LPG | Induced Draft | True | False | 1 | False | Up |  | None | Condensing | Two-Stage Modulating |  | 1 | Standard |  | 100000 | 97000 |  |  | 96100 | 434 | 96 | 78 | [8 empty] | Federally-Regulated Consumer Product | 08/17/2016 |  | 10/27/2016
International Comfort Products | Keeprite | G9MXT1002120A | LPG | Induced Draft | True | False | 1 | False | Horizontal |  | None | Condensing | Two-Stage Modulating |  | 1 | Standard |  | 100000 | 97000 |  |  | 96100 | 434 | 96 | 78 | [8 empty] | Federally-Regulated Consumer Product | 08/17/2016 |  | 10/27/2016
International Comfort Products | Keeprite | F9MAE0601714A*D | LPG | Induced Draft | True | False | 1 | False | Down |  | None | Condensing | Step Modulating |  | 0.5 | Standard |  | 60000 | 58000 |  |  | 48100 | 176 | 94.6 | 78 | [8 empty] | Federally-Regulated Consumer Product | 09/20/2016 |  | 10/27/2016
International Comfort Products | Keeprite | F9MAE0601714A*D | Natural Gas | Induced Draft | True | False | 1 | False | Down |  | None | Condensing | Step Modulating |  | 0.5 | Standard |  | 60000 | 58000 |  |  | 48100 | 176 | 94.6 | 78 | [8 empty] | Federally-Regulated Consumer Product | 09/20/2016 |  | 10/27/2016
International Comfort Products | Keeprite | F9MAE0602120A*D | LPG | Induced Draft | True | False | 1 | False | Down |  | None | Condensing | Step Modulating |  | 1 | Standard |  | 61000 | 59000 |  |  | 47700 | 229 | 96.7 | 78 | [8 empty] | Federally-Regulated Consumer Product | 08/17/2016 |  | 10/27/2016
International Comfort Products | Keeprite | F9MAE0602120A*D | Natural Gas | Induced Draft | True | False | 1 | False | Down |  | None | Condensing | Step Modulating |  | 1 | Standard |  | 61000 | 59000 |  |  | 47700 | 229 | 96.7 | 78 | [8 empty] | Federally-Regulated Consumer Product | 08/17/2016 |  | 10/27/2016
International Comfort Products | Keeprite | F9MAE0801714A*D | LPG | Induced Draft | True | False | 1 | False | Down |  | None | Condensing | Step Modulating |  | 0.5 | Standard |  | 80000 | 78000 |  |  | 78800 | 504 | 95 | 78 | [8 empty] | Federally-Regulated Consumer Product | 09/20/2016 |  | 10/27/2016
International Comfort Products | Keeprite | F9MAE0801714A*D | Natural Gas | Induced Draft | True | False | 1 | False | Down |  | None | Condensing | Step Modulating |  | 0.5 | Standard |  | 80000 | 78000 |  |  | 78800 | 504 | 95 | 78 | [8 empty] | Federally-Regulated Consumer Product | 09/20/2016 |  | 10/27/2016
International Comfort Products | Keeprite | F9MAE1002122A*D | LPG | Induced Draft | True | False | 1 | False | Down |  | None | Condensing | Step Modulating |  | 1 | Standard |  | 100000 | 95000 |  |  | 98700 | 377 | 94 | 78 | [8 empty] | Federally-Regulated Consumer Product | 09/20/2016 |  | 10/27/2016
International Comfort Products | Keeprite | F9MAE1002122A*D | Natural Gas | Induced Draft | True | False | 1 | False | Down |  | None | Condensing | Step Modulating |  | 1 | Standard |  | 100000 | 95000 |  |  | 98700 | 377 | 94 | 78 | [8 empty] | Federally-Regulated Consumer Product | 09/20/2016 |  | 10/27/2016
International Comfort Products | Keeprite | F9MAE1202422A*D | LPG | Induced Draft | True | False | 1 | False | Down |  | None | Condensing | Step Modulating |  | 1 | Standard |  | 120000 | 115000 |  |  | 113000 | 488 | 95 | 78 | [8 empty] | Federally-Regulated Consumer Product | 09/20/2016 |  | 10/27/2016
International Comfort Products | Keeprite | F9MAE1202422A*D | Natural Gas | Induced Draft | True | False | 1 | False | Down |  | None | Condensing | Step Modulating |  | 1 | Standard |  | 120000 | 115000 |  |  | 113000 | 488 | 95 | 78 | [8 empty] | Federally-Regulated Consumer Product | 09/20/2016 |  | 10/27/2016
International Comfort Products | Keeprite | G9MAE0601714A*D | LPG | Induced Draft | True | False | 1 | False | Down |  | None | Condensing | Step Modulating |  | 0.5 | Standard |  | 60000 | 58000 |  |  | 48100 | 176 | 94.6 | 78 | [8 empty] | Federally-Regulated Consumer Product | 09/20/2016 |  | 10/27/2016
International Comfort Products | Keeprite | G9MAE0601714A*D | Natural Gas | Induced Draft | True | False | 1 | False | Down |  | None | Condensing | Step Modulating |  | 0.5 | Standard |  | 60000 | 58000 |  |  | 48100 | 176 | 94.6 | 78 | [8 empty] | Federally-Regulated Consumer Product | 09/20/2016 |  | 10/27/2016
International Comfort Products | Keeprite | G9MAE0602120A*D | LPG | Induced Draft | True | False | 1 | False | Down |  | None | Condensing | Step Modulating |  | 1 | Standard |  | 61000 | 59000 |  |  | 47700 | 229 | 96.7 | 78 | [8 empty] | Federally-Regulated Consumer Product | 08/17/2016 |  | 10/27/2016
International Comfort Products | Keeprite | G9MAE0602120A*D | Natural Gas | Induced Draft | True | False | 1 | False | Down |  | None | Condensing | Step Modulating |  | 1 | Standard |  | 61000 | 59000 |  |  | 47700 | 229 | 96.7 | 78 | [8 empty] | Federally-Regulated Consumer Product | 08/17/2016 |  | 10/27/2016
International Comfort Products | Keeprite | G9MAE0801714A*D | LPG | Induced Draft | True | False | 1 | False | Down |  | None | Condensing | Step Modulating |  | 0.5 | Standard |  | 80000 | 78000 |  |  | 78800 | 504 | 95 | 78 | [8 empty] | Federally-Regulated Consumer Product | 09/20/2016 |  | 10/27/2016
International Comfort Products | Keeprite | G9MAE0801714A*D | Natural Gas | Induced Draft | True | False | 1 | False | Down |  | None | Condensing | Step Modulating |  | 0.5 | Standard |  | 80000 | 78000 |  |  | 78800 | 504 | 95 | 78 | [8 empty] | Federally-Regulated Consumer Product | 09/20/2016 |  | 10/27/2016
International Comfort Products | Keeprite | G9MAE1002122A*D | LPG | Induced Draft | True | False | 1 | False | Down |  | None | Condensing | Step Modulating |  | 1 | Standard |  | 100000 | 95000 |  |  | 98700 | 377 | 94 | 78 | [8 empty] | Federally-Regulated Consumer Product | 09/20/2016 |  | 10/27/2016
International Comfort Products | Keeprite | G9MAE1002122A*D | Natural Gas | Induced Draft | True | False | 1 | False | Down |  | None | Condensing | Step Modulating |  | 1 | Standard |  | 100000 | 95000 |  |  | 98700 | 377 | 94 | 78 | [8 empty] | Federally-Regulated Consumer Product | 09/20/2016 |  | 10/27/2016
International Comfort Products | Keeprite | G9MAE1202422A*D | LPG | Induced Draft | True | False | 1 | False | Down |  | None | Condensing | Step Modulating |  | 1 | Standard |  | 120000 | 115000 |  |  | 113000 | 488 | 95 | 78 | [8 empty] | Federally-Regulated Consumer Product | 09/20/2016 |  | 10/27/2016
International Comfort Products | Keeprite | G9MAE1202422A*D | Natural Gas | Induced Draft | True | False | 1 | False | Down |  | None | Condensing | Step Modulating |  | 1 | Standard |  | 120000 | 115000 |  |  | 113000 | 488 | 95 | 78 | [8 empty] | Federally-Regulated Consumer Product | 09/20/2016 |  | 10/27/2016
International Comfort Products | Keeprite | F9MAE0802120A*D | LPG | Induced Draft | True | False | 1 | False | Down |  | None | Condensing | Step Modulating |  | 1 | Standard |  | 80000 | 76000 |  |  | 65800 | 204 | 94 | 78 | [8 empty] | Federally-Regulated Consumer Product | 09/20/2016 |  | 10/27/2016
International Comfort Products | Keeprite | F9MAE0802120A*D | Natural Gas | Induced Draft | True | False | 1 | False | Down |  | None | Condensing | Step Modulating |  | 1 | Standard |  | 80000 | 76000 |  |  | 65800 | 204 | 94 | 78 | [8 empty] | Federally-Regulated Consumer Product | 09/20/2016 |  | 10/27/2016
International Comfort Products | Keeprite | G9MAE0802120A*D | LPG | Induced Draft | True | False | 1 | False | Down |  | None | Condensing | Step Modulating |  | 1 | Standard |  | 80000 | 76000 |  |  | 65800 | 204 | 94 | 78 | [8 empty] | Federally-Regulated Consumer Product | 09/20/2016 |  | 10/27/2016
International Comfort Products | Keeprite | G9MAE0802120A*D | Natural Gas | Induced Draft | True | False | 1 | False | Down |  | None | Condensing | Step Modulating |  | 1 | Standard |  | 80000 | 76000 |  |  | 65800 | 204 | 94 | 78 | [8 empty] | Federally-Regulated Consumer Product | 09/20/2016 |  | 10/27/2016
International Comfort Products | Kenmore | N9MSE1002114A | LPG | Induced Draft | True | False | 1 | True | Up |  | None | Condensing | Single-Stage |  | 0.75 | Standard |  | 100000 | 97000 |  |  | 96700 | 1162 | 95.5 | 75 | [8 empty] | Federally-Regulated Consumer Product | 08/17/2016 |  | 10/28/2016
International Comfort Products | Kenmore | N9MSE1002114A | LPG | Induced Draft | True | False | 1 | True | Horizontal |  | None | Condensing | Single-Stage |  | 0.75 | Standard |  | 100000 | 97000 |  |  | 96700 | 1162 | 95.5 | 75 | [8 empty] | Federally-Regulated Consumer Product | 08/17/2016 |  | 10/28/2016
International Comfort Products | Kenmore | N9MSE1202420A | LPG | Induced Draft | True | False | 1 | True | Up |  | None | Condensing | Single-Stage |  | 0.75 | Standard |  | 120000 | 117000 |  |  | 112800 | 1336 | 95.5 | 75 | [8 empty] | Federally-Regulated Consumer Product | 08/17/2016 |  | 10/28/2016
International Comfort Products | Kenmore | N9MSE1202420A | LPG | Induced Draft | True | False | 1 | True | Horizontal |  | None | Condensing | Single-Stage |  | 0.75 | Standard |  | 120000 | 117000 |  |  | 112800 | 1336 | 95.5 | 75 | [8 empty] | Federally-Regulated Consumer Product | 08/17/2016 |  | 10/28/2016
International Comfort Products | Kenmore | F9MXE0802120A | LPG | Induced Draft | True | False | 1 | True | Up |  | None | Condensing | Single-Stage |  | 1 | Standard |  | 80000 | 78000 |  |  | 82000 | 444 | 96 | 75 | [8 empty] | Federally-Regulated Consumer Product | 08/17/2016 |  | 10/28/2016
International Comfort Products | Kenmore | F9MXE0802120A | LPG | Induced Draft | True | False | 1 | True | Horizontal |  | None | Condensing | Single-Stage |  | 1 | Standard |  | 80000 | 78000 |  |  | 82000 | 444 | 96 | 75 | [8 empty] | Federally-Regulated Consumer Product | 08/17/2016 |  | 10/28/2016
International Comfort Products | Kenmore | F9MXE1002120A | LPG | Induced Draft | True | False | 1 | True | Up |  | None | Condensing | Single-Stage |  | 1 | Standard |  | 100000 | 97000 |  |  | 98000 | 643 | 96 | 75 | [8 empty] | Federally-Regulated Consumer Product | 08/17/2016 |  | 10/28/2016
International Comfort Products | Kenmore | F9MXE1002120A | LPG | Induced Draft | True | False | 1 | True | Horizontal |  | None | Condensing | Single-Stage |  | 1 | Standard |  | 100000 | 97000 |  |  | 98000 | 643 | 96 | 75 | [8 empty] | Federally-Regulated Consumer Product | 08/17/2016 |  | 10/28/2016
International Comfort Products | Kenmore | G9MXE0802120A | LPG | Induced Draft | True | False | 1 | True | Up |  | None | Condensing | Single-Stage |  | 1 | Standard |  | 80000 | 78000 |  |  | 82000 | 444 | 96 | 75 | [8 empty] | Federally-Regulated Consumer Product | 08/17/2016 |  | 10/28/2016
International Comfort Products | Kenmore | G9MXE0802120A | LPG | Induced Draft | True | False | 1 | True | Horizontal |  | None | Condensing | Single-Stage |  | 1 | Standard |  | 80000 | 78000 |  |  | 82000 | 444 | 96 | 75 | [8 empty] | Federally-Regulated Consumer Product | 08/17/2016 |  | 10/28/2016
International Comfort Products | Kenmore | G9MXE1002120A | LPG | Induced Draft | True | False | 1 | True | Up |  | None | Condensing | Single-Stage |  | 1 | Standard |  | 100000 | 97000 |  |  | 98000 | 643 | 96 | 75 | [8 empty] | Federally-Regulated Consumer Product | 08/17/2016 |  | 10/28/2016
International Comfort Products | Kenmore | G9MXE1002120A | LPG | Induced Draft | True | False | 1 | True | Horizontal |  | None | Condensing | Single-Stage |  | 1 | Standard |  | 100000 | 97000 |  |  | 98000 | 643 | 96 | 75 | [8 empty] | Federally-Regulated Consumer Product | 08/17/2016 |  | 10/28/2016
International Comfort Products | Kenmore | G9MXT1002120A | LPG | Induced Draft | True | False | 1 | False | Up |  | None | Condensing | Two-Stage Modulating |  | 1 | Standard |  | 100000 | 97000 |  |  | 96100 | 434 | 96 | 78 | [8 empty] | Federally-Regulated Consumer Product | 08/17/2016 |  | 10/28/2016
International Comfort Products | Kenmore | G9MXT1002120A | LPG | Induced Draft | True | False | 1 | False | Horizontal |  | None | Condensing | Two-Stage Modulating |  | 1 | Standard |  | 100000 | 97000 |  |  | 96100 | 434 | 96 | 78 | [8 empty] | Federally-Regulated Consumer Product | 08/17/2016 |  | 10/28/2016
International Comfort Products | Kenmore | F9MAE0601714A*D | LPG | Induced Draft | True | False | 1 | False | Down |  | None | Condensing | Step Modulating |  | 0.5 | Standard |  | 60000 | 58000 |  |  | 48100 | 176 | 94.6 | 78 | [8 empty] | Federally-Regulated Consumer Product | 09/20/2016 |  | 10/28/2016
International Comfort Products | Kenmore | F9MAE0601714A*D | Natural Gas | Induced Draft | True | False | 1 | False | Down |  | None | Condensing | Step Modulating |  | 0.5 | Standard |  | 60000 | 58000 |  |  | 48100 | 176 | 94.6 | 78 | [8 empty] | Federally-Regulated Consumer Product | 09/20/2016 |  | 10/28/2016
International Comfort Products | Kenmore | F9MAE0602120A*D | LPG | Induced Draft | True | False | 1 | False | Down |  | None | Condensing | Step Modulating |  | 1 | Standard |  | 61000 | 59000 |  |  | 47700 | 229 | 96.7 | 78 | [8 empty] | Federally-Regulated Consumer Product | 08/17/2016 |  | 10/28/2016
International Comfort Products | Kenmore | F9MAE0602120A*D | Natural Gas | Induced Draft | True | False | 1 | False | Down |  | None | Condensing | Step Modulating |  | 1 | Standard |  | 61000 | 59000 |  |  | 47700 | 229 | 96.7 | 78 | [8 empty] | Federally-Regulated Consumer Product | 08/17/2016 |  | 10/28/2016
International Comfort Products | Kenmore | F9MAE0801714A*D | LPG | Induced Draft | True | False | 1 | False | Down |  | None | Condensing | Step Modulating |  | 0.5 | Standard |  | 80000 | 78000 |  |  | 78800 | 504 | 95 | 78 | [8 empty] | Federally-Regulated Consumer Product | 09/20/2016 |  | 10/28/2016
International Comfort Products | Kenmore | F9MAE0801714A*D | Natural Gas | Induced Draft | True | False | 1 | False | Down |  | None | Condensing | Step Modulating |  | 0.5 | Standard |  | 80000 | 78000 |  |  | 78800 | 504 | 95 | 78 | [8 empty] | Federally-Regulated Consumer Product | 09/20/2016 |  | 10/28/2016
International Comfort Products | Kenmore | F9MAE1002122A*D | LPG | Induced Draft | True | False | 1 | False | Down |  | None | Condensing | Step Modulating |  | 1 | Standard |  | 100000 | 95000 |  |  | 98700 | 377 | 94 | 78 | [8 empty] | Federally-Regulated Consumer Product | 09/20/2016 |  | 10/28/2016
International Comfort Products | Kenmore | F9MAE1002122A*D | Natural Gas | Induced Draft | True | False | 1 | False | Down |  | None | Condensing | Step Modulating |  | 1 | Standard |  | 100000 | 95000 |  |  | 98700 | 377 | 94 | 78 | [8 empty] | Federally-Regulated Consumer Product | 09/20/2016 |  | 10/28/2016
International Comfort Products | Kenmore | F9MAE1202422A*D | LPG | Induced Draft | True | False | 1 | False | Down |  | None | Condensing | Step Modulating |  | 1 | Standard |  | 120000 | 115000 |  |  | 113000 | 488 | 95 | 78 | [8 empty] | Federally-Regulated Consumer Product | 09/20/2016 |  | 10/28/2016
International Comfort Products | Kenmore | F9MAE1202422A*D | Natural Gas | Induced Draft | True | False | 1 | False | Down |  | None | Condensing | Step Modulating |  | 1 | Standard |  | 120000 | 115000 |  |  | 113000 | 488 | 95 | 78 | [8 empty] | Federally-Regulated Consumer Product | 09/20/2016 |  | 10/28/2016
International Comfort Products | Kenmore | G9MAE0601714A*D | LPG | Induced Draft | True | False | 1 | False | Down |  | None | Condensing | Step Modulating |  | 0.5 | Standard |  | 60000 | 58000 |  |  | 48100 | 176 | 94.6 | 78 | [8 empty] | Federally-Regulated Consumer Product | 09/20/2016 |  | 10/28/2016
International Comfort Products | Kenmore | G9MAE0601714A*D | Natural Gas | Induced Draft | True | False | 1 | False | Down |  | None | Condensing | Step Modulating |  | 0.5 | Standard |  | 60000 | 58000 |  |  | 48100 | 176 | 94.6 | 78 | [8 empty] | Federally-Regulated Consumer Product | 09/20/2016 |  | 10/28/2016
International Comfort Products | Kenmore | G9MAE0602120A*D | LPG | Induced Draft | True | False | 1 | False | Down |  | None | Condensing | Step Modulating |  | 1 | Standard |  | 61000 | 59000 |  |  | 47700 | 229 | 96.7 | 78 | [8 empty] | Federally-Regulated Consumer Product | 08/17/2016 |  | 10/28/2016
International Comfort Products | Kenmore | G9MAE0602120A*D | Natural Gas | Induced Draft | True | False | 1 | False | Down |  | None | Condensing | Step Modulating |  | 1 | Standard |  | 61000 | 59000 |  |  | 47700 | 229 | 96.7 | 78 | [8 empty] | Federally-Regulated Consumer Product | 08/17/2016 |  | 10/28/2016
International Comfort Products | Kenmore | G9MAE0801714A*D | LPG | Induced Draft | True | False | 1 | False | Down |  | None | Condensing | Step Modulating |  | 0.5 | Standard |  | 80000 | 78000 |  |  | 78800 | 504 | 95 | 78 | [8 empty] | Federally-Regulated Consumer Product | 09/20/2016 |  | 10/28/2016
International Comfort Products | Kenmore | G9MAE0801714A*D | Natural Gas | Induced Draft | True | False | 1 | False | Down |  | None | Condensing | Step Modulating |  | 0.5 | Standard |  | 80000 | 78000 |  |  | 78800 | 504 | 95 | 78 | [8 empty] | Federally-Regulated Consumer Product | 09/20/2016 |  | 10/28/2016
International Comfort Products | Kenmore | G9MAE1002122A*D | LPG | Induced Draft | True | False | 1 | False | Down |  | None | Condensing | Step Modulating |  | 1 | Standard |  | 100000 | 95000 |  |  | 98700 | 377 | 94 | 78 | [8 empty] | Federally-Regulated Consumer Product | 09/20/2016 |  | 10/28/2016
International Comfort Products | Kenmore | G9MAE1002122A*D | Natural Gas | Induced Draft | True | False | 1 | False | Down |  | None | Condensing | Step Modulating |  | 1 | Standard |  | 100000 | 95000 |  |  | 98700 | 377 | 94 | 78 | [8 empty] | Federally-Regulated Consumer Product | 09/20/2016 |  | 10/28/2016
International Comfort Products | Kenmore | G9MAE1202422A*D | LPG | Induced Draft | True | False | 1 | False | Down |  | None | Condensing | Step Modulating |  | 1 | Standard |  | 120000 | 115000 |  |  | 113000 | 488 | 95 | 78 | [8 empty] | Federally-Regulated Consumer Product | 09/20/2016 |  | 10/28/2016
International Comfort Products | Kenmore | G9MAE1202422A*D | Natural Gas | Induced Draft | True | False | 1 | False | Down |  | None | Condensing | Step Modulating |  | 1 | Standard |  | 120000 | 115000 |  |  | 113000 | 488 | 95 | 78 | [8 empty] | Federally-Regulated Consumer Product | 09/20/2016 |  | 10/28/2016
International Comfort Products | Kenmore | F9MAE0802120A*D | LPG | Induced Draft | True | False | 1 | False | Down |  | None | Condensing | Step Modulating |  | 1 | Standard |  | 80000 | 76000 |  |  | 65800 | 204 | 94 | 78 | [8 empty] | Federally-Regulated Consumer Product | 09/20/2016 |  | 10/28/2016
International Comfort Products | Kenmore | F9MAE0802120A*D | Natural Gas | Induced Draft | True | False | 1 | False | Down |  | None | Condensing | Step Modulating |  | 1 | Standard |  | 80000 | 76000 |  |  | 65800 | 204 | 94 | 78 | [8 empty] | Federally-Regulated Consumer Product | 09/20/2016 |  | 10/28/2016
International Comfort Products | Kenmore | G9MAE0802120A*D | LPG | Induced Draft | True | False | 1 | False | Down |  | None | Condensing | Step Modulating |  | 1 | Standard |  | 80000 | 76000 |  |  | 65800 | 204 | 94 | 78 | [8 empty] | Federally-Regulated Consumer Product | 09/20/2016 |  | 10/28/2016
International Comfort Products | Kenmore | G9MAE0802120A*D | Natural Gas | Induced Draft | True | False | 1 | False | Down |  | None | Condensing | Step Modulating |  | 1 | Standard |  | 80000 | 76000 |  |  | 65800 | 204 | 94 | 78 | [8 empty] | Federally-Regulated Consumer Product | 09/20/2016 |  | 10/28/2016
International Comfort Products | Maratherm | N9MSE1002114A | LPG | Induced Draft | True | False | 1 | True | Up |  | None | Condensing | Single-Stage |  | 0.75 | Standard |  | 100000 | 97000 |  |  | 96700 | 1162 | 95.5 | 75 | [8 empty] | Federally-Regulated Consumer Product | 08/17/2016 |  | 10/28/2016
International Comfort Products | Maratherm | N9MSE1002114A | LPG | Induced Draft | True | False | 1 | True | Horizontal |  | None | Condensing | Single-Stage |  | 0.75 | Standard |  | 100000 | 97000 |  |  | 96700 | 1162 | 95.5 | 75 | [8 empty] | Federally-Regulated Consumer Product | 08/17/2016 |  | 10/28/2016
International Comfort Products | Maratherm | N9MSE1202420A | LPG | Induced Draft | True | False | 1 | True | Up |  | None | Condensing | Single-Stage |  | 0.75 | Standard |  | 120000 | 117000 |  |  | 112800 | 1336 | 95.5 | 75 | [8 empty] | Federally-Regulated Consumer Product | 08/17/2016 |  | 10/28/2016
International Comfort Products | Maratherm | N9MSE1202420A | LPG | Induced Draft | True | False | 1 | True | Horizontal |  | None | Condensing | Single-Stage |  | 0.75 | Standard |  | 120000 | 117000 |  |  | 112800 | 1336 | 95.5 | 75 | [8 empty] | Federally-Regulated Consumer Product | 08/17/2016 |  | 10/28/2016
International Comfort Products | Tempstar | N9MSE1002114A | LPG | Induced Draft | True | False | 1 | True | Up |  | None | Condensing | Single-Stage |  | 0.75 | Standard |  | 100000 | 97000 |  |  | 96700 | 1162 | 95.5 | 75 | [8 empty] | Federally-Regulated Consumer Product | 08/17/2016 |  | 10/28/2016
International Comfort Products | Tempstar | N9MSE1002114A | LPG | Induced Draft | True | False | 1 | True | Horizontal |  | None | Condensing | Single-Stage |  | 0.75 | Standard |  | 100000 | 97000 |  |  | 96700 | 1162 | 95.5 | 75 | [8 empty] | Federally-Regulated Consumer Product | 08/17/2016 |  | 10/28/2016
International Comfort Products | Tempstar | N9MSE1202420A | LPG | Induced Draft | True | False | 1 | True | Up |  | None | Condensing | Single-Stage |  | 0.75 | Standard |  | 120000 | 117000 |  |  | 112800 | 1336 | 95.5 | 75 | [8 empty] | Federally-Regulated Consumer Product | 08/17/2016 |  | 10/28/2016
International Comfort Products | Tempstar | N9MSE1202420A | LPG | Induced Draft | True | False | 1 | True | Horizontal |  | None | Condensing | Single-Stage |  | 0.75 | Standard |  | 120000 | 117000 |  |  | 112800 | 1336 | 95.5 | 75 | [8 empty] | Federally-Regulated Consumer Product | 08/17/2016 |  | 10/28/2016
International Comfort Products | Tempstar | F9MXE0802120A | LPG | Induced Draft | True | False | 1 | True | Up |  | None | Condensing | Single-Stage |  | 1 | Standard |  | 80000 | 78000 |  |  | 82000 | 444 | 96 | 75 | [8 empty] | Federally-Regulated Consumer Product | 08/17/2016 |  | 10/28/2016
International Comfort Products | Tempstar | F9MXE0802120A | LPG | Induced Draft | True | False | 1 | True | Horizontal |  | None | Condensing | Single-Stage |  | 1 | Standard |  | 80000 | 78000 |  |  | 82000 | 444 | 96 | 75 | [8 empty] | Federally-Regulated Consumer Product | 08/17/2016 |  | 10/28/2016
International Comfort Products | Tempstar | F9MXE1002120A | LPG | Induced Draft | True | False | 1 | True | Up |  | None | Condensing | Single-Stage |  | 1 | Standard |  | 100000 | 97000 |  |  | 98000 | 643 | 96 | 75 | [8 empty] | Federally-Regulated Consumer Product | 08/17/2016 |  | 10/28/2016
International Comfort Products | Tempstar | F9MXE1002120A | LPG | Induced Draft | True | False | 1 | True | Horizontal |  | None | Condensing | Single-Stage |  | 1 | Standard |  | 100000 | 97000 |  |  | 98000 | 643 | 96 | 75 | [8 empty] | Federally-Regulated Consumer Product | 08/17/2016 |  | 10/28/2016
International Comfort Products | Tempstar | F9MAE0601714A*D | LPG | Induced Draft | True | False | 1 | False | Down |  | None | Condensing | Step Modulating |  | 0.5 | Standard |  | 60000 | 58000 |  |  | 48100 | 176 | 94.6 | 78 | [8 empty] | Federally-Regulated Consumer Product | 09/20/2016 |  | 10/28/2016
International Comfort Products | Tempstar | F9MAE0601714A*D | Natural Gas | Induced Draft | True | False | 1 | False | Down |  | None | Condensing | Step Modulating |  | 0.5 | Standard |  | 60000 | 58000 |  |  | 48100 | 176 | 94.6 | 78 | [8 empty] | Federally-Regulated Consumer Product | 09/20/2016 |  | 10/28/2016
International Comfort Products | Tempstar | F9MAE0602120A*D | LPG | Induced Draft | True | False | 1 | False | Down |  | None | Condensing | Step Modulating |  | 1 | Standard |  | 61000 | 59000 |  |  | 47700 | 229 | 96.7 | 78 | [8 empty] | Federally-Regulated Consumer Product | 08/17/2016 |  | 10/28/2016
International Comfort Products | Tempstar | F9MAE0602120A*D | Natural Gas | Induced Draft | True | False | 1 | False | Down |  | None | Condensing | Step Modulating |  | 1 | Standard |  | 61000 | 59000 |  |  | 47700 | 229 | 96.7 | 78 | [8 empty] | Federally-Regulated Consumer Product | 08/17/2016 |  | 10/28/2016
International Comfort Products | Tempstar | F9MAE0801714A*D | LPG | Induced Draft | True | False | 1 | False | Down |  | None | Condensing | Step Modulating |  | 0.5 | Standard |  | 80000 | 78000 |  |  | 78800 | 504 | 95 | 78 | [8 empty] | Federally-Regulated Consumer Product | 09/20/2016 |  | 10/28/2016
International Comfort Products | Tempstar | F9MAE0801714A*D | Natural Gas | Induced Draft | True | False | 1 | False | Down |  | None | Condensing | Step Modulating |  | 0.5 | Standard |  | 80000 | 78000 |  |  | 78800 | 504 | 95 | 78 | [8 empty] | Federally-Regulated Consumer Product | 09/20/2016 |  | 10/28/2016
International Comfort Products | Tempstar | F9MAE1002122A*D | LPG | Induced Draft | True | False | 1 | False | Down |  | None | Condensing | Step Modulating |  | 1 | Standard |  | 100000 | 95000 |  |  | 98700 | 377 | 94 | 78 | [8 empty] | Federally-Regulated Consumer Product | 09/20/2016 |  | 10/28/2016
International Comfort Products | Tempstar | F9MAE1002122A*D | Natural Gas | Induced Draft | True | False | 1 | False | Down |  | None | Condensing | Step Modulating |  | 1 | Standard |  | 100000 | 95000 |  |  | 98700 | 377 | 94 | 78 | [8 empty] | Federally-Regulated Consumer Product | 09/20/2016 |  | 10/28/2016
International Comfort Products | Tempstar | F9MAE1202422A*D | LPG | Induced Draft | True | False | 1 | False | Down |  | None | Condensing | Step Modulating |  | 1 | Standard |  | 120000 | 115000 |  |  | 113000 | 488 | 95 | 78 | [8 empty] | Federally-Regulated Consumer Product | 09/20/2016 |  | 10/28/2016
International Comfort Products | Tempstar | F9MAE1202422A*D | Natural Gas | Induced Draft | True | False | 1 | False | Down |  | None | Condensing | Step Modulating |  | 1 | Standard |  | 120000 | 115000 |  |  | 113000 | 488 | 95 | 78 | [8 empty] | Federally-Regulated Consumer Product | 09/20/2016 |  | 10/28/2016
International Comfort Products | Tempstar | F9MAE0802120A*D | LPG | Induced Draft | True | False | 1 | False | Down |  | None | Condensing | Step Modulating |  | 1 | Standard |  | 80000 | 76000 |  |  | 65800 | 204 | 94 | 78 | [8 empty] | Federally-Regulated Consumer Product | 09/20/2016 |  | 10/28/2016
International Comfort Products | Tempstar | F9MAE0802120A*D | Natural Gas | Induced Draft | True | False | 1 | False | Down |  | None | Condensing | Step Modulating |  | 1 | Standard |  | 80000 | 76000 |  |  | 65800 | 204 | 94 | 78 | [8 empty] | Federally-Regulated Consumer Product | 09/20/2016 |  | 10/28/2016
Carrier Corp. - Syracuse | Carrier | 59SC5A040S14--10 | LPG | Induced Draft | True | False | 1 | True | Up |  | None | Condensing | Single-Stage |  | 0.5 | Standard |  | 40000 | 39000 |  |  | 32300 | 373 | 95.5 | 75 | [8 empty] | Federally-Regulated Consumer Product | 08/16/2016 |  | 10/28/2016
Carrier Corp. - Syracuse | Carrier | 59SC5A040S14--10 | LPG | Induced Draft | True | False | 1 | True | Horizontal |  | None | Condensing | Single-Stage |  | 0.5 | Standard |  | 40000 | 39000 |  |  | 32300 | 373 | 95.5 | 75 | [8 empty] | Federally-Regulated Consumer Product | 08/16/2016 |  | 10/28/2016
Carrier Corp. - Syracuse | Carrier | 59SC5A060S14--10 | LPG | Induced Draft | True | False | 1 | True | Up |  | None | Condensing | Single-Stage |  | 0.5 | Standard |  | 60000 | 58000 |  |  | 48600 | 515 | 95.5 | 75 | [8 empty] | Federally-Regulated Consumer Product | 08/16/2016 |  | 10/28/2016
Carrier Corp. - Syracuse | Carrier | 59SC5A060S14--10 | LPG | Induced Draft | True | False | 1 | True | Horizontal |  | None | Condensing | Single-Stage |  | 0.5 | Standard |  | 60000 | 58000 |  |  | 48600 | 515 | 95.5 | 75 | [8 empty] | Federally-Regulated Consumer Product | 08/16/2016 |  | 10/28/2016
Carrier Corp. - Syracuse | Carrier | 59SC5A060S17--14 | LPG | Induced Draft | True | False | 1 | True | Up |  | None | Condensing | Single-Stage |  | 0.5 | Standard |  | 60000 | 58000 |  |  | 48300 | 592 | 95.5 | 75 | [8 empty] | Federally-Regulated Consumer Product | 08/16/2016 |  | 10/28/2016
Carrier Corp. - Syracuse | Carrier | 59SC5A060S17--14 | LPG | Induced Draft | True | False | 1 | True | Horizontal |  | None | Condensing | Single-Stage |  | 0.5 | Standard |  | 60000 | 58000 |  |  | 48300 | 592 | 95.5 | 75 | [8 empty] | Federally-Regulated Consumer Product | 08/16/2016 |  | 10/28/2016
Carrier Corp. - Syracuse | Carrier | 59SC5A080S17--16 | LPG | Induced Draft | True | False | 1 | True | Up |  | None | Condensing | Single-Stage |  | 0.75 | Standard |  | 80000 | 78000 |  |  | 80800 | 903 | 95.5 | 75 | [8 empty] | Federally-Regulated Consumer Product | 08/16/2016 |  | 10/28/2016
Carrier Corp. - Syracuse | Carrier | 59SC5A080S17--16 | LPG | Induced Draft | True | False | 1 | True | Horizontal |  | None | Condensing | Single-Stage |  | 0.75 | Standard |  | 80000 | 78000 |  |  | 80800 | 903 | 95.5 | 75 | [8 empty] | Federally-Regulated Consumer Product | 08/16/2016 |  | 10/28/2016
Carrier Corp. - Syracuse | Carrier | 59SC5A080S21--20 | LPG | Induced Draft | True | False | 1 | True | Up |  | None | Condensing | Single-Stage |  | 0.75 | Standard |  | 80000 | 78000 |  |  | 80700 | 939 | 95.5 | 75 | [8 empty] | Federally-Regulated Consumer Product | 08/16/2016 |  | 10/28/2016
Carrier Corp. - Syracuse | Carrier | 59SC5A080S21--20 | LPG | Induced Draft | True | False | 1 | True | Horizontal |  | None | Condensing | Single-Stage |  | 0.75 | Standard |  | 80000 | 78000 |  |  | 80700 | 939 | 95.5 | 75 | [8 empty] | Federally-Regulated Consumer Product | 08/16/2016 |  | 10/28/2016
Carrier Corp. - Syracuse | Carrier | 59TN6A080V21--20 | LPG | Induced Draft | True | False | 1 | False | Up |  | None | Condensing | Two-Stage Modulating |  | 1 | Standard |  | 80000 | 78000 |  |  | 80900 | 269 | 96.7 | 78 | [8 empty] | Federally-Regulated Consumer Product | 08/16/2016 |  | 10/28/2016
Carrier Corp. - Syracuse | Carrier | 59TN6A080V21--20 | LPG | Induced Draft | True | False | 1 | False | Horizontal |  | None | Condensing | Two-Stage Modulating |  | 1 | Standard |  | 80000 | 78000 |  |  | 80900 | 269 | 96.7 | 78 | [8 empty] | Federally-Regulated Consumer Product | 08/16/2016 |  | 10/28/2016
Carrier Corp. - Syracuse | Carrier | 59TN6A100V21--22 | LPG | Induced Draft | True | False | 1 | False | Up |  | None | Condensing | Two-Stage Modulating |  | 1 | Standard |  | 100000 | 97000 |  |  | 96900 | 464 | 96.1 | 78 | [8 empty] | Federally-Regulated Consumer Product | 08/16/2016 |  | 10/28/2016
Carrier Corp. - Syracuse | Carrier | 59TN6A100V21--22 | LPG | Induced Draft | True | False | 1 | False | Horizontal |  | None | Condensing | Two-Stage Modulating |  | 1 | Standard |  | 100000 | 97000 |  |  | 96900 | 464 | 96.1 | 78 | [8 empty] | Federally-Regulated Consumer Product | 08/16/2016 |  | 10/28/2016
Carrier Corp. - Syracuse | Carrier | A1X95-060080 | LPG | Induced Draft | True | False | 1 | True | Up |  | None | Condensing | Single-Stage |  | 1 | Standard |  | 80000 | 78000 |  |  | 81900 | 443 | 96.2 | 75 | [8 empty] | Federally-Regulated Consumer Product | 08/16/2016 |  | 10/28/2016
Carrier Corp. - Syracuse | Carrier | A1X95-060080 | LPG | Induced Draft | True | False | 1 | True | Horizontal |  | None | Condensing | Single-Stage |  | 1 | Standard |  | 80000 | 78000 |  |  | 81900 | 443 | 96.2 | 75 | [8 empty] | Federally-Regulated Consumer Product | 08/16/2016 |  | 10/28/2016
Carrier Corp. - Syracuse | Carrier | A1X95-060100 | LPG | Induced Draft | True | False | 1 | True | Up |  | None | Condensing | Single-Stage |  | 1 | Standard |  | 100000 | 97000 |  |  | 97800 | 642 | 96.2 | 75 | [8 empty] | Federally-Regulated Consumer Product | 08/16/2016 |  | 10/28/2016
Carrier Corp. - Syracuse | Carrier | A1X95-060100 | LPG | Induced Draft | True | False | 1 | True | Horizontal |  | None | Condensing | Single-Stage |  | 1 | Standard |  | 100000 | 97000 |  |  | 97800 | 642 | 96.2 | 75 | [8 empty] | Federally-Regulated Consumer Product | 08/16/2016 |  | 10/28/2016
Carrier Corp. - Syracuse | Carrier | 59MN7A060V21--20 | LPG | Induced Draft | True | False | 1 | False | Up |  | None | Condensing | Step Modulating |  | 1 | Standard |  | 61000 | 60000 |  |  | 62100 | 354 | 98.5 | 78 | [8 empty] | Federally-Regulated Consumer Product | 08/16/2016 |  | 10/28/2016
Carrier Corp. - Syracuse | Carrier | 59MN7A060V21--20 | LPG | Induced Draft | True | False | 1 | False | Horizontal |  | None | Condensing | Step Modulating |  | 1 | Standard |  | 61000 | 60000 |  |  | 62100 | 354 | 98.5 | 78 | [8 empty] | Federally-Regulated Consumer Product | 08/16/2016 |  | 10/28/2016
Carrier Corp. - Syracuse | Carrier | 59MN7A080V21--20 | LPG | Induced Draft | True | False | 1 | False | Up |  | None | Condensing | Step Modulating |  | 1 | Standard |  | 80000 | 78000 |  |  | 79000 | 353 | 97.2 | 78 | [8 empty] | Federally-Regulated Consumer Product | 08/16/2016 |  | 10/28/2016
Carrier Corp. - Syracuse | Carrier | 59MN7A080V21--20 | LPG | Induced Draft | True | False | 1 | False | Horizontal |  | None | Condensing | Step Modulating |  | 1 | Standard |  | 80000 | 78000 |  |  | 79000 | 353 | 97.2 | 78 | [8 empty] | Federally-Regulated Consumer Product | 08/16/2016 |  | 10/28/2016
Carrier Corp. - Syracuse | Carrier | 59MN7A100V21--22 | LPG | Induced Draft | True | False | 1 | False | Up |  | None | Condensing | Step Modulating |  | 1 | Standard |  | 100000 | 98000 |  |  | 94800 | 379 | 97.3 | 78 | [8 empty] | Federally-Regulated Consumer Product | 08/16/2016 |  | 10/28/2016
Carrier Corp. - Syracuse | Carrier | 59MN7A100V21--22 | LPG | Induced Draft | True | False | 1 | False | Horizontal |  | None | Condensing | Step Modulating |  | 1 | Standard |  | 100000 | 98000 |  |  | 94800 | 379 | 97.3 | 78 | [8 empty] | Federally-Regulated Consumer Product | 08/16/2016 |  | 10/28/2016
Carrier Corp. - Syracuse | Carrier | 59MN7A060V17--14*D | LPG | Induced Draft | True | False | 1 | False | Down |  | None | Condensing | Step Modulating |  | 0.5 | Standard |  | 60000 | 58000 |  |  | 48100 | 176 | 94.6 | 78 | [8 empty] | Federally-Regulated Consumer Product | 09/16/2016 |  | 10/28/2016
Carrier Corp. - Syracuse | Carrier | 59MN7A060V21--20*D | LPG | Induced Draft | True | False | 1 | False | Down |  | None | Condensing | Step Modulating |  | 1 | Standard |  | 61000 | 59000 |  |  | 47700 | 229 | 96.7 | 78 | [8 empty] | Federally-Regulated Consumer Product | 09/16/2016 |  | 10/28/2016
Carrier Corp. - Syracuse | Carrier | 59MN7A080V17--14*D | LPG | Induced Draft | True | False | 1 | False | Down |  | None | Condensing | Step Modulating |  | 0.5 | Standard |  | 80000 | 78000 |  |  | 78800 | 504 | 95 | 78 | [8 empty] | Federally-Regulated Consumer Product | 09/16/2016 |  | 10/28/2016
Carrier Corp. - Syracuse | Carrier | 59MN7A120V24--22*D | LPG | Induced Draft | True | False | 1 | False | Down |  | None | Condensing | Step Modulating |  | 1 | Standard |  | 120000 | 115000 |  |  | 113000 | 488 | 95 | 78 | [8 empty] | Federally-Regulated Consumer Product | 09/16/2016 |  | 10/28/2016
Carrier Corp. - Syracuse | Carrier | 59MN7A080V21--20*D | LPG | Induced Draft | True | False | 1 | False | Down |  | None | Condensing | Step Modulating |  | 1 | Standard |  | 80000 | 76000 |  |  | 65800 | 204 | 94 | 78 | [8 empty] | Federally-Regulated Consumer Product | 09/16/2016 |  | 10/28/2016
Carrier Corp. - Indianapolis | CARRIER WEATHERMAKER | 48KCL*04***3* | LPG | Induced Draft | True | True | 1 | False | Down |  | None | Non-Condensing | Single-Stage |  | 1.2 | Standard |  | 60000 | 49000 |  |  | 79000 | 295 | 81 | 78 | [8 empty] | Federally-Regulated Consumer Product | 10/28/2016 |  | 11/02/2016
Carrier Corp. - Indianapolis | CARRIER WEATHERMAKER | 48KCL*04***3* | LPG | Induced Draft | True | True | 1 | False | Horizontal |  | None | Non-Condensing | Single-Stage |  | 1.2 | Standard |  | 60000 | 49000 |  |  | 79000 | 295 | 81 | 78 | [8 empty] | Federally-Regulated Consumer Product | 10/28/2016 |  | 11/02/2016
Carrier Corp. - Indianapolis | CARRIER WEATHERMAKER | 48KCL*04***3* | Natural Gas | Induced Draft | True | True | 1 | False | Down |  | None | Non-Condensing | Single-Stage |  | 1.2 | Standard |  | 60000 | 49000 |  |  | 79000 | 295 | 81 | 78 | [8 empty] | Federally-Regulated Consumer Product | 10/28/2016 |  | 11/02/2016
Carrier Corp. - Indianapolis | CARRIER WEATHERMAKER | 48KCL*04***3* | Natural Gas | Induced Draft | True | True | 1 | False | Horizontal |  | None | Non-Condensing | Single-Stage |  | 1.2 | Standard |  | 60000 | 49000 |  |  | 79000 | 295 | 81 | 78 | [8 empty] | Federally-Regulated Consumer Product | 10/28/2016 |  | 11/02/2016
Carrier Corp. - Indianapolis | CARRIER WEATHERMAKER | 48KCN*05***3* | LPG | Induced Draft | True | True | 1 | False | Down |  | None | Non-Condensing | Single-Stage |  | 1.2 | Standard |  | 120000 | 98000 |  |  | 80000 | 648 | 81 | 78 | [8 empty] | Federally-Regulated Consumer Product | 10/28/2016 |  | 11/02/2016
Carrier Corp. - Indianapolis | CARRIER WEATHERMAKER | 48KCN*05***3* | LPG | Induced Draft | True | True | 1 | False | Horizontal |  | None | Non-Condensing | Single-Stage |  | 1.2 | Standard |  | 120000 | 98000 |  |  | 80000 | 648 | 81 | 78 | [8 empty] | Federally-Regulated Consumer Product | 10/28/2016 |  | 11/02/2016
Carrier Corp. - Indianapolis | CARRIER WEATHERMAKER | 48KCN*05***3* | Natural Gas | Induced Draft | True | True | 1 | False | Down |  | None | Non-Condensing | Single-Stage |  | 1.2 | Standard |  | 120000 | 98000 |  |  | 80000 | 648 | 81 | 78 | [8 empty] | Federally-Regulated Consumer Product | 10/28/2016 |  | 11/02/2016
Carrier Corp. - Indianapolis | CARRIER WEATHERMAKER | 48KCN*05***3* | Natural Gas | Induced Draft | True | True | 1 | False | Horizontal |  | None | Non-Condensing | Single-Stage |  | 1.2 | Standard |  | 120000 | 98000 |  |  | 80000 | 648 | 81 | 78 | [8 empty] | Federally-Regulated Consumer Product | 10/28/2016 |  | 11/02/2016
Carrier Corp. - Indianapolis | CARRIER WEATHERMAKER | 48KCL*05***3* | LPG | Induced Draft | True | True | 1 | False | Down |  | None | Non-Condensing | Single-Stage |  | 1.2 | Standard |  | 60000 | 49000 |  |  | 79400 | 295 | 81 | 78 | [8 empty] | Federally-Regulated Consumer Product | 10/28/2016 |  | 11/02/2016
Carrier Corp. - Indianapolis | CARRIER WEATHERMAKER | 48KCL*05***3* | LPG | Induced Draft | True | True | 1 | False | Horizontal |  | None | Non-Condensing | Single-Stage |  | 1.2 | Standard |  | 60000 | 49000 |  |  | 79400 | 295 | 81 | 78 | [8 empty] | Federally-Regulated Consumer Product | 10/28/2016 |  | 11/02/2016
Carrier Corp. - Indianapolis | CARRIER WEATHERMAKER | 48KCL*05***3* | Natural Gas | Induced Draft | True | True | 1 | False | Down |  | None | Non-Condensing | Single-Stage |  | 1.2 | Standard |  | 60000 | 49000 |  |  | 79400 | 295 | 81 | 78 | [8 empty] | Federally-Regulated Consumer Product | 10/28/2016 |  | 11/02/2016
Carrier Corp. - Indianapolis | CARRIER WEATHERMAKER | 48KCL*05***3* | Natural Gas | Induced Draft | True | True | 1 | False | Horizontal |  | None | Non-Condensing | Single-Stage |  | 1.2 | Standard |  | 60000 | 49000 |  |  | 79400 | 295 | 81 | 78 | [8 empty] | Federally-Regulated Consumer Product | 10/28/2016 |  | 11/02/2016
Carrier Corp. - Indianapolis | CARRIER WEATHERMAKER | 48KCL*06***3* | LPG | Induced Draft | True | True | 1 | False | Down |  | None | Non-Condensing | Single-Stage |  | 1.3 | Standard |  | 60000 | 49000 |  |  | 78900 | 295 | 81 | 78 | [8 empty] | Federally-Regulated Consumer Product | 10/28/2016 |  | 11/02/2016
Carrier Corp. - Indianapolis | CARRIER WEATHERMAKER | 48KCL*06***3* | LPG | Induced Draft | True | True | 1 | False | Horizontal |  | None | Non-Condensing | Single-Stage |  | 1.3 | Standard |  | 60000 | 49000 |  |  | 78900 | 295 | 81 | 78 | [8 empty] | Federally-Regulated Consumer Product | 10/28/2016 |  | 11/02/2016
Carrier Corp. - Indianapolis | CARRIER WEATHERMAKER | 48KCL*06***3* | Natural Gas | Induced Draft | True | True | 1 | False | Down |  | None | Non-Condensing | Single-Stage |  | 1.3 | Standard |  | 60000 | 49000 |  |  | 78900 | 295 | 81 | 78 | [8 empty] | Federally-Regulated Consumer Product | 10/28/2016 |  | 11/02/2016
Carrier Corp. - Indianapolis | CARRIER WEATHERMAKER | 48KCL*06***3* | Natural Gas | Induced Draft | True | True | 1 | False | Horizontal |  | None | Non-Condensing | Single-Stage |  | 1.3 | Standard |  | 60000 | 49000 |  |  | 78900 | 295 | 81 | 78 | [8 empty] | Federally-Regulated Consumer Product | 10/28/2016 |  | 11/02/2016
Carrier Corp. - Indianapolis | CARRIER WEATHERMAKER | 48KCN*06***3* | LPG | Induced Draft | True | True | 1 | False | Down |  | None | Non-Condensing | Single-Stage |  | 1.3 | Standard |  | 120000 | 98000 |  |  | 79300 | 648 | 81 | 78 | [8 empty] | Federally-Regulated Consumer Product | 10/28/2016 |  | 11/02/2016
Carrier Corp. - Indianapolis | CARRIER WEATHERMAKER | 48KCN*06***3* | LPG | Induced Draft | True | True | 1 | False | Horizontal |  | None | Non-Condensing | Single-Stage |  | 1.3 | Standard |  | 120000 | 98000 |  |  | 79300 | 648 | 81 | 78 | [8 empty] | Federally-Regulated Consumer Product | 10/28/2016 |  | 11/02/2016
Carrier Corp. - Indianapolis | CARRIER WEATHERMAKER | 48KCN*06***3* | Natural Gas | Induced Draft | True | True | 1 | False | Down |  | None | Non-Condensing | Single-Stage |  | 1.3 | Standard |  | 120000 | 98000 |  |  | 79300 | 648 | 81 | 78 | [8 empty] | Federally-Regulated Consumer Product | 10/28/2016 |  | 11/02/2016
Carrier Corp. - Indianapolis | CARRIER WEATHERMAKER | 48KCN*06***3* | Natural Gas | Induced Draft | True | True | 1 | False | Horizontal |  | None | Non-Condensing | Single-Stage |  | 1.3 | Standard |  | 120000 | 98000 |  |  | 79300 | 648 | 81 | 78 | [8 empty] | Federally-Regulated Consumer Product | 10/28/2016 |  | 11/02/2016
International Comfort Products | Day & Night | G9MXT0401410A | LPG | Induced Draft | True | False | 1 | False | Up |  | None | Condensing | Two-Stage Modulating |  | 0.5 | Standard |  | 40000 | 39000 |  |  | 32300 | 115 | 96 | 78 | [8 empty] | Federally-Regulated Consumer Product | 08/17/2016 |  | 11/28/2016
International Comfort Products | Day & Night | G9MXT0401410A | LPG | Induced Draft | True | False | 1 | False | Horizontal |  | None | Condensing | Two-Stage Modulating |  | 0.5 | Standard |  | 40000 | 39000 |  |  | 32300 | 115 | 96 | 78 | [8 empty] | Federally-Regulated Consumer Product | 08/17/2016 |  | 11/28/2016
International Comfort Products | Day & Night | G9MXT0401410A | Natural Gas | Induced Draft | True | False | 1 | False | Up |  | None | Condensing | Two-Stage Modulating |  | 0.5 | Standard |  | 40000 | 39000 |  |  | 32300 | 115 | 96 | 78 | [8 empty] | Federally-Regulated Consumer Product | 08/17/2016 |  | 11/28/2016
International Comfort Products | Day & Night | G9MXT0401410A | Natural Gas | Induced Draft | True | False | 1 | False | Horizontal |  | None | Condensing | Two-Stage Modulating |  | 0.5 | Standard |  | 40000 | 39000 |  |  | 32300 | 115 | 96 | 78 | [8 empty] | Federally-Regulated Consumer Product | 08/17/2016 |  | 11/28/2016
International Comfort Products | Day & Night | G9MXT0601714A | LPG | Induced Draft | True | False | 1 | False | Up |  | None | Condensing | Two-Stage Modulating |  | 0.75 | Standard |  | 60000 | 58000 |  |  | 48600 | 132 | 96 | 78 | [8 empty] | Federally-Regulated Consumer Product | 08/17/2016 |  | 11/28/2016
International Comfort Products | Day & Night | G9MXT0601714A | LPG | Induced Draft | True | False | 1 | False | Horizontal |  | None | Condensing | Two-Stage Modulating |  | 0.75 | Standard |  | 60000 | 58000 |  |  | 48600 | 132 | 96 | 78 | [8 empty] | Federally-Regulated Consumer Product | 08/17/2016 |  | 11/28/2016
International Comfort Products | Day & Night | G9MXT0601714A | Natural Gas | Induced Draft | True | False | 1 | False | Up |  | None | Condensing | Two-Stage Modulating |  | 0.75 | Standard |  | 60000 | 58000 |  |  | 48600 | 132 | 96 | 78 | [8 empty] | Federally-Regulated Consumer Product | 08/17/2016 |  | 11/28/2016
International Comfort Products | Day & Night | G9MXT0601714A | Natural Gas | Induced Draft | True | False | 1 | False | Horizontal |  | None | Condensing | Two-Stage Modulating |  | 0.75 | Standard |  | 60000 | 58000 |  |  | 48600 | 132 | 96 | 78 | [8 empty] | Federally-Regulated Consumer Product | 08/17/2016 |  | 11/28/2016
International Comfort Products | Day & Night | G9MXT1202422A | LPG | Induced Draft | True | False | 1 | False | Up |  | None | Condensing | Two-Stage Modulating |  | 1 | Standard |  | 120000 | 117000 |  |  | 110400 | 548 | 96 | 78 | [8 empty] | Federally-Regulated Consumer Product | 08/17/2016 |  | 11/28/2016
International Comfort Products | Day & Night | G9MXT1202422A | LPG | Induced Draft | True | False | 1 | False | Horizontal |  | None | Condensing | Two-Stage Modulating |  | 1 | Standard |  | 120000 | 117000 |  |  | 110400 | 548 | 96 | 78 | [8 empty] | Federally-Regulated Consumer Product | 08/17/2016 |  | 11/28/2016
International Comfort Products | Day & Night | G9MXT1202422A | Natural Gas | Induced Draft | True | False | 1 | False | Up |  | None | Condensing | Two-Stage Modulating |  | 1 | Standard |  | 120000 | 117000 |  |  | 110400 | 548 | 96 | 78 | [8 empty] | Federally-Regulated Consumer Product | 08/17/2016 |  | 11/28/2016
International Comfort Products | Day & Night | G9MXT1202422A | Natural Gas | Induced Draft | True | False | 1 | False | Horizontal |  | None | Condensing | Two-Stage Modulating |  | 1 | Standard |  | 120000 | 117000 |  |  | 110400 | 548 | 96 | 78 | [8 empty] | Federally-Regulated Consumer Product | 08/17/2016 |  | 11/28/2016
International Comfort Products | Day & Night | G9MXT0801716A | LPG | Induced Draft | True | False | 1 | False | Up |  | None | Condensing | Two-Stage Modulating |  | 0.75 | Standard |  | 80000 | 78000 |  |  | 80200 | 314 | 96 | 78 | [8 empty] | Federally-Regulated Consumer Product | 08/17/2016 |  | 11/28/2016
International Comfort Products | Day & Night | G9MXT0801716A | LPG | Induced Draft | True | False | 1 | False | Horizontal |  | None | Condensing | Two-Stage Modulating |  | 0.75 | Standard |  | 80000 | 78000 |  |  | 80200 | 314 | 96 | 78 | [8 empty] | Federally-Regulated Consumer Product | 08/17/2016 |  | 11/28/2016
International Comfort Products | Day & Night | G9MXT0801716A | Natural Gas | Induced Draft | True | False | 1 | False | Up |  | None | Condensing | Two-Stage Modulating |  | 0.75 | Standard |  | 80000 | 78000 |  |  | 80200 | 314 | 96 | 78 | [8 empty] | Federally-Regulated Consumer Product | 08/17/2016 |  | 11/28/2016
International Comfort Products | Day & Night | G9MXT0801716A | Natural Gas | Induced Draft | True | False | 1 | False | Horizontal |  | None | Condensing | Two-Stage Modulating |  | 0.75 | Standard |  | 80000 | 78000 |  |  | 80200 | 314 | 96 | 78 | [8 empty] | Federally-Regulated Consumer Product | 08/17/2016 |  | 11/28/2016
International Comfort Products | Day & Night | N9MSE1402420A | LPG | Induced Draft | True | False | 1 | False | Up |  | None | Condensing | Single-Stage |  | 0.75 | Standard |  | 140000 | 135000 |  |  | 128900 | 1520 | 95.5 | 78 | [8 empty] | Federally-Regulated Consumer Product | 10/27/2016 |  | 11/28/2016
International Comfort Products | Day & Night | N9MSE1402420A | LPG | Induced Draft | True | False | 1 | False | Horizontal |  | None | Condensing | Single-Stage |  | 0.75 | Standard |  | 140000 | 135000 |  |  | 128900 | 1520 | 95.5 | 78 | [8 empty] | Federally-Regulated Consumer Product | 10/27/2016 |  | 11/28/2016
International Comfort Products | Day & Night | N9MSE1402420A | Natural Gas | Induced Draft | True | False | 1 | False | Up |  | None | Condensing | Single-Stage |  | 0.75 | Standard |  | 140000 | 135000 |  |  | 128900 | 1520 | 95.5 | 78 | [8 empty] | Federally-Regulated Consumer Product | 10/27/2016 |  | 11/28/2016
International Comfort Products | Day & Night | N9MSE1402420A | Natural Gas | Induced Draft | True | False | 1 | False | Horizontal |  | None | Condensing | Single-Stage |  | 0.75 | Standard |  | 140000 | 135000 |  |  | 128900 | 1520 | 95.5 | 78 | [8 empty] | Federally-Regulated Consumer Product | 10/27/2016 |  | 11/28/2016
International Comfort Products | Day & Night | G9MXT0802120A | LPG | Induced Draft | True | False | 1 | False | Up |  | None | Condensing | Two-Stage Modulating |  | 1 | Standard |  | 80000 | 78000 |  |  | 80700 | 316 | 96 | 78 | [8 empty] | Federally-Regulated Consumer Product | 08/17/2016 |  | 11/28/2016
International Comfort Products | Day & Night | G9MXT0802120A | LPG | Induced Draft | True | False | 1 | False | Horizontal |  | None | Condensing | Two-Stage Modulating |  | 1 | Standard |  | 80000 | 78000 |  |  | 80700 | 316 | 96 | 78 | [8 empty] | Federally-Regulated Consumer Product | 08/17/2016 |  | 11/28/2016
International Comfort Products | Day & Night | G9MXT0802120A | Natural Gas | Induced Draft | True | False | 1 | False | Up |  | None | Condensing | Two-Stage Modulating |  | 1 | Standard |  | 80000 | 78000 |  |  | 80700 | 316 | 96 | 78 | [8 empty] | Federally-Regulated Consumer Product | 08/17/2016 |  | 11/28/2016
International Comfort Products | Day & Night | G9MXT0802120A | Natural Gas | Induced Draft | True | False | 1 | False | Horizontal |  | None | Condensing | Two-Stage Modulating |  | 1 | Standard |  | 80000 | 78000 |  |  | 80700 | 316 | 96 | 78 | [8 empty] | Federally-Regulated Consumer Product | 08/17/2016 |  | 11/28/2016
International Comfort Products | Day & Night | G9MXT1002120A | LPG | Induced Draft | True | False | 1 | False | Up |  | None | Condensing | Two-Stage Modulating |  | 1 | Standard |  | 100000 | 97000 |  |  | 96100 | 434 | 96 | 78 | [8 empty] | Federally-Regulated Consumer Product | 10/27/2016 |  | 11/28/2016
International Comfort Products | Day & Night | G9MXT1002120A | LPG | Induced Draft | True | False | 1 | False | Horizontal |  | None | Condensing | Two-Stage Modulating |  | 1 | Standard |  | 100000 | 97000 |  |  | 96100 | 434 | 96 | 78 | [8 empty] | Federally-Regulated Consumer Product | 10/27/2016 |  | 11/28/2016
International Comfort Products | Day & Night | G9MXT1002120A | Natural Gas | Induced Draft | True | False | 1 | False | Up |  | None | Condensing | Two-Stage Modulating |  | 1 | Standard |  | 100000 | 97000 |  |  | 96100 | 434 | 96 | 78 | [8 empty] | Federally-Regulated Consumer Product | 10/27/2016 |  | 11/28/2016
International Comfort Products | Day & Night | G9MXT1002120A | Natural Gas | Induced Draft | True | False | 1 | False | Horizontal |  | None | Condensing | Two-Stage Modulating |  | 1 | Standard |  | 100000 | 97000 |  |  | 96100 | 434 | 96 | 78 | [8 empty] | Federally-Regulated Consumer Product | 10/27/2016 |  | 11/28/2016
International Comfort Products | Day & Night | G9MAE0601714A | LPG | Induced Draft | True | False | 1 | False | Up |  | None | Condensing | Step Modulating |  | 0.5 | Standard |  | 60000 | 59000 |  |  | 46900 | 95 | 97 | 78 | [8 empty] | Federally-Regulated Consumer Product | 08/17/2016 |  | 11/28/2016
International Comfort Products | Day & Night | G9MAE0601714A | LPG | Induced Draft | True | False | 1 | False | Horizontal |  | None | Condensing | Step Modulating |  | 0.5 | Standard |  | 60000 | 59000 |  |  | 46900 | 95 | 97 | 78 | [8 empty] | Federally-Regulated Consumer Product | 08/17/2016 |  | 11/28/2016
International Comfort Products | Day & Night | G9MAE0601714A | Natural Gas | Induced Draft | True | False | 1 | False | Up |  | None | Condensing | Step Modulating |  | 0.5 | Standard |  | 60000 | 59000 |  |  | 46900 | 95 | 97 | 78 | [8 empty] | Federally-Regulated Consumer Product | 08/17/2016 |  | 11/28/2016
International Comfort Products | Day & Night | G9MAE0601714A | Natural Gas | Induced Draft | True | False | 1 | False | Horizontal |  | None | Condensing | Step Modulating |  | 0.5 | Standard |  | 60000 | 59000 |  |  | 46900 | 95 | 97 | 78 | [8 empty] | Federally-Regulated Consumer Product | 08/17/2016 |  | 11/28/2016
International Comfort Products | Day & Night | G9MAE0801714A | LPG | Induced Draft | True | False | 1 | False | Up |  | None | Condensing | Step Modulating |  | 0.5 | Standard |  | 80000 | 78000 |  |  | 77700 | 405 | 97 | 78 | [8 empty] | Federally-Regulated Consumer Product | 08/17/2016 |  | 11/28/2016
International Comfort Products | Day & Night | G9MAE0801714A | LPG | Induced Draft | True | False | 1 | False | Horizontal |  | None | Condensing | Step Modulating |  | 0.5 | Standard |  | 80000 | 78000 |  |  | 77700 | 405 | 97 | 78 | [8 empty] | Federally-Regulated Consumer Product | 08/17/2016 |  | 11/28/2016
International Comfort Products | Day & Night | G9MAE0801714A | Natural Gas | Induced Draft | True | False | 1 | False | Up |  | None | Condensing | Step Modulating |  | 0.5 | Standard |  | 80000 | 78000 |  |  | 77700 | 405 | 97 | 78 | [8 empty] | Federally-Regulated Consumer Product | 08/17/2016 |  | 11/28/2016
International Comfort Products | Day & Night | G9MAE0801714A | Natural Gas | Induced Draft | True | False | 1 | False | Horizontal |  | None | Condensing | Step Modulating |  | 0.5 | Standard |  | 80000 | 78000 |  |  | 77700 | 405 | 97 | 78 | [8 empty] | Federally-Regulated Consumer Product | 08/17/2016 |  | 11/28/2016
International Comfort Products | Day & Night | G9MAE1202422A | LPG | Induced Draft | True | False | 1 | False | Up |  | None | Condensing | Step Modulating |  | 1 | Standard |  | 120000 | 117000 |  |  | 109200 | 447 | 97 | 78 | [8 empty] | Federally-Regulated Consumer Product | 08/17/2016 |  | 11/28/2016
International Comfort Products | Day & Night | G9MAE1202422A | LPG | Induced Draft | True | False | 1 | False | Horizontal |  | None | Condensing | Step Modulating |  | 1 | Standard |  | 120000 | 117000 |  |  | 109200 | 447 | 97 | 78 | [8 empty] | Federally-Regulated Consumer Product | 08/17/2016 |  | 11/28/2016
International Comfort Products | Day & Night | G9MAE1202422A | Natural Gas | Induced Draft | True | False | 1 | False | Up |  | None | Condensing | Step Modulating |  | 1 | Standard |  | 120000 | 117000 |  |  | 109200 | 447 | 97 | 78 | [8 empty] | Federally-Regulated Consumer Product | 08/17/2016 |  | 11/28/2016
International Comfort Products | Day & Night | G9MAE1202422A | Natural Gas | Induced Draft | True | False | 1 | False | Horizontal |  | None | Condensing | Step Modulating |  | 1 | Standard |  | 120000 | 117000 |  |  | 109200 | 447 | 97 | 78 | [8 empty] | Federally-Regulated Consumer Product | 08/17/2016 |  | 11/28/2016
International Comfort Products | Day & Night | G9MAE0602120A | LPG | Induced Draft | True | False | 1 | False | Up |  | None | Condensing | Step Modulating |  | 1 | Standard |  | 61000 | 60000 |  |  | 62400 | 356 | 98 | 78 | [8 empty] | Federally-Regulated Consumer Product | 08/17/2016 |  | 11/28/2016
International Comfort Products | Day & Night | G9MAE0602120A | LPG | Induced Draft | True | False | 1 | False | Horizontal |  | None | Condensing | Step Modulating |  | 1 | Standard |  | 61000 | 60000 |  |  | 62400 | 356 | 98 | 78 | [8 empty] | Federally-Regulated Consumer Product | 08/17/2016 |  | 11/28/2016
International Comfort Products | Day & Night | G9MAE0602120A | Natural Gas | Induced Draft | True | False | 1 | False | Up |  | None | Condensing | Step Modulating |  | 1 | Standard |  | 61000 | 60000 |  |  | 62400 | 356 | 98 | 78 | [8 empty] | Federally-Regulated Consumer Product | 08/17/2016 |  | 11/28/2016
International Comfort Products | Day & Night | G9MAE0602120A | Natural Gas | Induced Draft | True | False | 1 | False | Horizontal |  | None | Condensing | Step Modulating |  | 1 | Standard |  | 61000 | 60000 |  |  | 62400 | 356 | 98 | 78 | [8 empty] | Federally-Regulated Consumer Product | 08/17/2016 |  | 11/28/2016
International Comfort Products | Day & Night | G9MAE1002122A | LPG | Induced Draft | True | False | 1 | False | Up |  | None | Condensing | Step Modulating |  | 1 | Standard |  | 100000 | 98000 |  |  | 95100 | 380 | 97 | 78 | [8 empty] | Federally-Regulated Consumer Product | 08/17/2016 |  | 11/28/2016
International Comfort Products | Day & Night | G9MAE1002122A | LPG | Induced Draft | True | False | 1 | False | Horizontal |  | None | Condensing | Step Modulating |  | 1 | Standard |  | 100000 | 98000 |  |  | 95100 | 380 | 97 | 78 | [8 empty] | Federally-Regulated Consumer Product | 08/17/2016 |  | 11/28/2016
International Comfort Products | Day & Night | G9MAE1002122A | Natural Gas | Induced Draft | True | False | 1 | False | Up |  | None | Condensing | Step Modulating |  | 1 | Standard |  | 100000 | 98000 |  |  | 95100 | 380 | 97 | 78 | [8 empty] | Federally-Regulated Consumer Product | 08/17/2016 |  | 11/28/2016
International Comfort Products | Day & Night | G9MAE1002122A | Natural Gas | Induced Draft | True | False | 1 | False | Horizontal |  | None | Condensing | Step Modulating |  | 1 | Standard |  | 100000 | 98000 |  |  | 95100 | 380 | 97 | 78 | [8 empty] | Federally-Regulated Consumer Product | 08/17/2016 |  | 11/28/2016
International Comfort Products | Day & Night | G9MVE0401410A | LPG | Induced Draft | True | False | 1 | False | Up |  | None | Condensing | Two-Stage Modulating |  | 0.5 | Standard |  | 40000 | 39000 |  |  | 32200 | 176 | 96 | 78 | [8 empty] | Federally-Regulated Consumer Product | 08/17/2016 |  | 11/28/2016
International Comfort Products | Day & Night | G9MVE0401410A | LPG | Induced Draft | True | False | 1 | False | Horizontal |  | None | Condensing | Two-Stage Modulating |  | 0.5 | Standard |  | 40000 | 39000 |  |  | 32200 | 176 | 96 | 78 | [8 empty] | Federally-Regulated Consumer Product | 08/17/2016 |  | 11/28/2016
International Comfort Products | Day & Night | G9MVE0401410A | Natural Gas | Induced Draft | True | False | 1 | False | Up |  | None | Condensing | Two-Stage Modulating |  | 0.5 | Standard |  | 40000 | 39000 |  |  | 32200 | 176 | 96 | 78 | [8 empty] | Federally-Regulated Consumer Product | 08/17/2016 |  | 11/28/2016
International Comfort Products | Day & Night | G9MVE0401410A | Natural Gas | Induced Draft | True | False | 1 | False | Horizontal |  | None | Condensing | Two-Stage Modulating |  | 0.5 | Standard |  | 40000 | 39000 |  |  | 32200 | 176 | 96 | 78 | [8 empty] | Federally-Regulated Consumer Product | 08/17/2016 |  | 11/28/2016
International Comfort Products | Day & Night | G9MVE0601714A | LPG | Induced Draft | True | False | 1 | False | Up |  | None | Condensing | Two-Stage Modulating |  | 0.75 | Standard |  | 60000 | 58000 |  |  | 48500 | 195 | 96 | 78 | [8 empty] | Federally-Regulated Consumer Product | 08/17/2016 |  | 11/28/2016
International Comfort Products | Day & Night | G9MVE0601714A | LPG | Induced Draft | True | False | 1 | False | Horizontal |  | None | Condensing | Two-Stage Modulating |  | 0.75 | Standard |  | 60000 | 58000 |  |  | 48500 | 195 | 96 | 78 | [8 empty] | Federally-Regulated Consumer Product | 08/17/2016 |  | 11/28/2016
International Comfort Products | Day & Night | G9MVE0601714A | Natural Gas | Induced Draft | True | False | 1 | False | Up |  | None | Condensing | Two-Stage Modulating |  | 0.75 | Standard |  | 60000 | 58000 |  |  | 48500 | 195 | 96 | 78 | [8 empty] | Federally-Regulated Consumer Product | 08/17/2016 |  | 11/28/2016
International Comfort Products | Day & Night | G9MVE0601714A | Natural Gas | Induced Draft | True | False | 1 | False | Horizontal |  | None | Condensing | Two-Stage Modulating |  | 0.75 | Standard |  | 60000 | 58000 |  |  | 48500 | 195 | 96 | 78 | [8 empty] | Federally-Regulated Consumer Product | 08/17/2016 |  | 11/28/2016
International Comfort Products | Day & Night | G9MVE0801716A | LPG | Induced Draft | True | False | 1 | False | Up |  | None | Condensing | Two-Stage Modulating |  | 0.75 | Standard |  | 80000 | 78000 |  |  | 79900 | 414 | 96 | 78 | [8 empty] | Federally-Regulated Consumer Product | 08/17/2016 |  | 11/28/2016
International Comfort Products | Day & Night | G9MVE0801716A | LPG | Induced Draft | True | False | 1 | False | Horizontal |  | None | Condensing | Two-Stage Modulating |  | 0.75 | Standard |  | 80000 | 78000 |  |  | 79900 | 414 | 96 | 78 | [8 empty] | Federally-Regulated Consumer Product | 08/17/2016 |  | 11/28/2016
International Comfort Products | Day & Night | G9MVE0801716A | Natural Gas | Induced Draft | True | False | 1 | False | Up |  | None | Condensing | Two-Stage Modulating |  | 0.75 | Standard |  | 80000 | 78000 |  |  | 79900 | 414 | 96 | 78 | [8 empty] | Federally-Regulated Consumer Product | 08/17/2016 |  | 11/28/2016
International Comfort Products | Day & Night | G9MVE0801716A | Natural Gas | Induced Draft | True | False | 1 | False | Horizontal |  | None | Condensing | Two-Stage Modulating |  | 0.75 | Standard |  | 80000 | 78000 |  |  | 79900 | 414 | 96 | 78 | [8 empty] | Federally-Regulated Consumer Product | 08/17/2016 |  | 11/28/2016
International Comfort Products | Day & Night | G9MVE1202422A | LPG | Induced Draft | True | False | 1 | False | Up |  | None | Condensing | Two-Stage Modulating |  | 1 | Standard |  | 120000 | 117000 |  |  | 110000 | 629 | 96 | 78 | [8 empty] | Federally-Regulated Consumer Product | 08/17/2016 |  | 11/28/2016
International Comfort Products | Day & Night | G9MVE1202422A | LPG | Induced Draft | True | False | 1 | False | Horizontal |  | None | Condensing | Two-Stage Modulating |  | 1 | Standard |  | 120000 | 117000 |  |  | 110000 | 629 | 96 | 78 | [8 empty] | Federally-Regulated Consumer Product | 08/17/2016 |  | 11/28/2016
International Comfort Products | Day & Night | G9MVE1202422A | Natural Gas | Induced Draft | True | False | 1 | False | Up |  | None | Condensing | Two-Stage Modulating |  | 1 | Standard |  | 120000 | 117000 |  |  | 110000 | 629 | 96 | 78 | [8 empty] | Federally-Regulated Consumer Product | 08/17/2016 |  | 11/28/2016
International Comfort Products | Day & Night | G9MVE1202422A | Natural Gas | Induced Draft | True | False | 1 | False | Horizontal |  | None | Condensing | Two-Stage Modulating |  | 1 | Standard |  | 120000 | 117000 |  |  | 110000 | 629 | 96 | 78 | [8 empty] | Federally-Regulated Consumer Product | 08/17/2016 |  | 11/28/2016
International Comfort Products | Day & Night | G9MVE0802120A | LPG | Induced Draft | True | False | 1 | False | Up |  | None | Condensing | Two-Stage Modulating |  | 1 | Standard |  | 80000 | 78000 |  |  | 81400 | 298 | 96 | 78 | [8 empty] | Federally-Regulated Consumer Product | 08/17/2016 |  | 11/28/2016
International Comfort Products | Day & Night | G9MVE0802120A | LPG | Induced Draft | True | False | 1 | False | Horizontal |  | None | Condensing | Two-Stage Modulating |  | 1 | Standard |  | 80000 | 78000 |  |  | 81400 | 298 | 96 | 78 | [8 empty] | Federally-Regulated Consumer Product | 08/17/2016 |  | 11/28/2016
International Comfort Products | Day & Night | G9MVE0802120A | Natural Gas | Induced Draft | True | False | 1 | False | Up |  | None | Condensing | Two-Stage Modulating |  | 1 | Standard |  | 80000 | 78000 |  |  | 81400 | 298 | 96 | 78 | [8 empty] | Federally-Regulated Consumer Product | 08/17/2016 |  | 11/28/2016
International Comfort Products | Day & Night | G9MVE0802120A | Natural Gas | Induced Draft | True | False | 1 | False | Horizontal |  | None | Condensing | Two-Stage Modulating |  | 1 | Standard |  | 80000 | 78000 |  |  | 81400 | 298 | 96 | 78 | [8 empty] | Federally-Regulated Consumer Product | 08/17/2016 |  | 11/28/2016
International Comfort Products | Day & Night | N9MSE1402420A* | LPG | Induced Draft | True | False | 1 | False | Up |  | None | Condensing | Single-Stage |  | 0.75 | Standard |  | 140000 | 135000 |  |  | 128900 | 1520 | 95.5 | 78 | [8 empty] | Federally-Regulated Consumer Product | 08/17/2016 |  | 11/28/2016
International Comfort Products | Day & Night | N9MSE1402420A* | LPG | Induced Draft | True | False | 1 | False | Horizontal |  | None | Condensing | Single-Stage |  | 0.75 | Standard |  | 140000 | 135000 |  |  | 128900 | 1520 | 95.5 | 78 | [8 empty] | Federally-Regulated Consumer Product | 08/17/2016 |  | 11/28/2016
International Comfort Products | Day & Night | N9MSE1402420A* | Natural Gas | Induced Draft | True | False | 1 | False | Up |  | None | Condensing | Single-Stage |  | 0.75 | Standard |  | 140000 | 135000 |  |  | 128900 | 1520 | 95.5 | 78 | [8 empty] | Federally-Regulated Consumer Product | 08/17/2016 |  | 11/28/2016
International Comfort Products | Day & Night | N9MSE1402420A* | Natural Gas | Induced Draft | True | False | 1 | False | Horizontal |  | None | Condensing | Single-Stage |  | 0.75 | Standard |  | 140000 | 135000 |  |  | 128900 | 1520 | 95.5 | 78 | [8 empty] | Federally-Regulated Consumer Product | 08/17/2016 |  | 11/28/2016
International Comfort Products | Day & Night | G9MVE0401712A | LPG | Induced Draft | True | False | 1 | False | Up |  | None | Condensing | Two-Stage Modulating |  | 0.5 | Standard |  | 40000 | 39000 |  |  | 32500 | 129 | 96 | 78 | [8 empty] | Federally-Regulated Consumer Product | 08/17/2016 |  | 11/28/2016
International Comfort Products | Day & Night | G9MVE0401712A | LPG | Induced Draft | True | False | 1 | False | Horizontal |  | None | Condensing | Two-Stage Modulating |  | 0.5 | Standard |  | 40000 | 39000 |  |  | 32500 | 129 | 96 | 78 | [8 empty] | Federally-Regulated Consumer Product | 08/17/2016 |  | 11/28/2016
International Comfort Products | Day & Night | G9MVE0401712A | Natural Gas | Induced Draft | True | False | 1 | False | Up |  | None | Condensing | Two-Stage Modulating |  | 0.5 | Standard |  | 40000 | 39000 |  |  | 32500 | 129 | 96 | 78 | [8 empty] | Federally-Regulated Consumer Product | 08/17/2016 |  | 11/28/2016
International Comfort Products | Day & Night | G9MVE0401712A | Natural Gas | Induced Draft | True | False | 1 | False | Horizontal |  | None | Condensing | Two-Stage Modulating |  | 0.5 | Standard |  | 40000 | 39000 |  |  | 32500 | 129 | 96 | 78 | [8 empty] | Federally-Regulated Consumer Product | 08/17/2016 |  | 11/28/2016
International Comfort Products | Day & Night | G9MVE0601412A | LPG | Induced Draft | True | False | 1 | False | Up |  | None | Condensing | Two-Stage Modulating |  | 0.5 | Standard |  | 60000 | 58000 |  |  | 48400 | 247 | 95 | 78 | [8 empty] | Federally-Regulated Consumer Product | 08/17/2016 |  | 11/28/2016
International Comfort Products | Day & Night | G9MVE0601412A | LPG | Induced Draft | True | False | 1 | False | Horizontal |  | None | Condensing | Two-Stage Modulating |  | 0.5 | Standard |  | 60000 | 58000 |  |  | 48400 | 247 | 95 | 78 | [8 empty] | Federally-Regulated Consumer Product | 08/17/2016 |  | 11/28/2016
International Comfort Products | Day & Night | G9MVE0601412A | Natural Gas | Induced Draft | True | False | 1 | False | Up |  | None | Condensing | Two-Stage Modulating |  | 0.5 | Standard |  | 60000 | 58000 |  |  | 48400 | 247 | 95 | 78 | [8 empty] | Federally-Regulated Consumer Product | 08/17/2016 |  | 11/28/2016
International Comfort Products | Day & Night | G9MVE0601412A | Natural Gas | Induced Draft | True | False | 1 | False | Horizontal |  | None | Condensing | Two-Stage Modulating |  | 0.5 | Standard |  | 60000 | 58000 |  |  | 48400 | 247 | 95 | 78 | [8 empty] | Federally-Regulated Consumer Product | 08/17/2016 |  | 11/28/2016
International Comfort Products | Day & Night | G9MXT0401712A* | LPG | Induced Draft | True | False | 1 | False | Up |  | None | Condensing | Two-Stage Modulating |  | 0.5 | Standard |  | 40000 | 39000 |  |  | 32400 | 144 | 96 | 78 | [8 empty] | Federally-Regulated Consumer Product | 08/17/2016 |  | 11/28/2016
International Comfort Products | Day & Night | G9MXT0401712A* | LPG | Induced Draft | True | False | 1 | False | Horizontal |  | None | Condensing | Two-Stage Modulating |  | 0.5 | Standard |  | 40000 | 39000 |  |  | 32400 | 144 | 96 | 78 | [8 empty] | Federally-Regulated Consumer Product | 08/17/2016 |  | 11/28/2016
International Comfort Products | Day & Night | G9MXT0401712A* | Natural Gas | Induced Draft | True | False | 1 | False | Up |  | None | Condensing | Two-Stage Modulating |  | 0.5 | Standard |  | 40000 | 39000 |  |  | 32400 | 144 | 96 | 78 | [8 empty] | Federally-Regulated Consumer Product | 08/17/2016 |  | 11/28/2016
International Comfort Products | Day & Night | G9MXT0401712A* | Natural Gas | Induced Draft | True | False | 1 | False | Horizontal |  | None | Condensing | Two-Stage Modulating |  | 0.5 | Standard |  | 40000 | 39000 |  |  | 32400 | 144 | 96 | 78 | [8 empty] | Federally-Regulated Consumer Product | 08/17/2016 |  | 11/28/2016
International Comfort Products | Day & Night | G9MXT0601412A* | LPG | Induced Draft | True | False | 1 | False | Up |  | None | Condensing | Two-Stage Modulating |  | 0.5 | Standard |  | 60000 | 58000 |  |  | 48700 | 248 | 95 | 78 | [8 empty] | Federally-Regulated Consumer Product | 08/17/2016 |  | 11/28/2016
International Comfort Products | Day & Night | G9MXT0601412A* | LPG | Induced Draft | True | False | 1 | False | Horizontal |  | None | Condensing | Two-Stage Modulating |  | 0.5 | Standard |  | 60000 | 58000 |  |  | 48700 | 248 | 95 | 78 | [8 empty] | Federally-Regulated Consumer Product | 08/17/2016 |  | 11/28/2016
International Comfort Products | Day & Night | G9MXT0601412A* | Natural Gas | Induced Draft | True | False | 1 | False | Up |  | None | Condensing | Two-Stage Modulating |  | 0.5 | Standard |  | 60000 | 58000 |  |  | 48700 | 248 | 95 | 78 | [8 empty] | Federally-Regulated Consumer Product | 08/17/2016 |  | 11/28/2016
International Comfort Products | Day & Night | G9MXT0601412A* | Natural Gas | Induced Draft | True | False | 1 | False | Horizontal |  | None | Condensing | Two-Stage Modulating |  | 0.5 | Standard |  | 60000 | 58000 |  |  | 48700 | 248 | 95 | 78 | [8 empty] | Federally-Regulated Consumer Product | 08/17/2016 |  | 11/28/2016
International Comfort Products | Day & Night | G9MVE0401712A*D | LPG | Induced Draft | True | False | 1 | False | Down |  | None | Condensing | Two-Stage Modulating |  | 0.5 | Standard |  | 40000 | 39000 |  |  | 32600 | 151 | 94.4 | 78 | [8 empty] | Federally-Regulated Consumer Product | 08/17/2016 |  | 11/28/2016
International Comfort Products | Day & Night | G9MVE0401712A*D | Natural Gas | Induced Draft | True | False | 1 | False | Down |  | None | Condensing | Two-Stage Modulating |  | 0.5 | Standard |  | 40000 | 39000 |  |  | 32600 | 151 | 94.4 | 78 | [8 empty] | Federally-Regulated Consumer Product | 08/17/2016 |  | 11/28/2016
International Comfort Products | Comfortmaker | G9MXT0401410A | LPG | Induced Draft | True | False | 1 | False | Up |  | None | Condensing | Two-Stage Modulating |  | 0.5 | Standard |  | 40000 | 39000 |  |  | 32300 | 115 | 96 | 78 | [8 empty] | Federally-Regulated Consumer Product | 08/17/2016 |  | 11/28/2016
International Comfort Products | Comfortmaker | G9MXT0401410A | LPG | Induced Draft | True | False | 1 | False | Horizontal |  | None | Condensing | Two-Stage Modulating |  | 0.5 | Standard |  | 40000 | 39000 |  |  | 32300 | 115 | 96 | 78 | [8 empty] | Federally-Regulated Consumer Product | 08/17/2016 |  | 11/28/2016
International Comfort Products | Comfortmaker | G9MXT0401410A | Natural Gas | Induced Draft | True | False | 1 | False | Up |  | None | Condensing | Two-Stage Modulating |  | 0.5 | Standard |  | 40000 | 39000 |  |  | 32300 | 115 | 96 | 78 | [8 empty] | Federally-Regulated Consumer Product | 08/17/2016 |  | 11/28/2016
International Comfort Products | Comfortmaker | G9MXT0401410A | Natural Gas | Induced Draft | True | False | 1 | False | Horizontal |  | None | Condensing | Two-Stage Modulating |  | 0.5 | Standard |  | 40000 | 39000 |  |  | 32300 | 115 | 96 | 78 | [8 empty] | Federally-Regulated Consumer Product | 08/17/2016 |  | 11/28/2016
International Comfort Products | Comfortmaker | G9MXT0601714A | LPG | Induced Draft | True | False | 1 | False | Up |  | None | Condensing | Two-Stage Modulating |  | 0.75 | Standard |  | 60000 | 58000 |  |  | 48600 | 132 | 96 | 78 | [8 empty] | Federally-Regulated Consumer Product | 08/17/2016 |  | 11/28/2016
International Comfort Products | Comfortmaker | G9MXT0601714A | LPG | Induced Draft | True | False | 1 | False | Horizontal |  | None | Condensing | Two-Stage Modulating |  | 0.75 | Standard |  | 60000 | 58000 |  |  | 48600 | 132 | 96 | 78 | [8 empty] | Federally-Regulated Consumer Product | 08/17/2016 |  | 11/28/2016
International Comfort Products | Comfortmaker | G9MXT0601714A | Natural Gas | Induced Draft | True | False | 1 | False | Up |  | None | Condensing | Two-Stage Modulating |  | 0.75 | Standard |  | 60000 | 58000 |  |  | 48600 | 132 | 96 | 78 | [8 empty] | Federally-Regulated Consumer Product | 08/17/2016 |  | 11/28/2016
International Comfort Products | Comfortmaker | G9MXT0601714A | Natural Gas | Induced Draft | True | False | 1 | False | Horizontal |  | None | Condensing | Two-Stage Modulating |  | 0.75 | Standard |  | 60000 | 58000 |  |  | 48600 | 132 | 96 | 78 | [8 empty] | Federally-Regulated Consumer Product | 08/17/2016 |  | 11/28/2016
International Comfort Products | Comfortmaker | G9MXT1202422A | LPG | Induced Draft | True | False | 1 | False | Up |  | None | Condensing | Two-Stage Modulating |  | 1 | Standard |  | 120000 | 117000 |  |  | 110400 | 548 | 96 | 78 | [8 empty] | Federally-Regulated Consumer Product | 08/17/2016 |  | 11/28/2016
International Comfort Products | Comfortmaker | G9MXT1202422A | LPG | Induced Draft | True | False | 1 | False | Horizontal |  | None | Condensing | Two-Stage Modulating |  | 1 | Standard |  | 120000 | 117000 |  |  | 110400 | 548 | 96 | 78 | [8 empty] | Federally-Regulated Consumer Product | 08/17/2016 |  | 11/28/2016
International Comfort Products | Comfortmaker | G9MXT1202422A | Natural Gas | Induced Draft | True | False | 1 | False | Up |  | None | Condensing | Two-Stage Modulating |  | 1 | Standard |  | 120000 | 117000 |  |  | 110400 | 548 | 96 | 78 | [8 empty] | Federally-Regulated Consumer Product | 08/17/2016 |  | 11/28/2016
International Comfort Products | Comfortmaker | G9MXT1202422A | Natural Gas | Induced Draft | True | False | 1 | False | Horizontal |  | None | Condensing | Two-Stage Modulating |  | 1 | Standard |  | 120000 | 117000 |  |  | 110400 | 548 | 96 | 78 | [8 empty] | Federally-Regulated Consumer Product | 08/17/2016 |  | 11/28/2016
International Comfort Products | Comfortmaker | G9MXT0801716A | LPG | Induced Draft | True | False | 1 | False | Up |  | None | Condensing | Two-Stage Modulating |  | 0.75 | Standard |  | 80000 | 78000 |  |  | 80200 | 314 | 96 | 78 | [8 empty] | Federally-Regulated Consumer Product | 08/17/2016 |  | 11/28/2016
International Comfort Products | Comfortmaker | G9MXT0801716A | LPG | Induced Draft | True | False | 1 | False | Horizontal |  | None | Condensing | Two-Stage Modulating |  | 0.75 | Standard |  | 80000 | 78000 |  |  | 80200 | 314 | 96 | 78 | [8 empty] | Federally-Regulated Consumer Product | 08/17/2016 |  | 11/28/2016
International Comfort Products | Comfortmaker | G9MXT0801716A | Natural Gas | Induced Draft | True | False | 1 | False | Up |  | None | Condensing | Two-Stage Modulating |  | 0.75 | Standard |  | 80000 | 78000 |  |  | 80200 | 314 | 96 | 78 | [8 empty] | Federally-Regulated Consumer Product | 08/17/2016 |  | 11/28/2016
International Comfort Products | Comfortmaker | G9MXT0801716A | Natural Gas | Induced Draft | True | False | 1 | False | Horizontal |  | None | Condensing | Two-Stage Modulating |  | 0.75 | Standard |  | 80000 | 78000 |  |  | 80200 | 314 | 96 | 78 | [8 empty] | Federally-Regulated Consumer Product | 08/17/2016 |  | 11/28/2016
International Comfort Products | Comfortmaker | N9MSE1402420A | LPG | Induced Draft | True | False | 1 | False | Up |  | None | Condensing | Single-Stage |  | 0.75 | Standard |  | 140000 | 135000 |  |  | 128900 | 1520 | 95.5 | 78 | [8 empty] | Federally-Regulated Consumer Product | 10/27/2016 |  | 11/28/2016
International Comfort Products | Comfortmaker | N9MSE1402420A | LPG | Induced Draft | True | False | 1 | False | Horizontal |  | None | Condensing | Single-Stage |  | 0.75 | Standard |  | 140000 | 135000 |  |  | 128900 | 1520 | 95.5 | 78 | [8 empty] | Federally-Regulated Consumer Product | 10/27/2016 |  | 11/28/2016
International Comfort Products | Comfortmaker | N9MSE1402420A | Natural Gas | Induced Draft | True | False | 1 | False | Up |  | None | Condensing | Single-Stage |  | 0.75 | Standard |  | 140000 | 135000 |  |  | 128900 | 1520 | 95.5 | 78 | [8 empty] | Federally-Regulated Consumer Product | 10/27/2016 |  | 11/28/2016
International Comfort Products | Comfortmaker | N9MSE1402420A | Natural Gas | Induced Draft | True | False | 1 | False | Horizontal |  | None | Condensing | Single-Stage |  | 0.75 | Standard |  | 140000 | 135000 |  |  | 128900 | 1520 | 95.5 | 78 | [8 empty] | Federally-Regulated Consumer Product | 10/27/2016 |  | 11/28/2016
International Comfort Products | Comfortmaker | G9MXT0802120A | LPG | Induced Draft | True | False | 1 | False | Up |  | None | Condensing | Two-Stage Modulating |  | 1 | Standard |  | 80000 | 78000 |  |  | 80700 | 316 | 96 | 78 | [8 empty] | Federally-Regulated Consumer Product | 08/17/2016 |  | 11/28/2016
International Comfort Products | Comfortmaker | G9MXT0802120A | LPG | Induced Draft | True | False | 1 | False | Horizontal |  | None | Condensing | Two-Stage Modulating |  | 1 | Standard |  | 80000 | 78000 |  |  | 80700 | 316 | 96 | 78 | [8 empty] | Federally-Regulated Consumer Product | 08/17/2016 |  | 11/28/2016
International Comfort Products | Comfortmaker | G9MXT0802120A | Natural Gas | Induced Draft | True | False | 1 | False | Up |  | None | Condensing | Two-Stage Modulating |  | 1 | Standard |  | 80000 | 78000 |  |  | 80700 | 316 | 96 | 78 | [8 empty] | Federally-Regulated Consumer Product | 08/17/2016 |  | 11/28/2016
International Comfort Products | Comfortmaker | G9MXT0802120A | Natural Gas | Induced Draft | True | False | 1 | False | Horizontal |  | None | Condensing | Two-Stage Modulating |  | 1 | Standard |  | 80000 | 78000 |  |  | 80700 | 316 | 96 | 78 | [8 empty] | Federally-Regulated Consumer Product | 08/17/2016 |  | 11/28/2016
International Comfort Products | Comfortmaker | G9MXT1002120A | LPG | Induced Draft | True | False | 1 | False | Up |  | None | Condensing | Two-Stage Modulating |  | 1 | Standard |  | 100000 | 97000 |  |  | 96100 | 434 | 96 | 78 | [8 empty] | Federally-Regulated Consumer Product | 10/27/2016 |  | 11/28/2016
International Comfort Products | Comfortmaker | G9MXT1002120A | LPG | Induced Draft | True | False | 1 | False | Horizontal |  | None | Condensing | Two-Stage Modulating |  | 1 | Standard |  | 100000 | 97000 |  |  | 96100 | 434 | 96 | 78 | [8 empty] | Federally-Regulated Consumer Product | 10/27/2016 |  | 11/28/2016
International Comfort Products | Comfortmaker | G9MXT1002120A | Natural Gas | Induced Draft | True | False | 1 | False | Up |  | None | Condensing | Two-Stage Modulating |  | 1 | Standard |  | 100000 | 97000 |  |  | 96100 | 434 | 96 | 78 | [8 empty] | Federally-Regulated Consumer Product | 10/27/2016 |  | 11/28/2016
International Comfort Products | Comfortmaker | G9MXT1002120A | Natural Gas | Induced Draft | True | False | 1 | False | Horizontal |  | None | Condensing | Two-Stage Modulating |  | 1 | Standard |  | 100000 | 97000 |  |  | 96100 | 434 | 96 | 78 | [8 empty] | Federally-Regulated Consumer Product | 10/27/2016 |  | 11/28/2016
International Comfort Products | Comfortmaker | G9MAE0601714A | LPG | Induced Draft | True | False | 1 | False | Up |  | None | Condensing | Step Modulating |  | 0.5 | Standard |  | 60000 | 59000 |  |  | 46900 | 95 | 97 | 78 | [8 empty] | Federally-Regulated Consumer Product | 08/17/2016 |  | 11/28/2016
International Comfort Products | Comfortmaker | G9MAE0601714A | LPG | Induced Draft | True | False | 1 | False | Horizontal |  | None | Condensing | Step Modulating |  | 0.5 | Standard |  | 60000 | 59000 |  |  | 46900 | 95 | 97 | 78 | [8 empty] | Federally-Regulated Consumer Product | 08/17/2016 |  | 11/28/2016
International Comfort Products | Comfortmaker | G9MAE0601714A | Natural Gas | Induced Draft | True | False | 1 | False | Up |  | None | Condensing | Step Modulating |  | 0.5 | Standard |  | 60000 | 59000 |  |  | 46900 | 95 | 97 | 78 | [8 empty] | Federally-Regulated Consumer Product | 08/17/2016 |  | 11/28/2016
International Comfort Products | Comfortmaker | G9MAE0601714A | Natural Gas | Induced Draft | True | False | 1 | False | Horizontal |  | None | Condensing | Step Modulating |  | 0.5 | Standard |  | 60000 | 59000 |  |  | 46900 | 95 | 97 | 78 | [8 empty] | Federally-Regulated Consumer Product | 08/17/2016 |  | 11/28/2016
International Comfort Products | Comfortmaker | G9MAE0801714A | LPG | Induced Draft | True | False | 1 | False | Up |  | None | Condensing | Step Modulating |  | 0.5 | Standard |  | 80000 | 78000 |  |  | 77700 | 405 | 97 | 78 | [8 empty] | Federally-Regulated Consumer Product | 08/17/2016 |  | 11/28/2016
International Comfort Products | Comfortmaker | G9MAE0801714A | LPG | Induced Draft | True | False | 1 | False | Horizontal |  | None | Condensing | Step Modulating |  | 0.5 | Standard |  | 80000 | 78000 |  |  | 77700 | 405 | 97 | 78 | [8 empty] | Federally-Regulated Consumer Product | 08/17/2016 |  | 11/28/2016
International Comfort Products | Comfortmaker | G9MAE0801714A | Natural Gas | Induced Draft | True | False | 1 | False | Up |  | None | Condensing | Step Modulating |  | 0.5 | Standard |  | 80000 | 78000 |  |  | 77700 | 405 | 97 | 78 | [8 empty] | Federally-Regulated Consumer Product | 08/17/2016 |  | 11/28/2016
International Comfort Products | Comfortmaker | G9MAE0801714A | Natural Gas | Induced Draft | True | False | 1 | False | Horizontal |  | None | Condensing | Step Modulating |  | 0.5 | Standard |  | 80000 | 78000 |  |  | 77700 | 405 | 97 | 78 | [8 empty] | Federally-Regulated Consumer Product | 08/17/2016 |  | 11/28/2016
International Comfort Products | Comfortmaker | G9MAE1202422A | LPG | Induced Draft | True | False | 1 | False | Up |  | None | Condensing | Step Modulating |  | 1 | Standard |  | 120000 | 117000 |  |  | 109200 | 447 | 97 | 78 | [8 empty] | Federally-Regulated Consumer Product | 08/17/2016 |  | 11/28/2016
International Comfort Products | Comfortmaker | G9MAE1202422A | LPG | Induced Draft | True | False | 1 | False | Horizontal |  | None | Condensing | Step Modulating |  | 1 | Standard |  | 120000 | 117000 |  |  | 109200 | 447 | 97 | 78 | [8 empty] | Federally-Regulated Consumer Product | 08/17/2016 |  | 11/28/2016
International Comfort Products | Comfortmaker | G9MAE1202422A | Natural Gas | Induced Draft | True | False | 1 | False | Up |  | None | Condensing | Step Modulating |  | 1 | Standard |  | 120000 | 117000 |  |  | 109200 | 447 | 97 | 78 | [8 empty] | Federally-Regulated Consumer Product | 08/17/2016 |  | 11/28/2016
International Comfort Products | Comfortmaker | G9MAE1202422A | Natural Gas | Induced Draft | True | False | 1 | False | Horizontal |  | None | Condensing | Step Modulating |  | 1 | Standard |  | 120000 | 117000 |  |  | 109200 | 447 | 97 | 78 | [8 empty] | Federally-Regulated Consumer Product | 08/17/2016 |  | 11/28/2016
International Comfort Products | Comfortmaker | G9MAE0602120A | LPG | Induced Draft | True | False | 1 | False | Up |  | None | Condensing | Step Modulating |  | 1 | Standard |  | 61000 | 60000 |  |  | 62400 | 356 | 98 | 78 | [8 empty] | Federally-Regulated Consumer Product | 08/17/2016 |  | 11/28/2016
International Comfort Products | Comfortmaker | G9MAE0602120A | LPG | Induced Draft | True | False | 1 | False | Horizontal |  | None | Condensing | Step Modulating |  | 1 | Standard |  | 61000 | 60000 |  |  | 62400 | 356 | 98 | 78 | [8 empty] | Federally-Regulated Consumer Product | 08/17/2016 |  | 11/28/2016
International Comfort Products | Comfortmaker | G9MAE0602120A | Natural Gas | Induced Draft | True | False | 1 | False | Up |  | None | Condensing | Step Modulating |  | 1 | Standard |  | 61000 | 60000 |  |  | 62400 | 356 | 98 | 78 | [8 empty] | Federally-Regulated Consumer Product | 08/17/2016 |  | 11/28/2016
International Comfort Products | Comfortmaker | G9MAE0602120A | Natural Gas | Induced Draft | True | False | 1 | False | Horizontal |  | None | Condensing | Step Modulating |  | 1 | Standard |  | 61000 | 60000 |  |  | 62400 | 356 | 98 | 78 | [8 empty] | Federally-Regulated Consumer Product | 08/17/2016 |  | 11/28/2016
International Comfort Products | Comfortmaker | G9MAE1002122A | LPG | Induced Draft | True | False | 1 | False | Up |  | None | Condensing | Step Modulating |  | 1 | Standard |  | 100000 | 98000 |  |  | 95100 | 380 | 97 | 78 | [8 empty] | Federally-Regulated Consumer Product | 08/17/2016 |  | 11/28/2016
International Comfort Products | Comfortmaker | G9MAE1002122A | LPG | Induced Draft | True | False | 1 | False | Horizontal |  | None | Condensing | Step Modulating |  | 1 | Standard |  | 100000 | 98000 |  |  | 95100 | 380 | 97 | 78 | [8 empty] | Federally-Regulated Consumer Product | 08/17/2016 |  | 11/28/2016
International Comfort Products | Comfortmaker | G9MAE1002122A | Natural Gas | Induced Draft | True | False | 1 | False | Up |  | None | Condensing | Step Modulating |  | 1 | Standard |  | 100000 | 98000 |  |  | 95100 | 380 | 97 | 78 | [8 empty] | Federally-Regulated Consumer Product | 08/17/2016 |  | 11/28/2016
International Comfort Products | Comfortmaker | G9MAE1002122A | Natural Gas | Induced Draft | True | False | 1 | False | Horizontal |  | None | Condensing | Step Modulating |  | 1 | Standard |  | 100000 | 98000 |  |  | 95100 | 380 | 97 | 78 | [8 empty] | Federally-Regulated Consumer Product | 08/17/2016 |  | 11/28/2016
International Comfort Products | Comfortmaker | G9MVE0401410A | LPG | Induced Draft | True | False | 1 | False | Up |  | None | Condensing | Two-Stage Modulating |  | 0.5 | Standard |  | 40000 | 39000 |  |  | 32200 | 176 | 96 | 78 | [8 empty] | Federally-Regulated Consumer Product | 08/17/2016 |  | 11/28/2016
International Comfort Products | Comfortmaker | G9MVE0401410A | LPG | Induced Draft | True | False | 1 | False | Horizontal |  | None | Condensing | Two-Stage Modulating |  | 0.5 | Standard |  | 40000 | 39000 |  |  | 32200 | 176 | 96 | 78 | [8 empty] | Federally-Regulated Consumer Product | 08/17/2016 |  | 11/28/2016
International Comfort Products | Comfortmaker | G9MVE0401410A | Natural Gas | Induced Draft | True | False | 1 | False | Up |  | None | Condensing | Two-Stage Modulating |  | 0.5 | Standard |  | 40000 | 39000 |  |  | 32200 | 176 | 96 | 78 | [8 empty] | Federally-Regulated Consumer Product | 08/17/2016 |  | 11/28/2016
International Comfort Products | Comfortmaker | G9MVE0401410A | Natural Gas | Induced Draft | True | False | 1 | False | Horizontal |  | None | Condensing | Two-Stage Modulating |  | 0.5 | Standard |  | 40000 | 39000 |  |  | 32200 | 176 | 96 | 78 | [8 empty] | Federally-Regulated Consumer Product | 08/17/2016 |  | 11/28/2016
International Comfort Products | Comfortmaker | G9MVE0601714A | LPG | Induced Draft | True | False | 1 | False | Up |  | None | Condensing | Two-Stage Modulating |  | 0.75 | Standard |  | 60000 | 58000 |  |  | 48500 | 195 | 96 | 78 | [8 empty] | Federally-Regulated Consumer Product | 08/17/2016 |  | 11/28/2016
International Comfort Products | Comfortmaker | G9MVE0601714A | LPG | Induced Draft | True | False | 1 | False | Horizontal |  | None | Condensing | Two-Stage Modulating |  | 0.75 | Standard |  | 60000 | 58000 |  |  | 48500 | 195 | 96 | 78 | [8 empty] | Federally-Regulated Consumer Product | 08/17/2016 |  | 11/28/2016
International Comfort Products | Comfortmaker | G9MVE0601714A | Natural Gas | Induced Draft | True | False | 1 | False | Up |  | None | Condensing | Two-Stage Modulating |  | 0.75 | Standard |  | 60000 | 58000 |  |  | 48500 | 195 | 96 | 78 | [8 empty] | Federally-Regulated Consumer Product | 08/17/2016 |  | 11/28/2016
International Comfort Products | Comfortmaker | G9MVE0601714A | Natural Gas | Induced Draft | True | False | 1 | False | Horizontal |  | None | Condensing | Two-Stage Modulating |  | 0.75 | Standard |  | 60000 | 58000 |  |  | 48500 | 195 | 96 | 78 | [8 empty] | Federally-Regulated Consumer Product | 08/17/2016 |  | 11/28/2016
International Comfort Products | Comfortmaker | G9MVE0801716A | LPG | Induced Draft | True | False | 1 | False | Up |  | None | Condensing | Two-Stage Modulating |  | 0.75 | Standard |  | 80000 | 78000 |  |  | 79900 | 414 | 96 | 78 | [8 empty] | Federally-Regulated Consumer Product | 08/17/2016 |  | 11/28/2016
International Comfort Products | Comfortmaker | G9MVE0801716A | LPG | Induced Draft | True | False | 1 | False | Horizontal |  | None | Condensing | Two-Stage Modulating |  | 0.75 | Standard |  | 80000 | 78000 |  |  | 79900 | 414 | 96 | 78 | [8 empty] | Federally-Regulated Consumer Product | 08/17/2016 |  | 11/28/2016
International Comfort Products | Comfortmaker | G9MVE0801716A | Natural Gas | Induced Draft | True | False | 1 | False | Up |  | None | Condensing | Two-Stage Modulating |  | 0.75 | Standard |  | 80000 | 78000 |  |  | 79900 | 414 | 96 | 78 | [8 empty] | Federally-Regulated Consumer Product | 08/17/2016 |  | 11/28/2016
International Comfort Products | Comfortmaker | G9MVE0801716A | Natural Gas | Induced Draft | True | False | 1 | False | Horizontal |  | None | Condensing | Two-Stage Modulating |  | 0.75 | Standard |  | 80000 | 78000 |  |  | 79900 | 414 | 96 | 78 | [8 empty] | Federally-Regulated Consumer Product | 08/17/2016 |  | 11/28/2016
International Comfort Products | Comfortmaker | G9MVE1202422A | LPG | Induced Draft | True | False | 1 | False | Up |  | None | Condensing | Two-Stage Modulating |  | 1 | Standard |  | 120000 | 117000 |  |  | 110000 | 629 | 96 | 78 | [8 empty] | Federally-Regulated Consumer Product | 08/17/2016 |  | 11/28/2016
International Comfort Products | Comfortmaker | G9MVE1202422A | LPG | Induced Draft | True | False | 1 | False | Horizontal |  | None | Condensing | Two-Stage Modulating |  | 1 | Standard |  | 120000 | 117000 |  |  | 110000 | 629 | 96 | 78 | [8 empty] | Federally-Regulated Consumer Product | 08/17/2016 |  | 11/28/2016
International Comfort Products | Comfortmaker | G9MVE1202422A | Natural Gas | Induced Draft | True | False | 1 | False | Up |  | None | Condensing | Two-Stage Modulating |  | 1 | Standard |  | 120000 | 117000 |  |  | 110000 | 629 | 96 | 78 | [8 empty] | Federally-Regulated Consumer Product | 08/17/2016 |  | 11/28/2016
International Comfort Products | Comfortmaker | G9MVE1202422A | Natural Gas | Induced Draft | True | False | 1 | False | Horizontal |  | None | Condensing | Two-Stage Modulating |  | 1 | Standard |  | 120000 | 117000 |  |  | 110000 | 629 | 96 | 78 | [8 empty] | Federally-Regulated Consumer Product | 08/17/2016 |  | 11/28/2016
International Comfort Products | Comfortmaker | G9MVE0802120A | LPG | Induced Draft | True | False | 1 | False | Up |  | None | Condensing | Two-Stage Modulating |  | 1 | Standard |  | 80000 | 78000 |  |  | 81400 | 298 | 96 | 78 | [8 empty] | Federally-Regulated Consumer Product | 08/17/2016 |  | 11/28/2016
International Comfort Products | Comfortmaker | G9MVE0802120A | LPG | Induced Draft | True | False | 1 | False | Horizontal |  | None | Condensing | Two-Stage Modulating |  | 1 | Standard |  | 80000 | 78000 |  |  | 81400 | 298 | 96 | 78 | [8 empty] | Federally-Regulated Consumer Product | 08/17/2016 |  | 11/28/2016
International Comfort Products | Comfortmaker | G9MVE0802120A | Natural Gas | Induced Draft | True | False | 1 | False | Up |  | None | Condensing | Two-Stage Modulating |  | 1 | Standard |  | 80000 | 78000 |  |  | 81400 | 298 | 96 | 78 | [8 empty] | Federally-Regulated Consumer Product | 08/17/2016 |  | 11/28/2016
International Comfort Products | Comfortmaker | G9MVE0802120A | Natural Gas | Induced Draft | True | False | 1 | False | Horizontal |  | None | Condensing | Two-Stage Modulating |  | 1 | Standard |  | 80000 | 78000 |  |  | 81400 | 298 | 96 | 78 | [8 empty] | Federally-Regulated Consumer Product | 08/17/2016 |  | 11/28/2016
International Comfort Products | Comfortmaker | N9MSE1402420A* | LPG | Induced Draft | True | False | 1 | False | Up |  | None | Condensing | Single-Stage |  | 0.75 | Standard |  | 140000 | 135000 |  |  | 128900 | 1520 | 95.5 | 78 | [8 empty] | Federally-Regulated Consumer Product | 08/17/2016 |  | 11/28/2016
International Comfort Products | Comfortmaker | N9MSE1402420A* | LPG | Induced Draft | True | False | 1 | False | Horizontal |  | None | Condensing | Single-Stage |  | 0.75 | Standard |  | 140000 | 135000 |  |  | 128900 | 1520 | 95.5 | 78 | [8 empty] | Federally-Regulated Consumer Product | 08/17/2016 |  | 11/28/2016
International Comfort Products | Comfortmaker | N9MSE1402420A* | Natural Gas | Induced Draft | True | False | 1 | False | Up |  | None | Condensing | Single-Stage |  | 0.75 | Standard |  | 140000 | 135000 |  |  | 128900 | 1520 | 95.5 | 78 | [8 empty] | Federally-Regulated Consumer Product | 08/17/2016 |  | 11/28/2016
International Comfort Products | Comfortmaker | N9MSE1402420A* | Natural Gas | Induced Draft | True | False | 1 | False | Horizontal |  | None | Condensing | Single-Stage |  | 0.75 | Standard |  | 140000 | 135000 |  |  | 128900 | 1520 | 95.5 | 78 | [8 empty] | Federally-Regulated Consumer Product | 08/17/2016 |  | 11/28/2016
International Comfort Products | Comfortmaker | G9MVE0401712A | LPG | Induced Draft | True | False | 1 | False | Up |  | None | Condensing | Two-Stage Modulating |  | 0.5 | Standard |  | 40000 | 39000 |  |  | 32500 | 129 | 96 | 78 | [8 empty] | Federally-Regulated Consumer Product | 08/17/2016 |  | 11/28/2016
International Comfort Products | Comfortmaker | G9MVE0401712A | LPG | Induced Draft | True | False | 1 | False | Horizontal |  | None | Condensing | Two-Stage Modulating |  | 0.5 | Standard |  | 40000 | 39000 |  |  | 32500 | 129 | 96 | 78 | [8 empty] | Federally-Regulated Consumer Product | 08/17/2016 |  | 11/28/2016
International Comfort Products | Comfortmaker | G9MVE0401712A | Natural Gas | Induced Draft | True | False | 1 | False | Up |  | None | Condensing | Two-Stage Modulating |  | 0.5 | Standard |  | 40000 | 39000 |  |  | 32500 | 129 | 96 | 78 | [8 empty] | Federally-Regulated Consumer Product | 08/17/2016 |  | 11/28/2016
International Comfort Products | Comfortmaker | G9MVE0401712A | Natural Gas | Induced Draft | True | False | 1 | False | Horizontal |  | None | Condensing | Two-Stage Modulating |  | 0.5 | Standard |  | 40000 | 39000 |  |  | 32500 | 129 | 96 | 78 | [8 empty] | Federally-Regulated Consumer Product | 08/17/2016 |  | 11/28/2016
International Comfort Products | Comfortmaker | G9MVE0601412A | LPG | Induced Draft | True | False | 1 | False | Up |  | None | Condensing | Two-Stage Modulating |  | 0.5 | Standard |  | 60000 | 58000 |  |  | 48400 | 247 | 95 | 78 | [8 empty] | Federally-Regulated Consumer Product | 08/17/2016 |  | 11/28/2016
International Comfort Products | Comfortmaker | G9MVE0601412A | LPG | Induced Draft | True | False | 1 | False | Horizontal |  | None | Condensing | Two-Stage Modulating |  | 0.5 | Standard |  | 60000 | 58000 |  |  | 48400 | 247 | 95 | 78 | [8 empty] | Federally-Regulated Consumer Product | 08/17/2016 |  | 11/28/2016
International Comfort Products | Comfortmaker | G9MVE0601412A | Natural Gas | Induced Draft | True | False | 1 | False | Up |  | None | Condensing | Two-Stage Modulating |  | 0.5 | Standard |  | 60000 | 58000 |  |  | 48400 | 247 | 95 | 78 | [8 empty] | Federally-Regulated Consumer Product | 08/17/2016 |  | 11/28/2016
International Comfort Products | Comfortmaker | G9MVE0601412A | Natural Gas | Induced Draft | True | False | 1 | False | Horizontal |  | None | Condensing | Two-Stage Modulating |  | 0.5 | Standard |  | 60000 | 58000 |  |  | 48400 | 247 | 95 | 78 | [8 empty] | Federally-Regulated Consumer Product | 08/17/2016 |  | 11/28/2016
International Comfort Products | Comfortmaker | G9MXT0401712A* | LPG | Induced Draft | True | False | 1 | False | Up |  | None | Condensing | Two-Stage Modulating |  | 0.5 | Standard |  | 40000 | 39000 |  |  | 32400 | 144 | 96 | 78 | [8 empty] | Federally-Regulated Consumer Product | 08/17/2016 |  | 11/28/2016
International Comfort Products | Comfortmaker | G9MXT0401712A* | LPG | Induced Draft | True | False | 1 | False | Horizontal |  | None | Condensing | Two-Stage Modulating |  | 0.5 | Standard |  | 40000 | 39000 |  |  | 32400 | 144 | 96 | 78 | [8 empty] | Federally-Regulated Consumer Product | 08/17/2016 |  | 11/28/2016
International Comfort Products | Comfortmaker | G9MXT0401712A* | Natural Gas | Induced Draft | True | False | 1 | False | Up |  | None | Condensing | Two-Stage Modulating |  | 0.5 | Standard |  | 40000 | 39000 |  |  | 32400 | 144 | 96 | 78 | [8 empty] | Federally-Regulated Consumer Product | 08/17/2016 |  | 11/28/2016
International Comfort Products | Comfortmaker | G9MXT0401712A* | Natural Gas | Induced Draft | True | False | 1 | False | Horizontal |  | None | Condensing | Two-Stage Modulating |  | 0.5 | Standard |  | 40000 | 39000 |  |  | 32400 | 144 | 96 | 78 | [8 empty] | Federally-Regulated Consumer Product | 08/17/2016 |  | 11/28/2016
International Comfort Products | Comfortmaker | G9MXT0601412A* | LPG | Induced Draft | True | False | 1 | False | Up |  | None | Condensing | Two-Stage Modulating |  | 0.5 | Standard |  | 60000 | 58000 |  |  | 48700 | 248 | 95 | 78 | [8 empty] | Federally-Regulated Consumer Product | 08/17/2016 |  | 11/28/2016
International Comfort Products | Comfortmaker | G9MXT0601412A* | LPG | Induced Draft | True | False | 1 | False | Horizontal |  | None | Condensing | Two-Stage Modulating |  | 0.5 | Standard |  | 60000 | 58000 |  |  | 48700 | 248 | 95 | 78 | [8 empty] | Federally-Regulated Consumer Product | 08/17/2016 |  | 11/28/2016
International Comfort Products | Comfortmaker | G9MXT0601412A* | Natural Gas | Induced Draft | True | False | 1 | False | Up |  | None | Condensing | Two-Stage Modulating |  | 0.5 | Standard |  | 60000 | 58000 |  |  | 48700 | 248 | 95 | 78 | [8 empty] | Federally-Regulated Consumer Product | 08/17/2016 |  | 11/28/2016
International Comfort Products | Comfortmaker | G9MXT0601412A* | Natural Gas | Induced Draft | True | False | 1 | False | Horizontal |  | None | Condensing | Two-Stage Modulating |  | 0.5 | Standard |  | 60000 | 58000 |  |  | 48700 | 248 | 95 | 78 | [8 empty] | Federally-Regulated Consumer Product | 08/17/2016 |  | 11/28/2016
International Comfort Products | Comfortmaker | G9MVE0401712A*D | LPG | Induced Draft | True | False | 1 | False | Down |  | None | Condensing | Two-Stage Modulating |  | 0.5 | Standard |  | 40000 | 39000 |  |  | 32600 | 151 | 94.4 | 78 | [8 empty] | Federally-Regulated Consumer Product | 08/17/2016 |  | 11/28/2016
International Comfort Products | Comfortmaker | G9MVE0401712A*D | Natural Gas | Induced Draft | True | False | 1 | False | Down |  | None | Condensing | Two-Stage Modulating |  | 0.5 | Standard |  | 40000 | 39000 |  |  | 32600 | 151 | 94.4 | 78 | [8 empty] | Federally-Regulated Consumer Product | 08/17/2016 |  | 11/28/2016
International Comfort Products | Arcoaire | F9MXT0801716A | LPG | Induced Draft | True | False | 1 | False | Up |  | None | Condensing | Two-Stage Modulating |  | 0.75 | Standard |  | 80000 | 78000 |  |  | 80200 | 314 | 96 | 78 | [8 empty] | Federally-Regulated Consumer Product | 08/17/2016 |  | 11/28/2016
International Comfort Products | Arcoaire | F9MXT0801716A | LPG | Induced Draft | True | False | 1 | False | Horizontal |  | None | Condensing | Two-Stage Modulating |  | 0.75 | Standard |  | 80000 | 78000 |  |  | 80200 | 314 | 96 | 78 | [8 empty] | Federally-Regulated Consumer Product | 08/17/2016 |  | 11/28/2016
International Comfort Products | Arcoaire | F9MXT0801716A | Natural Gas | Induced Draft | True | False | 1 | False | Up |  | None | Condensing | Two-Stage Modulating |  | 0.75 | Standard |  | 80000 | 78000 |  |  | 80200 | 314 | 96 | 78 | [8 empty] | Federally-Regulated Consumer Product | 08/17/2016 |  | 11/28/2016
International Comfort Products | Arcoaire | F9MXT0801716A | Natural Gas | Induced Draft | True | False | 1 | False | Horizontal |  | None | Condensing | Two-Stage Modulating |  | 0.75 | Standard |  | 80000 | 78000 |  |  | 80200 | 314 | 96 | 78 | [8 empty] | Federally-Regulated Consumer Product | 08/17/2016 |  | 11/28/2016
International Comfort Products | Arcoaire | F9MXT1202422A | LPG | Induced Draft | True | False | 1 | False | Up |  | None | Condensing | Two-Stage Modulating |  | 1 | Standard |  | 120000 | 117000 |  |  | 110400 | 548 | 96 | 78 | [8 empty] | Federally-Regulated Consumer Product | 08/17/2016 |  | 11/28/2016
International Comfort Products | Arcoaire | F9MXT1202422A | LPG | Induced Draft | True | False | 1 | False | Horizontal |  | None | Condensing | Two-Stage Modulating |  | 1 | Standard |  | 120000 | 117000 |  |  | 110400 | 548 | 96 | 78 | [8 empty] | Federally-Regulated Consumer Product | 08/17/2016 |  | 11/28/2016
International Comfort Products | Arcoaire | F9MXT1202422A | Natural Gas | Induced Draft | True | False | 1 | False | Up |  | None | Condensing | Two-Stage Modulating |  | 1 | Standard |  | 120000 | 117000 |  |  | 110400 | 548 | 96 | 78 | [8 empty] | Federally-Regulated Consumer Product | 08/17/2016 |  | 11/28/2016
International Comfort Products | Arcoaire | F9MXT1202422A | Natural Gas | Induced Draft | True | False | 1 | False | Horizontal |  | None | Condensing | Two-Stage Modulating |  | 1 | Standard |  | 120000 | 117000 |  |  | 110400 | 548 | 96 | 78 | [8 empty] | Federally-Regulated Consumer Product | 08/17/2016 |  | 11/28/2016
International Comfort Products | Arcoaire | F9MXT0401410A | LPG | Induced Draft | True | False | 1 | False | Up |  | None | Condensing | Two-Stage Modulating |  | 0.5 | Standard |  | 40000 | 39000 |  |  | 32300 | 115 | 96 | 78 | [8 empty] | Federally-Regulated Consumer Product | 08/17/2016 |  | 11/28/2016
International Comfort Products | Arcoaire | F9MXT0401410A | LPG | Induced Draft | True | False | 1 | False | Horizontal |  | None | Condensing | Two-Stage Modulating |  | 0.5 | Standard |  | 40000 | 39000 |  |  | 32300 | 115 | 96 | 78 | [8 empty] | Federally-Regulated Consumer Product | 08/17/2016 |  | 11/28/2016
International Comfort Products | Arcoaire | F9MXT0401410A | Natural Gas | Induced Draft | True | False | 1 | False | Up |  | None | Condensing | Two-Stage Modulating |  | 0.5 | Standard |  | 40000 | 39000 |  |  | 32300 | 115 | 96 | 78 | [8 empty] | Federally-Regulated Consumer Product | 08/17/2016 |  | 11/28/2016
International Comfort Products | Arcoaire | F9MXT0401410A | Natural Gas | Induced Draft | True | False | 1 | False | Horizontal |  | None | Condensing | Two-Stage Modulating |  | 0.5 | Standard |  | 40000 | 39000 |  |  | 32300 | 115 | 96 | 78 | [8 empty] | Federally-Regulated Consumer Product | 08/17/2016 |  | 11/28/2016
International Comfort Products | Arcoaire | F9MXT0601714A | LPG | Induced Draft | True | False | 1 | False | Up |  | None | Condensing | Two-Stage Modulating |  | 0.75 | Standard |  | 60000 | 58000 |  |  | 48600 | 132 | 96 | 78 | [8 empty] | Federally-Regulated Consumer Product | 08/17/2016 |  | 11/28/2016
International Comfort Products | Arcoaire | F9MXT0601714A | LPG | Induced Draft | True | False | 1 | False | Horizontal |  | None | Condensing | Two-Stage Modulating |  | 0.75 | Standard |  | 60000 | 58000 |  |  | 48600 | 132 | 96 | 78 | [8 empty] | Federally-Regulated Consumer Product | 08/17/2016 |  | 11/28/2016
International Comfort Products | Arcoaire | F9MXT0601714A | Natural Gas | Induced Draft | True | False | 1 | False | Up |  | None | Condensing | Two-Stage Modulating |  | 0.75 | Standard |  | 60000 | 58000 |  |  | 48600 | 132 | 96 | 78 | [8 empty] | Federally-Regulated Consumer Product | 08/17/2016 |  | 11/28/2016
International Comfort Products | Arcoaire | F9MXT0601714A | Natural Gas | Induced Draft | True | False | 1 | False | Horizontal |  | None | Condensing | Two-Stage Modulating |  | 0.75 | Standard |  | 60000 | 58000 |  |  | 48600 | 132 | 96 | 78 | [8 empty] | Federally-Regulated Consumer Product | 08/17/2016 |  | 11/28/2016
International Comfort Products | Arcoaire | N9MSE1402420A | LPG | Induced Draft | True | False | 1 | False | Up |  | None | Condensing | Single-Stage |  | 0.75 | Standard |  | 140000 | 135000 |  |  | 128900 | 1520 | 95.5 | 78 | [8 empty] | Federally-Regulated Consumer Product | 10/27/2016 |  | 11/28/2016
International Comfort Products | Arcoaire | N9MSE1402420A | LPG | Induced Draft | True | False | 1 | False | Horizontal |  | None | Condensing | Single-Stage |  | 0.75 | Standard |  | 140000 | 135000 |  |  | 128900 | 1520 | 95.5 | 78 | [8 empty] | Federally-Regulated Consumer Product | 10/27/2016 |  | 11/28/2016
International Comfort Products | Arcoaire | N9MSE1402420A | Natural Gas | Induced Draft | True | False | 1 | False | Up |  | None | Condensing | Single-Stage |  | 0.75 | Standard |  | 140000 | 135000 |  |  | 128900 | 1520 | 95.5 | 78 | [8 empty] | Federally-Regulated Consumer Product | 10/27/2016 |  | 11/28/2016
International Comfort Products | Arcoaire | N9MSE1402420A | Natural Gas | Induced Draft | True | False | 1 | False | Horizontal |  | None | Condensing | Single-Stage |  | 0.75 | Standard |  | 140000 | 135000 |  |  | 128900 | 1520 | 95.5 | 78 | [8 empty] | Federally-Regulated Consumer Product | 10/27/2016 |  | 11/28/2016
International Comfort Products | Arcoaire | F9MXT0802120A | LPG | Induced Draft | True | False | 1 | False | Up |  | None | Condensing | Two-Stage Modulating |  | 1 | Standard |  | 80000 | 78000 |  |  | 80700 | 316 | 96 | 78 | [8 empty] | Federally-Regulated Consumer Product | 08/17/2016 |  | 11/28/2016
International Comfort Products | Arcoaire | F9MXT0802120A | LPG | Induced Draft | True | False | 1 | False | Horizontal |  | None | Condensing | Two-Stage Modulating |  | 1 | Standard |  | 80000 | 78000 |  |  | 80700 | 316 | 96 | 78 | [8 empty] | Federally-Regulated Consumer Product | 08/17/2016 |  | 11/28/2016
International Comfort Products | Arcoaire | F9MXT0802120A | Natural Gas | Induced Draft | True | False | 1 | False | Up |  | None | Condensing | Two-Stage Modulating |  | 1 | Standard |  | 80000 | 78000 |  |  | 80700 | 316 | 96 | 78 | [8 empty] | Federally-Regulated Consumer Product | 08/17/2016 |  | 11/28/2016
International Comfort Products | Arcoaire | F9MXT0802120A | Natural Gas | Induced Draft | True | False | 1 | False | Horizontal |  | None | Condensing | Two-Stage Modulating |  | 1 | Standard |  | 80000 | 78000 |  |  | 80700 | 316 | 96 | 78 | [8 empty] | Federally-Regulated Consumer Product | 08/17/2016 |  | 11/28/2016
International Comfort Products | Arcoaire | F9MAE0601714A | LPG | Induced Draft | True | False | 1 | False | Up |  | None | Condensing | Step Modulating |  | 0.5 | Standard |  | 60000 | 59000 |  |  | 46900 | 95 | 97 | 78 | [8 empty] | Federally-Regulated Consumer Product | 08/17/2016 |  | 11/28/2016
International Comfort Products | Arcoaire | F9MAE0601714A | LPG | Induced Draft | True | False | 1 | False | Horizontal |  | None | Condensing | Step Modulating |  | 0.5 | Standard |  | 60000 | 59000 |  |  | 46900 | 95 | 97 | 78 | [8 empty] | Federally-Regulated Consumer Product | 08/17/2016 |  | 11/28/2016
International Comfort Products | Arcoaire | F9MAE0601714A | Natural Gas | Induced Draft | True | False | 1 | False | Up |  | None | Condensing | Step Modulating |  | 0.5 | Standard |  | 60000 | 59000 |  |  | 46900 | 95 | 97 | 78 | [8 empty] | Federally-Regulated Consumer Product | 08/17/2016 |  | 11/28/2016
International Comfort Products | Arcoaire | F9MAE0601714A | Natural Gas | Induced Draft | True | False | 1 | False | Horizontal |  | None | Condensing | Step Modulating |  | 0.5 | Standard |  | 60000 | 59000 |  |  | 46900 | 95 | 97 | 78 | [8 empty] | Federally-Regulated Consumer Product | 08/17/2016 |  | 11/28/2016
International Comfort Products | Arcoaire | F9MAE0801714A | LPG | Induced Draft | True | False | 1 | False | Up |  | None | Condensing | Step Modulating |  | 0.5 | Standard |  | 80000 | 78000 |  |  | 77700 | 405 | 97 | 78 | [8 empty] | Federally-Regulated Consumer Product | 08/17/2016 |  | 11/28/2016
International Comfort Products | Arcoaire | F9MAE0801714A | LPG | Induced Draft | True | False | 1 | False | Horizontal |  | None | Condensing | Step Modulating |  | 0.5 | Standard |  | 80000 | 78000 |  |  | 77700 | 405 | 97 | 78 | [8 empty] | Federally-Regulated Consumer Product | 08/17/2016 |  | 11/28/2016
International Comfort Products | Arcoaire | F9MAE0801714A | Natural Gas | Induced Draft | True | False | 1 | False | Up |  | None | Condensing | Step Modulating |  | 0.5 | Standard |  | 80000 | 78000 |  |  | 77700 | 405 | 97 | 78 | [8 empty] | Federally-Regulated Consumer Product | 08/17/2016 |  | 11/28/2016
International Comfort Products | Arcoaire | F9MAE0801714A | Natural Gas | Induced Draft | True | False | 1 | False | Horizontal |  | None | Condensing | Step Modulating |  | 0.5 | Standard |  | 80000 | 78000 |  |  | 77700 | 405 | 97 | 78 | [8 empty] | Federally-Regulated Consumer Product | 08/17/2016 |  | 11/28/2016
International Comfort Products | Arcoaire | F9MAE1202422A | LPG | Induced Draft | True | False | 1 | False | Up |  | None | Condensing | Step Modulating |  | 1 | Standard |  | 120000 | 117000 |  |  | 109200 | 447 | 97 | 78 | [8 empty] | Federally-Regulated Consumer Product | 08/17/2016 |  | 11/28/2016
International Comfort Products | Arcoaire | F9MAE1202422A | LPG | Induced Draft | True | False | 1 | False | Horizontal |  | None | Condensing | Step Modulating |  | 1 | Standard |  | 120000 | 117000 |  |  | 109200 | 447 | 97 | 78 | [8 empty] | Federally-Regulated Consumer Product | 08/17/2016 |  | 11/28/2016
International Comfort Products | Arcoaire | F9MAE1202422A | Natural Gas | Induced Draft | True | False | 1 | False | Up |  | None | Condensing | Step Modulating |  | 1 | Standard |  | 120000 | 117000 |  |  | 109200 | 447 | 97 | 78 | [8 empty] | Federally-Regulated Consumer Product | 08/17/2016 |  | 11/28/2016
International Comfort Products | Arcoaire | F9MAE1202422A | Natural Gas | Induced Draft | True | False | 1 | False | Horizontal |  | None | Condensing | Step Modulating |  | 1 | Standard |  | 120000 | 117000 |  |  | 109200 | 447 | 97 | 78 | [8 empty] | Federally-Regulated Consumer Product | 08/17/2016 |  | 11/28/2016
International Comfort Products | Arcoaire | F9MAE0602120A | LPG | Induced Draft | True | False | 1 | False | Up |  | None | Condensing | Step Modulating |  | 1 | Standard |  | 61000 | 60000 |  |  | 62400 | 356 | 98 | 78 | [8 empty] | Federally-Regulated Consumer Product | 08/17/2016 |  | 11/28/2016
International Comfort Products | Arcoaire | F9MAE0602120A | LPG | Induced Draft | True | False | 1 | False | Horizontal |  | None | Condensing | Step Modulating |  | 1 | Standard |  | 61000 | 60000 |  |  | 62400 | 356 | 98 | 78 | [8 empty] | Federally-Regulated Consumer Product | 08/17/2016 |  | 11/28/2016
International Comfort Products | Arcoaire | F9MAE0602120A | Natural Gas | Induced Draft | True | False | 1 | False | Up |  | None | Condensing | Step Modulating |  | 1 | Standard |  | 61000 | 60000 |  |  | 62400 | 356 | 98 | 78 | [8 empty] | Federally-Regulated Consumer Product | 08/17/2016 |  | 11/28/2016
International Comfort Products | Arcoaire | F9MAE0602120A | Natural Gas | Induced Draft | True | False | 1 | False | Horizontal |  | None | Condensing | Step Modulating |  | 1 | Standard |  | 61000 | 60000 |  |  | 62400 | 356 | 98 | 78 | [8 empty] | Federally-Regulated Consumer Product | 08/17/2016 |  | 11/28/2016
International Comfort Products | Arcoaire | F9MVE0802120A | LPG | Induced Draft | True | False | 1 | False | Up |  | None | Condensing | Two-Stage Modulating |  | 1 | Standard |  | 80000 | 78000 |  |  | 81400 | 298 | 96 | 78 | [8 empty] | Federally-Regulated Consumer Product | 08/17/2016 |  | 11/28/2016
International Comfort Products | Arcoaire | F9MVE0802120A | LPG | Induced Draft | True | False | 1 | False | Horizontal |  | None | Condensing | Two-Stage Modulating |  | 1 | Standard |  | 80000 | 78000 |  |  | 81400 | 298 | 96 | 78 | [8 empty] | Federally-Regulated Consumer Product | 08/17/2016 |  | 11/28/2016
International Comfort Products | Arcoaire | F9MVE0802120A | Natural Gas | Induced Draft | True | False | 1 | False | Up |  | None | Condensing | Two-Stage Modulating |  | 1 | Standard |  | 80000 | 78000 |  |  | 81400 | 298 | 96 | 78 | [8 empty] | Federally-Regulated Consumer Product | 08/17/2016 |  | 11/28/2016
International Comfort Products | Arcoaire | F9MVE0802120A | Natural Gas | Induced Draft | True | False | 1 | False | Horizontal |  | None | Condensing | Two-Stage Modulating |  | 1 | Standard |  | 80000 | 78000 |  |  | 81400 | 298 | 96 | 78 | [8 empty] | Federally-Regulated Consumer Product | 08/17/2016 |  | 11/28/2016
International Comfort Products | Arcoaire | N9MSE1402420A* | LPG | Induced Draft | True | False | 1 | False | Up |  | None | Condensing | Single-Stage |  | 0.75 | Standard |  | 140000 | 135000 |  |  | 128900 | 1520 | 95.5 | 78 | [8 empty] | Federally-Regulated Consumer Product | 08/17/2016 |  | 11/28/2016
International Comfort Products | Arcoaire | N9MSE1402420A* | LPG | Induced Draft | True | False | 1 | False | Horizontal |  | None | Condensing | Single-Stage |  | 0.75 | Standard |  | 140000 | 135000 |  |  | 128900 | 1520 | 95.5 | 78 | [8 empty] | Federally-Regulated Consumer Product | 08/17/2016 |  | 11/28/2016
International Comfort Products | Arcoaire | N9MSE1402420A* | Natural Gas | Induced Draft | True | False | 1 | False | Up |  | None | Condensing | Single-Stage |  | 0.75 | Standard |  | 140000 | 135000 |  |  | 128900 | 1520 | 95.5 | 78 | [8 empty] | Federally-Regulated Consumer Product | 08/17/2016 |  | 11/28/2016
International Comfort Products | Arcoaire | N9MSE1402420A* | Natural Gas | Induced Draft | True | False | 1 | False | Horizontal |  | None | Condensing | Single-Stage |  | 0.75 | Standard |  | 140000 | 135000 |  |  | 128900 | 1520 | 95.5 | 78 | [8 empty] | Federally-Regulated Consumer Product | 08/17/2016 |  | 11/28/2016
International Comfort Products | Arcoaire | F9MXT0601412A* | LPG | Induced Draft | True | False | 1 | False | Up |  | None | Condensing | Two-Stage Modulating |  | 0.5 | Standard |  | 60000 | 58000 |  |  | 48700 | 248 | 95 | 78 | [8 empty] | Federally-Regulated Consumer Product | 08/17/2016 |  | 11/28/2016
International Comfort Products | Arcoaire | F9MXT0601412A* | LPG | Induced Draft | True | False | 1 | False | Horizontal |  | None | Condensing | Two-Stage Modulating |  | 0.5 | Standard |  | 60000 | 58000 |  |  | 48700 | 248 | 95 | 78 | [8 empty] | Federally-Regulated Consumer Product | 08/17/2016 |  | 11/28/2016
International Comfort Products | Arcoaire | F9MXT0601412A* | Natural Gas | Induced Draft | True | False | 1 | False | Up |  | None | Condensing | Two-Stage Modulating |  | 0.5 | Standard |  | 60000 | 58000 |  |  | 48700 | 248 | 95 | 78 | [8 empty] | Federally-Regulated Consumer Product | 08/17/2016 |  | 11/28/2016
International Comfort Products | Arcoaire | F9MXT0601412A* | Natural Gas | Induced Draft | True | False | 1 | False | Horizontal |  | None | Condensing | Two-Stage Modulating |  | 0.5 | Standard |  | 60000 | 58000 |  |  | 48700 | 248 | 95 | 78 | [8 empty] | Federally-Regulated Consumer Product | 08/17/2016 |  | 11/28/2016
International Comfort Products | Arcoaire | F9MVE0401410A*D | LPG | Induced Draft | True | False | 1 | False | Down |  | None | Condensing | Two-Stage Modulating |  | 0.5 | Standard |  | 40000 | 39000 |  |  | 32600 | 179 | 95 | 78 | [8 empty] | Federally-Regulated Consumer Product | 08/17/2016 |  | 11/28/2016
International Comfort Products | Arcoaire | F9MVE0401410A*D | Natural Gas | Induced Draft | True | False | 1 | False | Down |  | None | Condensing | Two-Stage Modulating |  | 0.5 | Standard |  | 40000 | 39000 |  |  | 32600 | 179 | 95 | 78 | [8 empty] | Federally-Regulated Consumer Product | 08/17/2016 |  | 11/28/2016
International Comfort Products | Arcoaire | F9MVE0802120A*D | LPG | Induced Draft | True | False | 1 | False | Down |  | None | Condensing | Two-Stage Modulating |  | 1 | Standard |  | 80000 | 76000 |  |  | 65500 | 261 | 95 | 78 | [8 empty] | Federally-Regulated Consumer Product | 08/17/2016 |  | 11/28/2016
International Comfort Products | Arcoaire | F9MVE0802120A*D | Natural Gas | Induced Draft | True | False | 1 | False | Down |  | None | Condensing | Two-Stage Modulating |  | 1 | Standard |  | 80000 | 76000 |  |  | 65500 | 261 | 95 | 78 | [8 empty] | Federally-Regulated Consumer Product | 08/17/2016 |  | 11/28/2016
International Comfort Products | Arcoaire | F9MXT0802120A*D | LPG | Induced Draft | True | False | 1 | False | Down |  | None | Condensing | Two-Stage Modulating |  | 1 | Standard |  | 80000 | 77000 |  |  | 80800 | 410 | 95 | 78 | [8 empty] | Federally-Regulated Consumer Product | 08/17/2016 |  | 11/28/2016
International Comfort Products | Arcoaire | F9MXT0802120A*D | Natural Gas | Induced Draft | True | False | 1 | False | Down |  | None | Condensing | Two-Stage Modulating |  | 1 | Standard |  | 80000 | 77000 |  |  | 80800 | 410 | 95 | 78 | [8 empty] | Federally-Regulated Consumer Product | 08/17/2016 |  | 11/28/2016
International Comfort Products | Arcoaire | F9MXT0401712A*D | LPG | Induced Draft | True | False | 1 | False | Down |  | None | Condensing | Two-Stage Modulating |  | 0.5 | Standard |  | 40000 | 39000 |  |  | 32900 | 151 | 94.4 | 78 | [8 empty] | Federally-Regulated Consumer Product | 08/17/2016 |  | 11/28/2016
International Comfort Products | Arcoaire | F9MXT0401712A*D | Natural Gas | Induced Draft | True | False | 1 | False | Down |  | None | Condensing | Two-Stage Modulating |  | 0.5 | Standard |  | 40000 | 39000 |  |  | 32900 | 151 | 94.4 | 78 | [8 empty] | Federally-Regulated Consumer Product | 08/17/2016 |  | 11/28/2016
International Comfort Products | Arcoaire | F9MXT1202422A*D | LPG | Induced Draft | True | False | 1 | False | Down |  | None | Condensing | Two-Stage Modulating |  | 1 | Standard |  | 120000 | 116000 |  |  | 111300 | 628 | 95 | 78 | [8 empty] | Federally-Regulated Consumer Product | 08/17/2016 |  | 11/28/2016
International Comfort Products | Arcoaire | F9MXT1202422A*D | Natural Gas | Induced Draft | True | False | 1 | False | Down |  | None | Condensing | Two-Stage Modulating |  | 1 | Standard |  | 120000 | 116000 |  |  | 111300 | 628 | 95 | 78 | [8 empty] | Federally-Regulated Consumer Product | 08/17/2016 |  | 11/28/2016
International Comfort Products | Airquest | G9MXT0401410A | LPG | Induced Draft | True | False | 1 | False | Up |  | None | Condensing | Two-Stage Modulating |  | 0.5 | Standard |  | 40000 | 39000 |  |  | 32300 | 115 | 96 | 78 | [8 empty] | Federally-Regulated Consumer Product | 08/16/2016 |  | 11/28/2016
International Comfort Products | Airquest | G9MXT0401410A | LPG | Induced Draft | True | False | 1 | False | Horizontal |  | None | Condensing | Two-Stage Modulating |  | 0.5 | Standard |  | 40000 | 39000 |  |  | 32300 | 115 | 96 | 78 | [8 empty] | Federally-Regulated Consumer Product | 08/16/2016 |  | 11/28/2016
International Comfort Products | Airquest | G9MXT0401410A | Natural Gas | Induced Draft | True | False | 1 | False | Up |  | None | Condensing | Two-Stage Modulating |  | 0.5 | Standard |  | 40000 | 39000 |  |  | 32300 | 115 | 96 | 78 | [8 empty] | Federally-Regulated Consumer Product | 08/16/2016 |  | 11/28/2016
International Comfort Products | Airquest | G9MXT0401410A | Natural Gas | Induced Draft | True | False | 1 | False | Horizontal |  | None | Condensing | Two-Stage Modulating |  | 0.5 | Standard |  | 40000 | 39000 |  |  | 32300 | 115 | 96 | 78 | [8 empty] | Federally-Regulated Consumer Product | 08/16/2016 |  | 11/28/2016
International Comfort Products | Airquest | G9MXT0601714A | LPG | Induced Draft | True | False | 1 | False | Up |  | None | Condensing | Two-Stage Modulating |  | 0.75 | Standard |  | 60000 | 58000 |  |  | 48600 | 132 | 96 | 78 | [8 empty] | Federally-Regulated Consumer Product | 08/16/2016 |  | 11/28/2016
International Comfort Products | Airquest | G9MXT0601714A | LPG | Induced Draft | True | False | 1 | False | Horizontal |  | None | Condensing | Two-Stage Modulating |  | 0.75 | Standard |  | 60000 | 58000 |  |  | 48600 | 132 | 96 | 78 | [8 empty] | Federally-Regulated Consumer Product | 08/16/2016 |  | 11/28/2016
International Comfort Products | Airquest | G9MXT0601714A | Natural Gas | Induced Draft | True | False | 1 | False | Up |  | None | Condensing | Two-Stage Modulating |  | 0.75 | Standard |  | 60000 | 58000 |  |  | 48600 | 132 | 96 | 78 | [8 empty] | Federally-Regulated Consumer Product | 08/16/2016 |  | 11/28/2016
International Comfort Products | Airquest | G9MXT0601714A | Natural Gas | Induced Draft | True | False | 1 | False | Horizontal |  | None | Condensing | Two-Stage Modulating |  | 0.75 | Standard |  | 60000 | 58000 |  |  | 48600 | 132 | 96 | 78 | [8 empty] | Federally-Regulated Consumer Product | 08/16/2016 |  | 11/28/2016
International Comfort Products | Airquest | G9MXT1202422A | LPG | Induced Draft | True | False | 1 | False | Up |  | None | Condensing | Two-Stage Modulating |  | 1 | Standard |  | 120000 | 117000 |  |  | 110400 | 548 | 96 | 78 | [8 empty] | Federally-Regulated Consumer Product | 08/16/2016 |  | 11/28/2016
International Comfort Products | Airquest | G9MXT1202422A | LPG | Induced Draft | True | False | 1 | False | Horizontal |  | None | Condensing | Two-Stage Modulating |  | 1 | Standard |  | 120000 | 117000 |  |  | 110400 | 548 | 96 | 78 | [8 empty] | Federally-Regulated Consumer Product | 08/16/2016 |  | 11/28/2016
International Comfort Products | Airquest | G9MXT1202422A | Natural Gas | Induced Draft | True | False | 1 | False | Up |  | None | Condensing | Two-Stage Modulating |  | 1 | Standard |  | 120000 | 117000 |  |  | 110400 | 548 | 96 | 78 | [8 empty] | Federally-Regulated Consumer Product | 08/16/2016 |  | 11/28/2016
International Comfort Products | Airquest | G9MXT1202422A | Natural Gas | Induced Draft | True | False | 1 | False | Horizontal |  | None | Condensing | Two-Stage Modulating |  | 1 | Standard |  | 120000 | 117000 |  |  | 110400 | 548 | 96 | 78 | [8 empty] | Federally-Regulated Consumer Product | 08/16/2016 |  | 11/28/2016
International Comfort Products | Airquest | G9MXT0801716A | LPG | Induced Draft | True | False | 1 | False | Up |  | None | Condensing | Two-Stage Modulating |  | 0.75 | Standard |  | 80000 | 78000 |  |  | 80200 | 314 | 96 | 78 | [8 empty] | Federally-Regulated Consumer Product | 08/16/2016 |  | 11/28/2016
International Comfort Products | Airquest | G9MXT0801716A | LPG | Induced Draft | True | False | 1 | False | Horizontal |  | None | Condensing | Two-Stage Modulating |  | 0.75 | Standard |  | 80000 | 78000 |  |  | 80200 | 314 | 96 | 78 | [8 empty] | Federally-Regulated Consumer Product | 08/16/2016 |  | 11/28/2016
International Comfort Products | Airquest | G9MXT0801716A | Natural Gas | Induced Draft | True | False | 1 | False | Up |  | None | Condensing | Two-Stage Modulating |  | 0.75 | Standard |  | 80000 | 78000 |  |  | 80200 | 314 | 96 | 78 | [8 empty] | Federally-Regulated Consumer Product | 08/16/2016 |  | 11/28/2016
International Comfort Products | Airquest | G9MXT0801716A | Natural Gas | Induced Draft | True | False | 1 | False | Horizontal |  | None | Condensing | Two-Stage Modulating |  | 0.75 | Standard |  | 80000 | 78000 |  |  | 80200 | 314 | 96 | 78 | [8 empty] | Federally-Regulated Consumer Product | 08/16/2016 |  | 11/28/2016
International Comfort Products | Airquest | N9MSE1402420A | LPG | Induced Draft | True | False | 1 | False | Up |  | None | Condensing | Single-Stage |  | 0.75 | Standard |  | 140000 | 135000 |  |  | 128900 | 1520 | 95.5 | 78 | [8 empty] | Federally-Regulated Consumer Product | 10/27/2016 |  | 11/28/2016
International Comfort Products | Airquest | N9MSE1402420A | LPG | Induced Draft | True | False | 1 | False | Horizontal |  | None | Condensing | Single-Stage |  | 0.75 | Standard |  | 140000 | 135000 |  |  | 128900 | 1520 | 95.5 | 78 | [8 empty] | Federally-Regulated Consumer Product | 10/27/2016 |  | 11/28/2016
International Comfort Products | Airquest | N9MSE1402420A | Natural Gas | Induced Draft | True | False | 1 | False | Up |  | None | Condensing | Single-Stage |  | 0.75 | Standard |  | 140000 | 135000 |  |  | 128900 | 1520 | 95.5 | 78 | [8 empty] | Federally-Regulated Consumer Product | 10/27/2016 |  | 11/28/2016
International Comfort Products | Airquest | N9MSE1402420A | Natural Gas | Induced Draft | True | False | 1 | False | Horizontal |  | None | Condensing | Single-Stage |  | 0.75 | Standard |  | 140000 | 135000 |  |  | 128900 | 1520 | 95.5 | 78 | [8 empty] | Federally-Regulated Consumer Product | 10/27/2016 |  | 11/28/2016
International Comfort Products | Airquest | G9MXT0802120A | LPG | Induced Draft | True | False | 1 | False | Up |  | None | Condensing | Two-Stage Modulating |  | 1 | Standard |  | 80000 | 78000 |  |  | 80700 | 316 | 96 | 78 | [8 empty] | Federally-Regulated Consumer Product | 08/16/2016 |  | 11/28/2016
International Comfort Products | Airquest | G9MXT0802120A | LPG | Induced Draft | True | False | 1 | False | Horizontal |  | None | Condensing | Two-Stage Modulating |  | 1 | Standard |  | 80000 | 78000 |  |  | 80700 | 316 | 96 | 78 | [8 empty] | Federally-Regulated Consumer Product | 08/16/2016 |  | 11/28/2016
International Comfort Products | Airquest | G9MXT0802120A | Natural Gas | Induced Draft | True | False | 1 | False | Up |  | None | Condensing | Two-Stage Modulating |  | 1 | Standard |  | 80000 | 78000 |  |  | 80700 | 316 | 96 | 78 | [8 empty] | Federally-Regulated Consumer Product | 08/16/2016 |  | 11/28/2016
International Comfort Products | Airquest | G9MXT0802120A | Natural Gas | Induced Draft | True | False | 1 | False | Horizontal |  | None | Condensing | Two-Stage Modulating |  | 1 | Standard |  | 80000 | 78000 |  |  | 80700 | 316 | 96 | 78 | [8 empty] | Federally-Regulated Consumer Product | 08/16/2016 |  | 11/28/2016
International Comfort Products | Airquest | G9MXT1002120A | LPG | Induced Draft | True | False | 1 | False | Up |  | None | Condensing | Two-Stage Modulating |  | 1 | Standard |  | 100000 | 97000 |  |  | 96100 | 434 | 96 | 78 | [8 empty] | Federally-Regulated Consumer Product | 10/27/2016 |  | 11/28/2016
International Comfort Products | Airquest | G9MXT1002120A | LPG | Induced Draft | True | False | 1 | False | Horizontal |  | None | Condensing | Two-Stage Modulating |  | 1 | Standard |  | 100000 | 97000 |  |  | 96100 | 434 | 96 | 78 | [8 empty] | Federally-Regulated Consumer Product | 10/27/2016 |  | 11/28/2016
International Comfort Products | Airquest | G9MXT1002120A | Natural Gas | Induced Draft | True | False | 1 | False | Up |  | None | Condensing | Two-Stage Modulating |  | 1 | Standard |  | 100000 | 97000 |  |  | 96100 | 434 | 96 | 78 | [8 empty] | Federally-Regulated Consumer Product | 10/27/2016 |  | 11/28/2016
International Comfort Products | Airquest | G9MXT1002120A | Natural Gas | Induced Draft | True | False | 1 | False | Horizontal |  | None | Condensing | Two-Stage Modulating |  | 1 | Standard |  | 100000 | 97000 |  |  | 96100 | 434 | 96 | 78 | [8 empty] | Federally-Regulated Consumer Product | 10/27/2016 |  | 11/28/2016
International Comfort Products | Airquest | G9MAE0601714A | LPG | Induced Draft | True | False | 1 | False | Up |  | None | Condensing | Step Modulating |  | 0.5 | Standard |  | 60000 | 59000 |  |  | 46900 | 95 | 97 | 78 | [8 empty] | Federally-Regulated Consumer Product | 08/16/2016 |  | 11/28/2016
International Comfort Products | Airquest | G9MAE0601714A | LPG | Induced Draft | True | False | 1 | False | Horizontal |  | None | Condensing | Step Modulating |  | 0.5 | Standard |  | 60000 | 59000 |  |  | 46900 | 95 | 97 | 78 | [8 empty] | Federally-Regulated Consumer Product | 08/16/2016 |  | 11/28/2016
International Comfort Products | Airquest | G9MAE0601714A | Natural Gas | Induced Draft | True | False | 1 | False | Up |  | None | Condensing | Step Modulating |  | 0.5 | Standard |  | 60000 | 59000 |  |  | 46900 | 95 | 97 | 78 | [8 empty] | Federally-Regulated Consumer Product | 08/16/2016 |  | 11/28/2016
International Comfort Products | Airquest | G9MAE0601714A | Natural Gas | Induced Draft | True | False | 1 | False | Horizontal |  | None | Condensing | Step Modulating |  | 0.5 | Standard |  | 60000 | 59000 |  |  | 46900 | 95 | 97 | 78 | [8 empty] | Federally-Regulated Consumer Product | 08/16/2016 |  | 11/28/2016
International Comfort Products | Airquest | G9MAE0801714A | LPG | Induced Draft | True | False | 1 | False | Up |  | None | Condensing | Step Modulating |  | 0.5 | Standard |  | 80000 | 78000 |  |  | 77700 | 405 | 97 | 78 | [8 empty] | Federally-Regulated Consumer Product | 08/16/2016 |  | 11/28/2016
International Comfort Products | Airquest | G9MAE0801714A | LPG | Induced Draft | True | False | 1 | False | Horizontal |  | None | Condensing | Step Modulating |  | 0.5 | Standard |  | 80000 | 78000 |  |  | 77700 | 405 | 97 | 78 | [8 empty] | Federally-Regulated Consumer Product | 08/16/2016 |  | 11/28/2016
International Comfort Products | Airquest | G9MAE0801714A | Natural Gas | Induced Draft | True | False | 1 | False | Up |  | None | Condensing | Step Modulating |  | 0.5 | Standard |  | 80000 | 78000 |  |  | 77700 | 405 | 97 | 78 | [8 empty] | Federally-Regulated Consumer Product | 08/16/2016 |  | 11/28/2016
International Comfort Products | Airquest | G9MAE0801714A | Natural Gas | Induced Draft | True | False | 1 | False | Horizontal |  | None | Condensing | Step Modulating |  | 0.5 | Standard |  | 80000 | 78000 |  |  | 77700 | 405 | 97 | 78 | [8 empty] | Federally-Regulated Consumer Product | 08/16/2016 |  | 11/28/2016
International Comfort Products | Airquest | G9MAE1202422A | LPG | Induced Draft | True | False | 1 | False | Up |  | None | Condensing | Step Modulating |  | 1 | Standard |  | 120000 | 117000 |  |  | 109200 | 447 | 97 | 78 | [8 empty] | Federally-Regulated Consumer Product | 08/16/2016 |  | 11/28/2016
International Comfort Products | Airquest | G9MAE1202422A | LPG | Induced Draft | True | False | 1 | False | Horizontal |  | None | Condensing | Step Modulating |  | 1 | Standard |  | 120000 | 117000 |  |  | 109200 | 447 | 97 | 78 | [8 empty] | Federally-Regulated Consumer Product | 08/16/2016 |  | 11/28/2016
International Comfort Products | Airquest | G9MAE1202422A | Natural Gas | Induced Draft | True | False | 1 | False | Up |  | None | Condensing | Step Modulating |  | 1 | Standard |  | 120000 | 117000 |  |  | 109200 | 447 | 97 | 78 | [8 empty] | Federally-Regulated Consumer Product | 08/16/2016 |  | 11/28/2016
International Comfort Products | Airquest | G9MAE1202422A | Natural Gas | Induced Draft | True | False | 1 | False | Horizontal |  | None | Condensing | Step Modulating |  | 1 | Standard |  | 120000 | 117000 |  |  | 109200 | 447 | 97 | 78 | [8 empty] | Federally-Regulated Consumer Product | 08/16/2016 |  | 11/28/2016
International Comfort Products | Airquest | G9MAE0602120A | LPG | Induced Draft | True | False | 1 | False | Up |  | None | Condensing | Step Modulating |  | 1 | Standard |  | 61000 | 60000 |  |  | 62400 | 356 | 98 | 78 | [8 empty] | Federally-Regulated Consumer Product | 08/16/2016 |  | 11/28/2016
International Comfort Products | Airquest | G9MAE0602120A | LPG | Induced Draft | True | False | 1 | False | Horizontal |  | None | Condensing | Step Modulating |  | 1 | Standard |  | 61000 | 60000 |  |  | 62400 | 356 | 98 | 78 | [8 empty] | Federally-Regulated Consumer Product | 08/16/2016 |  | 11/28/2016
International Comfort Products | Airquest | G9MAE0602120A | Natural Gas | Induced Draft | True | False | 1 | False | Up |  | None | Condensing | Step Modulating |  | 1 | Standard |  | 61000 | 60000 |  |  | 62400 | 356 | 98 | 78 | [8 empty] | Federally-Regulated Consumer Product | 08/16/2016 |  | 11/28/2016
International Comfort Products | Airquest | G9MAE0602120A | Natural Gas | Induced Draft | True | False | 1 | False | Horizontal |  | None | Condensing | Step Modulating |  | 1 | Standard |  | 61000 | 60000 |  |  | 62400 | 356 | 98 | 78 | [8 empty] | Federally-Regulated Consumer Product | 08/16/2016 |  | 11/28/2016
International Comfort Products | Airquest | G9MAE1002122A | LPG | Induced Draft | True | False | 1 | False | Up |  | None | Condensing | Step Modulating |  | 1 | Standard |  | 100000 | 98000 |  |  | 95100 | 380 | 97 | 78 | [8 empty] | Federally-Regulated Consumer Product | 08/16/2016 |  | 11/28/2016
International Comfort Products | Airquest | G9MAE1002122A | LPG | Induced Draft | True | False | 1 | False | Horizontal |  | None | Condensing | Step Modulating |  | 1 | Standard |  | 100000 | 98000 |  |  | 95100 | 380 | 97 | 78 | [8 empty] | Federally-Regulated Consumer Product | 08/16/2016 |  | 11/28/2016
International Comfort Products | Airquest | G9MAE1002122A | Natural Gas | Induced Draft | True | False | 1 | False | Up |  | None | Condensing | Step Modulating |  | 1 | Standard |  | 100000 | 98000 |  |  | 95100 | 380 | 97 | 78 | [8 empty] | Federally-Regulated Consumer Product | 08/16/2016 |  | 11/28/2016
International Comfort Products | Airquest | G9MAE1002122A | Natural Gas | Induced Draft | True | False | 1 | False | Horizontal |  | None | Condensing | Step Modulating |  | 1 | Standard |  | 100000 | 98000 |  |  | 95100 | 380 | 97 | 78 | [8 empty] | Federally-Regulated Consumer Product | 08/16/2016 |  | 11/28/2016
International Comfort Products | Airquest | G9MVE0401410A | LPG | Induced Draft | True | False | 1 | False | Up |  | None | Condensing | Two-Stage Modulating |  | 0.5 | Standard |  | 40000 | 39000 |  |  | 32200 | 176 | 96 | 78 | [8 empty] | Federally-Regulated Consumer Product | 08/16/2016 |  | 11/28/2016
International Comfort Products | Airquest | G9MVE0401410A | LPG | Induced Draft | True | False | 1 | False | Horizontal |  | None | Condensing | Two-Stage Modulating |  | 0.5 | Standard |  | 40000 | 39000 |  |  | 32200 | 176 | 96 | 78 | [8 empty] | Federally-Regulated Consumer Product | 08/16/2016 |  | 11/28/2016
International Comfort Products | Airquest | G9MVE0401410A | Natural Gas | Induced Draft | True | False | 1 | False | Up |  | None | Condensing | Two-Stage Modulating |  | 0.5 | Standard |  | 40000 | 39000 |  |  | 32200 | 176 | 96 | 78 | [8 empty] | Federally-Regulated Consumer Product | 08/16/2016 |  | 11/28/2016
International Comfort Products | Airquest | G9MVE0401410A | Natural Gas | Induced Draft | True | False | 1 | False | Horizontal |  | None | Condensing | Two-Stage Modulating |  | 0.5 | Standard |  | 40000 | 39000 |  |  | 32200 | 176 | 96 | 78 | [8 empty] | Federally-Regulated Consumer Product | 08/16/2016 |  | 11/28/2016
International Comfort Products | Airquest | G9MVE0601714A | LPG | Induced Draft | True | False | 1 | False | Up |  | None | Condensing | Two-Stage Modulating |  | 0.75 | Standard |  | 60000 | 58000 |  |  | 48500 | 195 | 96 | 78 | [8 empty] | Federally-Regulated Consumer Product | 08/16/2016 |  | 11/28/2016
International Comfort Products | Airquest | G9MVE0601714A | LPG | Induced Draft | True | False | 1 | False | Horizontal |  | None | Condensing | Two-Stage Modulating |  | 0.75 | Standard |  | 60000 | 58000 |  |  | 48500 | 195 | 96 | 78 | [8 empty] | Federally-Regulated Consumer Product | 08/16/2016 |  | 11/28/2016
International Comfort Products | Airquest | G9MVE0601714A | Natural Gas | Induced Draft | True | False | 1 | False | Up |  | None | Condensing | Two-Stage Modulating |  | 0.75 | Standard |  | 60000 | 58000 |  |  | 48500 | 195 | 96 | 78 | [8 empty] | Federally-Regulated Consumer Product | 08/16/2016 |  | 11/28/2016
International Comfort Products | Airquest | G9MVE0601714A | Natural Gas | Induced Draft | True | False | 1 | False | Horizontal |  | None | Condensing | Two-Stage Modulating |  | 0.75 | Standard |  | 60000 | 58000 |  |  | 48500 | 195 | 96 | 78 | [8 empty] | Federally-Regulated Consumer Product | 08/16/2016 |  | 11/28/2016
International Comfort Products | Airquest | G9MVE0801716A | LPG | Induced Draft | True | False | 1 | False | Up |  | None | Condensing | Two-Stage Modulating |  | 0.75 | Standard |  | 80000 | 78000 |  |  | 79900 | 414 | 96 | 78 | [8 empty] | Federally-Regulated Consumer Product | 08/16/2016 |  | 11/28/2016
International Comfort Products | Airquest | G9MVE0801716A | LPG | Induced Draft | True | False | 1 | False | Horizontal |  | None | Condensing | Two-Stage Modulating |  | 0.75 | Standard |  | 80000 | 78000 |  |  | 79900 | 414 | 96 | 78 | [8 empty] | Federally-Regulated Consumer Product | 08/16/2016 |  | 11/28/2016
International Comfort Products | Airquest | G9MVE0801716A | Natural Gas | Induced Draft | True | False | 1 | False | Up |  | None | Condensing | Two-Stage Modulating |  | 0.75 | Standard |  | 80000 | 78000 |  |  | 79900 | 414 | 96 | 78 | [8 empty] | Federally-Regulated Consumer Product | 08/16/2016 |  | 11/28/2016
International Comfort Products | Airquest | G9MVE0801716A | Natural Gas | Induced Draft | True | False | 1 | False | Horizontal |  | None | Condensing | Two-Stage Modulating |  | 0.75 | Standard |  | 80000 | 78000 |  |  | 79900 | 414 | 96 | 78 | [8 empty] | Federally-Regulated Consumer Product | 08/16/2016 |  | 11/28/2016
International Comfort Products | Airquest | G9MVE1202422A | LPG | Induced Draft | True | False | 1 | False | Up |  | None | Condensing | Two-Stage Modulating |  | 1 | Standard |  | 120000 | 117000 |  |  | 110000 | 629 | 96 | 78 | [8 empty] | Federally-Regulated Consumer Product | 08/16/2016 |  | 11/28/2016
International Comfort Products | Airquest | G9MVE1202422A | LPG | Induced Draft | True | False | 1 | False | Horizontal |  | None | Condensing | Two-Stage Modulating |  | 1 | Standard |  | 120000 | 117000 |  |  | 110000 | 629 | 96 | 78 | [8 empty] | Federally-Regulated Consumer Product | 08/16/2016 |  | 11/28/2016
International Comfort Products | Airquest | G9MVE1202422A | Natural Gas | Induced Draft | True | False | 1 | False | Up |  | None | Condensing | Two-Stage Modulating |  | 1 | Standard |  | 120000 | 117000 |  |  | 110000 | 629 | 96 | 78 | [8 empty] | Federally-Regulated Consumer Product | 08/16/2016 |  | 11/28/2016
International Comfort Products | Airquest | G9MVE1202422A | Natural Gas | Induced Draft | True | False | 1 | False | Horizontal |  | None | Condensing | Two-Stage Modulating |  | 1 | Standard |  | 120000 | 117000 |  |  | 110000 | 629 | 96 | 78 | [8 empty] | Federally-Regulated Consumer Product | 08/16/2016 |  | 11/28/2016
International Comfort Products | Airquest | G9MVE0802120A | LPG | Induced Draft | True | False | 1 | False | Up |  | None | Condensing | Two-Stage Modulating |  | 1 | Standard |  | 80000 | 78000 |  |  | 81400 | 298 | 96 | 78 | [8 empty] | Federally-Regulated Consumer Product | 08/16/2016 |  | 11/28/2016
International Comfort Products | Airquest | G9MVE0802120A | LPG | Induced Draft | True | False | 1 | False | Horizontal |  | None | Condensing | Two-Stage Modulating |  | 1 | Standard |  | 80000 | 78000 |  |  | 81400 | 298 | 96 | 78 | [8 empty] | Federally-Regulated Consumer Product | 08/16/2016 |  | 11/28/2016
International Comfort Products | Airquest | G9MVE0802120A | Natural Gas | Induced Draft | True | False | 1 | False | Up |  | None | Condensing | Two-Stage Modulating |  | 1 | Standard |  | 80000 | 78000 |  |  | 81400 | 298 | 96 | 78 | [8 empty] | Federally-Regulated Consumer Product | 08/16/2016 |  | 11/28/2016
International Comfort Products | Airquest | G9MVE0802120A | Natural Gas | Induced Draft | True | False | 1 | False | Horizontal |  | None | Condensing | Two-Stage Modulating |  | 1 | Standard |  | 80000 | 78000 |  |  | 81400 | 298 | 96 | 78 | [8 empty] | Federally-Regulated Consumer Product | 08/16/2016 |  | 11/28/2016
International Comfort Products | Airquest | N9MSE1402420A* | LPG | Induced Draft | True | False | 1 | False | Up |  | None | Condensing | Single-Stage |  | 0.75 | Standard |  | 140000 | 135000 |  |  | 128900 | 1520 | 95.5 | 78 | [8 empty] | Federally-Regulated Consumer Product | 08/16/2016 |  | 11/28/2016
International Comfort Products | Airquest | N9MSE1402420A* | LPG | Induced Draft | True | False | 1 | False | Horizontal |  | None | Condensing | Single-Stage |  | 0.75 | Standard |  | 140000 | 135000 |  |  | 128900 | 1520 | 95.5 | 78 | [8 empty] | Federally-Regulated Consumer Product | 08/16/2016 |  | 11/28/2016
International Comfort Products | Airquest | N9MSE1402420A* | Natural Gas | Induced Draft | True | False | 1 | False | Up |  | None | Condensing | Single-Stage |  | 0.75 | Standard |  | 140000 | 135000 |  |  | 128900 | 1520 | 95.5 | 78 | [8 empty] | Federally-Regulated Consumer Product | 08/16/2016 |  | 11/28/2016
International Comfort Products | Airquest | N9MSE1402420A* | Natural Gas | Induced Draft | True | False | 1 | False | Horizontal |  | None | Condensing | Single-Stage |  | 0.75 | Standard |  | 140000 | 135000 |  |  | 128900 | 1520 | 95.5 | 78 | [8 empty] | Federally-Regulated Consumer Product | 08/16/2016 |  | 11/28/2016
International Comfort Products | Airquest | G9MVE0401712A | LPG | Induced Draft | True | False | 1 | False | Up |  | None | Condensing | Two-Stage Modulating |  | 0.5 | Standard |  | 40000 | 39000 |  |  | 32500 | 129 | 96 | 78 | [8 empty] | Federally-Regulated Consumer Product | 08/16/2016 |  | 11/28/2016
International Comfort Products | Airquest | G9MVE0401712A | LPG | Induced Draft | True | False | 1 | False | Horizontal |  | None | Condensing | Two-Stage Modulating |  | 0.5 | Standard |  | 40000 | 39000 |  |  | 32500 | 129 | 96 | 78 | [8 empty] | Federally-Regulated Consumer Product | 08/16/2016 |  | 11/28/2016
International Comfort Products | Airquest | G9MVE0401712A | Natural Gas | Induced Draft | True | False | 1 | False | Up |  | None | Condensing | Two-Stage Modulating |  | 0.5 | Standard |  | 40000 | 39000 |  |  | 32500 | 129 | 96 | 78 | [8 empty] | Federally-Regulated Consumer Product | 08/16/2016 |  | 11/28/2016
International Comfort Products | Airquest | G9MVE0401712A | Natural Gas | Induced Draft | True | False | 1 | False | Horizontal |  | None | Condensing | Two-Stage Modulating |  | 0.5 | Standard |  | 40000 | 39000 |  |  | 32500 | 129 | 96 | 78 | [8 empty] | Federally-Regulated Consumer Product | 08/16/2016 |  | 11/28/2016
International Comfort Products | Airquest | G9MVE0601412A | LPG | Induced Draft | True | False | 1 | False | Up |  | None | Condensing | Two-Stage Modulating |  | 0.5 | Standard |  | 60000 | 58000 |  |  | 48400 | 247 | 95 | 78 | [8 empty] | Federally-Regulated Consumer Product | 08/16/2016 |  | 11/28/2016
International Comfort Products | Airquest | G9MVE0601412A | LPG | Induced Draft | True | False | 1 | False | Horizontal |  | None | Condensing | Two-Stage Modulating |  | 0.5 | Standard |  | 60000 | 58000 |  |  | 48400 | 247 | 95 | 78 | [8 empty] | Federally-Regulated Consumer Product | 08/16/2016 |  | 11/28/2016
International Comfort Products | Airquest | G9MVE0601412A | Natural Gas | Induced Draft | True | False | 1 | False | Up |  | None | Condensing | Two-Stage Modulating |  | 0.5 | Standard |  | 60000 | 58000 |  |  | 48400 | 247 | 95 | 78 | [8 empty] | Federally-Regulated Consumer Product | 08/16/2016 |  | 11/28/2016
International Comfort Products | Airquest | G9MVE0601412A | Natural Gas | Induced Draft | True | False | 1 | False | Horizontal |  | None | Condensing | Two-Stage Modulating |  | 0.5 | Standard |  | 60000 | 58000 |  |  | 48400 | 247 | 95 | 78 | [8 empty] | Federally-Regulated Consumer Product | 08/16/2016 |  | 11/28/2016
International Comfort Products | Airquest | G9MXT0401712A* | LPG | Induced Draft | True | False | 1 | False | Up |  | None | Condensing | Two-Stage Modulating |  | 0.5 | Standard |  | 40000 | 39000 |  |  | 32400 | 144 | 96 | 78 | [8 empty] | Federally-Regulated Consumer Product | 08/16/2016 |  | 11/28/2016
International Comfort Products | Airquest | G9MXT0401712A* | LPG | Induced Draft | True | False | 1 | False | Horizontal |  | None | Condensing | Two-Stage Modulating |  | 0.5 | Standard |  | 40000 | 39000 |  |  | 32400 | 144 | 96 | 78 | [8 empty] | Federally-Regulated Consumer Product | 08/16/2016 |  | 11/28/2016
International Comfort Products | Airquest | G9MXT0401712A* | Natural Gas | Induced Draft | True | False | 1 | False | Up |  | None | Condensing | Two-Stage Modulating |  | 0.5 | Standard |  | 40000 | 39000 |  |  | 32400 | 144 | 96 | 78 | [8 empty] | Federally-Regulated Consumer Product | 08/16/2016 |  | 11/28/2016
International Comfort Products | Airquest | G9MXT0401712A* | Natural Gas | Induced Draft | True | False | 1 | False | Horizontal |  | None | Condensing | Two-Stage Modulating |  | 0.5 | Standard |  | 40000 | 39000 |  |  | 32400 | 144 | 96 | 78 | [8 empty] | Federally-Regulated Consumer Product | 08/16/2016 |  | 11/28/2016
International Comfort Products | Airquest | G9MXT0601412A* | LPG | Induced Draft | True | False | 1 | False | Up |  | None | Condensing | Two-Stage Modulating |  | 0.5 | Standard |  | 60000 | 58000 |  |  | 48700 | 248 | 95 | 78 | [8 empty] | Federally-Regulated Consumer Product | 08/16/2016 |  | 11/28/2016
International Comfort Products | Airquest | G9MXT0601412A* | LPG | Induced Draft | True | False | 1 | False | Horizontal |  | None | Condensing | Two-Stage Modulating |  | 0.5 | Standard |  | 60000 | 58000 |  |  | 48700 | 248 | 95 | 78 | [8 empty] | Federally-Regulated Consumer Product | 08/16/2016 |  | 11/28/2016
International Comfort Products | Airquest | G9MXT0601412A* | Natural Gas | Induced Draft | True | False | 1 | False | Up |  | None | Condensing | Two-Stage Modulating |  | 0.5 | Standard |  | 60000 | 58000 |  |  | 48700 | 248 | 95 | 78 | [8 empty] | Federally-Regulated Consumer Product | 08/16/2016 |  | 11/28/2016
International Comfort Products | Airquest | G9MXT0601412A* | Natural Gas | Induced Draft | True | False | 1 | False | Horizontal |  | None | Condensing | Two-Stage Modulating |  | 0.5 | Standard |  | 60000 | 58000 |  |  | 48700 | 248 | 95 | 78 | [8 empty] | Federally-Regulated Consumer Product | 08/16/2016 |  | 11/28/2016
International Comfort Products | Airquest | G9MVE0401712A*D | LPG | Induced Draft | True | False | 1 | False | Down |  | None | Condensing | Two-Stage Modulating |  | 0.5 | Standard |  | 40000 | 39000 |  |  | 32600 | 151 | 94.4 | 78 | [8 empty] | Federally-Regulated Consumer Product | 08/16/2016 |  | 11/28/2016
International Comfort Products | Airquest | G9MVE0401712A*D | Natural Gas | Induced Draft | True | False | 1 | False | Down |  | None | Condensing | Two-Stage Modulating |  | 0.5 | Standard |  | 40000 | 39000 |  |  | 32600 | 151 | 94.4 | 78 | [8 empty] | Federally-Regulated Consumer Product | 08/16/2016 |  | 11/28/2016
Carrier Corp. - Syracuse | Carrier | 59SC2C080S17--16 | LPG | Induced Draft | True | False | 1 | True | Up |  | None | Condensing | Single-Stage |  | 0.5 | Standard |  | 80000 | 75000 |  |  | 66800 | 798 | 92.1 | 75 | [8 empty] | Federally-Regulated Consumer Product | 09/16/2016 |  | 11/28/2016
Carrier Corp. - Syracuse | Carrier | 59SC2C080S17--16 | LPG | Induced Draft | True | False | 1 | True | Down |  | None | Condensing | Single-Stage |  | 0.5 | Standard |  | 80000 | 75000 |  |  | 66800 | 798 | 92.1 | 75 | [8 empty] | Federally-Regulated Consumer Product | 09/16/2016 |  | 11/28/2016
Carrier Corp. - Syracuse | Carrier | 59SC2C080S17--16 | LPG | Induced Draft | True | False | 1 | True | Horizontal |  | None | Condensing | Single-Stage |  | 0.5 | Standard |  | 80000 | 75000 |  |  | 66800 | 798 | 92.1 | 75 | [8 empty] | Federally-Regulated Consumer Product | 09/16/2016 |  | 11/28/2016
Carrier Corp. - Syracuse | Carrier | 59SC2C080S17--16 | Natural Gas | Induced Draft | True | False | 1 | True | Up |  | None | Condensing | Single-Stage |  | 0.5 | Standard |  | 80000 | 75000 |  |  | 66800 | 798 | 92.1 | 75 | [8 empty] | Federally-Regulated Consumer Product | 09/16/2016 |  | 11/28/2016
Carrier Corp. - Syracuse | Carrier | 59SC2C080S17--16 | Natural Gas | Induced Draft | True | False | 1 | True | Down |  | None | Condensing | Single-Stage |  | 0.5 | Standard |  | 80000 | 75000 |  |  | 66800 | 798 | 92.1 | 75 | [8 empty] | Federally-Regulated Consumer Product | 09/16/2016 |  | 11/28/2016
Carrier Corp. - Syracuse | Carrier | 59SC2C080S17--16 | Natural Gas | Induced Draft | True | False | 1 | True | Horizontal |  | None | Condensing | Single-Stage |  | 0.5 | Standard |  | 80000 | 75000 |  |  | 66800 | 798 | 92.1 | 75 | [8 empty] | Federally-Regulated Consumer Product | 09/16/2016 |  | 11/28/2016
Carrier Corp. - Syracuse | Carrier | A2X95-36040 | LPG | Induced Draft | True | False | 1 | False | Up |  | None | Condensing | Two-Stage Modulating |  | 0.5 | Standard |  | 40000 | 39000 |  |  | 32400 | 144 | 95.5 | 78 | [8 empty] | Federally-Regulated Consumer Product | 08/16/2016 |  | 11/28/2016
Carrier Corp. - Syracuse | Carrier | A2X95-36040 | LPG | Induced Draft | True | False | 1 | False | Horizontal |  | None | Condensing | Two-Stage Modulating |  | 0.5 | Standard |  | 40000 | 39000 |  |  | 32400 | 144 | 95.5 | 78 | [8 empty] | Federally-Regulated Consumer Product | 08/16/2016 |  | 11/28/2016
Carrier Corp. - Syracuse | Carrier | A2X95-36040 | Natural Gas | Induced Draft | True | False | 1 | False | Up |  | None | Condensing | Two-Stage Modulating |  | 0.5 | Standard |  | 40000 | 39000 |  |  | 32400 | 144 | 95.5 | 78 | [8 empty] | Federally-Regulated Consumer Product | 08/16/2016 |  | 11/28/2016
Carrier Corp. - Syracuse | Carrier | A2X95-36040 | Natural Gas | Induced Draft | True | False | 1 | False | Horizontal |  | None | Condensing | Two-Stage Modulating |  | 0.5 | Standard |  | 40000 | 39000 |  |  | 32400 | 144 | 95.5 | 78 | [8 empty] | Federally-Regulated Consumer Product | 08/16/2016 |  | 11/28/2016
Carrier Corp. - Syracuse | Carrier | A2X95-36060 | LPG | Induced Draft | True | False | 1 | False | Up |  | None | Condensing | Two-Stage Modulating |  | 0.5 | Standard |  | 60000 | 58000 |  |  | 48700 | 248 | 95 | 78 | [8 empty] | Federally-Regulated Consumer Product | 08/16/2016 |  | 11/28/2016
Carrier Corp. - Syracuse | Carrier | A2X95-36060 | LPG | Induced Draft | True | False | 1 | False | Horizontal |  | None | Condensing | Two-Stage Modulating |  | 0.5 | Standard |  | 60000 | 58000 |  |  | 48700 | 248 | 95 | 78 | [8 empty] | Federally-Regulated Consumer Product | 08/16/2016 |  | 11/28/2016
Carrier Corp. - Syracuse | Carrier | A2X95-36060 | Natural Gas | Induced Draft | True | False | 1 | False | Up |  | None | Condensing | Two-Stage Modulating |  | 0.5 | Standard |  | 60000 | 58000 |  |  | 48700 | 248 | 95 | 78 | [8 empty] | Federally-Regulated Consumer Product | 08/16/2016 |  | 11/28/2016
Carrier Corp. - Syracuse | Carrier | A2X95-36060 | Natural Gas | Induced Draft | True | False | 1 | False | Horizontal |  | None | Condensing | Two-Stage Modulating |  | 0.5 | Standard |  | 60000 | 58000 |  |  | 48700 | 248 | 95 | 78 | [8 empty] | Federally-Regulated Consumer Product | 08/16/2016 |  | 11/28/2016
Carrier Corp. - Syracuse | Carrier | 59MN7A080V17--14*D | LPG | Induced Draft | True | False | 1 | False | Down |  | None | Condensing | Step Modulating |  | 0.5 | Standard |  | 80000 | 77000 |  |  | 80700 | 383 | 95 | 78 | [8 empty] | Federally-Regulated Consumer Product | 10/28/2016 |  | 11/28/2016
Carrier Corp. - Syracuse | Carrier | 59MN7A080V17--14*D | Natural Gas | Induced Draft | True | False | 1 | False | Down |  | None | Condensing | Step Modulating |  | 0.5 | Standard |  | 80000 | 78000 |  |  | 78800 | 504 | 95 | 78 | [8 empty] | Federally-Regulated Consumer Product | 09/16/2016 |  | 11/28/2016
Carrier Corp. - Syracuse | Carrier | 59TN6A060V17--14*D | LPG | Induced Draft | True | False | 1 | False | Down |  | None | Condensing | Two-Stage Modulating |  | 0.5 | Standard |  | 60000 | 58000 |  |  | 49000 | 187 | 95 | 78 | [8 empty] | Federally-Regulated Consumer Product | 08/16/2016 |  | 11/28/2016
Carrier Corp. - Syracuse | Carrier | 59TN6A060V17--14*D | Natural Gas | Induced Draft | True | False | 1 | False | Down |  | None | Condensing | Two-Stage Modulating |  | 0.5 | Standard |  | 60000 | 58000 |  |  | 49000 | 187 | 95 | 78 | [8 empty] | Federally-Regulated Consumer Product | 08/16/2016 |  | 11/28/2016
Carrier Corp. - Syracuse | Carrier | 59TN6A080V17--14*D | LPG | Induced Draft | True | False | 1 | False | Down |  | None | Condensing | Two-Stage Modulating |  | 0.5 | Standard |  | 80000 | 77000 |  |  | 80900 | 382 | 95 | 78 | [8 empty] | Federally-Regulated Consumer Product | 08/16/2016 |  | 11/28/2016
Carrier Corp. - Syracuse | Carrier | 59TN6A080V17--14*D | Natural Gas | Induced Draft | True | False | 1 | False | Down |  | None | Condensing | Two-Stage Modulating |  | 0.5 | Standard |  | 80000 | 77000 |  |  | 80900 | 382 | 95 | 78 | [8 empty] | Federally-Regulated Consumer Product | 08/16/2016 |  | 11/28/2016
Carrier Corp. - Syracuse | Carrier | 59TN6A080V21--20*D | LPG | Induced Draft | True | False | 1 | False | Down |  | None | Condensing | Two-Stage Modulating |  | 1 | Standard |  | 80000 | 77000 |  |  | 65900 | 212 | 95 | 78 | [8 empty] | Federally-Regulated Consumer Product | 08/16/2016 |  | 11/28/2016
Carrier Corp. - Syracuse | Carrier | 59TN6A080V21--20*D | Natural Gas | Induced Draft | True | False | 1 | False | Down |  | None | Condensing | Two-Stage Modulating |  | 1 | Standard |  | 80000 | 77000 |  |  | 65900 | 212 | 95 | 78 | [8 empty] | Federally-Regulated Consumer Product | 08/16/2016 |  | 11/28/2016
Carrier Corp. - Syracuse | Carrier | A2X95-036040*D | LPG | Induced Draft | True | False | 1 | False | Down |  | None | Condensing | Two-Stage Modulating |  | 0.5 | Standard |  | 40000 | 39000 |  |  | 32900 | 151 | 94.4 | 78 | [8 empty] | Federally-Regulated Consumer Product | 08/16/2016 |  | 11/28/2016
Carrier Corp. - Syracuse | Carrier | A2X95-036040*D | Natural Gas | Induced Draft | True | False | 1 | False | Down |  | None | Condensing | Two-Stage Modulating |  | 0.5 | Standard |  | 40000 | 39000 |  |  | 32900 | 151 | 94.4 | 78 | [8 empty] | Federally-Regulated Consumer Product | 08/16/2016 |  | 11/28/2016
Carrier Corp. - Syracuse | Carrier | 59TN6A060V17--14 | LPG | Induced Draft | True | False | 1 | False | Up |  | None | Condensing | Two-Stage Modulating |  | 0.5 | Standard |  | 60000 | 58000 |  |  | 48300 | 129 | 96.3 | 78 | [8 empty] | Federally-Regulated Consumer Product | 08/16/2016 |  | 11/28/2016
Carrier Corp. - Syracuse | Carrier | 59TN6A060V17--14 | LPG | Induced Draft | True | False | 1 | False | Horizontal |  | None | Condensing | Two-Stage Modulating |  | 0.5 | Standard |  | 60000 | 58000 |  |  | 48300 | 129 | 96.3 | 78 | [8 empty] | Federally-Regulated Consumer Product | 08/16/2016 |  | 11/28/2016
Carrier Corp. - Syracuse | Carrier | 59TN6A060V17--14 | Natural Gas | Induced Draft | True | False | 1 | False | Up |  | None | Condensing | Two-Stage Modulating |  | 0.5 | Standard |  | 60000 | 58000 |  |  | 48300 | 129 | 96.3 | 78 | [8 empty] | Federally-Regulated Consumer Product | 08/16/2016 |  | 11/28/2016
Carrier Corp. - Syracuse | Carrier | 59TN6A060V17--14 | Natural Gas | Induced Draft | True | False | 1 | False | Horizontal |  | None | Condensing | Two-Stage Modulating |  | 0.5 | Standard |  | 60000 | 58000 |  |  | 48300 | 129 | 96.3 | 78 | [8 empty] | Federally-Regulated Consumer Product | 08/16/2016 |  | 11/28/2016
Carrier Corp. - Syracuse | Carrier | 59TN6A080V17--14 | LPG | Induced Draft | True | False | 1 | False | Up |  | None | Condensing | Two-Stage Modulating |  | 0.5 | Standard |  | 80000 | 78000 |  |  | 79900 | 320 | 96.2 | 78 | [8 empty] | Federally-Regulated Consumer Product | 08/16/2016 |  | 11/28/2016
Carrier Corp. - Syracuse | Carrier | 59TN6A080V17--14 | LPG | Induced Draft | True | False | 1 | False | Horizontal |  | None | Condensing | Two-Stage Modulating |  | 0.5 | Standard |  | 80000 | 78000 |  |  | 79900 | 320 | 96.2 | 78 | [8 empty] | Federally-Regulated Consumer Product | 08/16/2016 |  | 11/28/2016
Carrier Corp. - Syracuse | Carrier | 59TN6A080V17--14 | Natural Gas | Induced Draft | True | False | 1 | False | Up |  | None | Condensing | Two-Stage Modulating |  | 0.5 | Standard |  | 80000 | 78000 |  |  | 79900 | 320 | 96.2 | 78 | [8 empty] | Federally-Regulated Consumer Product | 08/16/2016 |  | 11/28/2016
Carrier Corp. - Syracuse | Carrier | 59TN6A080V17--14 | Natural Gas | Induced Draft | True | False | 1 | False | Horizontal |  | None | Condensing | Two-Stage Modulating |  | 0.5 | Standard |  | 80000 | 78000 |  |  | 79900 | 320 | 96.2 | 78 | [8 empty] | Federally-Regulated Consumer Product | 08/16/2016 |  | 11/28/2016
Carrier Corp. - Syracuse | Carrier | 59TN6A120V24--22 | LPG | Induced Draft | True | False | 1 | False | Up |  | None | Condensing | Two-Stage Modulating |  | 1 | Standard |  | 120000 | 117000 |  |  | 111300 | 580 | 96.5 | 78 | [8 empty] | Federally-Regulated Consumer Product | 08/16/2016 |  | 11/28/2016
Carrier Corp. - Syracuse | Carrier | 59TN6A120V24--22 | LPG | Induced Draft | True | False | 1 | False | Horizontal |  | None | Condensing | Two-Stage Modulating |  | 1 | Standard |  | 120000 | 117000 |  |  | 111300 | 580 | 96.5 | 78 | [8 empty] | Federally-Regulated Consumer Product | 08/16/2016 |  | 11/28/2016
Carrier Corp. - Syracuse | Carrier | 59TN6A120V24--22 | Natural Gas | Induced Draft | True | False | 1 | False | Up |  | None | Condensing | Two-Stage Modulating |  | 1 | Standard |  | 120000 | 117000 |  |  | 111300 | 580 | 96.5 | 78 | [8 empty] | Federally-Regulated Consumer Product | 08/16/2016 |  | 11/28/2016
Carrier Corp. - Syracuse | Carrier | 59TN6A120V24--22 | Natural Gas | Induced Draft | True | False | 1 | False | Horizontal |  | None | Condensing | Two-Stage Modulating |  | 1 | Standard |  | 120000 | 117000 |  |  | 111300 | 580 | 96.5 | 78 | [8 empty] | Federally-Regulated Consumer Product | 08/16/2016 |  | 11/28/2016
Carrier Corp. - Syracuse | Carrier | 59MN7A060V17--14 | LPG | Induced Draft | True | False | 1 | False | Up |  | None | Condensing | Step Modulating |  | 0.5 | Standard |  | 60000 | 59000 |  |  | 46700 | 94 | 97.4 | 78 | [8 empty] | Federally-Regulated Consumer Product | 08/16/2016 |  | 11/28/2016
Carrier Corp. - Syracuse | Carrier | 59MN7A060V17--14 | LPG | Induced Draft | True | False | 1 | False | Horizontal |  | None | Condensing | Step Modulating |  | 0.5 | Standard |  | 60000 | 59000 |  |  | 46700 | 94 | 97.4 | 78 | [8 empty] | Federally-Regulated Consumer Product | 08/16/2016 |  | 11/28/2016
Carrier Corp. - Syracuse | Carrier | 59MN7A060V17--14 | Natural Gas | Induced Draft | True | False | 1 | False | Up |  | None | Condensing | Step Modulating |  | 0.5 | Standard |  | 60000 | 59000 |  |  | 46700 | 94 | 97.4 | 78 | [8 empty] | Federally-Regulated Consumer Product | 08/16/2016 |  | 11/28/2016
Carrier Corp. - Syracuse | Carrier | 59MN7A060V17--14 | Natural Gas | Induced Draft | True | False | 1 | False | Horizontal |  | None | Condensing | Step Modulating |  | 0.5 | Standard |  | 60000 | 59000 |  |  | 46700 | 94 | 97.4 | 78 | [8 empty] | Federally-Regulated Consumer Product | 08/16/2016 |  | 11/28/2016
Carrier Corp. - Syracuse | Carrier | 59MN7A080V17--14 | LPG | Induced Draft | True | False | 1 | False | Up |  | None | Condensing | Step Modulating |  | 0.5 | Standard |  | 80000 | 78000 |  |  | 77400 | 403 | 97.4 | 78 | [8 empty] | Federally-Regulated Consumer Product | 08/16/2016 |  | 11/28/2016
Carrier Corp. - Syracuse | Carrier | 59MN7A080V17--14 | LPG | Induced Draft | True | False | 1 | False | Horizontal |  | None | Condensing | Step Modulating |  | 0.5 | Standard |  | 80000 | 78000 |  |  | 77400 | 403 | 97.4 | 78 | [8 empty] | Federally-Regulated Consumer Product | 08/16/2016 |  | 11/28/2016
Carrier Corp. - Syracuse | Carrier | 59MN7A080V17--14 | Natural Gas | Induced Draft | True | False | 1 | False | Up |  | None | Condensing | Step Modulating |  | 0.5 | Standard |  | 80000 | 78000 |  |  | 77400 | 403 | 97.4 | 78 | [8 empty] | Federally-Regulated Consumer Product | 08/16/2016 |  | 11/28/2016
Carrier Corp. - Syracuse | Carrier | 59MN7A080V17--14 | Natural Gas | Induced Draft | True | False | 1 | False | Horizontal |  | None | Condensing | Step Modulating |  | 0.5 | Standard |  | 80000 | 78000 |  |  | 77400 | 403 | 97.4 | 78 | [8 empty] | Federally-Regulated Consumer Product | 08/16/2016 |  | 11/28/2016
Carrier Corp. - Syracuse | Carrier | 59MN7A120V24--22 | LPG | Induced Draft | True | False | 1 | False | Up |  | None | Condensing | Step Modulating |  | 1 | Standard |  | 120000 | 117000 |  |  | 109000 | 446 | 97.2 | 78 | [8 empty] | Federally-Regulated Consumer Product | 08/16/2016 |  | 11/28/2016
Carrier Corp. - Syracuse | Carrier | 59MN7A120V24--22 | LPG | Induced Draft | True | False | 1 | False | Horizontal |  | None | Condensing | Step Modulating |  | 1 | Standard |  | 120000 | 117000 |  |  | 109000 | 446 | 97.2 | 78 | [8 empty] | Federally-Regulated Consumer Product | 08/16/2016 |  | 11/28/2016
Carrier Corp. - Syracuse | Carrier | 59MN7A120V24--22 | Natural Gas | Induced Draft | True | False | 1 | False | Up |  | None | Condensing | Step Modulating |  | 1 | Standard |  | 120000 | 117000 |  |  | 109000 | 446 | 97.2 | 78 | [8 empty] | Federally-Regulated Consumer Product | 08/16/2016 |  | 11/28/2016
Carrier Corp. - Syracuse | Carrier | 59MN7A120V24--22 | Natural Gas | Induced Draft | True | False | 1 | False | Horizontal |  | None | Condensing | Step Modulating |  | 1 | Standard |  | 120000 | 117000 |  |  | 109000 | 446 | 97.2 | 78 | [8 empty] | Federally-Regulated Consumer Product | 08/16/2016 |  | 11/28/2016
Carrier Corp. - Syracuse | Carrier | AMV98-042060 | LPG | Induced Draft | True | False | 1 | False | Up |  | None | Condensing | Step Modulating |  | 0.5 | Standard |  | 60000 | 59000 |  |  | 46900 | 95 | 97 | 78 | [8 empty] | Federally-Regulated Consumer Product | 08/16/2016 |  | 11/28/2016
Carrier Corp. - Syracuse | Carrier | AMV98-042060 | LPG | Induced Draft | True | False | 1 | False | Horizontal |  | None | Condensing | Step Modulating |  | 0.5 | Standard |  | 60000 | 59000 |  |  | 46900 | 95 | 97 | 78 | [8 empty] | Federally-Regulated Consumer Product | 08/16/2016 |  | 11/28/2016
Carrier Corp. - Syracuse | Carrier | AMV98-042060 | Natural Gas | Induced Draft | True | False | 1 | False | Up |  | None | Condensing | Step Modulating |  | 0.5 | Standard |  | 60000 | 59000 |  |  | 46900 | 95 | 97 | 78 | [8 empty] | Federally-Regulated Consumer Product | 08/16/2016 |  | 11/28/2016
Carrier Corp. - Syracuse | Carrier | AMV98-042060 | Natural Gas | Induced Draft | True | False | 1 | False | Horizontal |  | None | Condensing | Step Modulating |  | 0.5 | Standard |  | 60000 | 59000 |  |  | 46900 | 95 | 97 | 78 | [8 empty] | Federally-Regulated Consumer Product | 08/16/2016 |  | 11/28/2016
Carrier Corp. - Syracuse | Carrier | AMV98-042080 | LPG | Induced Draft | True | False | 1 | False | Up |  | None | Condensing | Step Modulating |  | 0.5 | Standard |  | 80000 | 78000 |  |  | 77700 | 405 | 97 | 78 | [8 empty] | Federally-Regulated Consumer Product | 08/16/2016 |  | 11/28/2016
Carrier Corp. - Syracuse | Carrier | AMV98-042080 | LPG | Induced Draft | True | False | 1 | False | Horizontal |  | None | Condensing | Step Modulating |  | 0.5 | Standard |  | 80000 | 78000 |  |  | 77700 | 405 | 97 | 78 | [8 empty] | Federally-Regulated Consumer Product | 08/16/2016 |  | 11/28/2016
Carrier Corp. - Syracuse | Carrier | AMV98-042080 | Natural Gas | Induced Draft | True | False | 1 | False | Up |  | None | Condensing | Step Modulating |  | 0.5 | Standard |  | 80000 | 78000 |  |  | 77700 | 405 | 97 | 78 | [8 empty] | Federally-Regulated Consumer Product | 08/16/2016 |  | 11/28/2016
Carrier Corp. - Syracuse | Carrier | AMV98-042080 | Natural Gas | Induced Draft | True | False | 1 | False | Horizontal |  | None | Condensing | Step Modulating |  | 0.5 | Standard |  | 80000 | 78000 |  |  | 77700 | 405 | 97 | 78 | [8 empty] | Federally-Regulated Consumer Product | 08/16/2016 |  | 11/28/2016
Carrier Corp. - Syracuse | Carrier | AMV098-066120 | LPG | Induced Draft | True | False | 1 | False | Up |  | None | Condensing | Step Modulating |  | 1 | Standard |  | 120000 | 117000 |  |  | 109200 | 447 | 97 | 78 | [8 empty] | Federally-Regulated Consumer Product | 08/16/2016 |  | 11/28/2016
Carrier Corp. - Syracuse | Carrier | AMV098-066120 | LPG | Induced Draft | True | False | 1 | False | Horizontal |  | None | Condensing | Step Modulating |  | 1 | Standard |  | 120000 | 117000 |  |  | 109200 | 447 | 97 | 78 | [8 empty] | Federally-Regulated Consumer Product | 08/16/2016 |  | 11/28/2016
Carrier Corp. - Syracuse | Carrier | AMV098-066120 | Natural Gas | Induced Draft | True | False | 1 | False | Up |  | None | Condensing | Step Modulating |  | 1 | Standard |  | 120000 | 117000 |  |  | 109200 | 447 | 97 | 78 | [8 empty] | Federally-Regulated Consumer Product | 08/16/2016 |  | 11/28/2016
Carrier Corp. - Syracuse | Carrier | AMV098-066120 | Natural Gas | Induced Draft | True | False | 1 | False | Horizontal |  | None | Condensing | Step Modulating |  | 1 | Standard |  | 120000 | 117000 |  |  | 109200 | 447 | 97 | 78 | [8 empty] | Federally-Regulated Consumer Product | 08/16/2016 |  | 11/28/2016
Carrier Corp. - Syracuse | Carrier | A2X95-030040 | LPG | Induced Draft | True | False | 1 | False | Up |  | None | Condensing | Two-Stage Modulating |  | 0.5 | Standard |  | 40000 | 39000 |  |  | 32200 | 115 | 96.2 | 78 | [8 empty] | Federally-Regulated Consumer Product | 08/16/2016 |  | 11/28/2016
Carrier Corp. - Syracuse | Carrier | A2X95-030040 | LPG | Induced Draft | True | False | 1 | False | Horizontal |  | None | Condensing | Two-Stage Modulating |  | 0.5 | Standard |  | 40000 | 39000 |  |  | 32200 | 115 | 96.2 | 78 | [8 empty] | Federally-Regulated Consumer Product | 08/16/2016 |  | 11/28/2016
Carrier Corp. - Syracuse | Carrier | A2X95-030040 | Natural Gas | Induced Draft | True | False | 1 | False | Up |  | None | Condensing | Two-Stage Modulating |  | 0.5 | Standard |  | 40000 | 39000 |  |  | 32200 | 115 | 96.2 | 78 | [8 empty] | Federally-Regulated Consumer Product | 08/16/2016 |  | 11/28/2016
Carrier Corp. - Syracuse | Carrier | A2X95-030040 | Natural Gas | Induced Draft | True | False | 1 | False | Horizontal |  | None | Condensing | Two-Stage Modulating |  | 0.5 | Standard |  | 40000 | 39000 |  |  | 32200 | 115 | 96.2 | 78 | [8 empty] | Federally-Regulated Consumer Product | 08/16/2016 |  | 11/28/2016
Carrier Corp. - Syracuse | Carrier | A2X95-048060 | LPG | Induced Draft | True | False | 1 | False | Up |  | None | Condensing | Two-Stage Modulating |  | 0.75 | Standard |  | 60000 | 58000 |  |  | 48500 | 131 | 96.2 | 78 | [8 empty] | Federally-Regulated Consumer Product | 08/16/2016 |  | 11/28/2016
Carrier Corp. - Syracuse | Carrier | A2X95-048060 | LPG | Induced Draft | True | False | 1 | False | Horizontal |  | None | Condensing | Two-Stage Modulating |  | 0.75 | Standard |  | 60000 | 58000 |  |  | 48500 | 131 | 96.2 | 78 | [8 empty] | Federally-Regulated Consumer Product | 08/16/2016 |  | 11/28/2016
Carrier Corp. - Syracuse | Carrier | A2X95-048060 | Natural Gas | Induced Draft | True | False | 1 | False | Up |  | None | Condensing | Two-Stage Modulating |  | 0.75 | Standard |  | 60000 | 58000 |  |  | 48500 | 131 | 96.2 | 78 | [8 empty] | Federally-Regulated Consumer Product | 08/16/2016 |  | 11/28/2016
Carrier Corp. - Syracuse | Carrier | A2X95-048060 | Natural Gas | Induced Draft | True | False | 1 | False | Horizontal |  | None | Condensing | Two-Stage Modulating |  | 0.75 | Standard |  | 60000 | 58000 |  |  | 48500 | 131 | 96.2 | 78 | [8 empty] | Federally-Regulated Consumer Product | 08/16/2016 |  | 11/28/2016
Carrier Corp. - Syracuse | Carrier | A2X95-048080 | LPG | Induced Draft | True | False | 1 | False | Up |  | None | Condensing | Two-Stage Modulating |  | 0.75 | Standard |  | 80000 | 78000 |  |  | 80000 | 314 | 96.2 | 78 | [8 empty] | Federally-Regulated Consumer Product | 08/16/2016 |  | 11/28/2016
Carrier Corp. - Syracuse | Carrier | A2X95-048080 | LPG | Induced Draft | True | False | 1 | False | Horizontal |  | None | Condensing | Two-Stage Modulating |  | 0.75 | Standard |  | 80000 | 78000 |  |  | 80000 | 314 | 96.2 | 78 | [8 empty] | Federally-Regulated Consumer Product | 08/16/2016 |  | 11/28/2016
Carrier Corp. - Syracuse | Carrier | A2X95-048080 | Natural Gas | Induced Draft | True | False | 1 | False | Up |  | None | Condensing | Two-Stage Modulating |  | 0.75 | Standard |  | 80000 | 78000 |  |  | 80000 | 314 | 96.2 | 78 | [8 empty] | Federally-Regulated Consumer Product | 08/16/2016 |  | 11/28/2016
Carrier Corp. - Syracuse | Carrier | A2X95-048080 | Natural Gas | Induced Draft | True | False | 1 | False | Horizontal |  | None | Condensing | Two-Stage Modulating |  | 0.75 | Standard |  | 80000 | 78000 |  |  | 80000 | 314 | 96.2 | 78 | [8 empty] | Federally-Regulated Consumer Product | 08/16/2016 |  | 11/28/2016
Carrier Corp. - Syracuse | Carrier | A2X95-066120 | LPG | Induced Draft | True | False | 1 | False | Up |  | None | Condensing | Two-Stage Modulating |  | 1 | Standard |  | 120000 | 117000 |  |  | 110200 | 546 | 96.2 | 78 | [8 empty] | Federally-Regulated Consumer Product | 08/16/2016 |  | 11/28/2016
Carrier Corp. - Syracuse | Carrier | A2X95-066120 | LPG | Induced Draft | True | False | 1 | False | Horizontal |  | None | Condensing | Two-Stage Modulating |  | 1 | Standard |  | 120000 | 117000 |  |  | 110200 | 546 | 96.2 | 78 | [8 empty] | Federally-Regulated Consumer Product | 08/16/2016 |  | 11/28/2016
Carrier Corp. - Syracuse | Carrier | A2X95-066120 | Natural Gas | Induced Draft | True | False | 1 | False | Up |  | None | Condensing | Two-Stage Modulating |  | 1 | Standard |  | 120000 | 117000 |  |  | 110200 | 546 | 96.2 | 78 | [8 empty] | Federally-Regulated Consumer Product | 08/16/2016 |  | 11/28/2016
Carrier Corp. - Syracuse | Carrier | A2X95-066120 | Natural Gas | Induced Draft | True | False | 1 | False | Horizontal |  | None | Condensing | Two-Stage Modulating |  | 1 | Standard |  | 120000 | 117000 |  |  | 110200 | 546 | 96.2 | 78 | [8 empty] | Federally-Regulated Consumer Product | 08/16/2016 |  | 11/28/2016
Carrier Corp. - Syracuse | Carrier | A2X95-30040 | LPG | Induced Draft | True | False | 1 | False | Up |  | None | Condensing | Two-Stage Modulating |  | 0.5 | Standard |  | 40000 | 39000 |  |  | 32400 | 116 | 95.5 | 78 | [8 empty] | Federally-Regulated Consumer Product | 08/16/2016 |  | 11/28/2016
Carrier Corp. - Syracuse | Carrier | A2X95-30040 | LPG | Induced Draft | True | False | 1 | False | Horizontal |  | None | Condensing | Two-Stage Modulating |  | 0.5 | Standard |  | 40000 | 39000 |  |  | 32400 | 116 | 95.5 | 78 | [8 empty] | Federally-Regulated Consumer Product | 08/16/2016 |  | 11/28/2016
Carrier Corp. - Syracuse | Carrier | A2X95-30040 | Natural Gas | Induced Draft | True | False | 1 | False | Up |  | None | Condensing | Two-Stage Modulating |  | 0.5 | Standard |  | 40000 | 39000 |  |  | 32400 | 116 | 95.5 | 78 | [8 empty] | Federally-Regulated Consumer Product | 08/16/2016 |  | 11/28/2016
Carrier Corp. - Syracuse | Carrier | A2X95-30040 | Natural Gas | Induced Draft | True | False | 1 | False | Horizontal |  | None | Condensing | Two-Stage Modulating |  | 0.5 | Standard |  | 40000 | 39000 |  |  | 32400 | 116 | 95.5 | 78 | [8 empty] | Federally-Regulated Consumer Product | 08/16/2016 |  | 11/28/2016
Carrier Corp. - Syracuse | Carrier | A2X95-48060 | LPG | Induced Draft | True | False | 1 | False | Up |  | None | Condensing | Two-Stage Modulating |  | 0.75 | Standard |  | 60000 | 58000 |  |  | 48800 | 133 | 95.5 | 78 | [8 empty] | Federally-Regulated Consumer Product | 08/16/2016 |  | 11/28/2016
Carrier Corp. - Syracuse | Carrier | A2X95-48060 | LPG | Induced Draft | True | False | 1 | False | Horizontal |  | None | Condensing | Two-Stage Modulating |  | 0.75 | Standard |  | 60000 | 58000 |  |  | 48800 | 133 | 95.5 | 78 | [8 empty] | Federally-Regulated Consumer Product | 08/16/2016 |  | 11/28/2016
Carrier Corp. - Syracuse | Carrier | A2X95-48060 | Natural Gas | Induced Draft | True | False | 1 | False | Up |  | None | Condensing | Two-Stage Modulating |  | 0.75 | Standard |  | 60000 | 58000 |  |  | 48800 | 133 | 95.5 | 78 | [8 empty] | Federally-Regulated Consumer Product | 08/16/2016 |  | 11/28/2016
Carrier Corp. - Syracuse | Carrier | A2X95-48060 | Natural Gas | Induced Draft | True | False | 1 | False | Horizontal |  | None | Condensing | Two-Stage Modulating |  | 0.75 | Standard |  | 60000 | 58000 |  |  | 48800 | 133 | 95.5 | 78 | [8 empty] | Federally-Regulated Consumer Product | 08/16/2016 |  | 11/28/2016
Carrier Corp. - Syracuse | Carrier | A2X95-48080 | LPG | Induced Draft | True | False | 1 | False | Up |  | None | Condensing | Two-Stage Modulating |  | 0.75 | Standard |  | 80000 | 78000 |  |  | 80600 | 316 | 95.5 | 78 | [8 empty] | Federally-Regulated Consumer Product | 08/16/2016 |  | 11/28/2016
Carrier Corp. - Syracuse | Carrier | A2X95-48080 | LPG | Induced Draft | True | False | 1 | False | Horizontal |  | None | Condensing | Two-Stage Modulating |  | 0.75 | Standard |  | 80000 | 78000 |  |  | 80600 | 316 | 95.5 | 78 | [8 empty] | Federally-Regulated Consumer Product | 08/16/2016 |  | 11/28/2016
Carrier Corp. - Syracuse | Carrier | A2X95-48080 | Natural Gas | Induced Draft | True | False | 1 | False | Up |  | None | Condensing | Two-Stage Modulating |  | 0.75 | Standard |  | 80000 | 78000 |  |  | 80600 | 316 | 95.5 | 78 | [8 empty] | Federally-Regulated Consumer Product | 08/16/2016 |  | 11/28/2016
Carrier Corp. - Syracuse | Carrier | A2X95-48080 | Natural Gas | Induced Draft | True | False | 1 | False | Horizontal |  | None | Condensing | Two-Stage Modulating |  | 0.75 | Standard |  | 80000 | 78000 |  |  | 80600 | 316 | 95.5 | 78 | [8 empty] | Federally-Regulated Consumer Product | 08/16/2016 |  | 11/28/2016
Carrier Corp. - Syracuse | Carrier | A2X95-66120 | LPG | Induced Draft | True | False | 1 | False | Up |  | None | Condensing | Two-Stage Modulating |  | 1 | Standard |  | 120000 | 117000 |  |  | 111000 | 551 | 95.5 | 78 | [8 empty] | Federally-Regulated Consumer Product | 08/16/2016 |  | 11/28/2016
Carrier Corp. - Syracuse | Carrier | A2X95-66120 | LPG | Induced Draft | True | False | 1 | False | Horizontal |  | None | Condensing | Two-Stage Modulating |  | 1 | Standard |  | 120000 | 117000 |  |  | 111000 | 551 | 95.5 | 78 | [8 empty] | Federally-Regulated Consumer Product | 08/16/2016 |  | 11/28/2016
Carrier Corp. - Syracuse | Carrier | A2X95-66120 | Natural Gas | Induced Draft | True | False | 1 | False | Up |  | None | Condensing | Two-Stage Modulating |  | 1 | Standard |  | 120000 | 117000 |  |  | 111000 | 551 | 95.5 | 78 | [8 empty] | Federally-Regulated Consumer Product | 08/16/2016 |  | 11/28/2016
Carrier Corp. - Syracuse | Carrier | A2X95-66120 | Natural Gas | Induced Draft | True | False | 1 | False | Horizontal |  | None | Condensing | Two-Stage Modulating |  | 1 | Standard |  | 120000 | 117000 |  |  | 111000 | 551 | 95.5 | 78 | [8 empty] | Federally-Regulated Consumer Product | 08/16/2016 |  | 11/28/2016
Carrier Corp. - Syracuse | Carrier | 59SC5A140S24--20 | LPG | Induced Draft | True | False | 1 | False | Up |  | None | Condensing | Single-Stage |  | 0.75 | Standard |  | 140000 | 135000 |  |  | 128900 | 1520 | 95.5 | 78 | [8 empty] | Federally-Regulated Consumer Product | 10/28/2016 |  | 11/28/2016
Carrier Corp. - Syracuse | Carrier | 59SC5A140S24--20 | LPG | Induced Draft | True | False | 1 | False | Horizontal |  | None | Condensing | Single-Stage |  | 0.75 | Standard |  | 140000 | 135000 |  |  | 128900 | 1520 | 95.5 | 78 | [8 empty] | Federally-Regulated Consumer Product | 10/28/2016 |  | 11/28/2016
Carrier Corp. - Syracuse | Carrier | 59TN6A080V21--20 | LPG | Induced Draft | True | False | 1 | False | Up |  | None | Condensing | Two-Stage Modulating |  | 1 | Standard |  | 80000 | 78000 |  |  | 80900 | 269 | 96.7 | 78 | [8 empty] | Federally-Regulated Consumer Product | 10/28/2016 |  | 11/28/2016
Carrier Corp. - Syracuse | Carrier | 59TN6A080V21--20 | LPG | Induced Draft | True | False | 1 | False | Horizontal |  | None | Condensing | Two-Stage Modulating |  | 1 | Standard |  | 80000 | 78000 |  |  | 80900 | 269 | 96.7 | 78 | [8 empty] | Federally-Regulated Consumer Product | 10/28/2016 |  | 11/28/2016
Carrier Corp. - Syracuse | Carrier | 59TN6A100V21--22 | LPG | Induced Draft | True | False | 1 | False | Up |  | None | Condensing | Two-Stage Modulating |  | 1 | Standard |  | 100000 | 97000 |  |  | 96900 | 464 | 96.1 | 78 | [8 empty] | Federally-Regulated Consumer Product | 10/28/2016 |  | 11/28/2016
Carrier Corp. - Syracuse | Carrier | 59TN6A100V21--22 | LPG | Induced Draft | True | False | 1 | False | Horizontal |  | None | Condensing | Two-Stage Modulating |  | 1 | Standard |  | 100000 | 97000 |  |  | 96900 | 464 | 96.1 | 78 | [8 empty] | Federally-Regulated Consumer Product | 10/28/2016 |  | 11/28/2016
Carrier Corp. - Syracuse | Carrier | A2X95-060080 | LPG | Induced Draft | True | False | 1 | False | Up |  | None | Condensing | Two-Stage Modulating |  | 1 | Standard |  | 80000 | 78000 |  |  | 80500 | 315 | 96.2 | 78 | [8 empty] | Federally-Regulated Consumer Product | 08/16/2016 |  | 11/28/2016
Carrier Corp. - Syracuse | Carrier | A2X95-060080 | LPG | Induced Draft | True | False | 1 | False | Horizontal |  | None | Condensing | Two-Stage Modulating |  | 1 | Standard |  | 80000 | 78000 |  |  | 80500 | 315 | 96.2 | 78 | [8 empty] | Federally-Regulated Consumer Product | 08/16/2016 |  | 11/28/2016
Carrier Corp. - Syracuse | Carrier | A2X95-060080 | Natural Gas | Induced Draft | True | False | 1 | False | Up |  | None | Condensing | Two-Stage Modulating |  | 1 | Standard |  | 80000 | 78000 |  |  | 80500 | 315 | 96.2 | 78 | [8 empty] | Federally-Regulated Consumer Product | 08/16/2016 |  | 11/28/2016
Carrier Corp. - Syracuse | Carrier | A2X95-060080 | Natural Gas | Induced Draft | True | False | 1 | False | Horizontal |  | None | Condensing | Two-Stage Modulating |  | 1 | Standard |  | 80000 | 78000 |  |  | 80500 | 315 | 96.2 | 78 | [8 empty] | Federally-Regulated Consumer Product | 08/16/2016 |  | 11/28/2016
Carrier Corp. - Syracuse | Carrier | A2X95-060080** | LPG | Induced Draft | True | False | 1 | False | Up |  | None | Condensing | Two-Stage Modulating |  | 1 | Standard |  | 80000 | 78000 |  |  | 80500 | 315 | 95.5 | 78 | [8 empty] | Federally-Regulated Consumer Product | 08/16/2016 |  | 11/28/2016
Carrier Corp. - Syracuse | Carrier | A2X95-060080** | LPG | Induced Draft | True | False | 1 | False | Horizontal |  | None | Condensing | Two-Stage Modulating |  | 1 | Standard |  | 80000 | 78000 |  |  | 80500 | 315 | 95.5 | 78 | [8 empty] | Federally-Regulated Consumer Product | 08/16/2016 |  | 11/28/2016
Carrier Corp. - Syracuse | Carrier | A2X95-060080** | Natural Gas | Induced Draft | True | False | 1 | False | Up |  | None | Condensing | Two-Stage Modulating |  | 1 | Standard |  | 80000 | 78000 |  |  | 80500 | 315 | 95.5 | 78 | [8 empty] | Federally-Regulated Consumer Product | 08/16/2016 |  | 11/28/2016
Carrier Corp. - Syracuse | Carrier | A2X95-060080** | Natural Gas | Induced Draft | True | False | 1 | False | Horizontal |  | None | Condensing | Two-Stage Modulating |  | 1 | Standard |  | 80000 | 78000 |  |  | 80500 | 315 | 95.5 | 78 | [8 empty] | Federally-Regulated Consumer Product | 08/16/2016 |  | 11/28/2016
Carrier Corp. - Syracuse | Carrier | A2X95-060100** | LPG | Induced Draft | True | False | 1 | False | Up |  | None | Condensing | Two-Stage Modulating |  | 1 | Standard |  | 100000 | 97000 |  |  | 96000 | 433 | 95.5 | 78 | [8 empty] | Federally-Regulated Consumer Product | 08/16/2016 |  | 11/28/2016
Carrier Corp. - Syracuse | Carrier | A2X95-060100** | LPG | Induced Draft | True | False | 1 | False | Horizontal |  | None | Condensing | Two-Stage Modulating |  | 1 | Standard |  | 100000 | 97000 |  |  | 96000 | 433 | 95.5 | 78 | [8 empty] | Federally-Regulated Consumer Product | 08/16/2016 |  | 11/28/2016
Carrier Corp. - Syracuse | Carrier | A2X95-060100** | Natural Gas | Induced Draft | True | False | 1 | False | Up |  | None | Condensing | Two-Stage Modulating |  | 1 | Standard |  | 100000 | 97000 |  |  | 96000 | 433 | 95.5 | 78 | [8 empty] | Federally-Regulated Consumer Product | 08/16/2016 |  | 11/28/2016
Carrier Corp. - Syracuse | Carrier | A2X95-060100** | Natural Gas | Induced Draft | True | False | 1 | False | Horizontal |  | None | Condensing | Two-Stage Modulating |  | 1 | Standard |  | 100000 | 97000 |  |  | 96000 | 433 | 95.5 | 78 | [8 empty] | Federally-Regulated Consumer Product | 08/16/2016 |  | 11/28/2016
Carrier Corp. - Syracuse | Carrier | AMV98-060060 | LPG | Induced Draft | True | False | 1 | False | Up |  | None | Condensing | Step Modulating |  | 1 | Standard |  | 61000 | 60000 |  |  | 62200 | 355 | 98.3 | 78 | [8 empty] | Federally-Regulated Consumer Product | 08/16/2016 |  | 11/28/2016
Carrier Corp. - Syracuse | Carrier | AMV98-060060 | LPG | Induced Draft | True | False | 1 | False | Horizontal |  | None | Condensing | Step Modulating |  | 1 | Standard |  | 61000 | 60000 |  |  | 62200 | 355 | 98.3 | 78 | [8 empty] | Federally-Regulated Consumer Product | 08/16/2016 |  | 11/28/2016
Carrier Corp. - Syracuse | Carrier | AMV98-060060 | Natural Gas | Induced Draft | True | False | 1 | False | Up |  | None | Condensing | Step Modulating |  | 1 | Standard |  | 61000 | 60000 |  |  | 62200 | 355 | 98.3 | 78 | [8 empty] | Federally-Regulated Consumer Product | 08/16/2016 |  | 11/28/2016
Carrier Corp. - Syracuse | Carrier | AMV98-060060 | Natural Gas | Induced Draft | True | False | 1 | False | Horizontal |  | None | Condensing | Step Modulating |  | 1 | Standard |  | 61000 | 60000 |  |  | 62200 | 355 | 98.3 | 78 | [8 empty] | Federally-Regulated Consumer Product | 08/16/2016 |  | 11/28/2016
Carrier Corp. - Syracuse | Carrier | A2X95-036040E17 | LPG | Induced Draft | True | False | 1 | False | Up |  | None | Condensing | Two-Stage Modulating |  | 0.5 | Standard |  | 40000 | 39000 |  |  | 32400 | 144 | 96 | 78 | [8 empty] | Federally-Regulated Consumer Product | 08/16/2016 |  | 11/28/2016
Carrier Corp. - Syracuse | Carrier | A2X95-036040E17 | LPG | Induced Draft | True | False | 1 | False | Horizontal |  | None | Condensing | Two-Stage Modulating |  | 0.5 | Standard |  | 40000 | 39000 |  |  | 32400 | 144 | 96 | 78 | [8 empty] | Federally-Regulated Consumer Product | 08/16/2016 |  | 11/28/2016
Carrier Corp. - Syracuse | Carrier | A2X95-036040E17 | Natural Gas | Induced Draft | True | False | 1 | False | Up |  | None | Condensing | Two-Stage Modulating |  | 0.5 | Standard |  | 40000 | 39000 |  |  | 32400 | 144 | 96 | 78 | [8 empty] | Federally-Regulated Consumer Product | 08/16/2016 |  | 11/28/2016
Carrier Corp. - Syracuse | Carrier | A2X95-036040E17 | Natural Gas | Induced Draft | True | False | 1 | False | Horizontal |  | None | Condensing | Two-Stage Modulating |  | 0.5 | Standard |  | 40000 | 39000 |  |  | 32400 | 144 | 96 | 78 | [8 empty] | Federally-Regulated Consumer Product | 08/16/2016 |  | 11/28/2016
Carrier Corp. - Syracuse | Carrier | A2X95-036060E14 | LPG | Induced Draft | True | False | 1 | False | Up |  | None | Condensing | Two-Stage Modulating |  | 0.5 | Standard |  | 60000 | 58000 |  |  | 48700 | 248 | 95 | 78 | [8 empty] | Federally-Regulated Consumer Product | 08/16/2016 |  | 11/28/2016
Carrier Corp. - Syracuse | Carrier | A2X95-036060E14 | LPG | Induced Draft | True | False | 1 | False | Horizontal |  | None | Condensing | Two-Stage Modulating |  | 0.5 | Standard |  | 60000 | 58000 |  |  | 48700 | 248 | 95 | 78 | [8 empty] | Federally-Regulated Consumer Product | 08/16/2016 |  | 11/28/2016
Carrier Corp. - Syracuse | Carrier | A2X95-036060E14 | Natural Gas | Induced Draft | True | False | 1 | False | Up |  | None | Condensing | Two-Stage Modulating |  | 0.5 | Standard |  | 60000 | 58000 |  |  | 48700 | 248 | 95 | 78 | [8 empty] | Federally-Regulated Consumer Product | 08/16/2016 |  | 11/28/2016
Carrier Corp. - Syracuse | Carrier | A2X95-036060E14 | Natural Gas | Induced Draft | True | False | 1 | False | Horizontal |  | None | Condensing | Two-Stage Modulating |  | 0.5 | Standard |  | 60000 | 58000 |  |  | 48700 | 248 | 95 | 78 | [8 empty] | Federally-Regulated Consumer Product | 08/16/2016 |  | 11/28/2016
Carrier Corp. - Syracuse | Carrier | 59SP2A080E17--16 | LPG | Induced Draft | True | False | 1 | False | Up |  | None | Condensing | Single-Stage |  | 0.5 | Standard |  | 80000 | 75000 |  |  | 68500 | 336 | 92.1 | 78 | [8 empty] | Federally-Regulated Consumer Product | 09/16/2016 |  | 11/28/2016
Carrier Corp. - Syracuse | Carrier | 59SP2A080E17--16 | LPG | Induced Draft | True | False | 1 | False | Down |  | None | Condensing | Single-Stage |  | 0.5 | Standard |  | 80000 | 75000 |  |  | 68500 | 336 | 92.1 | 78 | [8 empty] | Federally-Regulated Consumer Product | 09/16/2016 |  | 11/28/2016
Carrier Corp. - Syracuse | Carrier | 59SP2A080E17--16 | LPG | Induced Draft | True | False | 1 | False | Horizontal |  | None | Condensing | Single-Stage |  | 0.5 | Standard |  | 80000 | 75000 |  |  | 68500 | 336 | 92.1 | 78 | [8 empty] | Federally-Regulated Consumer Product | 09/16/2016 |  | 11/28/2016
Carrier Corp. - Syracuse | Carrier | 59SP2A080E17--16 | Natural Gas | Induced Draft | True | False | 1 | False | Up |  | None | Condensing | Single-Stage |  | 0.5 | Standard |  | 80000 | 75000 |  |  | 68500 | 336 | 92.1 | 78 | [8 empty] | Federally-Regulated Consumer Product | 09/16/2016 |  | 11/28/2016
Carrier Corp. - Syracuse | Carrier | 59SP2A080E17--16 | Natural Gas | Induced Draft | True | False | 1 | False | Down |  | None | Condensing | Single-Stage |  | 0.5 | Standard |  | 80000 | 75000 |  |  | 68500 | 336 | 92.1 | 78 | [8 empty] | Federally-Regulated Consumer Product | 09/16/2016 |  | 11/28/2016
Carrier Corp. - Syracuse | Carrier | 59SP2A080E17--16 | Natural Gas | Induced Draft | True | False | 1 | False | Horizontal |  | None | Condensing | Single-Stage |  | 0.5 | Standard |  | 80000 | 75000 |  |  | 68500 | 336 | 92.1 | 78 | [8 empty] | Federally-Regulated Consumer Product | 09/16/2016 |  | 11/28/2016
Carrier Corp. - Syracuse | Carrier | 59SP2A040E14--10 | LPG | Induced Draft | True | False | 1 | False | Up |  | None | Condensing | Single-Stage |  | 0.5 | Standard |  | 40000 | 37000 |  |  | 34200 | 192 | 92.1 | 78 | [8 empty] | Federally-Regulated Consumer Product | 09/16/2016 |  | 11/28/2016
Carrier Corp. - Syracuse | Carrier | 59SP2A040E14--10 | LPG | Induced Draft | True | False | 1 | False | Down |  | None | Condensing | Single-Stage |  | 0.5 | Standard |  | 40000 | 37000 |  |  | 34200 | 192 | 92.1 | 78 | [8 empty] | Federally-Regulated Consumer Product | 09/16/2016 |  | 11/28/2016
Carrier Corp. - Syracuse | Carrier | 59SP2A040E14--10 | LPG | Induced Draft | True | False | 1 | False | Horizontal |  | None | Condensing | Single-Stage |  | 0.5 | Standard |  | 40000 | 37000 |  |  | 34200 | 192 | 92.1 | 78 | [8 empty] | Federally-Regulated Consumer Product | 09/16/2016 |  | 11/28/2016
Carrier Corp. - Syracuse | Carrier | 59SP2A040E14--10 | Natural Gas | Induced Draft | True | False | 1 | False | Up |  | None | Condensing | Single-Stage |  | 0.5 | Standard |  | 40000 | 37000 |  |  | 34200 | 192 | 92.1 | 78 | [8 empty] | Federally-Regulated Consumer Product | 09/16/2016 |  | 11/28/2016
Carrier Corp. - Syracuse | Carrier | 59SP2A040E14--10 | Natural Gas | Induced Draft | True | False | 1 | False | Down |  | None | Condensing | Single-Stage |  | 0.5 | Standard |  | 40000 | 37000 |  |  | 34200 | 192 | 92.1 | 78 | [8 empty] | Federally-Regulated Consumer Product | 09/16/2016 |  | 11/28/2016
Carrier Corp. - Syracuse | Carrier | 59SP2A040E14--10 | Natural Gas | Induced Draft | True | False | 1 | False | Horizontal |  | None | Condensing | Single-Stage |  | 0.5 | Standard |  | 40000 | 37000 |  |  | 34200 | 192 | 92.1 | 78 | [8 empty] | Federally-Regulated Consumer Product | 09/16/2016 |  | 11/28/2016
Carrier Corp. - Syracuse | Carrier | 59SP2A060E14--12 | LPG | Induced Draft | True | False | 1 | False | Up |  | None | Condensing | Single-Stage |  | 0.5 | Standard |  | 60000 | 56000 |  |  | 51200 | 320 | 92.1 | 78 | [8 empty] | Federally-Regulated Consumer Product | 09/16/2016 |  | 11/28/2016
Carrier Corp. - Syracuse | Carrier | 59SP2A060E14--12 | LPG | Induced Draft | True | False | 1 | False | Down |  | None | Condensing | Single-Stage |  | 0.5 | Standard |  | 60000 | 56000 |  |  | 51200 | 320 | 92.1 | 78 | [8 empty] | Federally-Regulated Consumer Product | 09/16/2016 |  | 11/28/2016
Carrier Corp. - Syracuse | Carrier | 59SP2A060E14--12 | LPG | Induced Draft | True | False | 1 | False | Horizontal |  | None | Condensing | Single-Stage |  | 0.5 | Standard |  | 60000 | 56000 |  |  | 51200 | 320 | 92.1 | 78 | [8 empty] | Federally-Regulated Consumer Product | 09/16/2016 |  | 11/28/2016
Carrier Corp. - Syracuse | Carrier | 59SP2A060E14--12 | Natural Gas | Induced Draft | True | False | 1 | False | Up |  | None | Condensing | Single-Stage |  | 0.5 | Standard |  | 60000 | 56000 |  |  | 51200 | 320 | 92.1 | 78 | [8 empty] | Federally-Regulated Consumer Product | 09/16/2016 |  | 11/28/2016
Carrier Corp. - Syracuse | Carrier | 59SP2A060E14--12 | Natural Gas | Induced Draft | True | False | 1 | False | Down |  | None | Condensing | Single-Stage |  | 0.5 | Standard |  | 60000 | 56000 |  |  | 51200 | 320 | 92.1 | 78 | [8 empty] | Federally-Regulated Consumer Product | 09/16/2016 |  | 11/28/2016
Carrier Corp. - Syracuse | Carrier | 59SP2A060E14--12 | Natural Gas | Induced Draft | True | False | 1 | False | Horizontal |  | None | Condensing | Single-Stage |  | 0.5 | Standard |  | 60000 | 56000 |  |  | 51200 | 320 | 92.1 | 78 | [8 empty] | Federally-Regulated Consumer Product | 09/16/2016 |  | 11/28/2016
Carrier Corp. - Syracuse | Carrier | 59SP2A060E17--14 | LPG | Induced Draft | True | False | 1 | False | Up |  | None | Condensing | Single-Stage |  | 0.5 | Standard |  | 60000 | 56000 |  |  | 51700 | 187 | 92.1 | 78 | [8 empty] | Federally-Regulated Consumer Product | 09/16/2016 |  | 11/28/2016
Carrier Corp. - Syracuse | Carrier | 59SP2A060E17--14 | LPG | Induced Draft | True | False | 1 | False | Down |  | None | Condensing | Single-Stage |  | 0.5 | Standard |  | 60000 | 56000 |  |  | 51700 | 187 | 92.1 | 78 | [8 empty] | Federally-Regulated Consumer Product | 09/16/2016 |  | 11/28/2016
Carrier Corp. - Syracuse | Carrier | 59SP2A060E17--14 | LPG | Induced Draft | True | False | 1 | False | Horizontal |  | None | Condensing | Single-Stage |  | 0.5 | Standard |  | 60000 | 56000 |  |  | 51700 | 187 | 92.1 | 78 | [8 empty] | Federally-Regulated Consumer Product | 09/16/2016 |  | 11/28/2016
Carrier Corp. - Syracuse | Carrier | 59SP2A060E17--14 | Natural Gas | Induced Draft | True | False | 1 | False | Up |  | None | Condensing | Single-Stage |  | 0.5 | Standard |  | 60000 | 56000 |  |  | 51700 | 187 | 92.1 | 78 | [8 empty] | Federally-Regulated Consumer Product | 09/16/2016 |  | 11/28/2016
Carrier Corp. - Syracuse | Carrier | 59SP2A060E17--14 | Natural Gas | Induced Draft | True | False | 1 | False | Down |  | None | Condensing | Single-Stage |  | 0.5 | Standard |  | 60000 | 56000 |  |  | 51700 | 187 | 92.1 | 78 | [8 empty] | Federally-Regulated Consumer Product | 09/16/2016 |  | 11/28/2016
Carrier Corp. - Syracuse | Carrier | 59SP2A060E17--14 | Natural Gas | Induced Draft | True | False | 1 | False | Horizontal |  | None | Condensing | Single-Stage |  | 0.5 | Standard |  | 60000 | 56000 |  |  | 51700 | 187 | 92.1 | 78 | [8 empty] | Federally-Regulated Consumer Product | 09/16/2016 |  | 11/28/2016
Carrier Corp. - Syracuse | Carrier | 59SP2A080E21--20 | LPG | Induced Draft | True | False | 1 | False | Up |  | None | Condensing | Single-Stage |  | 0.75 | Standard |  | 80000 | 75000 |  |  | 68600 | 319 | 92.1 | 78 | [8 empty] | Federally-Regulated Consumer Product | 09/16/2016 |  | 11/28/2016
Carrier Corp. - Syracuse | Carrier | 59SP2A080E21--20 | LPG | Induced Draft | True | False | 1 | False | Down |  | None | Condensing | Single-Stage |  | 0.75 | Standard |  | 80000 | 75000 |  |  | 68600 | 319 | 92.1 | 78 | [8 empty] | Federally-Regulated Consumer Product | 09/16/2016 |  | 11/28/2016
Carrier Corp. - Syracuse | Carrier | 59SP2A080E21--20 | LPG | Induced Draft | True | False | 1 | False | Horizontal |  | None | Condensing | Single-Stage |  | 0.75 | Standard |  | 80000 | 75000 |  |  | 68600 | 319 | 92.1 | 78 | [8 empty] | Federally-Regulated Consumer Product | 09/16/2016 |  | 11/28/2016
Carrier Corp. - Syracuse | Carrier | 59SP2A080E21--20 | Natural Gas | Induced Draft | True | False | 1 | False | Up |  | None | Condensing | Single-Stage |  | 0.75 | Standard |  | 80000 | 75000 |  |  | 68600 | 319 | 92.1 | 78 | [8 empty] | Federally-Regulated Consumer Product | 09/16/2016 |  | 11/28/2016
Carrier Corp. - Syracuse | Carrier | 59SP2A080E21--20 | Natural Gas | Induced Draft | True | False | 1 | False | Down |  | None | Condensing | Single-Stage |  | 0.75 | Standard |  | 80000 | 75000 |  |  | 68600 | 319 | 92.1 | 78 | [8 empty] | Federally-Regulated Consumer Product | 09/16/2016 |  | 11/28/2016
Carrier Corp. - Syracuse | Carrier | 59SP2A080E21--20 | Natural Gas | Induced Draft | True | False | 1 | False | Horizontal |  | None | Condensing | Single-Stage |  | 0.75 | Standard |  | 80000 | 75000 |  |  | 68600 | 319 | 92.1 | 78 | [8 empty] | Federally-Regulated Consumer Product | 09/16/2016 |  | 11/28/2016
Carrier Corp. - Syracuse | Carrier | 59SP2A100E21--20 | LPG | Induced Draft | True | False | 1 | False | Up |  | None | Condensing | Single-Stage |  | 0.75 | Standard |  | 100000 | 93000 |  |  | 85300 | 500 | 92.1 | 78 | [8 empty] | Federally-Regulated Consumer Product | 09/16/2016 |  | 11/28/2016
Carrier Corp. - Syracuse | Carrier | 59SP2A100E21--20 | LPG | Induced Draft | True | False | 1 | False | Down |  | None | Condensing | Single-Stage |  | 0.75 | Standard |  | 100000 | 93000 |  |  | 85300 | 500 | 92.1 | 78 | [8 empty] | Federally-Regulated Consumer Product | 09/16/2016 |  | 11/28/2016
Carrier Corp. - Syracuse | Carrier | 59SP2A100E21--20 | LPG | Induced Draft | True | False | 1 | False | Horizontal |  | None | Condensing | Single-Stage |  | 0.75 | Standard |  | 100000 | 93000 |  |  | 85300 | 500 | 92.1 | 78 | [8 empty] | Federally-Regulated Consumer Product | 09/16/2016 |  | 11/28/2016
Carrier Corp. - Syracuse | Carrier | 59SP2A100E21--20 | Natural Gas | Induced Draft | True | False | 1 | False | Up |  | None | Condensing | Single-Stage |  | 0.75 | Standard |  | 100000 | 93000 |  |  | 85300 | 500 | 92.1 | 78 | [8 empty] | Federally-Regulated Consumer Product | 09/16/2016 |  | 11/28/2016
Carrier Corp. - Syracuse | Carrier | 59SP2A100E21--20 | Natural Gas | Induced Draft | True | False | 1 | False | Down |  | None | Condensing | Single-Stage |  | 0.75 | Standard |  | 100000 | 93000 |  |  | 85300 | 500 | 92.1 | 78 | [8 empty] | Federally-Regulated Consumer Product | 09/16/2016 |  | 11/28/2016
Carrier Corp. - Syracuse | Carrier | 59SP2A100E21--20 | Natural Gas | Induced Draft | True | False | 1 | False | Horizontal |  | None | Condensing | Single-Stage |  | 0.75 | Standard |  | 100000 | 93000 |  |  | 85300 | 500 | 92.1 | 78 | [8 empty] | Federally-Regulated Consumer Product | 09/16/2016 |  | 11/28/2016
Carrier Corp. - Syracuse | Carrier | 59SP2A120E24--20 | LPG | Induced Draft | True | False | 1 | False | Up |  | None | Condensing | Single-Stage |  | 0.75 | Standard |  | 120000 | 112000 |  |  | 119600 | 646 | 92.1 | 78 | [8 empty] | Federally-Regulated Consumer Product | 09/16/2016 |  | 11/28/2016
Carrier Corp. - Syracuse | Carrier | 59SP2A120E24--20 | LPG | Induced Draft | True | False | 1 | False | Down |  | None | Condensing | Single-Stage |  | 0.75 | Standard |  | 120000 | 112000 |  |  | 119600 | 646 | 92.1 | 78 | [8 empty] | Federally-Regulated Consumer Product | 09/16/2016 |  | 11/28/2016
Carrier Corp. - Syracuse | Carrier | 59SP2A120E24--20 | LPG | Induced Draft | True | False | 1 | False | Horizontal |  | None | Condensing | Single-Stage |  | 0.75 | Standard |  | 120000 | 112000 |  |  | 119600 | 646 | 92.1 | 78 | [8 empty] | Federally-Regulated Consumer Product | 09/16/2016 |  | 11/28/2016
Carrier Corp. - Syracuse | Carrier | 59SP2A120E24--20 | Natural Gas | Induced Draft | True | False | 1 | False | Up |  | None | Condensing | Single-Stage |  | 0.75 | Standard |  | 120000 | 112000 |  |  | 119600 | 646 | 92.1 | 78 | [8 empty] | Federally-Regulated Consumer Product | 09/16/2016 |  | 11/28/2016
Carrier Corp. - Syracuse | Carrier | 59SP2A120E24--20 | Natural Gas | Induced Draft | True | False | 1 | False | Down |  | None | Condensing | Single-Stage |  | 0.75 | Standard |  | 120000 | 112000 |  |  | 119600 | 646 | 92.1 | 78 | [8 empty] | Federally-Regulated Consumer Product | 09/16/2016 |  | 11/28/2016
Carrier Corp. - Syracuse | Carrier | 59SP2A120E24--20 | Natural Gas | Induced Draft | True | False | 1 | False | Horizontal |  | None | Condensing | Single-Stage |  | 0.75 | Standard |  | 120000 | 112000 |  |  | 119600 | 646 | 92.1 | 78 | [8 empty] | Federally-Regulated Consumer Product | 09/16/2016 |  | 11/28/2016
International Comfort Products | Heil | G9MXT0401410A | LPG | Induced Draft | True | False | 1 | False | Up |  | None | Condensing | Two-Stage Modulating |  | 0.5 | Standard |  | 40000 | 39000 |  |  | 32300 | 115 | 96 | 78 | [8 empty] | Federally-Regulated Consumer Product | 08/17/2016 |  | 11/28/2016
International Comfort Products | Heil | G9MXT0401410A | LPG | Induced Draft | True | False | 1 | False | Horizontal |  | None | Condensing | Two-Stage Modulating |  | 0.5 | Standard |  | 40000 | 39000 |  |  | 32300 | 115 | 96 | 78 | [8 empty] | Federally-Regulated Consumer Product | 08/17/2016 |  | 11/28/2016
International Comfort Products | Heil | G9MXT0401410A | Natural Gas | Induced Draft | True | False | 1 | False | Up |  | None | Condensing | Two-Stage Modulating |  | 0.5 | Standard |  | 40000 | 39000 |  |  | 32300 | 115 | 96 | 78 | [8 empty] | Federally-Regulated Consumer Product | 08/17/2016 |  | 11/28/2016
International Comfort Products | Heil | G9MXT0401410A | Natural Gas | Induced Draft | True | False | 1 | False | Horizontal |  | None | Condensing | Two-Stage Modulating |  | 0.5 | Standard |  | 40000 | 39000 |  |  | 32300 | 115 | 96 | 78 | [8 empty] | Federally-Regulated Consumer Product | 08/17/2016 |  | 11/28/2016
International Comfort Products | Heil | G9MXT0601714A | LPG | Induced Draft | True | False | 1 | False | Up |  | None | Condensing | Two-Stage Modulating |  | 0.75 | Standard |  | 60000 | 58000 |  |  | 48600 | 132 | 96 | 78 | [8 empty] | Federally-Regulated Consumer Product | 08/17/2016 |  | 11/28/2016
International Comfort Products | Heil | G9MXT0601714A | LPG | Induced Draft | True | False | 1 | False | Horizontal |  | None | Condensing | Two-Stage Modulating |  | 0.75 | Standard |  | 60000 | 58000 |  |  | 48600 | 132 | 96 | 78 | [8 empty] | Federally-Regulated Consumer Product | 08/17/2016 |  | 11/28/2016
International Comfort Products | Heil | G9MXT0601714A | Natural Gas | Induced Draft | True | False | 1 | False | Up |  | None | Condensing | Two-Stage Modulating |  | 0.75 | Standard |  | 60000 | 58000 |  |  | 48600 | 132 | 96 | 78 | [8 empty] | Federally-Regulated Consumer Product | 08/17/2016 |  | 11/28/2016
International Comfort Products | Heil | G9MXT0601714A | Natural Gas | Induced Draft | True | False | 1 | False | Horizontal |  | None | Condensing | Two-Stage Modulating |  | 0.75 | Standard |  | 60000 | 58000 |  |  | 48600 | 132 | 96 | 78 | [8 empty] | Federally-Regulated Consumer Product | 08/17/2016 |  | 11/28/2016
International Comfort Products | Heil | G9MXT1202422A | LPG | Induced Draft | True | False | 1 | False | Up |  | None | Condensing | Two-Stage Modulating |  | 1 | Standard |  | 120000 | 117000 |  |  | 110400 | 548 | 96 | 78 | [8 empty] | Federally-Regulated Consumer Product | 08/17/2016 |  | 11/28/2016
International Comfort Products | Heil | G9MXT1202422A | LPG | Induced Draft | True | False | 1 | False | Horizontal |  | None | Condensing | Two-Stage Modulating |  | 1 | Standard |  | 120000 | 117000 |  |  | 110400 | 548 | 96 | 78 | [8 empty] | Federally-Regulated Consumer Product | 08/17/2016 |  | 11/28/2016
International Comfort Products | Heil | G9MXT1202422A | Natural Gas | Induced Draft | True | False | 1 | False | Up |  | None | Condensing | Two-Stage Modulating |  | 1 | Standard |  | 120000 | 117000 |  |  | 110400 | 548 | 96 | 78 | [8 empty] | Federally-Regulated Consumer Product | 08/17/2016 |  | 11/28/2016
International Comfort Products | Heil | G9MXT1202422A | Natural Gas | Induced Draft | True | False | 1 | False | Horizontal |  | None | Condensing | Two-Stage Modulating |  | 1 | Standard |  | 120000 | 117000 |  |  | 110400 | 548 | 96 | 78 | [8 empty] | Federally-Regulated Consumer Product | 08/17/2016 |  | 11/28/2016
International Comfort Products | Heil | G9MXT0801716A | LPG | Induced Draft | True | False | 1 | False | Up |  | None | Condensing | Two-Stage Modulating |  | 0.75 | Standard |  | 80000 | 78000 |  |  | 80200 | 314 | 96 | 78 | [8 empty] | Federally-Regulated Consumer Product | 08/17/2016 |  | 11/28/2016
International Comfort Products | Heil | G9MXT0801716A | LPG | Induced Draft | True | False | 1 | False | Horizontal |  | None | Condensing | Two-Stage Modulating |  | 0.75 | Standard |  | 80000 | 78000 |  |  | 80200 | 314 | 96 | 78 | [8 empty] | Federally-Regulated Consumer Product | 08/17/2016 |  | 11/28/2016
International Comfort Products | Heil | G9MXT0801716A | Natural Gas | Induced Draft | True | False | 1 | False | Up |  | None | Condensing | Two-Stage Modulating |  | 0.75 | Standard |  | 80000 | 78000 |  |  | 80200 | 314 | 96 | 78 | [8 empty] | Federally-Regulated Consumer Product | 08/17/2016 |  | 11/28/2016
International Comfort Products | Heil | G9MXT0801716A | Natural Gas | Induced Draft | True | False | 1 | False | Horizontal |  | None | Condensing | Two-Stage Modulating |  | 0.75 | Standard |  | 80000 | 78000 |  |  | 80200 | 314 | 96 | 78 | [8 empty] | Federally-Regulated Consumer Product | 08/17/2016 |  | 11/28/2016
International Comfort Products | Heil | N9MSE1402420A | LPG | Induced Draft | True | False | 1 | False | Up |  | None | Condensing | Single-Stage |  | 0.75 | Standard |  | 140000 | 135000 |  |  | 128900 | 1520 | 95.5 | 78 | [8 empty] | Federally-Regulated Consumer Product | 10/27/2016 |  | 11/28/2016
International Comfort Products | Heil | N9MSE1402420A | LPG | Induced Draft | True | False | 1 | False | Horizontal |  | None | Condensing | Single-Stage |  | 0.75 | Standard |  | 140000 | 135000 |  |  | 128900 | 1520 | 95.5 | 78 | [8 empty] | Federally-Regulated Consumer Product | 10/27/2016 |  | 11/28/2016
International Comfort Products | Heil | N9MSE1402420A | Natural Gas | Induced Draft | True | False | 1 | False | Up |  | None | Condensing | Single-Stage |  | 0.75 | Standard |  | 140000 | 135000 |  |  | 128900 | 1520 | 95.5 | 78 | [8 empty] | Federally-Regulated Consumer Product | 10/27/2016 |  | 11/28/2016
International Comfort Products | Heil | N9MSE1402420A | Natural Gas | Induced Draft | True | False | 1 | False | Horizontal |  | None | Condensing | Single-Stage |  | 0.75 | Standard |  | 140000 | 135000 |  |  | 128900 | 1520 | 95.5 | 78 | [8 empty] | Federally-Regulated Consumer Product | 10/27/2016 |  | 11/28/2016
International Comfort Products | Heil | G9MXT0802120A | LPG | Induced Draft | True | False | 1 | False | Up |  | None | Condensing | Two-Stage Modulating |  | 1 | Standard |  | 80000 | 78000 |  |  | 80700 | 316 | 96 | 78 | [8 empty] | Federally-Regulated Consumer Product | 08/17/2016 |  | 11/28/2016
International Comfort Products | Heil | G9MXT0802120A | LPG | Induced Draft | True | False | 1 | False | Horizontal |  | None | Condensing | Two-Stage Modulating |  | 1 | Standard |  | 80000 | 78000 |  |  | 80700 | 316 | 96 | 78 | [8 empty] | Federally-Regulated Consumer Product | 08/17/2016 |  | 11/28/2016
International Comfort Products | Heil | G9MXT0802120A | Natural Gas | Induced Draft | True | False | 1 | False | Up |  | None | Condensing | Two-Stage Modulating |  | 1 | Standard |  | 80000 | 78000 |  |  | 80700 | 316 | 96 | 78 | [8 empty] | Federally-Regulated Consumer Product | 08/17/2016 |  | 11/28/2016
International Comfort Products | Heil | G9MXT0802120A | Natural Gas | Induced Draft | True | False | 1 | False | Horizontal |  | None | Condensing | Two-Stage Modulating |  | 1 | Standard |  | 80000 | 78000 |  |  | 80700 | 316 | 96 | 78 | [8 empty] | Federally-Regulated Consumer Product | 08/17/2016 |  | 11/28/2016
International Comfort Products | Heil | G9MXT1002120A | LPG | Induced Draft | True | False | 1 | False | Up |  | None | Condensing | Two-Stage Modulating |  | 1 | Standard |  | 100000 | 97000 |  |  | 96100 | 434 | 96 | 78 | [8 empty] | Federally-Regulated Consumer Product | 10/27/2016 |  | 11/28/2016
International Comfort Products | Heil | G9MXT1002120A | LPG | Induced Draft | True | False | 1 | False | Horizontal |  | None | Condensing | Two-Stage Modulating |  | 1 | Standard |  | 100000 | 97000 |  |  | 96100 | 434 | 96 | 78 | [8 empty] | Federally-Regulated Consumer Product | 10/27/2016 |  | 11/28/2016
International Comfort Products | Heil | G9MXT1002120A | Natural Gas | Induced Draft | True | False | 1 | False | Up |  | None | Condensing | Two-Stage Modulating |  | 1 | Standard |  | 100000 | 97000 |  |  | 96100 | 434 | 96 | 78 | [8 empty] | Federally-Regulated Consumer Product | 10/27/2016 |  | 11/28/2016
International Comfort Products | Heil | G9MXT1002120A | Natural Gas | Induced Draft | True | False | 1 | False | Horizontal |  | None | Condensing | Two-Stage Modulating |  | 1 | Standard |  | 100000 | 97000 |  |  | 96100 | 434 | 96 | 78 | [8 empty] | Federally-Regulated Consumer Product | 10/27/2016 |  | 11/28/2016
International Comfort Products | Heil | G9MAE0601714A | LPG | Induced Draft | True | False | 1 | False | Up |  | None | Condensing | Step Modulating |  | 0.5 | Standard |  | 60000 | 59000 |  |  | 46900 | 95 | 97 | 78 | [8 empty] | Federally-Regulated Consumer Product | 08/17/2016 |  | 11/28/2016
International Comfort Products | Heil | G9MAE0601714A | LPG | Induced Draft | True | False | 1 | False | Horizontal |  | None | Condensing | Step Modulating |  | 0.5 | Standard |  | 60000 | 59000 |  |  | 46900 | 95 | 97 | 78 | [8 empty] | Federally-Regulated Consumer Product | 08/17/2016 |  | 11/28/2016
International Comfort Products | Heil | G9MAE0601714A | Natural Gas | Induced Draft | True | False | 1 | False | Up |  | None | Condensing | Step Modulating |  | 0.5 | Standard |  | 60000 | 59000 |  |  | 46900 | 95 | 97 | 78 | [8 empty] | Federally-Regulated Consumer Product | 08/17/2016 |  | 11/28/2016
International Comfort Products | Heil | G9MAE0601714A | Natural Gas | Induced Draft | True | False | 1 | False | Horizontal |  | None | Condensing | Step Modulating |  | 0.5 | Standard |  | 60000 | 59000 |  |  | 46900 | 95 | 97 | 78 | [8 empty] | Federally-Regulated Consumer Product | 08/17/2016 |  | 11/28/2016
International Comfort Products | Heil | G9MAE0801714A | LPG | Induced Draft | True | False | 1 | False | Up |  | None | Condensing | Step Modulating |  | 0.5 | Standard |  | 80000 | 78000 |  |  | 77700 | 405 | 97 | 78 | [8 empty] | Federally-Regulated Consumer Product | 08/17/2016 |  | 11/28/2016
International Comfort Products | Heil | G9MAE0801714A | LPG | Induced Draft | True | False | 1 | False | Horizontal |  | None | Condensing | Step Modulating |  | 0.5 | Standard |  | 80000 | 78000 |  |  | 77700 | 405 | 97 | 78 | [8 empty] | Federally-Regulated Consumer Product | 08/17/2016 |  | 11/28/2016
International Comfort Products | Heil | G9MAE0801714A | Natural Gas | Induced Draft | True | False | 1 | False | Up |  | None | Condensing | Step Modulating |  | 0.5 | Standard |  | 80000 | 78000 |  |  | 77700 | 405 | 97 | 78 | [8 empty] | Federally-Regulated Consumer Product | 08/17/2016 |  | 11/28/2016
International Comfort Products | Heil | G9MAE0801714A | Natural Gas | Induced Draft | True | False | 1 | False | Horizontal |  | None | Condensing | Step Modulating |  | 0.5 | Standard |  | 80000 | 78000 |  |  | 77700 | 405 | 97 | 78 | [8 empty] | Federally-Regulated Consumer Product | 08/17/2016 |  | 11/28/2016
International Comfort Products | Heil | G9MAE1202422A | LPG | Induced Draft | True | False | 1 | False | Up |  | None | Condensing | Step Modulating |  | 1 | Standard |  | 120000 | 117000 |  |  | 109200 | 447 | 97 | 78 | [8 empty] | Federally-Regulated Consumer Product | 08/17/2016 |  | 11/28/2016
International Comfort Products | Heil | G9MAE1202422A | LPG | Induced Draft | True | False | 1 | False | Horizontal |  | None | Condensing | Step Modulating |  | 1 | Standard |  | 120000 | 117000 |  |  | 109200 | 447 | 97 | 78 | [8 empty] | Federally-Regulated Consumer Product | 08/17/2016 |  | 11/28/2016
International Comfort Products | Heil | G9MAE1202422A | Natural Gas | Induced Draft | True | False | 1 | False | Up |  | None | Condensing | Step Modulating |  | 1 | Standard |  | 120000 | 117000 |  |  | 109200 | 447 | 97 | 78 | [8 empty] | Federally-Regulated Consumer Product | 08/17/2016 |  | 11/28/2016
International Comfort Products | Heil | G9MAE1202422A | Natural Gas | Induced Draft | True | False | 1 | False | Horizontal |  | None | Condensing | Step Modulating |  | 1 | Standard |  | 120000 | 117000 |  |  | 109200 | 447 | 97 | 78 | [8 empty] | Federally-Regulated Consumer Product | 08/17/2016 |  | 11/28/2016
International Comfort Products | Heil | G9MAE0602120A | LPG | Induced Draft | True | False | 1 | False | Up |  | None | Condensing | Step Modulating |  | 1 | Standard |  | 61000 | 60000 |  |  | 62400 | 356 | 98 | 78 | [8 empty] | Federally-Regulated Consumer Product | 08/17/2016 |  | 11/28/2016
International Comfort Products | Heil | G9MAE0602120A | LPG | Induced Draft | True | False | 1 | False | Horizontal |  | None | Condensing | Step Modulating |  | 1 | Standard |  | 61000 | 60000 |  |  | 62400 | 356 | 98 | 78 | [8 empty] | Federally-Regulated Consumer Product | 08/17/2016 |  | 11/28/2016
International Comfort Products | Heil | G9MAE0602120A | Natural Gas | Induced Draft | True | False | 1 | False | Up |  | None | Condensing | Step Modulating |  | 1 | Standard |  | 61000 | 60000 |  |  | 62400 | 356 | 98 | 78 | [8 empty] | Federally-Regulated Consumer Product | 08/17/2016 |  | 11/28/2016
International Comfort Products | Heil | G9MAE0602120A | Natural Gas | Induced Draft | True | False | 1 | False | Horizontal |  | None | Condensing | Step Modulating |  | 1 | Standard |  | 61000 | 60000 |  |  | 62400 | 356 | 98 | 78 | [8 empty] | Federally-Regulated Consumer Product | 08/17/2016 |  | 11/28/2016
International Comfort Products | Heil | G9MAE1002122A | LPG | Induced Draft | True | False | 1 | False | Up |  | None | Condensing | Step Modulating |  | 1 | Standard |  | 100000 | 98000 |  |  | 95100 | 380 | 97 | 78 | [8 empty] | Federally-Regulated Consumer Product | 08/17/2016 |  | 11/28/2016
International Comfort Products | Heil | G9MAE1002122A | LPG | Induced Draft | True | False | 1 | False | Horizontal |  | None | Condensing | Step Modulating |  | 1 | Standard |  | 100000 | 98000 |  |  | 95100 | 380 | 97 | 78 | [8 empty] | Federally-Regulated Consumer Product | 08/17/2016 |  | 11/28/2016
International Comfort Products | Heil | G9MAE1002122A | Natural Gas | Induced Draft | True | False | 1 | False | Up |  | None | Condensing | Step Modulating |  | 1 | Standard |  | 100000 | 98000 |  |  | 95100 | 380 | 97 | 78 | [8 empty] | Federally-Regulated Consumer Product | 08/17/2016 |  | 11/28/2016
International Comfort Products | Heil | G9MAE1002122A | Natural Gas | Induced Draft | True | False | 1 | False | Horizontal |  | None | Condensing | Step Modulating |  | 1 | Standard |  | 100000 | 98000 |  |  | 95100 | 380 | 97 | 78 | [8 empty] | Federally-Regulated Consumer Product | 08/17/2016 |  | 11/28/2016
International Comfort Products | Heil | G9MVE0401410A | LPG | Induced Draft | True | False | 1 | False | Up |  | None | Condensing | Two-Stage Modulating |  | 0.5 | Standard |  | 40000 | 39000 |  |  | 32200 | 176 | 96 | 78 | [8 empty] | Federally-Regulated Consumer Product | 08/17/2016 |  | 11/28/2016
International Comfort Products | Heil | G9MVE0401410A | LPG | Induced Draft | True | False | 1 | False | Horizontal |  | None | Condensing | Two-Stage Modulating |  | 0.5 | Standard |  | 40000 | 39000 |  |  | 32200 | 176 | 96 | 78 | [8 empty] | Federally-Regulated Consumer Product | 08/17/2016 |  | 11/28/2016
International Comfort Products | Heil | G9MVE0401410A | Natural Gas | Induced Draft | True | False | 1 | False | Up |  | None | Condensing | Two-Stage Modulating |  | 0.5 | Standard |  | 40000 | 39000 |  |  | 32200 | 176 | 96 | 78 | [8 empty] | Federally-Regulated Consumer Product | 08/17/2016 |  | 11/28/2016
International Comfort Products | Heil | G9MVE0401410A | Natural Gas | Induced Draft | True | False | 1 | False | Horizontal |  | None | Condensing | Two-Stage Modulating |  | 0.5 | Standard |  | 40000 | 39000 |  |  | 32200 | 176 | 96 | 78 | [8 empty] | Federally-Regulated Consumer Product | 08/17/2016 |  | 11/28/2016
International Comfort Products | Heil | G9MVE0601714A | LPG | Induced Draft | True | False | 1 | False | Up |  | None | Condensing | Two-Stage Modulating |  | 0.75 | Standard |  | 60000 | 58000 |  |  | 48500 | 195 | 96 | 78 | [8 empty] | Federally-Regulated Consumer Product | 08/17/2016 |  | 11/28/2016
International Comfort Products | Heil | G9MVE0601714A | LPG | Induced Draft | True | False | 1 | False | Horizontal |  | None | Condensing | Two-Stage Modulating |  | 0.75 | Standard |  | 60000 | 58000 |  |  | 48500 | 195 | 96 | 78 | [8 empty] | Federally-Regulated Consumer Product | 08/17/2016 |  | 11/28/2016
International Comfort Products | Heil | G9MVE0601714A | Natural Gas | Induced Draft | True | False | 1 | False | Up |  | None | Condensing | Two-Stage Modulating |  | 0.75 | Standard |  | 60000 | 58000 |  |  | 48500 | 195 | 96 | 78 | [8 empty] | Federally-Regulated Consumer Product | 08/17/2016 |  | 11/28/2016
International Comfort Products | Heil | G9MVE0601714A | Natural Gas | Induced Draft | True | False | 1 | False | Horizontal |  | None | Condensing | Two-Stage Modulating |  | 0.75 | Standard |  | 60000 | 58000 |  |  | 48500 | 195 | 96 | 78 | [8 empty] | Federally-Regulated Consumer Product | 08/17/2016 |  | 11/28/2016
International Comfort Products | Heil | G9MVE0801716A | LPG | Induced Draft | True | False | 1 | False | Up |  | None | Condensing | Two-Stage Modulating |  | 0.75 | Standard |  | 80000 | 78000 |  |  | 79900 | 414 | 96 | 78 | [8 empty] | Federally-Regulated Consumer Product | 08/17/2016 |  | 11/28/2016
International Comfort Products | Heil | G9MVE0801716A | LPG | Induced Draft | True | False | 1 | False | Horizontal |  | None | Condensing | Two-Stage Modulating |  | 0.75 | Standard |  | 80000 | 78000 |  |  | 79900 | 414 | 96 | 78 | [8 empty] | Federally-Regulated Consumer Product | 08/17/2016 |  | 11/28/2016
International Comfort Products | Heil | G9MVE0801716A | Natural Gas | Induced Draft | True | False | 1 | False | Up |  | None | Condensing | Two-Stage Modulating |  | 0.75 | Standard |  | 80000 | 78000 |  |  | 79900 | 414 | 96 | 78 | [8 empty] | Federally-Regulated Consumer Product | 08/17/2016 |  | 11/28/2016
International Comfort Products | Heil | G9MVE0801716A | Natural Gas | Induced Draft | True | False | 1 | False | Horizontal |  | None | Condensing | Two-Stage Modulating |  | 0.75 | Standard |  | 80000 | 78000 |  |  | 79900 | 414 | 96 | 78 | [8 empty] | Federally-Regulated Consumer Product | 08/17/2016 |  | 11/28/2016
International Comfort Products | Heil | G9MVE1202422A | LPG | Induced Draft | True | False | 1 | False | Up |  | None | Condensing | Two-Stage Modulating |  | 1 | Standard |  | 120000 | 117000 |  |  | 110000 | 629 | 96 | 78 | [8 empty] | Federally-Regulated Consumer Product | 08/17/2016 |  | 11/28/2016
International Comfort Products | Heil | G9MVE1202422A | LPG | Induced Draft | True | False | 1 | False | Horizontal |  | None | Condensing | Two-Stage Modulating |  | 1 | Standard |  | 120000 | 117000 |  |  | 110000 | 629 | 96 | 78 | [8 empty] | Federally-Regulated Consumer Product | 08/17/2016 |  | 11/28/2016
International Comfort Products | Heil | G9MVE1202422A | Natural Gas | Induced Draft | True | False | 1 | False | Up |  | None | Condensing | Two-Stage Modulating |  | 1 | Standard |  | 120000 | 117000 |  |  | 110000 | 629 | 96 | 78 | [8 empty] | Federally-Regulated Consumer Product | 08/17/2016 |  | 11/28/2016
International Comfort Products | Heil | G9MVE1202422A | Natural Gas | Induced Draft | True | False | 1 | False | Horizontal |  | None | Condensing | Two-Stage Modulating |  | 1 | Standard |  | 120000 | 117000 |  |  | 110000 | 629 | 96 | 78 | [8 empty] | Federally-Regulated Consumer Product | 08/17/2016 |  | 11/28/2016
International Comfort Products | Heil | G9MVE0802120A | LPG | Induced Draft | True | False | 1 | False | Up |  | None | Condensing | Two-Stage Modulating |  | 1 | Standard |  | 80000 | 78000 |  |  | 81400 | 298 | 96 | 78 | [8 empty] | Federally-Regulated Consumer Product | 08/17/2016 |  | 11/28/2016
International Comfort Products | Heil | G9MVE0802120A | LPG | Induced Draft | True | False | 1 | False | Horizontal |  | None | Condensing | Two-Stage Modulating |  | 1 | Standard |  | 80000 | 78000 |  |  | 81400 | 298 | 96 | 78 | [8 empty] | Federally-Regulated Consumer Product | 08/17/2016 |  | 11/28/2016
International Comfort Products | Heil | G9MVE0802120A | Natural Gas | Induced Draft | True | False | 1 | False | Up |  | None | Condensing | Two-Stage Modulating |  | 1 | Standard |  | 80000 | 78000 |  |  | 81400 | 298 | 96 | 78 | [8 empty] | Federally-Regulated Consumer Product | 08/17/2016 |  | 11/28/2016
International Comfort Products | Heil | G9MVE0802120A | Natural Gas | Induced Draft | True | False | 1 | False | Horizontal |  | None | Condensing | Two-Stage Modulating |  | 1 | Standard |  | 80000 | 78000 |  |  | 81400 | 298 | 96 | 78 | [8 empty] | Federally-Regulated Consumer Product | 08/17/2016 |  | 11/28/2016
International Comfort Products | Heil | N9MSE1402420A* | LPG | Induced Draft | True | False | 1 | False | Up |  | None | Condensing | Single-Stage |  | 0.75 | Standard |  | 140000 | 135000 |  |  | 128900 | 1520 | 95.5 | 78 | [8 empty] | Federally-Regulated Consumer Product | 08/17/2016 |  | 11/28/2016
International Comfort Products | Heil | N9MSE1402420A* | LPG | Induced Draft | True | False | 1 | False | Horizontal |  | None | Condensing | Single-Stage |  | 0.75 | Standard |  | 140000 | 135000 |  |  | 128900 | 1520 | 95.5 | 78 | [8 empty] | Federally-Regulated Consumer Product | 08/17/2016 |  | 11/28/2016
International Comfort Products | Heil | N9MSE1402420A* | Natural Gas | Induced Draft | True | False | 1 | False | Up |  | None | Condensing | Single-Stage |  | 0.75 | Standard |  | 140000 | 135000 |  |  | 128900 | 1520 | 95.5 | 78 | [8 empty] | Federally-Regulated Consumer Product | 08/17/2016 |  | 11/28/2016
International Comfort Products | Heil | N9MSE1402420A* | Natural Gas | Induced Draft | True | False | 1 | False | Horizontal |  | None | Condensing | Single-Stage |  | 0.75 | Standard |  | 140000 | 135000 |  |  | 128900 | 1520 | 95.5 | 78 | [8 empty] | Federally-Regulated Consumer Product | 08/17/2016 |  | 11/28/2016
International Comfort Products | Heil | G9MVE0401712A | LPG | Induced Draft | True | False | 1 | False | Up |  | None | Condensing | Two-Stage Modulating |  | 0.5 | Standard |  | 40000 | 39000 |  |  | 32500 | 129 | 96 | 78 | [8 empty] | Federally-Regulated Consumer Product | 08/17/2016 |  | 11/28/2016
International Comfort Products | Heil | G9MVE0401712A | LPG | Induced Draft | True | False | 1 | False | Horizontal |  | None | Condensing | Two-Stage Modulating |  | 0.5 | Standard |  | 40000 | 39000 |  |  | 32500 | 129 | 96 | 78 | [8 empty] | Federally-Regulated Consumer Product | 08/17/2016 |  | 11/28/2016
International Comfort Products | Heil | G9MVE0401712A | Natural Gas | Induced Draft | True | False | 1 | False | Up |  | None | Condensing | Two-Stage Modulating |  | 0.5 | Standard |  | 40000 | 39000 |  |  | 32500 | 129 | 96 | 78 | [8 empty] | Federally-Regulated Consumer Product | 08/17/2016 |  | 11/28/2016
International Comfort Products | Heil | G9MVE0401712A | Natural Gas | Induced Draft | True | False | 1 | False | Horizontal |  | None | Condensing | Two-Stage Modulating |  | 0.5 | Standard |  | 40000 | 39000 |  |  | 32500 | 129 | 96 | 78 | [8 empty] | Federally-Regulated Consumer Product | 08/17/2016 |  | 11/28/2016
International Comfort Products | Heil | G9MVE0601412A | LPG | Induced Draft | True | False | 1 | False | Up |  | None | Condensing | Two-Stage Modulating |  | 0.5 | Standard |  | 60000 | 58000 |  |  | 48400 | 247 | 95 | 78 | [8 empty] | Federally-Regulated Consumer Product | 08/17/2016 |  | 11/28/2016
International Comfort Products | Heil | G9MVE0601412A | LPG | Induced Draft | True | False | 1 | False | Horizontal |  | None | Condensing | Two-Stage Modulating |  | 0.5 | Standard |  | 60000 | 58000 |  |  | 48400 | 247 | 95 | 78 | [8 empty] | Federally-Regulated Consumer Product | 08/17/2016 |  | 11/28/2016
International Comfort Products | Heil | G9MVE0601412A | Natural Gas | Induced Draft | True | False | 1 | False | Up |  | None | Condensing | Two-Stage Modulating |  | 0.5 | Standard |  | 60000 | 58000 |  |  | 48400 | 247 | 95 | 78 | [8 empty] | Federally-Regulated Consumer Product | 08/17/2016 |  | 11/28/2016
International Comfort Products | Heil | G9MVE0601412A | Natural Gas | Induced Draft | True | False | 1 | False | Horizontal |  | None | Condensing | Two-Stage Modulating |  | 0.5 | Standard |  | 60000 | 58000 |  |  | 48400 | 247 | 95 | 78 | [8 empty] | Federally-Regulated Consumer Product | 08/17/2016 |  | 11/28/2016
International Comfort Products | Heil | G9MXT0401712A* | LPG | Induced Draft | True | False | 1 | False | Up |  | None | Condensing | Two-Stage Modulating |  | 0.5 | Standard |  | 40000 | 39000 |  |  | 32400 | 144 | 96 | 78 | [8 empty] | Federally-Regulated Consumer Product | 08/17/2016 |  | 11/28/2016
International Comfort Products | Heil | G9MXT0401712A* | LPG | Induced Draft | True | False | 1 | False | Horizontal |  | None | Condensing | Two-Stage Modulating |  | 0.5 | Standard |  | 40000 | 39000 |  |  | 32400 | 144 | 96 | 78 | [8 empty] | Federally-Regulated Consumer Product | 08/17/2016 |  | 11/28/2016
International Comfort Products | Heil | G9MXT0401712A* | Natural Gas | Induced Draft | True | False | 1 | False | Up |  | None | Condensing | Two-Stage Modulating |  | 0.5 | Standard |  | 40000 | 39000 |  |  | 32400 | 144 | 96 | 78 | [8 empty] | Federally-Regulated Consumer Product | 08/17/2016 |  | 11/28/2016
International Comfort Products | Heil | G9MXT0401712A* | Natural Gas | Induced Draft | True | False | 1 | False | Horizontal |  | None | Condensing | Two-Stage Modulating |  | 0.5 | Standard |  | 40000 | 39000 |  |  | 32400 | 144 | 96 | 78 | [8 empty] | Federally-Regulated Consumer Product | 08/17/2016 |  | 11/28/2016
International Comfort Products | Heil | G9MXT0601412A* | LPG | Induced Draft | True | False | 1 | False | Up |  | None | Condensing | Two-Stage Modulating |  | 0.5 | Standard |  | 60000 | 58000 |  |  | 48700 | 248 | 95 | 78 | [8 empty] | Federally-Regulated Consumer Product | 08/17/2016 |  | 11/28/2016
International Comfort Products | Heil | G9MXT0601412A* | LPG | Induced Draft | True | False | 1 | False | Horizontal |  | None | Condensing | Two-Stage Modulating |  | 0.5 | Standard |  | 60000 | 58000 |  |  | 48700 | 248 | 95 | 78 | [8 empty] | Federally-Regulated Consumer Product | 08/17/2016 |  | 11/28/2016
International Comfort Products | Heil | G9MXT0601412A* | Natural Gas | Induced Draft | True | False | 1 | False | Up |  | None | Condensing | Two-Stage Modulating |  | 0.5 | Standard |  | 60000 | 58000 |  |  | 48700 | 248 | 95 | 78 | [8 empty] | Federally-Regulated Consumer Product | 08/17/2016 |  | 11/28/2016
International Comfort Products | Heil | G9MXT0601412A* | Natural Gas | Induced Draft | True | False | 1 | False | Horizontal |  | None | Condensing | Two-Stage Modulating |  | 0.5 | Standard |  | 60000 | 58000 |  |  | 48700 | 248 | 95 | 78 | [8 empty] | Federally-Regulated Consumer Product | 08/17/2016 |  | 11/28/2016
International Comfort Products | Heil | G9MVE0401712A*D | LPG | Induced Draft | True | False | 1 | False | Down |  | None | Condensing | Two-Stage Modulating |  | 0.5 | Standard |  | 40000 | 39000 |  |  | 32600 | 151 | 94.4 | 78 | [8 empty] | Federally-Regulated Consumer Product | 08/17/2016 |  | 11/28/2016
International Comfort Products | Heil | G9MVE0401712A*D | Natural Gas | Induced Draft | True | False | 1 | False | Down |  | None | Condensing | Two-Stage Modulating |  | 0.5 | Standard |  | 40000 | 39000 |  |  | 32600 | 151 | 94.4 | 78 | [8 empty] | Federally-Regulated Consumer Product | 08/17/2016 |  | 11/28/2016
International Comfort Products | ICP Commercial | F9MXT0801716A | LPG | Induced Draft | True | False | 1 | False | Up |  | None | Condensing | Two-Stage Modulating |  | 0.75 | Standard |  | 80000 | 78000 |  |  | 80200 | 314 | 96 | 78 | [8 empty] | Federally-Regulated Consumer Product | 08/17/2016 |  | 11/28/2016
International Comfort Products | ICP Commercial | F9MXT0801716A | LPG | Induced Draft | True | False | 1 | False | Horizontal |  | None | Condensing | Two-Stage Modulating |  | 0.75 | Standard |  | 80000 | 78000 |  |  | 80200 | 314 | 96 | 78 | [8 empty] | Federally-Regulated Consumer Product | 08/17/2016 |  | 11/28/2016
International Comfort Products | ICP Commercial | F9MXT0801716A | Natural Gas | Induced Draft | True | False | 1 | False | Up |  | None | Condensing | Two-Stage Modulating |  | 0.75 | Standard |  | 80000 | 78000 |  |  | 80200 | 314 | 96 | 78 | [8 empty] | Federally-Regulated Consumer Product | 08/17/2016 |  | 11/28/2016
International Comfort Products | ICP Commercial | F9MXT0801716A | Natural Gas | Induced Draft | True | False | 1 | False | Horizontal |  | None | Condensing | Two-Stage Modulating |  | 0.75 | Standard |  | 80000 | 78000 |  |  | 80200 | 314 | 96 | 78 | [8 empty] | Federally-Regulated Consumer Product | 08/17/2016 |  | 11/28/2016
International Comfort Products | ICP Commercial | F9MXT1202422A | LPG | Induced Draft | True | False | 1 | False | Up |  | None | Condensing | Two-Stage Modulating |  | 1 | Standard |  | 120000 | 117000 |  |  | 110400 | 548 | 96 | 78 | [8 empty] | Federally-Regulated Consumer Product | 08/17/2016 |  | 11/28/2016
International Comfort Products | ICP Commercial | F9MXT1202422A | LPG | Induced Draft | True | False | 1 | False | Horizontal |  | None | Condensing | Two-Stage Modulating |  | 1 | Standard |  | 120000 | 117000 |  |  | 110400 | 548 | 96 | 78 | [8 empty] | Federally-Regulated Consumer Product | 08/17/2016 |  | 11/28/2016
International Comfort Products | ICP Commercial | F9MXT1202422A | Natural Gas | Induced Draft | True | False | 1 | False | Up |  | None | Condensing | Two-Stage Modulating |  | 1 | Standard |  | 120000 | 117000 |  |  | 110400 | 548 | 96 | 78 | [8 empty] | Federally-Regulated Consumer Product | 08/17/2016 |  | 11/28/2016
International Comfort Products | ICP Commercial | F9MXT1202422A | Natural Gas | Induced Draft | True | False | 1 | False | Horizontal |  | None | Condensing | Two-Stage Modulating |  | 1 | Standard |  | 120000 | 117000 |  |  | 110400 | 548 | 96 | 78 | [8 empty] | Federally-Regulated Consumer Product | 08/17/2016 |  | 11/28/2016
International Comfort Products | ICP Commercial | F9MXT0401410A | LPG | Induced Draft | True | False | 1 | False | Up |  | None | Condensing | Two-Stage Modulating |  | 0.5 | Standard |  | 40000 | 39000 |  |  | 32300 | 115 | 96 | 78 | [8 empty] | Federally-Regulated Consumer Product | 08/17/2016 |  | 11/28/2016
International Comfort Products | ICP Commercial | F9MXT0401410A | LPG | Induced Draft | True | False | 1 | False | Horizontal |  | None | Condensing | Two-Stage Modulating |  | 0.5 | Standard |  | 40000 | 39000 |  |  | 32300 | 115 | 96 | 78 | [8 empty] | Federally-Regulated Consumer Product | 08/17/2016 |  | 11/28/2016
International Comfort Products | ICP Commercial | F9MXT0401410A | Natural Gas | Induced Draft | True | False | 1 | False | Up |  | None | Condensing | Two-Stage Modulating |  | 0.5 | Standard |  | 40000 | 39000 |  |  | 32300 | 115 | 96 | 78 | [8 empty] | Federally-Regulated Consumer Product | 08/17/2016 |  | 11/28/2016
International Comfort Products | ICP Commercial | F9MXT0401410A | Natural Gas | Induced Draft | True | False | 1 | False | Horizontal |  | None | Condensing | Two-Stage Modulating |  | 0.5 | Standard |  | 40000 | 39000 |  |  | 32300 | 115 | 96 | 78 | [8 empty] | Federally-Regulated Consumer Product | 08/17/2016 |  | 11/28/2016
International Comfort Products | ICP Commercial | F9MXT0601714A | LPG | Induced Draft | True | False | 1 | False | Up |  | None | Condensing | Two-Stage Modulating |  | 0.75 | Standard |  | 60000 | 58000 |  |  | 48600 | 132 | 96 | 78 | [8 empty] | Federally-Regulated Consumer Product | 08/17/2016 |  | 11/28/2016
International Comfort Products | ICP Commercial | F9MXT0601714A | LPG | Induced Draft | True | False | 1 | False | Horizontal |  | None | Condensing | Two-Stage Modulating |  | 0.75 | Standard |  | 60000 | 58000 |  |  | 48600 | 132 | 96 | 78 | [8 empty] | Federally-Regulated Consumer Product | 08/17/2016 |  | 11/28/2016
International Comfort Products | ICP Commercial | F9MXT0601714A | Natural Gas | Induced Draft | True | False | 1 | False | Up |  | None | Condensing | Two-Stage Modulating |  | 0.75 | Standard |  | 60000 | 58000 |  |  | 48600 | 132 | 96 | 78 | [8 empty] | Federally-Regulated Consumer Product | 08/17/2016 |  | 11/28/2016
International Comfort Products | ICP Commercial | F9MXT0601714A | Natural Gas | Induced Draft | True | False | 1 | False | Horizontal |  | None | Condensing | Two-Stage Modulating |  | 0.75 | Standard |  | 60000 | 58000 |  |  | 48600 | 132 | 96 | 78 | [8 empty] | Federally-Regulated Consumer Product | 08/17/2016 |  | 11/28/2016
International Comfort Products | ICP Commercial | G9MXT0401410A | LPG | Induced Draft | True | False | 1 | False | Up |  | None | Condensing | Two-Stage Modulating |  | 0.5 | Standard |  | 40000 | 39000 |  |  | 32300 | 115 | 96 | 78 | [8 empty] | Federally-Regulated Consumer Product | 08/17/2016 |  | 11/28/2016
International Comfort Products | ICP Commercial | G9MXT0401410A | LPG | Induced Draft | True | False | 1 | False | Horizontal |  | None | Condensing | Two-Stage Modulating |  | 0.5 | Standard |  | 40000 | 39000 |  |  | 32300 | 115 | 96 | 78 | [8 empty] | Federally-Regulated Consumer Product | 08/17/2016 |  | 11/28/2016
International Comfort Products | ICP Commercial | G9MXT0401410A | Natural Gas | Induced Draft | True | False | 1 | False | Up |  | None | Condensing | Two-Stage Modulating |  | 0.5 | Standard |  | 40000 | 39000 |  |  | 32300 | 115 | 96 | 78 | [8 empty] | Federally-Regulated Consumer Product | 08/17/2016 |  | 11/28/2016
International Comfort Products | ICP Commercial | G9MXT0401410A | Natural Gas | Induced Draft | True | False | 1 | False | Horizontal |  | None | Condensing | Two-Stage Modulating |  | 0.5 | Standard |  | 40000 | 39000 |  |  | 32300 | 115 | 96 | 78 | [8 empty] | Federally-Regulated Consumer Product | 08/17/2016 |  | 11/28/2016
International Comfort Products | ICP Commercial | G9MXT0601714A | LPG | Induced Draft | True | False | 1 | False | Up |  | None | Condensing | Two-Stage Modulating |  | 0.75 | Standard |  | 60000 | 58000 |  |  | 48600 | 132 | 96 | 78 | [8 empty] | Federally-Regulated Consumer Product | 08/17/2016 |  | 11/28/2016
International Comfort Products | ICP Commercial | G9MXT0601714A | LPG | Induced Draft | True | False | 1 | False | Horizontal |  | None | Condensing | Two-Stage Modulating |  | 0.75 | Standard |  | 60000 | 58000 |  |  | 48600 | 132 | 96 | 78 | [8 empty] | Federally-Regulated Consumer Product | 08/17/2016 |  | 11/28/2016
International Comfort Products | ICP Commercial | G9MXT0601714A | Natural Gas | Induced Draft | True | False | 1 | False | Up |  | None | Condensing | Two-Stage Modulating |  | 0.75 | Standard |  | 60000 | 58000 |  |  | 48600 | 132 | 96 | 78 | [8 empty] | Federally-Regulated Consumer Product | 08/17/2016 |  | 11/28/2016
International Comfort Products | ICP Commercial | G9MXT0601714A | Natural Gas | Induced Draft | True | False | 1 | False | Horizontal |  | None | Condensing | Two-Stage Modulating |  | 0.75 | Standard |  | 60000 | 58000 |  |  | 48600 | 132 | 96 | 78 | [8 empty] | Federally-Regulated Consumer Product | 08/17/2016 |  | 11/28/2016
International Comfort Products | ICP Commercial | G9MXT1202422A | LPG | Induced Draft | True | False | 1 | False | Up |  | None | Condensing | Two-Stage Modulating |  | 1 | Standard |  | 120000 | 117000 |  |  | 110400 | 548 | 96 | 78 | [8 empty] | Federally-Regulated Consumer Product | 08/17/2016 |  | 11/28/2016
International Comfort Products | ICP Commercial | G9MXT1202422A | LPG | Induced Draft | True | False | 1 | False | Horizontal |  | None | Condensing | Two-Stage Modulating |  | 1 | Standard |  | 120000 | 117000 |  |  | 110400 | 548 | 96 | 78 | [8 empty] | Federally-Regulated Consumer Product | 08/17/2016 |  | 11/28/2016
International Comfort Products | ICP Commercial | G9MXT1202422A | Natural Gas | Induced Draft | True | False | 1 | False | Up |  | None | Condensing | Two-Stage Modulating |  | 1 | Standard |  | 120000 | 117000 |  |  | 110400 | 548 | 96 | 78 | [8 empty] | Federally-Regulated Consumer Product | 08/17/2016 |  | 11/28/2016
International Comfort Products | ICP Commercial | G9MXT1202422A | Natural Gas | Induced Draft | True | False | 1 | False | Horizontal |  | None | Condensing | Two-Stage Modulating |  | 1 | Standard |  | 120000 | 117000 |  |  | 110400 | 548 | 96 | 78 | [8 empty] | Federally-Regulated Consumer Product | 08/17/2016 |  | 11/28/2016
International Comfort Products | ICP Commercial | G9MXT0801716A | LPG | Induced Draft | True | False | 1 | False | Up |  | None | Condensing | Two-Stage Modulating |  | 0.75 | Standard |  | 80000 | 78000 |  |  | 80200 | 314 | 96 | 78 | [8 empty] | Federally-Regulated Consumer Product | 08/17/2016 |  | 11/28/2016
International Comfort Products | ICP Commercial | G9MXT0801716A | LPG | Induced Draft | True | False | 1 | False | Horizontal |  | None | Condensing | Two-Stage Modulating |  | 0.75 | Standard |  | 80000 | 78000 |  |  | 80200 | 314 | 96 | 78 | [8 empty] | Federally-Regulated Consumer Product | 08/17/2016 |  | 11/28/2016
International Comfort Products | ICP Commercial | G9MXT0801716A | Natural Gas | Induced Draft | True | False | 1 | False | Up |  | None | Condensing | Two-Stage Modulating |  | 0.75 | Standard |  | 80000 | 78000 |  |  | 80200 | 314 | 96 | 78 | [8 empty] | Federally-Regulated Consumer Product | 08/17/2016 |  | 11/28/2016
International Comfort Products | ICP Commercial | G9MXT0801716A | Natural Gas | Induced Draft | True | False | 1 | False | Horizontal |  | None | Condensing | Two-Stage Modulating |  | 0.75 | Standard |  | 80000 | 78000 |  |  | 80200 | 314 | 96 | 78 | [8 empty] | Federally-Regulated Consumer Product | 08/17/2016 |  | 11/28/2016
International Comfort Products | ICP Commercial | N9MSE1402420A | LPG | Induced Draft | True | False | 1 | False | Up |  | None | Condensing | Single-Stage |  | 0.75 | Standard |  | 140000 | 135000 |  |  | 128900 | 1520 | 95.5 | 78 | [8 empty] | Federally-Regulated Consumer Product | 10/27/2016 |  | 11/28/2016
International Comfort Products | ICP Commercial | N9MSE1402420A | LPG | Induced Draft | True | False | 1 | False | Horizontal |  | None | Condensing | Single-Stage |  | 0.75 | Standard |  | 140000 | 135000 |  |  | 128900 | 1520 | 95.5 | 78 | [8 empty] | Federally-Regulated Consumer Product | 10/27/2016 |  | 11/28/2016
International Comfort Products | ICP Commercial | N9MSE1402420A | Natural Gas | Induced Draft | True | False | 1 | False | Up |  | None | Condensing | Single-Stage |  | 0.75 | Standard |  | 140000 | 135000 |  |  | 128900 | 1520 | 95.5 | 78 | [8 empty] | Federally-Regulated Consumer Product | 10/27/2016 |  | 11/28/2016
International Comfort Products | ICP Commercial | N9MSE1402420A | Natural Gas | Induced Draft | True | False | 1 | False | Horizontal |  | None | Condensing | Single-Stage |  | 0.75 | Standard |  | 140000 | 135000 |  |  | 128900 | 1520 | 95.5 | 78 | [8 empty] | Federally-Regulated Consumer Product | 10/27/2016 |  | 11/28/2016
International Comfort Products | ICP Commercial | F9MAE0601714A | LPG | Induced Draft | True | False | 1 | False | Up |  | None | Condensing | Step Modulating |  | 0.5 | Standard |  | 60000 | 59000 |  |  | 46900 | 95 | 97 | 78 | [8 empty] | Federally-Regulated Consumer Product | 08/17/2016 |  | 11/28/2016
International Comfort Products | ICP Commercial | F9MAE0601714A | LPG | Induced Draft | True | False | 1 | False | Horizontal |  | None | Condensing | Step Modulating |  | 0.5 | Standard |  | 60000 | 59000 |  |  | 46900 | 95 | 97 | 78 | [8 empty] | Federally-Regulated Consumer Product | 08/17/2016 |  | 11/28/2016
International Comfort Products | ICP Commercial | F9MAE0601714A | Natural Gas | Induced Draft | True | False | 1 | False | Up |  | None | Condensing | Step Modulating |  | 0.5 | Standard |  | 60000 | 59000 |  |  | 46900 | 95 | 97 | 78 | [8 empty] | Federally-Regulated Consumer Product | 08/17/2016 |  | 11/28/2016
International Comfort Products | ICP Commercial | F9MAE0601714A | Natural Gas | Induced Draft | True | False | 1 | False | Horizontal |  | None | Condensing | Step Modulating |  | 0.5 | Standard |  | 60000 | 59000 |  |  | 46900 | 95 | 97 | 78 | [8 empty] | Federally-Regulated Consumer Product | 08/17/2016 |  | 11/28/2016
International Comfort Products | ICP Commercial | F9MAE0801714A | LPG | Induced Draft | True | False | 1 | False | Up |  | None | Condensing | Step Modulating |  | 0.5 | Standard |  | 80000 | 78000 |  |  | 77700 | 405 | 97 | 78 | [8 empty] | Federally-Regulated Consumer Product | 08/17/2016 |  | 11/28/2016
International Comfort Products | ICP Commercial | F9MAE0801714A | LPG | Induced Draft | True | False | 1 | False | Horizontal |  | None | Condensing | Step Modulating |  | 0.5 | Standard |  | 80000 | 78000 |  |  | 77700 | 405 | 97 | 78 | [8 empty] | Federally-Regulated Consumer Product | 08/17/2016 |  | 11/28/2016
International Comfort Products | ICP Commercial | F9MAE0801714A | Natural Gas | Induced Draft | True | False | 1 | False | Up |  | None | Condensing | Step Modulating |  | 0.5 | Standard |  | 80000 | 78000 |  |  | 77700 | 405 | 97 | 78 | [8 empty] | Federally-Regulated Consumer Product | 08/17/2016 |  | 11/28/2016
International Comfort Products | ICP Commercial | F9MAE0801714A | Natural Gas | Induced Draft | True | False | 1 | False | Horizontal |  | None | Condensing | Step Modulating |  | 0.5 | Standard |  | 80000 | 78000 |  |  | 77700 | 405 | 97 | 78 | [8 empty] | Federally-Regulated Consumer Product | 08/17/2016 |  | 11/28/2016
International Comfort Products | ICP Commercial | F9MAE1202422A | LPG | Induced Draft | True | False | 1 | False | Up |  | None | Condensing | Step Modulating |  | 1 | Standard |  | 120000 | 117000 |  |  | 109200 | 447 | 97 | 78 | [8 empty] | Federally-Regulated Consumer Product | 08/17/2016 |  | 11/28/2016
International Comfort Products | ICP Commercial | F9MAE1202422A | LPG | Induced Draft | True | False | 1 | False | Horizontal |  | None | Condensing | Step Modulating |  | 1 | Standard |  | 120000 | 117000 |  |  | 109200 | 447 | 97 | 78 | [8 empty] | Federally-Regulated Consumer Product | 08/17/2016 |  | 11/28/2016
International Comfort Products | ICP Commercial | F9MAE1202422A | Natural Gas | Induced Draft | True | False | 1 | False | Up |  | None | Condensing | Step Modulating |  | 1 | Standard |  | 120000 | 117000 |  |  | 109200 | 447 | 97 | 78 | [8 empty] | Federally-Regulated Consumer Product | 08/17/2016 |  | 11/28/2016
International Comfort Products | ICP Commercial | F9MAE1202422A | Natural Gas | Induced Draft | True | False | 1 | False | Horizontal |  | None | Condensing | Step Modulating |  | 1 | Standard |  | 120000 | 117000 |  |  | 109200 | 447 | 97 | 78 | [8 empty] | Federally-Regulated Consumer Product | 08/17/2016 |  | 11/28/2016
International Comfort Products | ICP Commercial | G9MAE0601714A | LPG | Induced Draft | True | False | 1 | False | Up |  | None | Condensing | Step Modulating |  | 0.5 | Standard |  | 60000 | 59000 |  |  | 46900 | 95 | 97 | 78 | [8 empty] | Federally-Regulated Consumer Product | 08/17/2016 |  | 11/28/2016
International Comfort Products | ICP Commercial | G9MAE0601714A | LPG | Induced Draft | True | False | 1 | False | Horizontal |  | None | Condensing | Step Modulating |  | 0.5 | Standard |  | 60000 | 59000 |  |  | 46900 | 95 | 97 | 78 | [8 empty] | Federally-Regulated Consumer Product | 08/17/2016 |  | 11/28/2016
International Comfort Products | ICP Commercial | G9MAE0601714A | Natural Gas | Induced Draft | True | False | 1 | False | Up |  | None | Condensing | Step Modulating |  | 0.5 | Standard |  | 60000 | 59000 |  |  | 46900 | 95 | 97 | 78 | [8 empty] | Federally-Regulated Consumer Product | 08/17/2016 |  | 11/28/2016
International Comfort Products | ICP Commercial | G9MAE0601714A | Natural Gas | Induced Draft | True | False | 1 | False | Horizontal |  | None | Condensing | Step Modulating |  | 0.5 | Standard |  | 60000 | 59000 |  |  | 46900 | 95 | 97 | 78 | [8 empty] | Federally-Regulated Consumer Product | 08/17/2016 |  | 11/28/2016
International Comfort Products | ICP Commercial | G9MAE0801714A | LPG | Induced Draft | True | False | 1 | False | Up |  | None | Condensing | Step Modulating |  | 0.5 | Standard |  | 80000 | 78000 |  |  | 77700 | 405 | 97 | 78 | [8 empty] | Federally-Regulated Consumer Product | 08/17/2016 |  | 11/28/2016
International Comfort Products | ICP Commercial | G9MAE0801714A | LPG | Induced Draft | True | False | 1 | False | Horizontal |  | None | Condensing | Step Modulating |  | 0.5 | Standard |  | 80000 | 78000 |  |  | 77700 | 405 | 97 | 78 | [8 empty] | Federally-Regulated Consumer Product | 08/17/2016 |  | 11/28/2016
International Comfort Products | ICP Commercial | G9MAE0801714A | Natural Gas | Induced Draft | True | False | 1 | False | Up |  | None | Condensing | Step Modulating |  | 0.5 | Standard |  | 80000 | 78000 |  |  | 77700 | 405 | 97 | 78 | [8 empty] | Federally-Regulated Consumer Product | 08/17/2016 |  | 11/28/2016
International Comfort Products | ICP Commercial | G9MAE0801714A | Natural Gas | Induced Draft | True | False | 1 | False | Horizontal |  | None | Condensing | Step Modulating |  | 0.5 | Standard |  | 80000 | 78000 |  |  | 77700 | 405 | 97 | 78 | [8 empty] | Federally-Regulated Consumer Product | 08/17/2016 |  | 11/28/2016
International Comfort Products | ICP Commercial | G9MAE1202422A | LPG | Induced Draft | True | False | 1 | False | Up |  | None | Condensing | Step Modulating |  | 1 | Standard |  | 120000 | 117000 |  |  | 109200 | 447 | 97 | 78 | [8 empty] | Federally-Regulated Consumer Product | 08/17/2016 |  | 11/28/2016
International Comfort Products | ICP Commercial | G9MAE1202422A | LPG | Induced Draft | True | False | 1 | False | Horizontal |  | None | Condensing | Step Modulating |  | 1 | Standard |  | 120000 | 117000 |  |  | 109200 | 447 | 97 | 78 | [8 empty] | Federally-Regulated Consumer Product | 08/17/2016 |  | 11/28/2016
International Comfort Products | ICP Commercial | G9MAE1202422A | Natural Gas | Induced Draft | True | False | 1 | False | Up |  | None | Condensing | Step Modulating |  | 1 | Standard |  | 120000 | 117000 |  |  | 109200 | 447 | 97 | 78 | [8 empty] | Federally-Regulated Consumer Product | 08/17/2016 |  | 11/28/2016
International Comfort Products | ICP Commercial | G9MAE1202422A | Natural Gas | Induced Draft | True | False | 1 | False | Horizontal |  | None | Condensing | Step Modulating |  | 1 | Standard |  | 120000 | 117000 |  |  | 109200 | 447 | 97 | 78 | [8 empty] | Federally-Regulated Consumer Product | 08/17/2016 |  | 11/28/2016
International Comfort Products | ICP Commercial | G9MVE0401410A | LPG | Induced Draft | True | False | 1 | False | Up |  | None | Condensing | Two-Stage Modulating |  | 0.5 | Standard |  | 40000 | 39000 |  |  | 32200 | 176 | 96 | 78 | [8 empty] | Federally-Regulated Consumer Product | 08/17/2016 |  | 11/28/2016
International Comfort Products | ICP Commercial | G9MVE0401410A | LPG | Induced Draft | True | False | 1 | False | Horizontal |  | None | Condensing | Two-Stage Modulating |  | 0.5 | Standard |  | 40000 | 39000 |  |  | 32200 | 176 | 96 | 78 | [8 empty] | Federally-Regulated Consumer Product | 08/17/2016 |  | 11/28/2016
International Comfort Products | ICP Commercial | G9MVE0401410A | Natural Gas | Induced Draft | True | False | 1 | False | Up |  | None | Condensing | Two-Stage Modulating |  | 0.5 | Standard |  | 40000 | 39000 |  |  | 32200 | 176 | 96 | 78 | [8 empty] | Federally-Regulated Consumer Product | 08/17/2016 |  | 11/28/2016
International Comfort Products | ICP Commercial | G9MVE0401410A | Natural Gas | Induced Draft | True | False | 1 | False | Horizontal |  | None | Condensing | Two-Stage Modulating |  | 0.5 | Standard |  | 40000 | 39000 |  |  | 32200 | 176 | 96 | 78 | [8 empty] | Federally-Regulated Consumer Product | 08/17/2016 |  | 11/28/2016
International Comfort Products | ICP Commercial | G9MVE0601714A | LPG | Induced Draft | True | False | 1 | False | Up |  | None | Condensing | Two-Stage Modulating |  | 0.75 | Standard |  | 60000 | 58000 |  |  | 48500 | 195 | 96 | 78 | [8 empty] | Federally-Regulated Consumer Product | 08/17/2016 |  | 11/28/2016
International Comfort Products | ICP Commercial | G9MVE0601714A | LPG | Induced Draft | True | False | 1 | False | Horizontal |  | None | Condensing | Two-Stage Modulating |  | 0.75 | Standard |  | 60000 | 58000 |  |  | 48500 | 195 | 96 | 78 | [8 empty] | Federally-Regulated Consumer Product | 08/17/2016 |  | 11/28/2016
International Comfort Products | ICP Commercial | G9MVE0601714A | Natural Gas | Induced Draft | True | False | 1 | False | Up |  | None | Condensing | Two-Stage Modulating |  | 0.75 | Standard |  | 60000 | 58000 |  |  | 48500 | 195 | 96 | 78 | [8 empty] | Federally-Regulated Consumer Product | 08/17/2016 |  | 11/28/2016
International Comfort Products | ICP Commercial | G9MVE0601714A | Natural Gas | Induced Draft | True | False | 1 | False | Horizontal |  | None | Condensing | Two-Stage Modulating |  | 0.75 | Standard |  | 60000 | 58000 |  |  | 48500 | 195 | 96 | 78 | [8 empty] | Federally-Regulated Consumer Product | 08/17/2016 |  | 11/28/2016
International Comfort Products | ICP Commercial | G9MVE0801716A | LPG | Induced Draft | True | False | 1 | False | Up |  | None | Condensing | Two-Stage Modulating |  | 0.75 | Standard |  | 80000 | 78000 |  |  | 79900 | 414 | 96 | 78 | [8 empty] | Federally-Regulated Consumer Product | 08/17/2016 |  | 11/28/2016
International Comfort Products | ICP Commercial | G9MVE0801716A | LPG | Induced Draft | True | False | 1 | False | Horizontal |  | None | Condensing | Two-Stage Modulating |  | 0.75 | Standard |  | 80000 | 78000 |  |  | 79900 | 414 | 96 | 78 | [8 empty] | Federally-Regulated Consumer Product | 08/17/2016 |  | 11/28/2016
International Comfort Products | ICP Commercial | G9MVE0801716A | Natural Gas | Induced Draft | True | False | 1 | False | Up |  | None | Condensing | Two-Stage Modulating |  | 0.75 | Standard |  | 80000 | 78000 |  |  | 79900 | 414 | 96 | 78 | [8 empty] | Federally-Regulated Consumer Product | 08/17/2016 |  | 11/28/2016
International Comfort Products | ICP Commercial | G9MVE0801716A | Natural Gas | Induced Draft | True | False | 1 | False | Horizontal |  | None | Condensing | Two-Stage Modulating |  | 0.75 | Standard |  | 80000 | 78000 |  |  | 79900 | 414 | 96 | 78 | [8 empty] | Federally-Regulated Consumer Product | 08/17/2016 |  | 11/28/2016
International Comfort Products | ICP Commercial | G9MVE1202422A | LPG | Induced Draft | True | False | 1 | False | Up |  | None | Condensing | Two-Stage Modulating |  | 1 | Standard |  | 120000 | 117000 |  |  | 110000 | 629 | 96 | 78 | [8 empty] | Federally-Regulated Consumer Product | 08/17/2016 |  | 11/28/2016
International Comfort Products | ICP Commercial | G9MVE1202422A | LPG | Induced Draft | True | False | 1 | False | Horizontal |  | None | Condensing | Two-Stage Modulating |  | 1 | Standard |  | 120000 | 117000 |  |  | 110000 | 629 | 96 | 78 | [8 empty] | Federally-Regulated Consumer Product | 08/17/2016 |  | 11/28/2016
International Comfort Products | ICP Commercial | G9MVE1202422A | Natural Gas | Induced Draft | True | False | 1 | False | Up |  | None | Condensing | Two-Stage Modulating |  | 1 | Standard |  | 120000 | 117000 |  |  | 110000 | 629 | 96 | 78 | [8 empty] | Federally-Regulated Consumer Product | 08/17/2016 |  | 11/28/2016
International Comfort Products | ICP Commercial | G9MVE1202422A | Natural Gas | Induced Draft | True | False | 1 | False | Horizontal |  | None | Condensing | Two-Stage Modulating |  | 1 | Standard |  | 120000 | 117000 |  |  | 110000 | 629 | 96 | 78 | [8 empty] | Federally-Regulated Consumer Product | 08/17/2016 |  | 11/28/2016
International Comfort Products | ICP Commercial | N9MSE1402420A* | LPG | Induced Draft | True | False | 1 | False | Up |  | None | Condensing | Single-Stage |  | 0.75 | Standard |  | 140000 | 135000 |  |  | 128900 | 1520 | 95.5 | 78 | [8 empty] | Federally-Regulated Consumer Product | 08/17/2016 |  | 11/28/2016
International Comfort Products | ICP Commercial | N9MSE1402420A* | LPG | Induced Draft | True | False | 1 | False | Horizontal |  | None | Condensing | Single-Stage |  | 0.75 | Standard |  | 140000 | 135000 |  |  | 128900 | 1520 | 95.5 | 78 | [8 empty] | Federally-Regulated Consumer Product | 08/17/2016 |  | 11/28/2016
International Comfort Products | ICP Commercial | N9MSE1402420A* | Natural Gas | Induced Draft | True | False | 1 | False | Up |  | None | Condensing | Single-Stage |  | 0.75 | Standard |  | 140000 | 135000 |  |  | 128900 | 1520 | 95.5 | 78 | [8 empty] | Federally-Regulated Consumer Product | 08/17/2016 |  | 11/28/2016
International Comfort Products | ICP Commercial | N9MSE1402420A* | Natural Gas | Induced Draft | True | False | 1 | False | Horizontal |  | None | Condensing | Single-Stage |  | 0.75 | Standard |  | 140000 | 135000 |  |  | 128900 | 1520 | 95.5 | 78 | [8 empty] | Federally-Regulated Consumer Product | 08/17/2016 |  | 11/28/2016
International Comfort Products | ICP Commercial | G9MVE0401712A | LPG | Induced Draft | True | False | 1 | False | Up |  | None | Condensing | Two-Stage Modulating |  | 0.5 | Standard |  | 40000 | 39000 |  |  | 32500 | 129 | 96 | 78 | [8 empty] | Federally-Regulated Consumer Product | 08/17/2016 |  | 11/28/2016
International Comfort Products | ICP Commercial | G9MVE0401712A | LPG | Induced Draft | True | False | 1 | False | Horizontal |  | None | Condensing | Two-Stage Modulating |  | 0.5 | Standard |  | 40000 | 39000 |  |  | 32500 | 129 | 96 | 78 | [8 empty] | Federally-Regulated Consumer Product | 08/17/2016 |  | 11/28/2016
International Comfort Products | ICP Commercial | G9MVE0401712A | Natural Gas | Induced Draft | True | False | 1 | False | Up |  | None | Condensing | Two-Stage Modulating |  | 0.5 | Standard |  | 40000 | 39000 |  |  | 32500 | 129 | 96 | 78 | [8 empty] | Federally-Regulated Consumer Product | 08/17/2016 |  | 11/28/2016
International Comfort Products | ICP Commercial | G9MVE0401712A | Natural Gas | Induced Draft | True | False | 1 | False | Horizontal |  | None | Condensing | Two-Stage Modulating |  | 0.5 | Standard |  | 40000 | 39000 |  |  | 32500 | 129 | 96 | 78 | [8 empty] | Federally-Regulated Consumer Product | 08/17/2016 |  | 11/28/2016
International Comfort Products | ICP Commercial | F9MXT0601412A* | LPG | Induced Draft | True | False | 1 | False | Up |  | None | Condensing | Two-Stage Modulating |  | 0.5 | Standard |  | 60000 | 58000 |  |  | 48700 | 248 | 95 | 78 | [8 empty] | Federally-Regulated Consumer Product | 08/17/2016 |  | 11/28/2016
International Comfort Products | ICP Commercial | F9MXT0601412A* | LPG | Induced Draft | True | False | 1 | False | Horizontal |  | None | Condensing | Two-Stage Modulating |  | 0.5 | Standard |  | 60000 | 58000 |  |  | 48700 | 248 | 95 | 78 | [8 empty] | Federally-Regulated Consumer Product | 08/17/2016 |  | 11/28/2016
International Comfort Products | ICP Commercial | F9MXT0601412A* | Natural Gas | Induced Draft | True | False | 1 | False | Up |  | None | Condensing | Two-Stage Modulating |  | 0.5 | Standard |  | 60000 | 58000 |  |  | 48700 | 248 | 95 | 78 | [8 empty] | Federally-Regulated Consumer Product | 08/17/2016 |  | 11/28/2016
International Comfort Products | ICP Commercial | F9MXT0601412A* | Natural Gas | Induced Draft | True | False | 1 | False | Horizontal |  | None | Condensing | Two-Stage Modulating |  | 0.5 | Standard |  | 60000 | 58000 |  |  | 48700 | 248 | 95 | 78 | [8 empty] | Federally-Regulated Consumer Product | 08/17/2016 |  | 11/28/2016
International Comfort Products | ICP Commercial | G9MXT0401712A* | LPG | Induced Draft | True | False | 1 | False | Up |  | None | Condensing | Two-Stage Modulating |  | 0.5 | Standard |  | 40000 | 39000 |  |  | 32400 | 144 | 96 | 78 | [8 empty] | Federally-Regulated Consumer Product | 08/17/2016 |  | 11/28/2016
International Comfort Products | ICP Commercial | G9MXT0401712A* | LPG | Induced Draft | True | False | 1 | False | Horizontal |  | None | Condensing | Two-Stage Modulating |  | 0.5 | Standard |  | 40000 | 39000 |  |  | 32400 | 144 | 96 | 78 | [8 empty] | Federally-Regulated Consumer Product | 08/17/2016 |  | 11/28/2016
International Comfort Products | ICP Commercial | G9MXT0401712A* | Natural Gas | Induced Draft | True | False | 1 | False | Up |  | None | Condensing | Two-Stage Modulating |  | 0.5 | Standard |  | 40000 | 39000 |  |  | 32400 | 144 | 96 | 78 | [8 empty] | Federally-Regulated Consumer Product | 08/17/2016 |  | 11/28/2016
International Comfort Products | ICP Commercial | G9MXT0401712A* | Natural Gas | Induced Draft | True | False | 1 | False | Horizontal |  | None | Condensing | Two-Stage Modulating |  | 0.5 | Standard |  | 40000 | 39000 |  |  | 32400 | 144 | 96 | 78 | [8 empty] | Federally-Regulated Consumer Product | 08/17/2016 |  | 11/28/2016
International Comfort Products | ICP Commercial | G9MXT0601412A* | LPG | Induced Draft | True | False | 1 | False | Up |  | None | Condensing | Two-Stage Modulating |  | 0.5 | Standard |  | 60000 | 58000 |  |  | 48700 | 248 | 95 | 78 | [8 empty] | Federally-Regulated Consumer Product | 08/17/2016 |  | 11/28/2016
International Comfort Products | ICP Commercial | G9MXT0601412A* | LPG | Induced Draft | True | False | 1 | False | Horizontal |  | None | Condensing | Two-Stage Modulating |  | 0.5 | Standard |  | 60000 | 58000 |  |  | 48700 | 248 | 95 | 78 | [8 empty] | Federally-Regulated Consumer Product | 08/17/2016 |  | 11/28/2016
International Comfort Products | ICP Commercial | G9MXT0601412A* | Natural Gas | Induced Draft | True | False | 1 | False | Up |  | None | Condensing | Two-Stage Modulating |  | 0.5 | Standard |  | 60000 | 58000 |  |  | 48700 | 248 | 95 | 78 | [8 empty] | Federally-Regulated Consumer Product | 08/17/2016 |  | 11/28/2016
International Comfort Products | ICP Commercial | G9MXT0601412A* | Natural Gas | Induced Draft | True | False | 1 | False | Horizontal |  | None | Condensing | Two-Stage Modulating |  | 0.5 | Standard |  | 60000 | 58000 |  |  | 48700 | 248 | 95 | 78 | [8 empty] | Federally-Regulated Consumer Product | 08/17/2016 |  | 11/28/2016
International Comfort Products | ICP Commercial | F9MVE0401410A*D | LPG | Induced Draft | True | False | 1 | False | Down |  | None | Condensing | Two-Stage Modulating |  | 0.5 | Standard |  | 40000 | 39000 |  |  | 32600 | 179 | 95 | 78 | [8 empty] | Federally-Regulated Consumer Product | 08/17/2016 |  | 11/28/2016
International Comfort Products | ICP Commercial | F9MVE0401410A*D | Natural Gas | Induced Draft | True | False | 1 | False | Down |  | None | Condensing | Two-Stage Modulating |  | 0.5 | Standard |  | 40000 | 39000 |  |  | 32600 | 179 | 95 | 78 | [8 empty] | Federally-Regulated Consumer Product | 08/17/2016 |  | 11/28/2016
International Comfort Products | ICP Commercial | F9MVE0802120A*D | LPG | Induced Draft | True | False | 1 | False | Down |  | None | Condensing | Two-Stage Modulating |  | 1 | Standard |  | 80000 | 76000 |  |  | 65500 | 261 | 95 | 78 | [8 empty] | Federally-Regulated Consumer Product | 08/17/2016 |  | 11/28/2016
International Comfort Products | ICP Commercial | F9MVE0802120A*D | Natural Gas | Induced Draft | True | False | 1 | False | Down |  | None | Condensing | Two-Stage Modulating |  | 1 | Standard |  | 80000 | 76000 |  |  | 65500 | 261 | 95 | 78 | [8 empty] | Federally-Regulated Consumer Product | 08/17/2016 |  | 11/28/2016
International Comfort Products | ICP Commercial | F9MXT0802120A*D | LPG | Induced Draft | True | False | 1 | False | Down |  | None | Condensing | Two-Stage Modulating |  | 1 | Standard |  | 80000 | 77000 |  |  | 80800 | 410 | 95 | 78 | [8 empty] | Federally-Regulated Consumer Product | 08/17/2016 |  | 11/28/2016
International Comfort Products | ICP Commercial | F9MXT0802120A*D | Natural Gas | Induced Draft | True | False | 1 | False | Down |  | None | Condensing | Two-Stage Modulating |  | 1 | Standard |  | 80000 | 77000 |  |  | 80800 | 410 | 95 | 78 | [8 empty] | Federally-Regulated Consumer Product | 08/17/2016 |  | 11/28/2016
International Comfort Products | ICP Commercial | F9MXT0401712A*D | LPG | Induced Draft | True | False | 1 | False | Down |  | None | Condensing | Two-Stage Modulating |  | 0.5 | Standard |  | 40000 | 39000 |  |  | 32900 | 151 | 94.4 | 78 | [8 empty] | Federally-Regulated Consumer Product | 08/17/2016 |  | 11/28/2016
International Comfort Products | ICP Commercial | F9MXT0401712A*D | Natural Gas | Induced Draft | True | False | 1 | False | Down |  | None | Condensing | Two-Stage Modulating |  | 0.5 | Standard |  | 40000 | 39000 |  |  | 32900 | 151 | 94.4 | 78 | [8 empty] | Federally-Regulated Consumer Product | 08/17/2016 |  | 11/28/2016
International Comfort Products | ICP Commercial | F9MXT1202422A*D | LPG | Induced Draft | True | False | 1 | False | Down |  | None | Condensing | Two-Stage Modulating |  | 1 | Standard |  | 120000 | 116000 |  |  | 111300 | 628 | 95 | 78 | [8 empty] | Federally-Regulated Consumer Product | 08/17/2016 |  | 11/28/2016
International Comfort Products | ICP Commercial | F9MXT1202422A*D | Natural Gas | Induced Draft | True | False | 1 | False | Down |  | None | Condensing | Two-Stage Modulating |  | 1 | Standard |  | 120000 | 116000 |  |  | 111300 | 628 | 95 | 78 | [8 empty] | Federally-Regulated Consumer Product | 08/17/2016 |  | 11/28/2016
International Comfort Products | ICP Commercial | G9MVE0401712A*D | LPG | Induced Draft | True | False | 1 | False | Down |  | None | Condensing | Two-Stage Modulating |  | 0.5 | Standard |  | 40000 | 39000 |  |  | 32600 | 151 | 94.4 | 78 | [8 empty] | Federally-Regulated Consumer Product | 08/17/2016 |  | 11/28/2016
International Comfort Products | ICP Commercial | G9MVE0401712A*D | Natural Gas | Induced Draft | True | False | 1 | False | Down |  | None | Condensing | Two-Stage Modulating |  | 0.5 | Standard |  | 40000 | 39000 |  |  | 32600 | 151 | 94.4 | 78 | [8 empty] | Federally-Regulated Consumer Product | 08/17/2016 |  | 11/28/2016
International Comfort Products | Keeprite | G9MXT0401410A | LPG | Induced Draft | True | False | 1 | False | Up |  | None | Condensing | Two-Stage Modulating |  | 0.5 | Standard |  | 40000 | 39000 |  |  | 32300 | 115 | 96 | 78 | [8 empty] | Federally-Regulated Consumer Product | 08/17/2016 |  | 11/28/2016
International Comfort Products | Keeprite | G9MXT0401410A | LPG | Induced Draft | True | False | 1 | False | Horizontal |  | None | Condensing | Two-Stage Modulating |  | 0.5 | Standard |  | 40000 | 39000 |  |  | 32300 | 115 | 96 | 78 | [8 empty] | Federally-Regulated Consumer Product | 08/17/2016 |  | 11/28/2016
International Comfort Products | Keeprite | G9MXT0401410A | Natural Gas | Induced Draft | True | False | 1 | False | Up |  | None | Condensing | Two-Stage Modulating |  | 0.5 | Standard |  | 40000 | 39000 |  |  | 32300 | 115 | 96 | 78 | [8 empty] | Federally-Regulated Consumer Product | 08/17/2016 |  | 11/28/2016
International Comfort Products | Keeprite | G9MXT0401410A | Natural Gas | Induced Draft | True | False | 1 | False | Horizontal |  | None | Condensing | Two-Stage Modulating |  | 0.5 | Standard |  | 40000 | 39000 |  |  | 32300 | 115 | 96 | 78 | [8 empty] | Federally-Regulated Consumer Product | 08/17/2016 |  | 11/28/2016
International Comfort Products | Keeprite | G9MXT0601714A | LPG | Induced Draft | True | False | 1 | False | Up |  | None | Condensing | Two-Stage Modulating |  | 0.75 | Standard |  | 60000 | 58000 |  |  | 48600 | 132 | 96 | 78 | [8 empty] | Federally-Regulated Consumer Product | 08/17/2016 |  | 11/28/2016
International Comfort Products | Keeprite | G9MXT0601714A | LPG | Induced Draft | True | False | 1 | False | Horizontal |  | None | Condensing | Two-Stage Modulating |  | 0.75 | Standard |  | 60000 | 58000 |  |  | 48600 | 132 | 96 | 78 | [8 empty] | Federally-Regulated Consumer Product | 08/17/2016 |  | 11/28/2016
International Comfort Products | Keeprite | G9MXT0601714A | Natural Gas | Induced Draft | True | False | 1 | False | Up |  | None | Condensing | Two-Stage Modulating |  | 0.75 | Standard |  | 60000 | 58000 |  |  | 48600 | 132 | 96 | 78 | [8 empty] | Federally-Regulated Consumer Product | 08/17/2016 |  | 11/28/2016
International Comfort Products | Keeprite | G9MXT0601714A | Natural Gas | Induced Draft | True | False | 1 | False | Horizontal |  | None | Condensing | Two-Stage Modulating |  | 0.75 | Standard |  | 60000 | 58000 |  |  | 48600 | 132 | 96 | 78 | [8 empty] | Federally-Regulated Consumer Product | 08/17/2016 |  | 11/28/2016
International Comfort Products | Keeprite | G9MXT1202422A | LPG | Induced Draft | True | False | 1 | False | Up |  | None | Condensing | Two-Stage Modulating |  | 1 | Standard |  | 120000 | 117000 |  |  | 110400 | 548 | 96 | 78 | [8 empty] | Federally-Regulated Consumer Product | 08/17/2016 |  | 11/28/2016
International Comfort Products | Keeprite | G9MXT1202422A | LPG | Induced Draft | True | False | 1 | False | Horizontal |  | None | Condensing | Two-Stage Modulating |  | 1 | Standard |  | 120000 | 117000 |  |  | 110400 | 548 | 96 | 78 | [8 empty] | Federally-Regulated Consumer Product | 08/17/2016 |  | 11/28/2016
International Comfort Products | Keeprite | G9MXT1202422A | Natural Gas | Induced Draft | True | False | 1 | False | Up |  | None | Condensing | Two-Stage Modulating |  | 1 | Standard |  | 120000 | 117000 |  |  | 110400 | 548 | 96 | 78 | [8 empty] | Federally-Regulated Consumer Product | 08/17/2016 |  | 11/28/2016
International Comfort Products | Keeprite | G9MXT1202422A | Natural Gas | Induced Draft | True | False | 1 | False | Horizontal |  | None | Condensing | Two-Stage Modulating |  | 1 | Standard |  | 120000 | 117000 |  |  | 110400 | 548 | 96 | 78 | [8 empty] | Federally-Regulated Consumer Product | 08/17/2016 |  | 11/28/2016
International Comfort Products | Keeprite | G9MXT0801716A | LPG | Induced Draft | True | False | 1 | False | Up |  | None | Condensing | Two-Stage Modulating |  | 0.75 | Standard |  | 80000 | 78000 |  |  | 80200 | 314 | 96 | 78 | [8 empty] | Federally-Regulated Consumer Product | 08/17/2016 |  | 11/28/2016
International Comfort Products | Keeprite | G9MXT0801716A | LPG | Induced Draft | True | False | 1 | False | Horizontal |  | None | Condensing | Two-Stage Modulating |  | 0.75 | Standard |  | 80000 | 78000 |  |  | 80200 | 314 | 96 | 78 | [8 empty] | Federally-Regulated Consumer Product | 08/17/2016 |  | 11/28/2016
International Comfort Products | Keeprite | G9MXT0801716A | Natural Gas | Induced Draft | True | False | 1 | False | Up |  | None | Condensing | Two-Stage Modulating |  | 0.75 | Standard |  | 80000 | 78000 |  |  | 80200 | 314 | 96 | 78 | [8 empty] | Federally-Regulated Consumer Product | 08/17/2016 |  | 11/28/2016
International Comfort Products | Keeprite | G9MXT0801716A | Natural Gas | Induced Draft | True | False | 1 | False | Horizontal |  | None | Condensing | Two-Stage Modulating |  | 0.75 | Standard |  | 80000 | 78000 |  |  | 80200 | 314 | 96 | 78 | [8 empty] | Federally-Regulated Consumer Product | 08/17/2016 |  | 11/28/2016
International Comfort Products | Keeprite | N9MSE1402420A | LPG | Induced Draft | True | False | 1 | False | Up |  | None | Condensing | Single-Stage |  | 0.75 | Standard |  | 140000 | 135000 |  |  | 128900 | 1520 | 95.5 | 78 | [8 empty] | Federally-Regulated Consumer Product | 10/27/2016 |  | 11/28/2016
International Comfort Products | Keeprite | N9MSE1402420A | LPG | Induced Draft | True | False | 1 | False | Horizontal |  | None | Condensing | Single-Stage |  | 0.75 | Standard |  | 140000 | 135000 |  |  | 128900 | 1520 | 95.5 | 78 | [8 empty] | Federally-Regulated Consumer Product | 10/27/2016 |  | 11/28/2016
International Comfort Products | Keeprite | N9MSE1402420A | Natural Gas | Induced Draft | True | False | 1 | False | Up |  | None | Condensing | Single-Stage |  | 0.75 | Standard |  | 140000 | 135000 |  |  | 128900 | 1520 | 95.5 | 78 | [8 empty] | Federally-Regulated Consumer Product | 10/27/2016 |  | 11/28/2016
International Comfort Products | Keeprite | N9MSE1402420A | Natural Gas | Induced Draft | True | False | 1 | False | Horizontal |  | None | Condensing | Single-Stage |  | 0.75 | Standard |  | 140000 | 135000 |  |  | 128900 | 1520 | 95.5 | 78 | [8 empty] | Federally-Regulated Consumer Product | 10/27/2016 |  | 11/28/2016
International Comfort Products | Keeprite | G9MXT0802120A | LPG | Induced Draft | True | False | 1 | False | Up |  | None | Condensing | Two-Stage Modulating |  | 1 | Standard |  | 80000 | 78000 |  |  | 80700 | 316 | 96 | 78 | [8 empty] | Federally-Regulated Consumer Product | 08/17/2016 |  | 11/28/2016
International Comfort Products | Keeprite | G9MXT0802120A | LPG | Induced Draft | True | False | 1 | False | Horizontal |  | None | Condensing | Two-Stage Modulating |  | 1 | Standard |  | 80000 | 78000 |  |  | 80700 | 316 | 96 | 78 | [8 empty] | Federally-Regulated Consumer Product | 08/17/2016 |  | 11/28/2016
International Comfort Products | Keeprite | G9MXT0802120A | Natural Gas | Induced Draft | True | False | 1 | False | Up |  | None | Condensing | Two-Stage Modulating |  | 1 | Standard |  | 80000 | 78000 |  |  | 80700 | 316 | 96 | 78 | [8 empty] | Federally-Regulated Consumer Product | 08/17/2016 |  | 11/28/2016
International Comfort Products | Keeprite | G9MXT0802120A | Natural Gas | Induced Draft | True | False | 1 | False | Horizontal |  | None | Condensing | Two-Stage Modulating |  | 1 | Standard |  | 80000 | 78000 |  |  | 80700 | 316 | 96 | 78 | [8 empty] | Federally-Regulated Consumer Product | 08/17/2016 |  | 11/28/2016
International Comfort Products | Keeprite | G9MXT1002120A | LPG | Induced Draft | True | False | 1 | False | Up |  | None | Condensing | Two-Stage Modulating |  | 1 | Standard |  | 100000 | 97000 |  |  | 96100 | 434 | 96 | 78 | [8 empty] | Federally-Regulated Consumer Product | 10/27/2016 |  | 11/28/2016
International Comfort Products | Keeprite | G9MXT1002120A | LPG | Induced Draft | True | False | 1 | False | Horizontal |  | None | Condensing | Two-Stage Modulating |  | 1 | Standard |  | 100000 | 97000 |  |  | 96100 | 434 | 96 | 78 | [8 empty] | Federally-Regulated Consumer Product | 10/27/2016 |  | 11/28/2016
International Comfort Products | Keeprite | G9MXT1002120A | Natural Gas | Induced Draft | True | False | 1 | False | Up |  | None | Condensing | Two-Stage Modulating |  | 1 | Standard |  | 100000 | 97000 |  |  | 96100 | 434 | 96 | 78 | [8 empty] | Federally-Regulated Consumer Product | 10/27/2016 |  | 11/28/2016
International Comfort Products | Keeprite | G9MXT1002120A | Natural Gas | Induced Draft | True | False | 1 | False | Horizontal |  | None | Condensing | Two-Stage Modulating |  | 1 | Standard |  | 100000 | 97000 |  |  | 96100 | 434 | 96 | 78 | [8 empty] | Federally-Regulated Consumer Product | 10/27/2016 |  | 11/28/2016
International Comfort Products | Keeprite | G9MAE0601714A | LPG | Induced Draft | True | False | 1 | False | Up |  | None | Condensing | Step Modulating |  | 0.5 | Standard |  | 60000 | 59000 |  |  | 46900 | 95 | 97 | 78 | [8 empty] | Federally-Regulated Consumer Product | 08/17/2016 |  | 11/28/2016
International Comfort Products | Keeprite | G9MAE0601714A | LPG | Induced Draft | True | False | 1 | False | Horizontal |  | None | Condensing | Step Modulating |  | 0.5 | Standard |  | 60000 | 59000 |  |  | 46900 | 95 | 97 | 78 | [8 empty] | Federally-Regulated Consumer Product | 08/17/2016 |  | 11/28/2016
International Comfort Products | Keeprite | G9MAE0601714A | Natural Gas | Induced Draft | True | False | 1 | False | Up |  | None | Condensing | Step Modulating |  | 0.5 | Standard |  | 60000 | 59000 |  |  | 46900 | 95 | 97 | 78 | [8 empty] | Federally-Regulated Consumer Product | 08/17/2016 |  | 11/28/2016
International Comfort Products | Keeprite | G9MAE0601714A | Natural Gas | Induced Draft | True | False | 1 | False | Horizontal |  | None | Condensing | Step Modulating |  | 0.5 | Standard |  | 60000 | 59000 |  |  | 46900 | 95 | 97 | 78 | [8 empty] | Federally-Regulated Consumer Product | 08/17/2016 |  | 11/28/2016
International Comfort Products | Keeprite | G9MAE0801714A | LPG | Induced Draft | True | False | 1 | False | Up |  | None | Condensing | Step Modulating |  | 0.5 | Standard |  | 80000 | 78000 |  |  | 77700 | 405 | 97 | 78 | [8 empty] | Federally-Regulated Consumer Product | 08/17/2016 |  | 11/28/2016
International Comfort Products | Keeprite | G9MAE0801714A | LPG | Induced Draft | True | False | 1 | False | Horizontal |  | None | Condensing | Step Modulating |  | 0.5 | Standard |  | 80000 | 78000 |  |  | 77700 | 405 | 97 | 78 | [8 empty] | Federally-Regulated Consumer Product | 08/17/2016 |  | 11/28/2016
International Comfort Products | Keeprite | G9MAE0801714A | Natural Gas | Induced Draft | True | False | 1 | False | Up |  | None | Condensing | Step Modulating |  | 0.5 | Standard |  | 80000 | 78000 |  |  | 77700 | 405 | 97 | 78 | [8 empty] | Federally-Regulated Consumer Product | 08/17/2016 |  | 11/28/2016
International Comfort Products | Keeprite | G9MAE0801714A | Natural Gas | Induced Draft | True | False | 1 | False | Horizontal |  | None | Condensing | Step Modulating |  | 0.5 | Standard |  | 80000 | 78000 |  |  | 77700 | 405 | 97 | 78 | [8 empty] | Federally-Regulated Consumer Product | 08/17/2016 |  | 11/28/2016
International Comfort Products | Keeprite | G9MAE1202422A | LPG | Induced Draft | True | False | 1 | False | Up |  | None | Condensing | Step Modulating |  | 1 | Standard |  | 120000 | 117000 |  |  | 109200 | 447 | 97 | 78 | [8 empty] | Federally-Regulated Consumer Product | 08/17/2016 |  | 11/28/2016
International Comfort Products | Keeprite | G9MAE1202422A | LPG | Induced Draft | True | False | 1 | False | Horizontal |  | None | Condensing | Step Modulating |  | 1 | Standard |  | 120000 | 117000 |  |  | 109200 | 447 | 97 | 78 | [8 empty] | Federally-Regulated Consumer Product | 08/17/2016 |  | 11/28/2016
International Comfort Products | Keeprite | G9MAE1202422A | Natural Gas | Induced Draft | True | False | 1 | False | Up |  | None | Condensing | Step Modulating |  | 1 | Standard |  | 120000 | 117000 |  |  | 109200 | 447 | 97 | 78 | [8 empty] | Federally-Regulated Consumer Product | 08/17/2016 |  | 11/28/2016
International Comfort Products | Keeprite | G9MAE1202422A | Natural Gas | Induced Draft | True | False | 1 | False | Horizontal |  | None | Condensing | Step Modulating |  | 1 | Standard |  | 120000 | 117000 |  |  | 109200 | 447 | 97 | 78 | [8 empty] | Federally-Regulated Consumer Product | 08/17/2016 |  | 11/28/2016
International Comfort Products | Keeprite | G9MAE0602120A | LPG | Induced Draft | True | False | 1 | False | Up |  | None | Condensing | Step Modulating |  | 1 | Standard |  | 61000 | 60000 |  |  | 62400 | 356 | 98 | 78 | [8 empty] | Federally-Regulated Consumer Product | 08/17/2016 |  | 11/28/2016
International Comfort Products | Keeprite | G9MAE0602120A | LPG | Induced Draft | True | False | 1 | False | Horizontal |  | None | Condensing | Step Modulating |  | 1 | Standard |  | 61000 | 60000 |  |  | 62400 | 356 | 98 | 78 | [8 empty] | Federally-Regulated Consumer Product | 08/17/2016 |  | 11/28/2016
International Comfort Products | Keeprite | G9MAE0602120A | Natural Gas | Induced Draft | True | False | 1 | False | Up |  | None | Condensing | Step Modulating |  | 1 | Standard |  | 61000 | 60000 |  |  | 62400 | 356 | 98 | 78 | [8 empty] | Federally-Regulated Consumer Product | 08/17/2016 |  | 11/28/2016
International Comfort Products | Keeprite | G9MAE0602120A | Natural Gas | Induced Draft | True | False | 1 | False | Horizontal |  | None | Condensing | Step Modulating |  | 1 | Standard |  | 61000 | 60000 |  |  | 62400 | 356 | 98 | 78 | [8 empty] | Federally-Regulated Consumer Product | 08/17/2016 |  | 11/28/2016
International Comfort Products | Keeprite | G9MAE1002122A | LPG | Induced Draft | True | False | 1 | False | Up |  | None | Condensing | Step Modulating |  | 1 | Standard |  | 100000 | 98000 |  |  | 95100 | 380 | 97 | 78 | [8 empty] | Federally-Regulated Consumer Product | 08/17/2016 |  | 11/28/2016
International Comfort Products | Keeprite | G9MAE1002122A | LPG | Induced Draft | True | False | 1 | False | Horizontal |  | None | Condensing | Step Modulating |  | 1 | Standard |  | 100000 | 98000 |  |  | 95100 | 380 | 97 | 78 | [8 empty] | Federally-Regulated Consumer Product | 08/17/2016 |  | 11/28/2016
International Comfort Products | Keeprite | G9MAE1002122A | Natural Gas | Induced Draft | True | False | 1 | False | Up |  | None | Condensing | Step Modulating |  | 1 | Standard |  | 100000 | 98000 |  |  | 95100 | 380 | 97 | 78 | [8 empty] | Federally-Regulated Consumer Product | 08/17/2016 |  | 11/28/2016
International Comfort Products | Keeprite | G9MAE1002122A | Natural Gas | Induced Draft | True | False | 1 | False | Horizontal |  | None | Condensing | Step Modulating |  | 1 | Standard |  | 100000 | 98000 |  |  | 95100 | 380 | 97 | 78 | [8 empty] | Federally-Regulated Consumer Product | 08/17/2016 |  | 11/28/2016
International Comfort Products | Keeprite | G9MVE0401410A | LPG | Induced Draft | True | False | 1 | False | Up |  | None | Condensing | Two-Stage Modulating |  | 0.5 | Standard |  | 40000 | 39000 |  |  | 32200 | 176 | 96 | 78 | [8 empty] | Federally-Regulated Consumer Product | 08/17/2016 |  | 11/28/2016
International Comfort Products | Keeprite | G9MVE0401410A | LPG | Induced Draft | True | False | 1 | False | Horizontal |  | None | Condensing | Two-Stage Modulating |  | 0.5 | Standard |  | 40000 | 39000 |  |  | 32200 | 176 | 96 | 78 | [8 empty] | Federally-Regulated Consumer Product | 08/17/2016 |  | 11/28/2016
International Comfort Products | Keeprite | G9MVE0401410A | Natural Gas | Induced Draft | True | False | 1 | False | Up |  | None | Condensing | Two-Stage Modulating |  | 0.5 | Standard |  | 40000 | 39000 |  |  | 32200 | 176 | 96 | 78 | [8 empty] | Federally-Regulated Consumer Product | 08/17/2016 |  | 11/28/2016
International Comfort Products | Keeprite | G9MVE0401410A | Natural Gas | Induced Draft | True | False | 1 | False | Horizontal |  | None | Condensing | Two-Stage Modulating |  | 0.5 | Standard |  | 40000 | 39000 |  |  | 32200 | 176 | 96 | 78 | [8 empty] | Federally-Regulated Consumer Product | 08/17/2016 |  | 11/28/2016
International Comfort Products | Keeprite | G9MVE0601714A | LPG | Induced Draft | True | False | 1 | False | Up |  | None | Condensing | Two-Stage Modulating |  | 0.75 | Standard |  | 60000 | 58000 |  |  | 48500 | 195 | 96 | 78 | [8 empty] | Federally-Regulated Consumer Product | 08/17/2016 |  | 11/28/2016
International Comfort Products | Keeprite | G9MVE0601714A | LPG | Induced Draft | True | False | 1 | False | Horizontal |  | None | Condensing | Two-Stage Modulating |  | 0.75 | Standard |  | 60000 | 58000 |  |  | 48500 | 195 | 96 | 78 | [8 empty] | Federally-Regulated Consumer Product | 08/17/2016 |  | 11/28/2016
International Comfort Products | Keeprite | G9MVE0601714A | Natural Gas | Induced Draft | True | False | 1 | False | Up |  | None | Condensing | Two-Stage Modulating |  | 0.75 | Standard |  | 60000 | 58000 |  |  | 48500 | 195 | 96 | 78 | [8 empty] | Federally-Regulated Consumer Product | 08/17/2016 |  | 11/28/2016
International Comfort Products | Keeprite | G9MVE0601714A | Natural Gas | Induced Draft | True | False | 1 | False | Horizontal |  | None | Condensing | Two-Stage Modulating |  | 0.75 | Standard |  | 60000 | 58000 |  |  | 48500 | 195 | 96 | 78 | [8 empty] | Federally-Regulated Consumer Product | 08/17/2016 |  | 11/28/2016
International Comfort Products | Keeprite | G9MVE0801716A | LPG | Induced Draft | True | False | 1 | False | Up |  | None | Condensing | Two-Stage Modulating |  | 0.75 | Standard |  | 80000 | 78000 |  |  | 79900 | 414 | 96 | 78 | [8 empty] | Federally-Regulated Consumer Product | 08/17/2016 |  | 11/28/2016
International Comfort Products | Keeprite | G9MVE0801716A | LPG | Induced Draft | True | False | 1 | False | Horizontal |  | None | Condensing | Two-Stage Modulating |  | 0.75 | Standard |  | 80000 | 78000 |  |  | 79900 | 414 | 96 | 78 | [8 empty] | Federally-Regulated Consumer Product | 08/17/2016 |  | 11/28/2016
International Comfort Products | Keeprite | G9MVE0801716A | Natural Gas | Induced Draft | True | False | 1 | False | Up |  | None | Condensing | Two-Stage Modulating |  | 0.75 | Standard |  | 80000 | 78000 |  |  | 79900 | 414 | 96 | 78 | [8 empty] | Federally-Regulated Consumer Product | 08/17/2016 |  | 11/28/2016
International Comfort Products | Keeprite | G9MVE0801716A | Natural Gas | Induced Draft | True | False | 1 | False | Horizontal |  | None | Condensing | Two-Stage Modulating |  | 0.75 | Standard |  | 80000 | 78000 |  |  | 79900 | 414 | 96 | 78 | [8 empty] | Federally-Regulated Consumer Product | 08/17/2016 |  | 11/28/2016
International Comfort Products | Keeprite | G9MVE1202422A | LPG | Induced Draft | True | False | 1 | False | Up |  | None | Condensing | Two-Stage Modulating |  | 1 | Standard |  | 120000 | 117000 |  |  | 110000 | 629 | 96 | 78 | [8 empty] | Federally-Regulated Consumer Product | 08/17/2016 |  | 11/28/2016
International Comfort Products | Keeprite | G9MVE1202422A | LPG | Induced Draft | True | False | 1 | False | Horizontal |  | None | Condensing | Two-Stage Modulating |  | 1 | Standard |  | 120000 | 117000 |  |  | 110000 | 629 | 96 | 78 | [8 empty] | Federally-Regulated Consumer Product | 08/17/2016 |  | 11/28/2016
International Comfort Products | Keeprite | G9MVE1202422A | Natural Gas | Induced Draft | True | False | 1 | False | Up |  | None | Condensing | Two-Stage Modulating |  | 1 | Standard |  | 120000 | 117000 |  |  | 110000 | 629 | 96 | 78 | [8 empty] | Federally-Regulated Consumer Product | 08/17/2016 |  | 11/28/2016
International Comfort Products | Keeprite | G9MVE1202422A | Natural Gas | Induced Draft | True | False | 1 | False | Horizontal |  | None | Condensing | Two-Stage Modulating |  | 1 | Standard |  | 120000 | 117000 |  |  | 110000 | 629 | 96 | 78 | [8 empty] | Federally-Regulated Consumer Product | 08/17/2016 |  | 11/28/2016
International Comfort Products | Keeprite | G9MVE0802120A | LPG | Induced Draft | True | False | 1 | False | Up |  | None | Condensing | Two-Stage Modulating |  | 1 | Standard |  | 80000 | 78000 |  |  | 81400 | 298 | 96 | 78 | [8 empty] | Federally-Regulated Consumer Product | 08/17/2016 |  | 11/28/2016
International Comfort Products | Keeprite | G9MVE0802120A | LPG | Induced Draft | True | False | 1 | False | Horizontal |  | None | Condensing | Two-Stage Modulating |  | 1 | Standard |  | 80000 | 78000 |  |  | 81400 | 298 | 96 | 78 | [8 empty] | Federally-Regulated Consumer Product | 08/17/2016 |  | 11/28/2016
International Comfort Products | Keeprite | G9MVE0802120A | Natural Gas | Induced Draft | True | False | 1 | False | Up |  | None | Condensing | Two-Stage Modulating |  | 1 | Standard |  | 80000 | 78000 |  |  | 81400 | 298 | 96 | 78 | [8 empty] | Federally-Regulated Consumer Product | 08/17/2016 |  | 11/28/2016
International Comfort Products | Keeprite | G9MVE0802120A | Natural Gas | Induced Draft | True | False | 1 | False | Horizontal |  | None | Condensing | Two-Stage Modulating |  | 1 | Standard |  | 80000 | 78000 |  |  | 81400 | 298 | 96 | 78 | [8 empty] | Federally-Regulated Consumer Product | 08/17/2016 |  | 11/28/2016
International Comfort Products | Keeprite | N9MSE1402420A* | LPG | Induced Draft | True | False | 1 | False | Up |  | None | Condensing | Single-Stage |  | 0.75 | Standard |  | 140000 | 135000 |  |  | 128900 | 1520 | 95.5 | 78 | [8 empty] | Federally-Regulated Consumer Product | 08/17/2016 |  | 11/28/2016
International Comfort Products | Keeprite | N9MSE1402420A* | LPG | Induced Draft | True | False | 1 | False | Horizontal |  | None | Condensing | Single-Stage |  | 0.75 | Standard |  | 140000 | 135000 |  |  | 128900 | 1520 | 95.5 | 78 | [8 empty] | Federally-Regulated Consumer Product | 08/17/2016 |  | 11/28/2016
International Comfort Products | Keeprite | N9MSE1402420A* | Natural Gas | Induced Draft | True | False | 1 | False | Up |  | None | Condensing | Single-Stage |  | 0.75 | Standard |  | 140000 | 135000 |  |  | 128900 | 1520 | 95.5 | 78 | [8 empty] | Federally-Regulated Consumer Product | 08/17/2016 |  | 11/28/2016
International Comfort Products | Keeprite | N9MSE1402420A* | Natural Gas | Induced Draft | True | False | 1 | False | Horizontal |  | None | Condensing | Single-Stage |  | 0.75 | Standard |  | 140000 | 135000 |  |  | 128900 | 1520 | 95.5 | 78 | [8 empty] | Federally-Regulated Consumer Product | 08/17/2016 |  | 11/28/2016
International Comfort Products | Keeprite | G9MVE0401712A | LPG | Induced Draft | True | False | 1 | False | Up |  | None | Condensing | Two-Stage Modulating |  | 0.5 | Standard |  | 40000 | 39000 |  |  | 32500 | 129 | 96 | 78 | [8 empty] | Federally-Regulated Consumer Product | 08/17/2016 |  | 11/28/2016
International Comfort Products | Keeprite | G9MVE0401712A | LPG | Induced Draft | True | False | 1 | False | Horizontal |  | None | Condensing | Two-Stage Modulating |  | 0.5 | Standard |  | 40000 | 39000 |  |  | 32500 | 129 | 96 | 78 | [8 empty] | Federally-Regulated Consumer Product | 08/17/2016 |  | 11/28/2016
International Comfort Products | Keeprite | G9MVE0401712A | Natural Gas | Induced Draft | True | False | 1 | False | Up |  | None | Condensing | Two-Stage Modulating |  | 0.5 | Standard |  | 40000 | 39000 |  |  | 32500 | 129 | 96 | 78 | [8 empty] | Federally-Regulated Consumer Product | 08/17/2016 |  | 11/28/2016
International Comfort Products | Keeprite | G9MVE0401712A | Natural Gas | Induced Draft | True | False | 1 | False | Horizontal |  | None | Condensing | Two-Stage Modulating |  | 0.5 | Standard |  | 40000 | 39000 |  |  | 32500 | 129 | 96 | 78 | [8 empty] | Federally-Regulated Consumer Product | 08/17/2016 |  | 11/28/2016
International Comfort Products | Keeprite | G9MVE0601412A | LPG | Induced Draft | True | False | 1 | False | Up |  | None | Condensing | Two-Stage Modulating |  | 0.5 | Standard |  | 60000 | 58000 |  |  | 48400 | 247 | 95 | 78 | [8 empty] | Federally-Regulated Consumer Product | 08/17/2016 |  | 11/28/2016
International Comfort Products | Keeprite | G9MVE0601412A | LPG | Induced Draft | True | False | 1 | False | Horizontal |  | None | Condensing | Two-Stage Modulating |  | 0.5 | Standard |  | 60000 | 58000 |  |  | 48400 | 247 | 95 | 78 | [8 empty] | Federally-Regulated Consumer Product | 08/17/2016 |  | 11/28/2016
International Comfort Products | Keeprite | G9MVE0601412A | Natural Gas | Induced Draft | True | False | 1 | False | Up |  | None | Condensing | Two-Stage Modulating |  | 0.5 | Standard |  | 60000 | 58000 |  |  | 48400 | 247 | 95 | 78 | [8 empty] | Federally-Regulated Consumer Product | 08/17/2016 |  | 11/28/2016
International Comfort Products | Keeprite | G9MVE0601412A | Natural Gas | Induced Draft | True | False | 1 | False | Horizontal |  | None | Condensing | Two-Stage Modulating |  | 0.5 | Standard |  | 60000 | 58000 |  |  | 48400 | 247 | 95 | 78 | [8 empty] | Federally-Regulated Consumer Product | 08/17/2016 |  | 11/28/2016
International Comfort Products | Keeprite | F9MXT0601412A* | LPG | Induced Draft | True | False | 1 | False | Up |  | None | Condensing | Two-Stage Modulating |  | 0.5 | Standard |  | 60000 | 58000 |  |  | 48700 | 248 | 95 | 78 | [8 empty] | Federally-Regulated Consumer Product | 08/17/2016 |  | 11/28/2016
International Comfort Products | Keeprite | F9MXT0601412A* | LPG | Induced Draft | True | False | 1 | False | Horizontal |  | None | Condensing | Two-Stage Modulating |  | 0.5 | Standard |  | 60000 | 58000 |  |  | 48700 | 248 | 95 | 78 | [8 empty] | Federally-Regulated Consumer Product | 08/17/2016 |  | 11/28/2016
International Comfort Products | Keeprite | F9MXT0601412A* | Natural Gas | Induced Draft | True | False | 1 | False | Up |  | None | Condensing | Two-Stage Modulating |  | 0.5 | Standard |  | 60000 | 58000 |  |  | 48700 | 248 | 95 | 78 | [8 empty] | Federally-Regulated Consumer Product | 08/17/2016 |  | 11/28/2016
International Comfort Products | Keeprite | F9MXT0601412A* | Natural Gas | Induced Draft | True | False | 1 | False | Horizontal |  | None | Condensing | Two-Stage Modulating |  | 0.5 | Standard |  | 60000 | 58000 |  |  | 48700 | 248 | 95 | 78 | [8 empty] | Federally-Regulated Consumer Product | 08/17/2016 |  | 11/28/2016
International Comfort Products | Keeprite | G9MXT0401712A* | LPG | Induced Draft | True | False | 1 | False | Up |  | None | Condensing | Two-Stage Modulating |  | 0.5 | Standard |  | 40000 | 39000 |  |  | 32400 | 144 | 96 | 78 | [8 empty] | Federally-Regulated Consumer Product | 08/17/2016 |  | 11/28/2016
International Comfort Products | Keeprite | G9MXT0401712A* | LPG | Induced Draft | True | False | 1 | False | Horizontal |  | None | Condensing | Two-Stage Modulating |  | 0.5 | Standard |  | 40000 | 39000 |  |  | 32400 | 144 | 96 | 78 | [8 empty] | Federally-Regulated Consumer Product | 08/17/2016 |  | 11/28/2016
International Comfort Products | Keeprite | G9MXT0401712A* | Natural Gas | Induced Draft | True | False | 1 | False | Up |  | None | Condensing | Two-Stage Modulating |  | 0.5 | Standard |  | 40000 | 39000 |  |  | 32400 | 144 | 96 | 78 | [8 empty] | Federally-Regulated Consumer Product | 08/17/2016 |  | 11/28/2016
International Comfort Products | Keeprite | G9MXT0401712A* | Natural Gas | Induced Draft | True | False | 1 | False | Horizontal |  | None | Condensing | Two-Stage Modulating |  | 0.5 | Standard |  | 40000 | 39000 |  |  | 32400 | 144 | 96 | 78 | [8 empty] | Federally-Regulated Consumer Product | 08/17/2016 |  | 11/28/2016
International Comfort Products | Keeprite | G9MXT0601412A* | LPG | Induced Draft | True | False | 1 | False | Up |  | None | Condensing | Two-Stage Modulating |  | 0.5 | Standard |  | 60000 | 58000 |  |  | 48700 | 248 | 95 | 78 | [8 empty] | Federally-Regulated Consumer Product | 08/17/2016 |  | 11/28/2016
International Comfort Products | Keeprite | G9MXT0601412A* | LPG | Induced Draft | True | False | 1 | False | Horizontal |  | None | Condensing | Two-Stage Modulating |  | 0.5 | Standard |  | 60000 | 58000 |  |  | 48700 | 248 | 95 | 78 | [8 empty] | Federally-Regulated Consumer Product | 08/17/2016 |  | 11/28/2016
International Comfort Products | Keeprite | G9MXT0601412A* | Natural Gas | Induced Draft | True | False | 1 | False | Up |  | None | Condensing | Two-Stage Modulating |  | 0.5 | Standard |  | 60000 | 58000 |  |  | 48700 | 248 | 95 | 78 | [8 empty] | Federally-Regulated Consumer Product | 08/17/2016 |  | 11/28/2016
International Comfort Products | Keeprite | G9MXT0601412A* | Natural Gas | Induced Draft | True | False | 1 | False | Horizontal |  | None | Condensing | Two-Stage Modulating |  | 0.5 | Standard |  | 60000 | 58000 |  |  | 48700 | 248 | 95 | 78 | [8 empty] | Federally-Regulated Consumer Product | 08/17/2016 |  | 11/28/2016
International Comfort Products | Keeprite | F9MVE0401410A*D | LPG | Induced Draft | True | False | 1 | False | Down |  | None | Condensing | Two-Stage Modulating |  | 0.5 | Standard |  | 40000 | 39000 |  |  | 32600 | 179 | 95 | 78 | [8 empty] | Federally-Regulated Consumer Product | 08/17/2016 |  | 11/28/2016
International Comfort Products | Keeprite | F9MVE0401410A*D | Natural Gas | Induced Draft | True | False | 1 | False | Down |  | None | Condensing | Two-Stage Modulating |  | 0.5 | Standard |  | 40000 | 39000 |  |  | 32600 | 179 | 95 | 78 | [8 empty] | Federally-Regulated Consumer Product | 08/17/2016 |  | 11/28/2016
International Comfort Products | Keeprite | F9MVE0802120A*D | LPG | Induced Draft | True | False | 1 | False | Down |  | None | Condensing | Two-Stage Modulating |  | 1 | Standard |  | 80000 | 76000 |  |  | 65500 | 261 | 95 | 78 | [8 empty] | Federally-Regulated Consumer Product | 08/17/2016 |  | 11/28/2016
International Comfort Products | Keeprite | F9MVE0802120A*D | Natural Gas | Induced Draft | True | False | 1 | False | Down |  | None | Condensing | Two-Stage Modulating |  | 1 | Standard |  | 80000 | 76000 |  |  | 65500 | 261 | 95 | 78 | [8 empty] | Federally-Regulated Consumer Product | 08/17/2016 |  | 11/28/2016
International Comfort Products | Keeprite | F9MXT0802120A*D | LPG | Induced Draft | True | False | 1 | False | Down |  | None | Condensing | Two-Stage Modulating |  | 1 | Standard |  | 80000 | 77000 |  |  | 80800 | 410 | 95 | 78 | [8 empty] | Federally-Regulated Consumer Product | 08/17/2016 |  | 11/28/2016
International Comfort Products | Keeprite | F9MXT0802120A*D | Natural Gas | Induced Draft | True | False | 1 | False | Down |  | None | Condensing | Two-Stage Modulating |  | 1 | Standard |  | 80000 | 77000 |  |  | 80800 | 410 | 95 | 78 | [8 empty] | Federally-Regulated Consumer Product | 08/17/2016 |  | 11/28/2016
International Comfort Products | Keeprite | F9MXT0401712A*D | LPG | Induced Draft | True | False | 1 | False | Down |  | None | Condensing | Two-Stage Modulating |  | 0.5 | Standard |  | 40000 | 39000 |  |  | 32900 | 151 | 94.4 | 78 | [8 empty] | Federally-Regulated Consumer Product | 08/17/2016 |  | 11/28/2016
International Comfort Products | Keeprite | F9MXT0401712A*D | Natural Gas | Induced Draft | True | False | 1 | False | Down |  | None | Condensing | Two-Stage Modulating |  | 0.5 | Standard |  | 40000 | 39000 |  |  | 32900 | 151 | 94.4 | 78 | [8 empty] | Federally-Regulated Consumer Product | 08/17/2016 |  | 11/28/2016
International Comfort Products | Keeprite | F9MXT1202422A*D | LPG | Induced Draft | True | False | 1 | False | Down |  | None | Condensing | Two-Stage Modulating |  | 1 | Standard |  | 120000 | 116000 |  |  | 111300 | 628 | 95 | 78 | [8 empty] | Federally-Regulated Consumer Product | 08/17/2016 |  | 11/28/2016
International Comfort Products | Keeprite | F9MXT1202422A*D | Natural Gas | Induced Draft | True | False | 1 | False | Down |  | None | Condensing | Two-Stage Modulating |  | 1 | Standard |  | 120000 | 116000 |  |  | 111300 | 628 | 95 | 78 | [8 empty] | Federally-Regulated Consumer Product | 08/17/2016 |  | 11/28/2016
International Comfort Products | Keeprite | G9MVE0401712A*D | LPG | Induced Draft | True | False | 1 | False | Down |  | None | Condensing | Two-Stage Modulating |  | 0.5 | Standard |  | 40000 | 39000 |  |  | 32600 | 151 | 94.4 | 78 | [8 empty] | Federally-Regulated Consumer Product | 08/17/2016 |  | 11/28/2016
International Comfort Products | Keeprite | G9MVE0401712A*D | Natural Gas | Induced Draft | True | False | 1 | False | Down |  | None | Condensing | Two-Stage Modulating |  | 0.5 | Standard |  | 40000 | 39000 |  |  | 32600 | 151 | 94.4 | 78 | [8 empty] | Federally-Regulated Consumer Product | 08/17/2016 |  | 11/28/2016
International Comfort Products | Kenmore | F9MXT0801716A | LPG | Induced Draft | True | False | 1 | False | Up |  | None | Condensing | Two-Stage Modulating |  | 0.75 | Standard |  | 80000 | 78000 |  |  | 80200 | 314 | 96 | 78 | [8 empty] | Federally-Regulated Consumer Product | 08/17/2016 |  | 11/29/2016
International Comfort Products | Kenmore | F9MXT0801716A | LPG | Induced Draft | True | False | 1 | False | Horizontal |  | None | Condensing | Two-Stage Modulating |  | 0.75 | Standard |  | 80000 | 78000 |  |  | 80200 | 314 | 96 | 78 | [8 empty] | Federally-Regulated Consumer Product | 08/17/2016 |  | 11/29/2016
International Comfort Products | Kenmore | F9MXT0801716A | Natural Gas | Induced Draft | True | False | 1 | False | Up |  | None | Condensing | Two-Stage Modulating |  | 0.75 | Standard |  | 80000 | 78000 |  |  | 80200 | 314 | 96 | 78 | [8 empty] | Federally-Regulated Consumer Product | 08/17/2016 |  | 11/29/2016
International Comfort Products | Kenmore | F9MXT0801716A | Natural Gas | Induced Draft | True | False | 1 | False | Horizontal |  | None | Condensing | Two-Stage Modulating |  | 0.75 | Standard |  | 80000 | 78000 |  |  | 80200 | 314 | 96 | 78 | [8 empty] | Federally-Regulated Consumer Product | 08/17/2016 |  | 11/29/2016
International Comfort Products | Kenmore | F9MXT1202422A | LPG | Induced Draft | True | False | 1 | False | Up |  | None | Condensing | Two-Stage Modulating |  | 1 | Standard |  | 120000 | 117000 |  |  | 110400 | 548 | 96 | 78 | [8 empty] | Federally-Regulated Consumer Product | 08/17/2016 |  | 11/29/2016
International Comfort Products | Kenmore | F9MXT1202422A | LPG | Induced Draft | True | False | 1 | False | Horizontal |  | None | Condensing | Two-Stage Modulating |  | 1 | Standard |  | 120000 | 117000 |  |  | 110400 | 548 | 96 | 78 | [8 empty] | Federally-Regulated Consumer Product | 08/17/2016 |  | 11/29/2016
International Comfort Products | Kenmore | F9MXT1202422A | Natural Gas | Induced Draft | True | False | 1 | False | Up |  | None | Condensing | Two-Stage Modulating |  | 1 | Standard |  | 120000 | 117000 |  |  | 110400 | 548 | 96 | 78 | [8 empty] | Federally-Regulated Consumer Product | 08/17/2016 |  | 11/29/2016
International Comfort Products | Kenmore | F9MXT1202422A | Natural Gas | Induced Draft | True | False | 1 | False | Horizontal |  | None | Condensing | Two-Stage Modulating |  | 1 | Standard |  | 120000 | 117000 |  |  | 110400 | 548 | 96 | 78 | [8 empty] | Federally-Regulated Consumer Product | 08/17/2016 |  | 11/29/2016
International Comfort Products | Kenmore | F9MXT0401410A | LPG | Induced Draft | True | False | 1 | False | Up |  | None | Condensing | Two-Stage Modulating |  | 0.5 | Standard |  | 40000 | 39000 |  |  | 32300 | 115 | 96 | 78 | [8 empty] | Federally-Regulated Consumer Product | 08/17/2016 |  | 11/29/2016
International Comfort Products | Kenmore | F9MXT0401410A | LPG | Induced Draft | True | False | 1 | False | Horizontal |  | None | Condensing | Two-Stage Modulating |  | 0.5 | Standard |  | 40000 | 39000 |  |  | 32300 | 115 | 96 | 78 | [8 empty] | Federally-Regulated Consumer Product | 08/17/2016 |  | 11/29/2016
International Comfort Products | Kenmore | F9MXT0401410A | Natural Gas | Induced Draft | True | False | 1 | False | Up |  | None | Condensing | Two-Stage Modulating |  | 0.5 | Standard |  | 40000 | 39000 |  |  | 32300 | 115 | 96 | 78 | [8 empty] | Federally-Regulated Consumer Product | 08/17/2016 |  | 11/29/2016
International Comfort Products | Kenmore | F9MXT0401410A | Natural Gas | Induced Draft | True | False | 1 | False | Horizontal |  | None | Condensing | Two-Stage Modulating |  | 0.5 | Standard |  | 40000 | 39000 |  |  | 32300 | 115 | 96 | 78 | [8 empty] | Federally-Regulated Consumer Product | 08/17/2016 |  | 11/29/2016
International Comfort Products | Kenmore | F9MXT0601714A | LPG | Induced Draft | True | False | 1 | False | Up |  | None | Condensing | Two-Stage Modulating |  | 0.75 | Standard |  | 60000 | 58000 |  |  | 48600 | 132 | 96 | 78 | [8 empty] | Federally-Regulated Consumer Product | 08/17/2016 |  | 11/29/2016
International Comfort Products | Kenmore | F9MXT0601714A | LPG | Induced Draft | True | False | 1 | False | Horizontal |  | None | Condensing | Two-Stage Modulating |  | 0.75 | Standard |  | 60000 | 58000 |  |  | 48600 | 132 | 96 | 78 | [8 empty] | Federally-Regulated Consumer Product | 08/17/2016 |  | 11/29/2016
International Comfort Products | Kenmore | F9MXT0601714A | Natural Gas | Induced Draft | True | False | 1 | False | Up |  | None | Condensing | Two-Stage Modulating |  | 0.75 | Standard |  | 60000 | 58000 |  |  | 48600 | 132 | 96 | 78 | [8 empty] | Federally-Regulated Consumer Product | 08/17/2016 |  | 11/29/2016
International Comfort Products | Kenmore | F9MXT0601714A | Natural Gas | Induced Draft | True | False | 1 | False | Horizontal |  | None | Condensing | Two-Stage Modulating |  | 0.75 | Standard |  | 60000 | 58000 |  |  | 48600 | 132 | 96 | 78 | [8 empty] | Federally-Regulated Consumer Product | 08/17/2016 |  | 11/29/2016
International Comfort Products | Kenmore | G9MXT0401410A | LPG | Induced Draft | True | False | 1 | False | Up |  | None | Condensing | Two-Stage Modulating |  | 0.5 | Standard |  | 40000 | 39000 |  |  | 32300 | 115 | 96 | 78 | [8 empty] | Federally-Regulated Consumer Product | 08/17/2016 |  | 11/29/2016
International Comfort Products | Kenmore | G9MXT0401410A | LPG | Induced Draft | True | False | 1 | False | Horizontal |  | None | Condensing | Two-Stage Modulating |  | 0.5 | Standard |  | 40000 | 39000 |  |  | 32300 | 115 | 96 | 78 | [8 empty] | Federally-Regulated Consumer Product | 08/17/2016 |  | 11/29/2016
International Comfort Products | Kenmore | G9MXT0401410A | Natural Gas | Induced Draft | True | False | 1 | False | Up |  | None | Condensing | Two-Stage Modulating |  | 0.5 | Standard |  | 40000 | 39000 |  |  | 32300 | 115 | 96 | 78 | [8 empty] | Federally-Regulated Consumer Product | 08/17/2016 |  | 11/29/2016
International Comfort Products | Kenmore | G9MXT0401410A | Natural Gas | Induced Draft | True | False | 1 | False | Horizontal |  | None | Condensing | Two-Stage Modulating |  | 0.5 | Standard |  | 40000 | 39000 |  |  | 32300 | 115 | 96 | 78 | [8 empty] | Federally-Regulated Consumer Product | 08/17/2016 |  | 11/29/2016
International Comfort Products | Kenmore | G9MXT0601714A | LPG | Induced Draft | True | False | 1 | False | Up |  | None | Condensing | Two-Stage Modulating |  | 0.75 | Standard |  | 60000 | 58000 |  |  | 48600 | 132 | 96 | 78 | [8 empty] | Federally-Regulated Consumer Product | 08/17/2016 |  | 11/29/2016
International Comfort Products | Kenmore | G9MXT0601714A | LPG | Induced Draft | True | False | 1 | False | Horizontal |  | None | Condensing | Two-Stage Modulating |  | 0.75 | Standard |  | 60000 | 58000 |  |  | 48600 | 132 | 96 | 78 | [8 empty] | Federally-Regulated Consumer Product | 08/17/2016 |  | 11/29/2016
International Comfort Products | Kenmore | G9MXT0601714A | Natural Gas | Induced Draft | True | False | 1 | False | Up |  | None | Condensing | Two-Stage Modulating |  | 0.75 | Standard |  | 60000 | 58000 |  |  | 48600 | 132 | 96 | 78 | [8 empty] | Federally-Regulated Consumer Product | 08/17/2016 |  | 11/29/2016
International Comfort Products | Kenmore | G9MXT0601714A | Natural Gas | Induced Draft | True | False | 1 | False | Horizontal |  | None | Condensing | Two-Stage Modulating |  | 0.75 | Standard |  | 60000 | 58000 |  |  | 48600 | 132 | 96 | 78 | [8 empty] | Federally-Regulated Consumer Product | 08/17/2016 |  | 11/29/2016
International Comfort Products | Kenmore | G9MXT1202422A | LPG | Induced Draft | True | False | 1 | False | Up |  | None | Condensing | Two-Stage Modulating |  | 1 | Standard |  | 120000 | 117000 |  |  | 110400 | 548 | 96 | 78 | [8 empty] | Federally-Regulated Consumer Product | 08/17/2016 |  | 11/29/2016
International Comfort Products | Kenmore | G9MXT1202422A | LPG | Induced Draft | True | False | 1 | False | Horizontal |  | None | Condensing | Two-Stage Modulating |  | 1 | Standard |  | 120000 | 117000 |  |  | 110400 | 548 | 96 | 78 | [8 empty] | Federally-Regulated Consumer Product | 08/17/2016 |  | 11/29/2016
International Comfort Products | Kenmore | G9MXT1202422A | Natural Gas | Induced Draft | True | False | 1 | False | Up |  | None | Condensing | Two-Stage Modulating |  | 1 | Standard |  | 120000 | 117000 |  |  | 110400 | 548 | 96 | 78 | [8 empty] | Federally-Regulated Consumer Product | 08/17/2016 |  | 11/29/2016
International Comfort Products | Kenmore | G9MXT1202422A | Natural Gas | Induced Draft | True | False | 1 | False | Horizontal |  | None | Condensing | Two-Stage Modulating |  | 1 | Standard |  | 120000 | 117000 |  |  | 110400 | 548 | 96 | 78 | [8 empty] | Federally-Regulated Consumer Product | 08/17/2016 |  | 11/29/2016
International Comfort Products | Kenmore | G9MXT0801716A | LPG | Induced Draft | True | False | 1 | False | Up |  | None | Condensing | Two-Stage Modulating |  | 0.75 | Standard |  | 80000 | 78000 |  |  | 80200 | 314 | 96 | 78 | [8 empty] | Federally-Regulated Consumer Product | 08/17/2016 |  | 11/29/2016
International Comfort Products | Kenmore | G9MXT0801716A | LPG | Induced Draft | True | False | 1 | False | Horizontal |  | None | Condensing | Two-Stage Modulating |  | 0.75 | Standard |  | 80000 | 78000 |  |  | 80200 | 314 | 96 | 78 | [8 empty] | Federally-Regulated Consumer Product | 08/17/2016 |  | 11/29/2016
International Comfort Products | Kenmore | G9MXT0801716A | Natural Gas | Induced Draft | True | False | 1 | False | Up |  | None | Condensing | Two-Stage Modulating |  | 0.75 | Standard |  | 80000 | 78000 |  |  | 80200 | 314 | 96 | 78 | [8 empty] | Federally-Regulated Consumer Product | 08/17/2016 |  | 11/29/2016
International Comfort Products | Kenmore | G9MXT0801716A | Natural Gas | Induced Draft | True | False | 1 | False | Horizontal |  | None | Condensing | Two-Stage Modulating |  | 0.75 | Standard |  | 80000 | 78000 |  |  | 80200 | 314 | 96 | 78 | [8 empty] | Federally-Regulated Consumer Product | 08/17/2016 |  | 11/29/2016
International Comfort Products | Kenmore | N9MSE1402420A | LPG | Induced Draft | True | False | 1 | False | Up |  | None | Condensing | Single-Stage |  | 0.75 | Standard |  | 140000 | 135000 |  |  | 128900 | 1520 | 95.5 | 78 | [8 empty] | Federally-Regulated Consumer Product | 10/28/2016 |  | 11/29/2016
International Comfort Products | Kenmore | N9MSE1402420A | LPG | Induced Draft | True | False | 1 | False | Horizontal |  | None | Condensing | Single-Stage |  | 0.75 | Standard |  | 140000 | 135000 |  |  | 128900 | 1520 | 95.5 | 78 | [8 empty] | Federally-Regulated Consumer Product | 10/28/2016 |  | 11/29/2016
International Comfort Products | Kenmore | N9MSE1402420A | Natural Gas | Induced Draft | True | False | 1 | False | Up |  | None | Condensing | Single-Stage |  | 0.75 | Standard |  | 140000 | 135000 |  |  | 128900 | 1520 | 95.5 | 78 | [8 empty] | Federally-Regulated Consumer Product | 10/28/2016 |  | 11/29/2016
International Comfort Products | Kenmore | N9MSE1402420A | Natural Gas | Induced Draft | True | False | 1 | False | Horizontal |  | None | Condensing | Single-Stage |  | 0.75 | Standard |  | 140000 | 135000 |  |  | 128900 | 1520 | 95.5 | 78 | [8 empty] | Federally-Regulated Consumer Product | 10/28/2016 |  | 11/29/2016
International Comfort Products | Kenmore | F9MXT0802120A | LPG | Induced Draft | True | False | 1 | False | Up |  | None | Condensing | Two-Stage Modulating |  | 1 | Standard |  | 80000 | 78000 |  |  | 80700 | 316 | 96 | 78 | [8 empty] | Federally-Regulated Consumer Product | 08/17/2016 |  | 11/29/2016
International Comfort Products | Kenmore | F9MXT0802120A | LPG | Induced Draft | True | False | 1 | False | Horizontal |  | None | Condensing | Two-Stage Modulating |  | 1 | Standard |  | 80000 | 78000 |  |  | 80700 | 316 | 96 | 78 | [8 empty] | Federally-Regulated Consumer Product | 08/17/2016 |  | 11/29/2016
International Comfort Products | Kenmore | F9MXT0802120A | Natural Gas | Induced Draft | True | False | 1 | False | Up |  | None | Condensing | Two-Stage Modulating |  | 1 | Standard |  | 80000 | 78000 |  |  | 80700 | 316 | 96 | 78 | [8 empty] | Federally-Regulated Consumer Product | 08/17/2016 |  | 11/29/2016
International Comfort Products | Kenmore | F9MXT0802120A | Natural Gas | Induced Draft | True | False | 1 | False | Horizontal |  | None | Condensing | Two-Stage Modulating |  | 1 | Standard |  | 80000 | 78000 |  |  | 80700 | 316 | 96 | 78 | [8 empty] | Federally-Regulated Consumer Product | 08/17/2016 |  | 11/29/2016
International Comfort Products | Kenmore | G9MXT0802120A | LPG | Induced Draft | True | False | 1 | False | Up |  | None | Condensing | Two-Stage Modulating |  | 1 | Standard |  | 80000 | 78000 |  |  | 80700 | 316 | 96 | 78 | [8 empty] | Federally-Regulated Consumer Product | 08/17/2016 |  | 11/29/2016
International Comfort Products | Kenmore | G9MXT0802120A | LPG | Induced Draft | True | False | 1 | False | Horizontal |  | None | Condensing | Two-Stage Modulating |  | 1 | Standard |  | 80000 | 78000 |  |  | 80700 | 316 | 96 | 78 | [8 empty] | Federally-Regulated Consumer Product | 08/17/2016 |  | 11/29/2016
International Comfort Products | Kenmore | G9MXT0802120A | Natural Gas | Induced Draft | True | False | 1 | False | Up |  | None | Condensing | Two-Stage Modulating |  | 1 | Standard |  | 80000 | 78000 |  |  | 80700 | 316 | 96 | 78 | [8 empty] | Federally-Regulated Consumer Product | 08/17/2016 |  | 11/29/2016
International Comfort Products | Kenmore | G9MXT0802120A | Natural Gas | Induced Draft | True | False | 1 | False | Horizontal |  | None | Condensing | Two-Stage Modulating |  | 1 | Standard |  | 80000 | 78000 |  |  | 80700 | 316 | 96 | 78 | [8 empty] | Federally-Regulated Consumer Product | 08/17/2016 |  | 11/29/2016
International Comfort Products | Kenmore | G9MXT1002120A | LPG | Induced Draft | True | False | 1 | False | Up |  | None | Condensing | Two-Stage Modulating |  | 1 | Standard |  | 100000 | 97000 |  |  | 96100 | 434 | 96 | 78 | [8 empty] | Federally-Regulated Consumer Product | 10/28/2016 |  | 11/29/2016
International Comfort Products | Kenmore | G9MXT1002120A | LPG | Induced Draft | True | False | 1 | False | Horizontal |  | None | Condensing | Two-Stage Modulating |  | 1 | Standard |  | 100000 | 97000 |  |  | 96100 | 434 | 96 | 78 | [8 empty] | Federally-Regulated Consumer Product | 10/28/2016 |  | 11/29/2016
International Comfort Products | Kenmore | G9MXT1002120A | Natural Gas | Induced Draft | True | False | 1 | False | Up |  | None | Condensing | Two-Stage Modulating |  | 1 | Standard |  | 100000 | 97000 |  |  | 96100 | 434 | 96 | 78 | [8 empty] | Federally-Regulated Consumer Product | 10/28/2016 |  | 11/29/2016
International Comfort Products | Kenmore | G9MXT1002120A | Natural Gas | Induced Draft | True | False | 1 | False | Horizontal |  | None | Condensing | Two-Stage Modulating |  | 1 | Standard |  | 100000 | 97000 |  |  | 96100 | 434 | 96 | 78 | [8 empty] | Federally-Regulated Consumer Product | 10/28/2016 |  | 11/29/2016
International Comfort Products | Kenmore | F9MAE0601714A | LPG | Induced Draft | True | False | 1 | False | Up |  | None | Condensing | Step Modulating |  | 0.5 | Standard |  | 60000 | 59000 |  |  | 46900 | 95 | 97 | 78 | [8 empty] | Federally-Regulated Consumer Product | 08/17/2016 |  | 11/29/2016
International Comfort Products | Kenmore | F9MAE0601714A | LPG | Induced Draft | True | False | 1 | False | Horizontal |  | None | Condensing | Step Modulating |  | 0.5 | Standard |  | 60000 | 59000 |  |  | 46900 | 95 | 97 | 78 | [8 empty] | Federally-Regulated Consumer Product | 08/17/2016 |  | 11/29/2016
International Comfort Products | Kenmore | F9MAE0601714A | Natural Gas | Induced Draft | True | False | 1 | False | Up |  | None | Condensing | Step Modulating |  | 0.5 | Standard |  | 60000 | 59000 |  |  | 46900 | 95 | 97 | 78 | [8 empty] | Federally-Regulated Consumer Product | 08/17/2016 |  | 11/29/2016
International Comfort Products | Kenmore | F9MAE0601714A | Natural Gas | Induced Draft | True | False | 1 | False | Horizontal |  | None | Condensing | Step Modulating |  | 0.5 | Standard |  | 60000 | 59000 |  |  | 46900 | 95 | 97 | 78 | [8 empty] | Federally-Regulated Consumer Product | 08/17/2016 |  | 11/29/2016
International Comfort Products | Kenmore | F9MAE0801714A | LPG | Induced Draft | True | False | 1 | False | Up |  | None | Condensing | Step Modulating |  | 0.5 | Standard |  | 80000 | 78000 |  |  | 77700 | 405 | 97 | 78 | [8 empty] | Federally-Regulated Consumer Product | 08/17/2016 |  | 11/29/2016
International Comfort Products | Kenmore | F9MAE0801714A | LPG | Induced Draft | True | False | 1 | False | Horizontal |  | None | Condensing | Step Modulating |  | 0.5 | Standard |  | 80000 | 78000 |  |  | 77700 | 405 | 97 | 78 | [8 empty] | Federally-Regulated Consumer Product | 08/17/2016 |  | 11/29/2016
International Comfort Products | Kenmore | F9MAE0801714A | Natural Gas | Induced Draft | True | False | 1 | False | Up |  | None | Condensing | Step Modulating |  | 0.5 | Standard |  | 80000 | 78000 |  |  | 77700 | 405 | 97 | 78 | [8 empty] | Federally-Regulated Consumer Product | 08/17/2016 |  | 11/29/2016
International Comfort Products | Kenmore | F9MAE0801714A | Natural Gas | Induced Draft | True | False | 1 | False | Horizontal |  | None | Condensing | Step Modulating |  | 0.5 | Standard |  | 80000 | 78000 |  |  | 77700 | 405 | 97 | 78 | [8 empty] | Federally-Regulated Consumer Product | 08/17/2016 |  | 11/29/2016
International Comfort Products | Kenmore | F9MAE1202422A | LPG | Induced Draft | True | False | 1 | False | Up |  | None | Condensing | Step Modulating |  | 1 | Standard |  | 120000 | 117000 |  |  | 109200 | 447 | 97 | 78 | [8 empty] | Federally-Regulated Consumer Product | 08/17/2016 |  | 11/29/2016
International Comfort Products | Kenmore | F9MAE1202422A | LPG | Induced Draft | True | False | 1 | False | Horizontal |  | None | Condensing | Step Modulating |  | 1 | Standard |  | 120000 | 117000 |  |  | 109200 | 447 | 97 | 78 | [8 empty] | Federally-Regulated Consumer Product | 08/17/2016 |  | 11/29/2016
International Comfort Products | Kenmore | F9MAE1202422A | Natural Gas | Induced Draft | True | False | 1 | False | Up |  | None | Condensing | Step Modulating |  | 1 | Standard |  | 120000 | 117000 |  |  | 109200 | 447 | 97 | 78 | [8 empty] | Federally-Regulated Consumer Product | 08/17/2016 |  | 11/29/2016
International Comfort Products | Kenmore | F9MAE1202422A | Natural Gas | Induced Draft | True | False | 1 | False | Horizontal |  | None | Condensing | Step Modulating |  | 1 | Standard |  | 120000 | 117000 |  |  | 109200 | 447 | 97 | 78 | [8 empty] | Federally-Regulated Consumer Product | 08/17/2016 |  | 11/29/2016
International Comfort Products | Kenmore | F9MAE0602120A | LPG | Induced Draft | True | False | 1 | False | Up |  | None | Condensing | Step Modulating |  | 1 | Standard |  | 61000 | 60000 |  |  | 62400 | 356 | 98 | 78 | [8 empty] | Federally-Regulated Consumer Product | 08/17/2016 |  | 11/29/2016
International Comfort Products | Kenmore | F9MAE0602120A | LPG | Induced Draft | True | False | 1 | False | Horizontal |  | None | Condensing | Step Modulating |  | 1 | Standard |  | 61000 | 60000 |  |  | 62400 | 356 | 98 | 78 | [8 empty] | Federally-Regulated Consumer Product | 08/17/2016 |  | 11/29/2016
International Comfort Products | Kenmore | F9MAE0602120A | Natural Gas | Induced Draft | True | False | 1 | False | Up |  | None | Condensing | Step Modulating |  | 1 | Standard |  | 61000 | 60000 |  |  | 62400 | 356 | 98 | 78 | [8 empty] | Federally-Regulated Consumer Product | 08/17/2016 |  | 11/29/2016
International Comfort Products | Kenmore | F9MAE0602120A | Natural Gas | Induced Draft | True | False | 1 | False | Horizontal |  | None | Condensing | Step Modulating |  | 1 | Standard |  | 61000 | 60000 |  |  | 62400 | 356 | 98 | 78 | [8 empty] | Federally-Regulated Consumer Product | 08/17/2016 |  | 11/29/2016
International Comfort Products | Kenmore | F9MVE0802120A | LPG | Induced Draft | True | False | 1 | False | Up |  | None | Condensing | Two-Stage Modulating |  | 1 | Standard |  | 80000 | 78000 |  |  | 81400 | 298 | 96 | 78 | [8 empty] | Federally-Regulated Consumer Product | 08/17/2016 |  | 11/29/2016
International Comfort Products | Kenmore | F9MVE0802120A | LPG | Induced Draft | True | False | 1 | False | Horizontal |  | None | Condensing | Two-Stage Modulating |  | 1 | Standard |  | 80000 | 78000 |  |  | 81400 | 298 | 96 | 78 | [8 empty] | Federally-Regulated Consumer Product | 08/17/2016 |  | 11/29/2016
International Comfort Products | Kenmore | F9MVE0802120A | Natural Gas | Induced Draft | True | False | 1 | False | Up |  | None | Condensing | Two-Stage Modulating |  | 1 | Standard |  | 80000 | 78000 |  |  | 81400 | 298 | 96 | 78 | [8 empty] | Federally-Regulated Consumer Product | 08/17/2016 |  | 11/29/2016
International Comfort Products | Kenmore | F9MVE0802120A | Natural Gas | Induced Draft | True | False | 1 | False | Horizontal |  | None | Condensing | Two-Stage Modulating |  | 1 | Standard |  | 80000 | 78000 |  |  | 81400 | 298 | 96 | 78 | [8 empty] | Federally-Regulated Consumer Product | 08/17/2016 |  | 11/29/2016
International Comfort Products | Kenmore | G9MAE0601714A | LPG | Induced Draft | True | False | 1 | False | Up |  | None | Condensing | Step Modulating |  | 0.5 | Standard |  | 60000 | 59000 |  |  | 46900 | 95 | 97 | 78 | [8 empty] | Federally-Regulated Consumer Product | 08/17/2016 |  | 11/29/2016
International Comfort Products | Kenmore | G9MAE0601714A | LPG | Induced Draft | True | False | 1 | False | Horizontal |  | None | Condensing | Step Modulating |  | 0.5 | Standard |  | 60000 | 59000 |  |  | 46900 | 95 | 97 | 78 | [8 empty] | Federally-Regulated Consumer Product | 08/17/2016 |  | 11/29/2016
International Comfort Products | Kenmore | G9MAE0601714A | Natural Gas | Induced Draft | True | False | 1 | False | Up |  | None | Condensing | Step Modulating |  | 0.5 | Standard |  | 60000 | 59000 |  |  | 46900 | 95 | 97 | 78 | [8 empty] | Federally-Regulated Consumer Product | 08/17/2016 |  | 11/29/2016
International Comfort Products | Kenmore | G9MAE0601714A | Natural Gas | Induced Draft | True | False | 1 | False | Horizontal |  | None | Condensing | Step Modulating |  | 0.5 | Standard |  | 60000 | 59000 |  |  | 46900 | 95 | 97 | 78 | [8 empty] | Federally-Regulated Consumer Product | 08/17/2016 |  | 11/29/2016
International Comfort Products | Kenmore | G9MAE0801714A | LPG | Induced Draft | True | False | 1 | False | Up |  | None | Condensing | Step Modulating |  | 0.5 | Standard |  | 80000 | 78000 |  |  | 77700 | 405 | 97 | 78 | [8 empty] | Federally-Regulated Consumer Product | 08/17/2016 |  | 11/29/2016
International Comfort Products | Kenmore | G9MAE0801714A | LPG | Induced Draft | True | False | 1 | False | Horizontal |  | None | Condensing | Step Modulating |  | 0.5 | Standard |  | 80000 | 78000 |  |  | 77700 | 405 | 97 | 78 | [8 empty] | Federally-Regulated Consumer Product | 08/17/2016 |  | 11/29/2016
International Comfort Products | Kenmore | G9MAE0801714A | Natural Gas | Induced Draft | True | False | 1 | False | Up |  | None | Condensing | Step Modulating |  | 0.5 | Standard |  | 80000 | 78000 |  |  | 77700 | 405 | 97 | 78 | [8 empty] | Federally-Regulated Consumer Product | 08/17/2016 |  | 11/29/2016
International Comfort Products | Kenmore | G9MAE0801714A | Natural Gas | Induced Draft | True | False | 1 | False | Horizontal |  | None | Condensing | Step Modulating |  | 0.5 | Standard |  | 80000 | 78000 |  |  | 77700 | 405 | 97 | 78 | [8 empty] | Federally-Regulated Consumer Product | 08/17/2016 |  | 11/29/2016
International Comfort Products | Kenmore | G9MAE1202422A | LPG | Induced Draft | True | False | 1 | False | Up |  | None | Condensing | Step Modulating |  | 1 | Standard |  | 120000 | 117000 |  |  | 109200 | 447 | 97 | 78 | [8 empty] | Federally-Regulated Consumer Product | 08/17/2016 |  | 11/29/2016
International Comfort Products | Kenmore | G9MAE1202422A | LPG | Induced Draft | True | False | 1 | False | Horizontal |  | None | Condensing | Step Modulating |  | 1 | Standard |  | 120000 | 117000 |  |  | 109200 | 447 | 97 | 78 | [8 empty] | Federally-Regulated Consumer Product | 08/17/2016 |  | 11/29/2016
International Comfort Products | Kenmore | G9MAE1202422A | Natural Gas | Induced Draft | True | False | 1 | False | Up |  | None | Condensing | Step Modulating |  | 1 | Standard |  | 120000 | 117000 |  |  | 109200 | 447 | 97 | 78 | [8 empty] | Federally-Regulated Consumer Product | 08/17/2016 |  | 11/29/2016
International Comfort Products | Kenmore | G9MAE1202422A | Natural Gas | Induced Draft | True | False | 1 | False | Horizontal |  | None | Condensing | Step Modulating |  | 1 | Standard |  | 120000 | 117000 |  |  | 109200 | 447 | 97 | 78 | [8 empty] | Federally-Regulated Consumer Product | 08/17/2016 |  | 11/29/2016
International Comfort Products | Kenmore | G9MAE0602120A | LPG | Induced Draft | True | False | 1 | False | Up |  | None | Condensing | Step Modulating |  | 1 | Standard |  | 61000 | 60000 |  |  | 62400 | 356 | 98 | 78 | [8 empty] | Federally-Regulated Consumer Product | 08/17/2016 |  | 11/29/2016
International Comfort Products | Kenmore | G9MAE0602120A | LPG | Induced Draft | True | False | 1 | False | Horizontal |  | None | Condensing | Step Modulating |  | 1 | Standard |  | 61000 | 60000 |  |  | 62400 | 356 | 98 | 78 | [8 empty] | Federally-Regulated Consumer Product | 08/17/2016 |  | 11/29/2016
International Comfort Products | Kenmore | G9MAE0602120A | Natural Gas | Induced Draft | True | False | 1 | False | Up |  | None | Condensing | Step Modulating |  | 1 | Standard |  | 61000 | 60000 |  |  | 62400 | 356 | 98 | 78 | [8 empty] | Federally-Regulated Consumer Product | 08/17/2016 |  | 11/29/2016
International Comfort Products | Kenmore | G9MAE0602120A | Natural Gas | Induced Draft | True | False | 1 | False | Horizontal |  | None | Condensing | Step Modulating |  | 1 | Standard |  | 61000 | 60000 |  |  | 62400 | 356 | 98 | 78 | [8 empty] | Federally-Regulated Consumer Product | 08/17/2016 |  | 11/29/2016
International Comfort Products | Kenmore | G9MAE1002122A | LPG | Induced Draft | True | False | 1 | False | Up |  | None | Condensing | Step Modulating |  | 1 | Standard |  | 100000 | 98000 |  |  | 95100 | 380 | 97 | 78 | [8 empty] | Federally-Regulated Consumer Product | 08/17/2016 |  | 11/29/2016
International Comfort Products | Kenmore | G9MAE1002122A | LPG | Induced Draft | True | False | 1 | False | Horizontal |  | None | Condensing | Step Modulating |  | 1 | Standard |  | 100000 | 98000 |  |  | 95100 | 380 | 97 | 78 | [8 empty] | Federally-Regulated Consumer Product | 08/17/2016 |  | 11/29/2016
International Comfort Products | Kenmore | G9MAE1002122A | Natural Gas | Induced Draft | True | False | 1 | False | Up |  | None | Condensing | Step Modulating |  | 1 | Standard |  | 100000 | 98000 |  |  | 95100 | 380 | 97 | 78 | [8 empty] | Federally-Regulated Consumer Product | 08/17/2016 |  | 11/29/2016
International Comfort Products | Kenmore | G9MAE1002122A | Natural Gas | Induced Draft | True | False | 1 | False | Horizontal |  | None | Condensing | Step Modulating |  | 1 | Standard |  | 100000 | 98000 |  |  | 95100 | 380 | 97 | 78 | [8 empty] | Federally-Regulated Consumer Product | 08/17/2016 |  | 11/29/2016
International Comfort Products | Kenmore | G9MVE0401410A | LPG | Induced Draft | True | False | 1 | False | Up |  | None | Condensing | Two-Stage Modulating |  | 0.5 | Standard |  | 40000 | 39000 |  |  | 32200 | 176 | 96 | 78 | [8 empty] | Federally-Regulated Consumer Product | 08/17/2016 |  | 11/29/2016
International Comfort Products | Kenmore | G9MVE0401410A | LPG | Induced Draft | True | False | 1 | False | Horizontal |  | None | Condensing | Two-Stage Modulating |  | 0.5 | Standard |  | 40000 | 39000 |  |  | 32200 | 176 | 96 | 78 | [8 empty] | Federally-Regulated Consumer Product | 08/17/2016 |  | 11/29/2016
International Comfort Products | Kenmore | G9MVE0401410A | Natural Gas | Induced Draft | True | False | 1 | False | Up |  | None | Condensing | Two-Stage Modulating |  | 0.5 | Standard |  | 40000 | 39000 |  |  | 32200 | 176 | 96 | 78 | [8 empty] | Federally-Regulated Consumer Product | 08/17/2016 |  | 11/29/2016
International Comfort Products | Kenmore | G9MVE0401410A | Natural Gas | Induced Draft | True | False | 1 | False | Horizontal |  | None | Condensing | Two-Stage Modulating |  | 0.5 | Standard |  | 40000 | 39000 |  |  | 32200 | 176 | 96 | 78 | [8 empty] | Federally-Regulated Consumer Product | 08/17/2016 |  | 11/29/2016
International Comfort Products | Kenmore | G9MVE0601714A | LPG | Induced Draft | True | False | 1 | False | Up |  | None | Condensing | Two-Stage Modulating |  | 0.75 | Standard |  | 60000 | 58000 |  |  | 48500 | 195 | 96 | 78 | [8 empty] | Federally-Regulated Consumer Product | 08/17/2016 |  | 11/29/2016
International Comfort Products | Kenmore | G9MVE0601714A | LPG | Induced Draft | True | False | 1 | False | Horizontal |  | None | Condensing | Two-Stage Modulating |  | 0.75 | Standard |  | 60000 | 58000 |  |  | 48500 | 195 | 96 | 78 | [8 empty] | Federally-Regulated Consumer Product | 08/17/2016 |  | 11/29/2016
International Comfort Products | Kenmore | G9MVE0601714A | Natural Gas | Induced Draft | True | False | 1 | False | Up |  | None | Condensing | Two-Stage Modulating |  | 0.75 | Standard |  | 60000 | 58000 |  |  | 48500 | 195 | 96 | 78 | [8 empty] | Federally-Regulated Consumer Product | 08/17/2016 |  | 11/29/2016
International Comfort Products | Kenmore | G9MVE0601714A | Natural Gas | Induced Draft | True | False | 1 | False | Horizontal |  | None | Condensing | Two-Stage Modulating |  | 0.75 | Standard |  | 60000 | 58000 |  |  | 48500 | 195 | 96 | 78 | [8 empty] | Federally-Regulated Consumer Product | 08/17/2016 |  | 11/29/2016
International Comfort Products | Kenmore | G9MVE0801716A | LPG | Induced Draft | True | False | 1 | False | Up |  | None | Condensing | Two-Stage Modulating |  | 0.75 | Standard |  | 80000 | 78000 |  |  | 79900 | 414 | 96 | 78 | [8 empty] | Federally-Regulated Consumer Product | 08/17/2016 |  | 11/29/2016
International Comfort Products | Kenmore | G9MVE0801716A | LPG | Induced Draft | True | False | 1 | False | Horizontal |  | None | Condensing | Two-Stage Modulating |  | 0.75 | Standard |  | 80000 | 78000 |  |  | 79900 | 414 | 96 | 78 | [8 empty] | Federally-Regulated Consumer Product | 08/17/2016 |  | 11/29/2016
International Comfort Products | Kenmore | G9MVE0801716A | Natural Gas | Induced Draft | True | False | 1 | False | Up |  | None | Condensing | Two-Stage Modulating |  | 0.75 | Standard |  | 80000 | 78000 |  |  | 79900 | 414 | 96 | 78 | [8 empty] | Federally-Regulated Consumer Product | 08/17/2016 |  | 11/29/2016
International Comfort Products | Kenmore | G9MVE0801716A | Natural Gas | Induced Draft | True | False | 1 | False | Horizontal |  | None | Condensing | Two-Stage Modulating |  | 0.75 | Standard |  | 80000 | 78000 |  |  | 79900 | 414 | 96 | 78 | [8 empty] | Federally-Regulated Consumer Product | 08/17/2016 |  | 11/29/2016
International Comfort Products | Kenmore | G9MVE1202422A | LPG | Induced Draft | True | False | 1 | False | Up |  | None | Condensing | Two-Stage Modulating |  | 1 | Standard |  | 120000 | 117000 |  |  | 110000 | 629 | 96 | 78 | [8 empty] | Federally-Regulated Consumer Product | 08/17/2016 |  | 11/29/2016
International Comfort Products | Kenmore | G9MVE1202422A | LPG | Induced Draft | True | False | 1 | False | Horizontal |  | None | Condensing | Two-Stage Modulating |  | 1 | Standard |  | 120000 | 117000 |  |  | 110000 | 629 | 96 | 78 | [8 empty] | Federally-Regulated Consumer Product | 08/17/2016 |  | 11/29/2016
International Comfort Products | Kenmore | G9MVE1202422A | Natural Gas | Induced Draft | True | False | 1 | False | Up |  | None | Condensing | Two-Stage Modulating |  | 1 | Standard |  | 120000 | 117000 |  |  | 110000 | 629 | 96 | 78 | [8 empty] | Federally-Regulated Consumer Product | 08/17/2016 |  | 11/29/2016
International Comfort Products | Kenmore | G9MVE1202422A | Natural Gas | Induced Draft | True | False | 1 | False | Horizontal |  | None | Condensing | Two-Stage Modulating |  | 1 | Standard |  | 120000 | 117000 |  |  | 110000 | 629 | 96 | 78 | [8 empty] | Federally-Regulated Consumer Product | 08/17/2016 |  | 11/29/2016
International Comfort Products | Kenmore | G9MVE0802120A | LPG | Induced Draft | True | False | 1 | False | Up |  | None | Condensing | Two-Stage Modulating |  | 1 | Standard |  | 80000 | 78000 |  |  | 81400 | 298 | 96 | 78 | [8 empty] | Federally-Regulated Consumer Product | 08/17/2016 |  | 11/29/2016
International Comfort Products | Kenmore | G9MVE0802120A | LPG | Induced Draft | True | False | 1 | False | Horizontal |  | None | Condensing | Two-Stage Modulating |  | 1 | Standard |  | 80000 | 78000 |  |  | 81400 | 298 | 96 | 78 | [8 empty] | Federally-Regulated Consumer Product | 08/17/2016 |  | 11/29/2016
International Comfort Products | Kenmore | G9MVE0802120A | Natural Gas | Induced Draft | True | False | 1 | False | Up |  | None | Condensing | Two-Stage Modulating |  | 1 | Standard |  | 80000 | 78000 |  |  | 81400 | 298 | 96 | 78 | [8 empty] | Federally-Regulated Consumer Product | 08/17/2016 |  | 11/29/2016
International Comfort Products | Kenmore | G9MVE0802120A | Natural Gas | Induced Draft | True | False | 1 | False | Horizontal |  | None | Condensing | Two-Stage Modulating |  | 1 | Standard |  | 80000 | 78000 |  |  | 81400 | 298 | 96 | 78 | [8 empty] | Federally-Regulated Consumer Product | 08/17/2016 |  | 11/29/2016
International Comfort Products | Kenmore | N9MSE1402420A* | LPG | Induced Draft | True | False | 1 | False | Up |  | None | Condensing | Single-Stage |  | 0.75 | Standard |  | 140000 | 135000 |  |  | 128900 | 1520 | 95.5 | 78 | [8 empty] | Federally-Regulated Consumer Product | 08/17/2016 |  | 11/29/2016
International Comfort Products | Kenmore | N9MSE1402420A* | LPG | Induced Draft | True | False | 1 | False | Horizontal |  | None | Condensing | Single-Stage |  | 0.75 | Standard |  | 140000 | 135000 |  |  | 128900 | 1520 | 95.5 | 78 | [8 empty] | Federally-Regulated Consumer Product | 08/17/2016 |  | 11/29/2016
International Comfort Products | Kenmore | N9MSE1402420A* | Natural Gas | Induced Draft | True | False | 1 | False | Up |  | None | Condensing | Single-Stage |  | 0.75 | Standard |  | 140000 | 135000 |  |  | 128900 | 1520 | 95.5 | 78 | [8 empty] | Federally-Regulated Consumer Product | 08/17/2016 |  | 11/29/2016
International Comfort Products | Kenmore | N9MSE1402420A* | Natural Gas | Induced Draft | True | False | 1 | False | Horizontal |  | None | Condensing | Single-Stage |  | 0.75 | Standard |  | 140000 | 135000 |  |  | 128900 | 1520 | 95.5 | 78 | [8 empty] | Federally-Regulated Consumer Product | 08/17/2016 |  | 11/29/2016
International Comfort Products | Kenmore | G9MVE0401712A | LPG | Induced Draft | True | False | 1 | False | Up |  | None | Condensing | Two-Stage Modulating |  | 0.5 | Standard |  | 40000 | 39000 |  |  | 32500 | 129 | 96 | 78 | [8 empty] | Federally-Regulated Consumer Product | 08/17/2016 |  | 11/29/2016
International Comfort Products | Kenmore | G9MVE0401712A | LPG | Induced Draft | True | False | 1 | False | Horizontal |  | None | Condensing | Two-Stage Modulating |  | 0.5 | Standard |  | 40000 | 39000 |  |  | 32500 | 129 | 96 | 78 | [8 empty] | Federally-Regulated Consumer Product | 08/17/2016 |  | 11/29/2016
International Comfort Products | Kenmore | G9MVE0401712A | Natural Gas | Induced Draft | True | False | 1 | False | Up |  | None | Condensing | Two-Stage Modulating |  | 0.5 | Standard |  | 40000 | 39000 |  |  | 32500 | 129 | 96 | 78 | [8 empty] | Federally-Regulated Consumer Product | 08/17/2016 |  | 11/29/2016
International Comfort Products | Kenmore | G9MVE0401712A | Natural Gas | Induced Draft | True | False | 1 | False | Horizontal |  | None | Condensing | Two-Stage Modulating |  | 0.5 | Standard |  | 40000 | 39000 |  |  | 32500 | 129 | 96 | 78 | [8 empty] | Federally-Regulated Consumer Product | 08/17/2016 |  | 11/29/2016
International Comfort Products | Kenmore | G9MVE0601412A | LPG | Induced Draft | True | False | 1 | False | Up |  | None | Condensing | Two-Stage Modulating |  | 0.5 | Standard |  | 60000 | 58000 |  |  | 48400 | 247 | 95 | 78 | [8 empty] | Federally-Regulated Consumer Product | 08/17/2016 |  | 11/29/2016
International Comfort Products | Kenmore | G9MVE0601412A | LPG | Induced Draft | True | False | 1 | False | Horizontal |  | None | Condensing | Two-Stage Modulating |  | 0.5 | Standard |  | 60000 | 58000 |  |  | 48400 | 247 | 95 | 78 | [8 empty] | Federally-Regulated Consumer Product | 08/17/2016 |  | 11/29/2016
International Comfort Products | Kenmore | G9MVE0601412A | Natural Gas | Induced Draft | True | False | 1 | False | Up |  | None | Condensing | Two-Stage Modulating |  | 0.5 | Standard |  | 60000 | 58000 |  |  | 48400 | 247 | 95 | 78 | [8 empty] | Federally-Regulated Consumer Product | 08/17/2016 |  | 11/29/2016
International Comfort Products | Kenmore | G9MVE0601412A | Natural Gas | Induced Draft | True | False | 1 | False | Horizontal |  | None | Condensing | Two-Stage Modulating |  | 0.5 | Standard |  | 60000 | 58000 |  |  | 48400 | 247 | 95 | 78 | [8 empty] | Federally-Regulated Consumer Product | 08/17/2016 |  | 11/29/2016
International Comfort Products | Kenmore | F9MVE0401410A*D | Natural Gas | Induced Draft | True | False | 1 | False | Down |  | None | Condensing | Two-Stage Modulating |  | 0.5 | Standard |  | 40000 | 39000 |  |  | 32600 | 179 | 95 | 78 | [8 empty] | Federally-Regulated Consumer Product | 08/17/2016 |  | 11/29/2016
International Comfort Products | Kenmore | F9MVE0401410A*D | LPG | Induced Draft | True | False | 1 | False | Down |  | None | Condensing | Two-Stage Modulating |  | 0.5 | Standard |  | 40000 | 39000 |  |  | 32600 | 179 | 95 | 78 | [8 empty] | Federally-Regulated Consumer Product | 08/17/2016 |  | 11/29/2016
International Comfort Products | Kenmore | F9MVE0802120A*D | Natural Gas | Induced Draft | True | False | 1 | False | Down |  | None | Condensing | Two-Stage Modulating |  | 1 | Standard |  | 80000 | 76000 |  |  | 65500 | 261 | 95 | 78 | [8 empty] | Federally-Regulated Consumer Product | 08/17/2016 |  | 11/29/2016
International Comfort Products | Kenmore | F9MVE0802120A*D | LPG | Induced Draft | True | False | 1 | False | Down |  | None | Condensing | Two-Stage Modulating |  | 1 | Standard |  | 80000 | 76000 |  |  | 65500 | 261 | 95 | 78 | [8 empty] | Federally-Regulated Consumer Product | 08/17/2016 |  | 11/29/2016
International Comfort Products | Kenmore | F9MXT0401712A*D | Natural Gas | Induced Draft | True | False | 1 | False | Down |  | None | Condensing | Two-Stage Modulating |  | 0.5 | Standard |  | 40000 | 39000 |  |  | 32900 | 151 | 94.4 | 78 | [8 empty] | Federally-Regulated Consumer Product | 08/17/2016 |  | 11/29/2016
International Comfort Products | Kenmore | F9MXT0401712A*D | LPG | Induced Draft | True | False | 1 | False | Down |  | None | Condensing | Two-Stage Modulating |  | 0.5 | Standard |  | 40000 | 39000 |  |  | 32900 | 151 | 94.4 | 78 | [8 empty] | Federally-Regulated Consumer Product | 08/17/2016 |  | 11/29/2016
International Comfort Products | Kenmore | F9MXT0601412A* | Natural Gas | Induced Draft | True | False | 1 | False | Up |  | None | Condensing | Two-Stage Modulating |  | 0.5 | Standard |  | 60000 | 58000 |  |  | 48700 | 248 | 95 | 78 | [8 empty] | Federally-Regulated Consumer Product | 08/17/2016 |  | 11/29/2016
International Comfort Products | Kenmore | F9MXT0601412A* | Natural Gas | Induced Draft | True | False | 1 | False | Horizontal |  | None | Condensing | Two-Stage Modulating |  | 0.5 | Standard |  | 60000 | 58000 |  |  | 48700 | 248 | 95 | 78 | [8 empty] | Federally-Regulated Consumer Product | 08/17/2016 |  | 11/29/2016
International Comfort Products | Kenmore | F9MXT0601412A* | LPG | Induced Draft | True | False | 1 | False | Up |  | None | Condensing | Two-Stage Modulating |  | 0.5 | Standard |  | 60000 | 58000 |  |  | 48700 | 248 | 95 | 78 | [8 empty] | Federally-Regulated Consumer Product | 08/17/2016 |  | 11/29/2016
International Comfort Products | Kenmore | F9MXT0601412A* | LPG | Induced Draft | True | False | 1 | False | Horizontal |  | None | Condensing | Two-Stage Modulating |  | 0.5 | Standard |  | 60000 | 58000 |  |  | 48700 | 248 | 95 | 78 | [8 empty] | Federally-Regulated Consumer Product | 08/17/2016 |  | 11/29/2016
International Comfort Products | Kenmore | F9MXT0802120A*D | Natural Gas | Induced Draft | True | False | 1 | False | Down |  | None | Condensing | Two-Stage Modulating |  | 1 | Standard |  | 80000 | 77000 |  |  | 80800 | 410 | 95 | 78 | [8 empty] | Federally-Regulated Consumer Product | 08/17/2016 |  | 11/29/2016
International Comfort Products | Kenmore | F9MXT0802120A*D | LPG | Induced Draft | True | False | 1 | False | Down |  | None | Condensing | Two-Stage Modulating |  | 1 | Standard |  | 80000 | 77000 |  |  | 80800 | 410 | 95 | 78 | [8 empty] | Federally-Regulated Consumer Product | 08/17/2016 |  | 11/29/2016
International Comfort Products | Kenmore | F9MXT1202422A*D | Natural Gas | Induced Draft | True | False | 1 | False | Down |  | None | Condensing | Two-Stage Modulating |  | 1 | Standard |  | 120000 | 116000 |  |  | 111300 | 628 | 95 | 78 | [8 empty] | Federally-Regulated Consumer Product | 08/17/2016 |  | 11/29/2016
International Comfort Products | Kenmore | F9MXT1202422A*D | LPG | Induced Draft | True | False | 1 | False | Down |  | None | Condensing | Two-Stage Modulating |  | 1 | Standard |  | 120000 | 116000 |  |  | 111300 | 628 | 95 | 78 | [8 empty] | Federally-Regulated Consumer Product | 08/17/2016 |  | 11/29/2016
International Comfort Products | Kenmore | G9MVE0401712A*D | Natural Gas | Induced Draft | True | False | 1 | False | Down |  | None | Condensing | Two-Stage Modulating |  | 0.5 | Standard |  | 40000 | 39000 |  |  | 32600 | 151 | 94.4 | 78 | [8 empty] | Federally-Regulated Consumer Product | 08/17/2016 |  | 11/29/2016
International Comfort Products | Kenmore | G9MVE0401712A*D | LPG | Induced Draft | True | False | 1 | False | Down |  | None | Condensing | Two-Stage Modulating |  | 0.5 | Standard |  | 40000 | 39000 |  |  | 32600 | 151 | 94.4 | 78 | [8 empty] | Federally-Regulated Consumer Product | 08/17/2016 |  | 11/29/2016
International Comfort Products | Kenmore | G9MXT0401712A* | Natural Gas | Induced Draft | True | False | 1 | False | Up |  | None | Condensing | Two-Stage Modulating |  | 0.5 | Standard |  | 40000 | 39000 |  |  | 32400 | 144 | 96 | 78 | [8 empty] | Federally-Regulated Consumer Product | 08/17/2016 |  | 11/29/2016
International Comfort Products | Kenmore | G9MXT0401712A* | Natural Gas | Induced Draft | True | False | 1 | False | Horizontal |  | None | Condensing | Two-Stage Modulating |  | 0.5 | Standard |  | 40000 | 39000 |  |  | 32400 | 144 | 96 | 78 | [8 empty] | Federally-Regulated Consumer Product | 08/17/2016 |  | 11/29/2016
International Comfort Products | Kenmore | G9MXT0401712A* | LPG | Induced Draft | True | False | 1 | False | Up |  | None | Condensing | Two-Stage Modulating |  | 0.5 | Standard |  | 40000 | 39000 |  |  | 32400 | 144 | 96 | 78 | [8 empty] | Federally-Regulated Consumer Product | 08/17/2016 |  | 11/29/2016
International Comfort Products | Kenmore | G9MXT0401712A* | LPG | Induced Draft | True | False | 1 | False | Horizontal |  | None | Condensing | Two-Stage Modulating |  | 0.5 | Standard |  | 40000 | 39000 |  |  | 32400 | 144 | 96 | 78 | [8 empty] | Federally-Regulated Consumer Product | 08/17/2016 |  | 11/29/2016
International Comfort Products | Kenmore | G9MXT0601412A* | Natural Gas | Induced Draft | True | False | 1 | False | Up |  | None | Condensing | Two-Stage Modulating |  | 0.5 | Standard |  | 60000 | 58000 |  |  | 48700 | 248 | 95 | 78 | [8 empty] | Federally-Regulated Consumer Product | 08/17/2016 |  | 11/29/2016
International Comfort Products | Kenmore | G9MXT0601412A* | Natural Gas | Induced Draft | True | False | 1 | False | Horizontal |  | None | Condensing | Two-Stage Modulating |  | 0.5 | Standard |  | 60000 | 58000 |  |  | 48700 | 248 | 95 | 78 | [8 empty] | Federally-Regulated Consumer Product | 08/17/2016 |  | 11/29/2016
International Comfort Products | Kenmore | G9MXT0601412A* | LPG | Induced Draft | True | False | 1 | False | Up |  | None | Condensing | Two-Stage Modulating |  | 0.5 | Standard |  | 60000 | 58000 |  |  | 48700 | 248 | 95 | 78 | [8 empty] | Federally-Regulated Consumer Product | 08/17/2016 |  | 11/29/2016
International Comfort Products | Kenmore | G9MXT0601412A* | LPG | Induced Draft | True | False | 1 | False | Horizontal |  | None | Condensing | Two-Stage Modulating |  | 0.5 | Standard |  | 60000 | 58000 |  |  | 48700 | 248 | 95 | 78 | [8 empty] | Federally-Regulated Consumer Product | 08/17/2016 |  | 11/29/2016
International Comfort Products | Maratherm | N9MSE1402420A | LPG | Induced Draft | True | False | 1 | False | Up |  | None | Condensing | Single-Stage |  | 0.75 | Standard |  | 140000 | 135000 |  |  | 128900 | 1520 | 95.5 | 78 | [8 empty] | Federally-Regulated Consumer Product | 10/28/2016 |  | 11/29/2016
International Comfort Products | Maratherm | N9MSE1402420A | LPG | Induced Draft | True | False | 1 | False | Horizontal |  | None | Condensing | Single-Stage |  | 0.75 | Standard |  | 140000 | 135000 |  |  | 128900 | 1520 | 95.5 | 78 | [8 empty] | Federally-Regulated Consumer Product | 10/28/2016 |  | 11/29/2016
International Comfort Products | Maratherm | N9MSE1402420A | Natural Gas | Induced Draft | True | False | 1 | False | Up |  | None | Condensing | Single-Stage |  | 0.75 | Standard |  | 140000 | 135000 |  |  | 128900 | 1520 | 95.5 | 78 | [8 empty] | Federally-Regulated Consumer Product | 10/28/2016 |  | 11/29/2016
International Comfort Products | Maratherm | N9MSE1402420A | Natural Gas | Induced Draft | True | False | 1 | False | Horizontal |  | None | Condensing | Single-Stage |  | 0.75 | Standard |  | 140000 | 135000 |  |  | 128900 | 1520 | 95.5 | 78 | [8 empty] | Federally-Regulated Consumer Product | 10/28/2016 |  | 11/29/2016
International Comfort Products | Maratherm | N9MSE1402420A* | LPG | Induced Draft | True | False | 1 | False | Up |  | None | Condensing | Single-Stage |  | 0.75 | Standard |  | 140000 | 135000 |  |  | 128900 | 1520 | 95.5 | 78 | [8 empty] | Federally-Regulated Consumer Product | 08/17/2016 |  | 11/29/2016
International Comfort Products | Maratherm | N9MSE1402420A* | LPG | Induced Draft | True | False | 1 | False | Horizontal |  | None | Condensing | Single-Stage |  | 0.75 | Standard |  | 140000 | 135000 |  |  | 128900 | 1520 | 95.5 | 78 | [8 empty] | Federally-Regulated Consumer Product | 08/17/2016 |  | 11/29/2016
International Comfort Products | Maratherm | N9MSE1402420A* | Natural Gas | Induced Draft | True | False | 1 | False | Up |  | None | Condensing | Single-Stage |  | 0.75 | Standard |  | 140000 | 135000 |  |  | 128900 | 1520 | 95.5 | 78 | [8 empty] | Federally-Regulated Consumer Product | 08/17/2016 |  | 11/29/2016
International Comfort Products | Maratherm | N9MSE1402420A* | Natural Gas | Induced Draft | True | False | 1 | False | Horizontal |  | None | Condensing | Single-Stage |  | 0.75 | Standard |  | 140000 | 135000 |  |  | 128900 | 1520 | 95.5 | 78 | [8 empty] | Federally-Regulated Consumer Product | 08/17/2016 |  | 11/29/2016
International Comfort Products | Tempstar | F9MXT0801716A | LPG | Induced Draft | True | False | 1 | False | Up |  | None | Condensing | Two-Stage Modulating |  | 0.75 | Standard |  | 80000 | 78000 |  |  | 80200 | 314 | 96 | 78 | [8 empty] | Federally-Regulated Consumer Product | 08/17/2016 |  | 11/29/2016
International Comfort Products | Tempstar | F9MXT0801716A | LPG | Induced Draft | True | False | 1 | False | Horizontal |  | None | Condensing | Two-Stage Modulating |  | 0.75 | Standard |  | 80000 | 78000 |  |  | 80200 | 314 | 96 | 78 | [8 empty] | Federally-Regulated Consumer Product | 08/17/2016 |  | 11/29/2016
International Comfort Products | Tempstar | F9MXT0801716A | Natural Gas | Induced Draft | True | False | 1 | False | Up |  | None | Condensing | Two-Stage Modulating |  | 0.75 | Standard |  | 80000 | 78000 |  |  | 80200 | 314 | 96 | 78 | [8 empty] | Federally-Regulated Consumer Product | 08/17/2016 |  | 11/29/2016
International Comfort Products | Tempstar | F9MXT0801716A | Natural Gas | Induced Draft | True | False | 1 | False | Horizontal |  | None | Condensing | Two-Stage Modulating |  | 0.75 | Standard |  | 80000 | 78000 |  |  | 80200 | 314 | 96 | 78 | [8 empty] | Federally-Regulated Consumer Product | 08/17/2016 |  | 11/29/2016
International Comfort Products | Tempstar | F9MXT1202422A | LPG | Induced Draft | True | False | 1 | False | Up |  | None | Condensing | Two-Stage Modulating |  | 1 | Standard |  | 120000 | 117000 |  |  | 110400 | 548 | 96 | 78 | [8 empty] | Federally-Regulated Consumer Product | 08/17/2016 |  | 11/29/2016
International Comfort Products | Tempstar | F9MXT1202422A | LPG | Induced Draft | True | False | 1 | False | Horizontal |  | None | Condensing | Two-Stage Modulating |  | 1 | Standard |  | 120000 | 117000 |  |  | 110400 | 548 | 96 | 78 | [8 empty] | Federally-Regulated Consumer Product | 08/17/2016 |  | 11/29/2016
International Comfort Products | Tempstar | F9MXT1202422A | Natural Gas | Induced Draft | True | False | 1 | False | Up |  | None | Condensing | Two-Stage Modulating |  | 1 | Standard |  | 120000 | 117000 |  |  | 110400 | 548 | 96 | 78 | [8 empty] | Federally-Regulated Consumer Product | 08/17/2016 |  | 11/29/2016
International Comfort Products | Tempstar | F9MXT1202422A | Natural Gas | Induced Draft | True | False | 1 | False | Horizontal |  | None | Condensing | Two-Stage Modulating |  | 1 | Standard |  | 120000 | 117000 |  |  | 110400 | 548 | 96 | 78 | [8 empty] | Federally-Regulated Consumer Product | 08/17/2016 |  | 11/29/2016
International Comfort Products | Tempstar | F9MXT0401410A | LPG | Induced Draft | True | False | 1 | False | Up |  | None | Condensing | Two-Stage Modulating |  | 0.5 | Standard |  | 40000 | 39000 |  |  | 32300 | 115 | 96 | 78 | [8 empty] | Federally-Regulated Consumer Product | 08/17/2016 |  | 11/29/2016
International Comfort Products | Tempstar | F9MXT0401410A | LPG | Induced Draft | True | False | 1 | False | Horizontal |  | None | Condensing | Two-Stage Modulating |  | 0.5 | Standard |  | 40000 | 39000 |  |  | 32300 | 115 | 96 | 78 | [8 empty] | Federally-Regulated Consumer Product | 08/17/2016 |  | 11/29/2016
International Comfort Products | Tempstar | F9MXT0401410A | Natural Gas | Induced Draft | True | False | 1 | False | Up |  | None | Condensing | Two-Stage Modulating |  | 0.5 | Standard |  | 40000 | 39000 |  |  | 32300 | 115 | 96 | 78 | [8 empty] | Federally-Regulated Consumer Product | 08/17/2016 |  | 11/29/2016
International Comfort Products | Tempstar | F9MXT0401410A | Natural Gas | Induced Draft | True | False | 1 | False | Horizontal |  | None | Condensing | Two-Stage Modulating |  | 0.5 | Standard |  | 40000 | 39000 |  |  | 32300 | 115 | 96 | 78 | [8 empty] | Federally-Regulated Consumer Product | 08/17/2016 |  | 11/29/2016
International Comfort Products | Tempstar | F9MXT0601714A | LPG | Induced Draft | True | False | 1 | False | Up |  | None | Condensing | Two-Stage Modulating |  | 0.75 | Standard |  | 60000 | 58000 |  |  | 48600 | 132 | 96 | 78 | [8 empty] | Federally-Regulated Consumer Product | 08/17/2016 |  | 11/29/2016
International Comfort Products | Tempstar | F9MXT0601714A | LPG | Induced Draft | True | False | 1 | False | Horizontal |  | None | Condensing | Two-Stage Modulating |  | 0.75 | Standard |  | 60000 | 58000 |  |  | 48600 | 132 | 96 | 78 | [8 empty] | Federally-Regulated Consumer Product | 08/17/2016 |  | 11/29/2016
International Comfort Products | Tempstar | F9MXT0601714A | Natural Gas | Induced Draft | True | False | 1 | False | Up |  | None | Condensing | Two-Stage Modulating |  | 0.75 | Standard |  | 60000 | 58000 |  |  | 48600 | 132 | 96 | 78 | [8 empty] | Federally-Regulated Consumer Product | 08/17/2016 |  | 11/29/2016
International Comfort Products | Tempstar | F9MXT0601714A | Natural Gas | Induced Draft | True | False | 1 | False | Horizontal |  | None | Condensing | Two-Stage Modulating |  | 0.75 | Standard |  | 60000 | 58000 |  |  | 48600 | 132 | 96 | 78 | [8 empty] | Federally-Regulated Consumer Product | 08/17/2016 |  | 11/29/2016
International Comfort Products | Tempstar | N9MSE1402420A | LPG | Induced Draft | True | False | 1 | False | Up |  | None | Condensing | Single-Stage |  | 0.75 | Standard |  | 140000 | 135000 |  |  | 128900 | 1520 | 95.5 | 78 | [8 empty] | Federally-Regulated Consumer Product | 10/28/2016 |  | 11/29/2016
International Comfort Products | Tempstar | N9MSE1402420A | LPG | Induced Draft | True | False | 1 | False | Horizontal |  | None | Condensing | Single-Stage |  | 0.75 | Standard |  | 140000 | 135000 |  |  | 128900 | 1520 | 95.5 | 78 | [8 empty] | Federally-Regulated Consumer Product | 10/28/2016 |  | 11/29/2016
International Comfort Products | Tempstar | N9MSE1402420A | Natural Gas | Induced Draft | True | False | 1 | False | Up |  | None | Condensing | Single-Stage |  | 0.75 | Standard |  | 140000 | 135000 |  |  | 128900 | 1520 | 95.5 | 78 | [8 empty] | Federally-Regulated Consumer Product | 10/28/2016 |  | 11/29/2016
International Comfort Products | Tempstar | N9MSE1402420A | Natural Gas | Induced Draft | True | False | 1 | False | Horizontal |  | None | Condensing | Single-Stage |  | 0.75 | Standard |  | 140000 | 135000 |  |  | 128900 | 1520 | 95.5 | 78 | [8 empty] | Federally-Regulated Consumer Product | 10/28/2016 |  | 11/29/2016
International Comfort Products | Tempstar | F9MXT0802120A | LPG | Induced Draft | True | False | 1 | False | Up |  | None | Condensing | Two-Stage Modulating |  | 1 | Standard |  | 80000 | 78000 |  |  | 80700 | 316 | 96 | 78 | [8 empty] | Federally-Regulated Consumer Product | 08/17/2016 |  | 11/29/2016
International Comfort Products | Tempstar | F9MXT0802120A | LPG | Induced Draft | True | False | 1 | False | Horizontal |  | None | Condensing | Two-Stage Modulating |  | 1 | Standard |  | 80000 | 78000 |  |  | 80700 | 316 | 96 | 78 | [8 empty] | Federally-Regulated Consumer Product | 08/17/2016 |  | 11/29/2016
International Comfort Products | Tempstar | F9MXT0802120A | Natural Gas | Induced Draft | True | False | 1 | False | Up |  | None | Condensing | Two-Stage Modulating |  | 1 | Standard |  | 80000 | 78000 |  |  | 80700 | 316 | 96 | 78 | [8 empty] | Federally-Regulated Consumer Product | 08/17/2016 |  | 11/29/2016
International Comfort Products | Tempstar | F9MXT0802120A | Natural Gas | Induced Draft | True | False | 1 | False | Horizontal |  | None | Condensing | Two-Stage Modulating |  | 1 | Standard |  | 80000 | 78000 |  |  | 80700 | 316 | 96 | 78 | [8 empty] | Federally-Regulated Consumer Product | 08/17/2016 |  | 11/29/2016
International Comfort Products | Tempstar | F9MAE0601714A | LPG | Induced Draft | True | False | 1 | False | Up |  | None | Condensing | Step Modulating |  | 0.5 | Standard |  | 60000 | 59000 |  |  | 46900 | 95 | 97 | 78 | [8 empty] | Federally-Regulated Consumer Product | 08/17/2016 |  | 11/29/2016
International Comfort Products | Tempstar | F9MAE0601714A | LPG | Induced Draft | True | False | 1 | False | Horizontal |  | None | Condensing | Step Modulating |  | 0.5 | Standard |  | 60000 | 59000 |  |  | 46900 | 95 | 97 | 78 | [8 empty] | Federally-Regulated Consumer Product | 08/17/2016 |  | 11/29/2016
International Comfort Products | Tempstar | F9MAE0601714A | Natural Gas | Induced Draft | True | False | 1 | False | Up |  | None | Condensing | Step Modulating |  | 0.5 | Standard |  | 60000 | 59000 |  |  | 46900 | 95 | 97 | 78 | [8 empty] | Federally-Regulated Consumer Product | 08/17/2016 |  | 11/29/2016
International Comfort Products | Tempstar | F9MAE0601714A | Natural Gas | Induced Draft | True | False | 1 | False | Horizontal |  | None | Condensing | Step Modulating |  | 0.5 | Standard |  | 60000 | 59000 |  |  | 46900 | 95 | 97 | 78 | [8 empty] | Federally-Regulated Consumer Product | 08/17/2016 |  | 11/29/2016
International Comfort Products | Tempstar | F9MAE0801714A | LPG | Induced Draft | True | False | 1 | False | Up |  | None | Condensing | Step Modulating |  | 0.5 | Standard |  | 80000 | 78000 |  |  | 77700 | 405 | 97 | 78 | [8 empty] | Federally-Regulated Consumer Product | 08/17/2016 |  | 11/29/2016
International Comfort Products | Tempstar | F9MAE0801714A | LPG | Induced Draft | True | False | 1 | False | Horizontal |  | None | Condensing | Step Modulating |  | 0.5 | Standard |  | 80000 | 78000 |  |  | 77700 | 405 | 97 | 78 | [8 empty] | Federally-Regulated Consumer Product | 08/17/2016 |  | 11/29/2016
International Comfort Products | Tempstar | F9MAE0801714A | Natural Gas | Induced Draft | True | False | 1 | False | Up |  | None | Condensing | Step Modulating |  | 0.5 | Standard |  | 80000 | 78000 |  |  | 77700 | 405 | 97 | 78 | [8 empty] | Federally-Regulated Consumer Product | 08/17/2016 |  | 11/29/2016
International Comfort Products | Tempstar | F9MAE0801714A | Natural Gas | Induced Draft | True | False | 1 | False | Horizontal |  | None | Condensing | Step Modulating |  | 0.5 | Standard |  | 80000 | 78000 |  |  | 77700 | 405 | 97 | 78 | [8 empty] | Federally-Regulated Consumer Product | 08/17/2016 |  | 11/29/2016
International Comfort Products | Tempstar | F9MAE1202422A | LPG | Induced Draft | True | False | 1 | False | Up |  | None | Condensing | Step Modulating |  | 1 | Standard |  | 120000 | 117000 |  |  | 109200 | 447 | 97 | 78 | [8 empty] | Federally-Regulated Consumer Product | 08/17/2016 |  | 11/29/2016
International Comfort Products | Tempstar | F9MAE1202422A | LPG | Induced Draft | True | False | 1 | False | Horizontal |  | None | Condensing | Step Modulating |  | 1 | Standard |  | 120000 | 117000 |  |  | 109200 | 447 | 97 | 78 | [8 empty] | Federally-Regulated Consumer Product | 08/17/2016 |  | 11/29/2016
International Comfort Products | Tempstar | F9MAE1202422A | Natural Gas | Induced Draft | True | False | 1 | False | Up |  | None | Condensing | Step Modulating |  | 1 | Standard |  | 120000 | 117000 |  |  | 109200 | 447 | 97 | 78 | [8 empty] | Federally-Regulated Consumer Product | 08/17/2016 |  | 11/29/2016
International Comfort Products | Tempstar | F9MAE1202422A | Natural Gas | Induced Draft | True | False | 1 | False | Horizontal |  | None | Condensing | Step Modulating |  | 1 | Standard |  | 120000 | 117000 |  |  | 109200 | 447 | 97 | 78 | [8 empty] | Federally-Regulated Consumer Product | 08/17/2016 |  | 11/29/2016
International Comfort Products | Tempstar | F9MAE0602120A | LPG | Induced Draft | True | False | 1 | False | Up |  | None | Condensing | Step Modulating |  | 1 | Standard |  | 61000 | 60000 |  |  | 62400 | 356 | 98 | 78 | [8 empty] | Federally-Regulated Consumer Product | 08/17/2016 |  | 11/29/2016
International Comfort Products | Tempstar | F9MAE0602120A | LPG | Induced Draft | True | False | 1 | False | Horizontal |  | None | Condensing | Step Modulating |  | 1 | Standard |  | 61000 | 60000 |  |  | 62400 | 356 | 98 | 78 | [8 empty] | Federally-Regulated Consumer Product | 08/17/2016 |  | 11/29/2016
International Comfort Products | Tempstar | F9MAE0602120A | Natural Gas | Induced Draft | True | False | 1 | False | Up |  | None | Condensing | Step Modulating |  | 1 | Standard |  | 61000 | 60000 |  |  | 62400 | 356 | 98 | 78 | [8 empty] | Federally-Regulated Consumer Product | 08/17/2016 |  | 11/29/2016
International Comfort Products | Tempstar | F9MAE0602120A | Natural Gas | Induced Draft | True | False | 1 | False | Horizontal |  | None | Condensing | Step Modulating |  | 1 | Standard |  | 61000 | 60000 |  |  | 62400 | 356 | 98 | 78 | [8 empty] | Federally-Regulated Consumer Product | 08/17/2016 |  | 11/29/2016
International Comfort Products | Tempstar | F9MVE0802120A | LPG | Induced Draft | True | False | 1 | False | Up |  | None | Condensing | Two-Stage Modulating |  | 1 | Standard |  | 80000 | 78000 |  |  | 81400 | 298 | 96 | 78 | [8 empty] | Federally-Regulated Consumer Product | 08/17/2016 |  | 11/29/2016
International Comfort Products | Tempstar | F9MVE0802120A | LPG | Induced Draft | True | False | 1 | False | Horizontal |  | None | Condensing | Two-Stage Modulating |  | 1 | Standard |  | 80000 | 78000 |  |  | 81400 | 298 | 96 | 78 | [8 empty] | Federally-Regulated Consumer Product | 08/17/2016 |  | 11/29/2016
International Comfort Products | Tempstar | F9MVE0802120A | Natural Gas | Induced Draft | True | False | 1 | False | Up |  | None | Condensing | Two-Stage Modulating |  | 1 | Standard |  | 80000 | 78000 |  |  | 81400 | 298 | 96 | 78 | [8 empty] | Federally-Regulated Consumer Product | 08/17/2016 |  | 11/29/2016
International Comfort Products | Tempstar | F9MVE0802120A | Natural Gas | Induced Draft | True | False | 1 | False | Horizontal |  | None | Condensing | Two-Stage Modulating |  | 1 | Standard |  | 80000 | 78000 |  |  | 81400 | 298 | 96 | 78 | [8 empty] | Federally-Regulated Consumer Product | 08/17/2016 |  | 11/29/2016
International Comfort Products | Tempstar | N9MSE1402420A* | LPG | Induced Draft | True | False | 1 | False | Up |  | None | Condensing | Single-Stage |  | 0.75 | Standard |  | 140000 | 135000 |  |  | 128900 | 1520 | 95.5 | 78 | [8 empty] | Federally-Regulated Consumer Product | 08/17/2016 |  | 11/29/2016
International Comfort Products | Tempstar | N9MSE1402420A* | LPG | Induced Draft | True | False | 1 | False | Horizontal |  | None | Condensing | Single-Stage |  | 0.75 | Standard |  | 140000 | 135000 |  |  | 128900 | 1520 | 95.5 | 78 | [8 empty] | Federally-Regulated Consumer Product | 08/17/2016 |  | 11/29/2016
International Comfort Products | Tempstar | N9MSE1402420A* | Natural Gas | Induced Draft | True | False | 1 | False | Up |  | None | Condensing | Single-Stage |  | 0.75 | Standard |  | 140000 | 135000 |  |  | 128900 | 1520 | 95.5 | 78 | [8 empty] | Federally-Regulated Consumer Product | 08/17/2016 |  | 11/29/2016
International Comfort Products | Tempstar | N9MSE1402420A* | Natural Gas | Induced Draft | True | False | 1 | False | Horizontal |  | None | Condensing | Single-Stage |  | 0.75 | Standard |  | 140000 | 135000 |  |  | 128900 | 1520 | 95.5 | 78 | [8 empty] | Federally-Regulated Consumer Product | 08/17/2016 |  | 11/29/2016
International Comfort Products | Tempstar | F9MXT0601412A* | LPG | Induced Draft | True | False | 1 | False | Up |  | None | Condensing | Two-Stage Modulating |  | 0.5 | Standard |  | 60000 | 58000 |  |  | 48700 | 248 | 95 | 78 | [8 empty] | Federally-Regulated Consumer Product | 08/17/2016 |  | 11/29/2016
International Comfort Products | Tempstar | F9MXT0601412A* | LPG | Induced Draft | True | False | 1 | False | Horizontal |  | None | Condensing | Two-Stage Modulating |  | 0.5 | Standard |  | 60000 | 58000 |  |  | 48700 | 248 | 95 | 78 | [8 empty] | Federally-Regulated Consumer Product | 08/17/2016 |  | 11/29/2016
International Comfort Products | Tempstar | F9MXT0601412A* | Natural Gas | Induced Draft | True | False | 1 | False | Up |  | None | Condensing | Two-Stage Modulating |  | 0.5 | Standard |  | 60000 | 58000 |  |  | 48700 | 248 | 95 | 78 | [8 empty] | Federally-Regulated Consumer Product | 08/17/2016 |  | 11/29/2016
International Comfort Products | Tempstar | F9MXT0601412A* | Natural Gas | Induced Draft | True | False | 1 | False | Horizontal |  | None | Condensing | Two-Stage Modulating |  | 0.5 | Standard |  | 60000 | 58000 |  |  | 48700 | 248 | 95 | 78 | [8 empty] | Federally-Regulated Consumer Product | 08/17/2016 |  | 11/29/2016
International Comfort Products | Tempstar | F9MVE0401410A*D | LPG | Induced Draft | True | False | 1 | False | Down |  | None | Condensing | Two-Stage Modulating |  | 0.5 | Standard |  | 40000 | 39000 |  |  | 32600 | 179 | 95 | 78 | [8 empty] | Federally-Regulated Consumer Product | 08/17/2016 |  | 11/29/2016
International Comfort Products | Tempstar | F9MVE0401410A*D | Natural Gas | Induced Draft | True | False | 1 | False | Down |  | None | Condensing | Two-Stage Modulating |  | 0.5 | Standard |  | 40000 | 39000 |  |  | 32600 | 179 | 95 | 78 | [8 empty] | Federally-Regulated Consumer Product | 08/17/2016 |  | 11/29/2016
International Comfort Products | Tempstar | F9MVE0802120A*D | LPG | Induced Draft | True | False | 1 | False | Down |  | None | Condensing | Two-Stage Modulating |  | 1 | Standard |  | 80000 | 76000 |  |  | 65500 | 261 | 95 | 78 | [8 empty] | Federally-Regulated Consumer Product | 08/17/2016 |  | 11/29/2016
International Comfort Products | Tempstar | F9MVE0802120A*D | Natural Gas | Induced Draft | True | False | 1 | False | Down |  | None | Condensing | Two-Stage Modulating |  | 1 | Standard |  | 80000 | 76000 |  |  | 65500 | 261 | 95 | 78 | [8 empty] | Federally-Regulated Consumer Product | 08/17/2016 |  | 11/29/2016
International Comfort Products | Tempstar | F9MXT0802120A*D | LPG | Induced Draft | True | False | 1 | False | Down |  | None | Condensing | Two-Stage Modulating |  | 1 | Standard |  | 80000 | 77000 |  |  | 80800 | 410 | 95 | 78 | [8 empty] | Federally-Regulated Consumer Product | 08/17/2016 |  | 11/29/2016
International Comfort Products | Tempstar | F9MXT0802120A*D | Natural Gas | Induced Draft | True | False | 1 | False | Down |  | None | Condensing | Two-Stage Modulating |  | 1 | Standard |  | 80000 | 77000 |  |  | 80800 | 410 | 95 | 78 | [8 empty] | Federally-Regulated Consumer Product | 08/17/2016 |  | 11/29/2016
International Comfort Products | Tempstar | F9MXT0401712A*D | LPG | Induced Draft | True | False | 1 | False | Down |  | None | Condensing | Two-Stage Modulating |  | 0.5 | Standard |  | 40000 | 39000 |  |  | 32900 | 151 | 94.4 | 78 | [8 empty] | Federally-Regulated Consumer Product | 08/17/2016 |  | 11/29/2016
International Comfort Products | Tempstar | F9MXT0401712A*D | Natural Gas | Induced Draft | True | False | 1 | False | Down |  | None | Condensing | Two-Stage Modulating |  | 0.5 | Standard |  | 40000 | 39000 |  |  | 32900 | 151 | 94.4 | 78 | [8 empty] | Federally-Regulated Consumer Product | 08/17/2016 |  | 11/29/2016
International Comfort Products | Tempstar | F9MXT1202422A*D | LPG | Induced Draft | True | False | 1 | False | Down |  | None | Condensing | Two-Stage Modulating |  | 1 | Standard |  | 120000 | 116000 |  |  | 111300 | 628 | 95 | 78 | [8 empty] | Federally-Regulated Consumer Product | 08/17/2016 |  | 11/29/2016
International Comfort Products | Tempstar | F9MXT1202422A*D | Natural Gas | Induced Draft | True | False | 1 | False | Down |  | None | Condensing | Two-Stage Modulating |  | 1 | Standard |  | 120000 | 116000 |  |  | 111300 | 628 | 95 | 78 | [8 empty] | Federally-Regulated Consumer Product | 08/17/2016 |  | 11/29/2016
Rheem Sales Company, Inc. | Thermal Zone | TZDF-436JK080A | LPG | Induced Draft | True | True | 1 | False | Down |  | None | Non-Condensing | Single-Stage |  | 0.5 | Standard |  | 80000 | 65000 |  |  | 77500 | 600 | 81 | 78 | [8 empty] | Federally-Regulated Consumer Product | 10/27/2016 |  | 11/29/2016
Rheem Sales Company, Inc. | Thermal Zone | TZDF-436JK080A | LPG | Induced Draft | True | True | 1 | False | Horizontal |  | None | Non-Condensing | Single-Stage |  | 0.5 | Standard |  | 80000 | 65000 |  |  | 77500 | 600 | 81 | 78 | [8 empty] | Federally-Regulated Consumer Product | 10/27/2016 |  | 11/29/2016
Rheem Sales Company, Inc. | Thermal Zone | TZDF-436JK080A | Natural Gas | Induced Draft | True | True | 1 | False | Down |  | None | Non-Condensing | Single-Stage |  | 0.5 | Standard |  | 80000 | 65000 |  |  | 77500 | 600 | 81 | 78 | [8 empty] | Federally-Regulated Consumer Product | 10/27/2016 |  | 11/29/2016
Rheem Sales Company, Inc. | Thermal Zone | TZDF-436JK080A | Natural Gas | Induced Draft | True | True | 1 | False | Horizontal |  | None | Non-Condensing | Single-Stage |  | 0.5 | Standard |  | 80000 | 65000 |  |  | 77500 | 600 | 81 | 78 | [8 empty] | Federally-Regulated Consumer Product | 10/27/2016 |  | 11/29/2016
Rheem Sales Company, Inc. | Thermal Zone | TZDF-430JK080A | LPG | Induced Draft | True | True | 1 | False | Down |  | None | Non-Condensing | Single-Stage |  | 0.5 | Standard |  | 80000 | 65000 |  |  | 77500 | 600 | 81 | 78 | [8 empty] | Federally-Regulated Consumer Product | 10/27/2016 |  | 11/29/2016
Rheem Sales Company, Inc. | Thermal Zone | TZDF-430JK080A | LPG | Induced Draft | True | True | 1 | False | Horizontal |  | None | Non-Condensing | Single-Stage |  | 0.5 | Standard |  | 80000 | 65000 |  |  | 77500 | 600 | 81 | 78 | [8 empty] | Federally-Regulated Consumer Product | 10/27/2016 |  | 11/29/2016
Rheem Sales Company, Inc. | Thermal Zone | TZDF-430JK080A | Natural Gas | Induced Draft | True | True | 1 | False | Down |  | None | Non-Condensing | Single-Stage |  | 0.5 | Standard |  | 80000 | 65000 |  |  | 77500 | 600 | 81 | 78 | [8 empty] | Federally-Regulated Consumer Product | 10/27/2016 |  | 11/29/2016
Rheem Sales Company, Inc. | Thermal Zone | TZDF-430JK080A | Natural Gas | Induced Draft | True | True | 1 | False | Horizontal |  | None | Non-Condensing | Single-Stage |  | 0.5 | Standard |  | 80000 | 65000 |  |  | 77500 | 600 | 81 | 78 | [8 empty] | Federally-Regulated Consumer Product | 10/27/2016 |  | 11/29/2016
Rheem Sales Company, Inc. | Ruud | RGEA15060AJT101AA | LPG | Induced Draft | True | True | 1 | False | Down |  | None | Non-Condensing | Single-Stage |  | 1 | Standard |  | 100000 | 81000 |  |  | 95000 | 728 | 81 | 78 | [8 empty] | Federally-Regulated Consumer Product | 11/23/2015 |  | 02/13/2017
Rheem Sales Company, Inc. | Ruud | RGEA15060AJT101AA | LPG | Induced Draft | True | True | 1 | False | Horizontal |  | None | Non-Condensing | Single-Stage |  | 1 | Standard |  | 100000 | 81000 |  |  | 95000 | 728 | 81 | 78 | [8 empty] | Federally-Regulated Consumer Product | 11/23/2015 |  | 02/13/2017
Rheem Sales Company, Inc. | Ruud | RGEA15060AJT101AA | Natural Gas | Induced Draft | True | True | 1 | False | Down |  | None | Non-Condensing | Single-Stage |  | 1 | Standard |  | 100000 | 81000 |  |  | 95000 | 728 | 81 | 78 | [8 empty] | Federally-Regulated Consumer Product | 11/23/2015 |  | 02/13/2017
Rheem Sales Company, Inc. | Ruud | RGEA15060AJT101AA | Natural Gas | Induced Draft | True | True | 1 | False | Horizontal |  | None | Non-Condensing | Single-Stage |  | 1 | Standard |  | 100000 | 81000 |  |  | 95000 | 728 | 81 | 78 | [8 empty] | Federally-Regulated Consumer Product | 11/23/2015 |  | 02/13/2017
Carrier Corp. - Syracuse | Carrier | 59SP2A100E21--20 | LPG | Induced Draft | True | False | 1 | False | Up |  | None | Condensing | Single-Stage |  | 0.75 | Standard |  | 100000 | 93000 |  |  | 85300 | 500 | 92.1 | 78 | [8 empty] | Federally-Regulated Consumer Product | 11/28/2016 |  | 02/14/2017
Carrier Corp. - Syracuse | Carrier | 59SP2A100E21--20 | LPG | Induced Draft | True | False | 1 | False | Down |  | None | Condensing | Single-Stage |  | 0.75 | Standard |  | 100000 | 93000 |  |  | 85300 | 500 | 92.1 | 78 | [8 empty] | Federally-Regulated Consumer Product | 11/28/2016 |  | 02/14/2017
Carrier Corp. - Syracuse | Carrier | 59SP2A100E21--20 | LPG | Induced Draft | True | False | 1 | False | Horizontal |  | None | Condensing | Single-Stage |  | 0.75 | Standard |  | 100000 | 93000 |  |  | 85300 | 500 | 92.1 | 78 | [8 empty] | Federally-Regulated Consumer Product | 11/28/2016 |  | 02/14/2017
Carrier Corp. - Syracuse | Carrier | 59SP2A100E21--20 | Natural Gas | Induced Draft | True | False | 1 | False | Up |  | None | Condensing | Single-Stage |  | 0.75 | Standard |  | 100000 | 93000 |  |  | 85300 | 500 | 92.1 | 78 | [8 empty] | Federally-Regulated Consumer Product | 11/28/2016 |  | 02/14/2017
Carrier Corp. - Syracuse | Carrier | 59SP2A100E21--20 | Natural Gas | Induced Draft | True | False | 1 | False | Down |  | None | Condensing | Single-Stage |  | 0.75 | Standard |  | 100000 | 93000 |  |  | 85300 | 500 | 92.1 | 78 | [8 empty] | Federally-Regulated Consumer Product | 11/28/2016 |  | 02/14/2017
Carrier Corp. - Syracuse | Carrier | 59SP2A100E21--20 | Natural Gas | Induced Draft | True | False | 1 | False | Horizontal |  | None | Condensing | Single-Stage |  | 0.75 | Standard |  | 100000 | 93000 |  |  | 85300 | 500 | 92.1 | 78 | [8 empty] | Federally-Regulated Consumer Product | 11/28/2016 |  | 02/14/2017
Carrier Corp. - Syracuse | Carrier | 59SP2A120E24--20 | LPG | Induced Draft | True | False | 1 | False | Up |  | None | Condensing | Single-Stage |  | 0.75 | Standard |  | 120000 | 112000 |  |  | 119600 | 646 | 92.1 | 78 | [8 empty] | Federally-Regulated Consumer Product | 11/28/2016 |  | 02/14/2017
Carrier Corp. - Syracuse | Carrier | 59SP2A120E24--20 | LPG | Induced Draft | True | False | 1 | False | Down |  | None | Condensing | Single-Stage |  | 0.75 | Standard |  | 120000 | 112000 |  |  | 119600 | 646 | 92.1 | 78 | [8 empty] | Federally-Regulated Consumer Product | 11/28/2016 |  | 02/14/2017
Carrier Corp. - Syracuse | Carrier | 59SP2A120E24--20 | LPG | Induced Draft | True | False | 1 | False | Horizontal |  | None | Condensing | Single-Stage |  | 0.75 | Standard |  | 120000 | 112000 |  |  | 119600 | 646 | 92.1 | 78 | [8 empty] | Federally-Regulated Consumer Product | 11/28/2016 |  | 02/14/2017
Carrier Corp. - Syracuse | Carrier | 59SP2A120E24--20 | Natural Gas | Induced Draft | True | False | 1 | False | Up |  | None | Condensing | Single-Stage |  | 0.75 | Standard |  | 120000 | 112000 |  |  | 119600 | 646 | 92.1 | 78 | [8 empty] | Federally-Regulated Consumer Product | 11/28/2016 |  | 02/14/2017
Carrier Corp. - Syracuse | Carrier | 59SP2A120E24--20 | Natural Gas | Induced Draft | True | False | 1 | False | Down |  | None | Condensing | Single-Stage |  | 0.75 | Standard |  | 120000 | 112000 |  |  | 119600 | 646 | 92.1 | 78 | [8 empty] | Federally-Regulated Consumer Product | 11/28/2016 |  | 02/14/2017
Carrier Corp. - Syracuse | Carrier | 59SP2A120E24--20 | Natural Gas | Induced Draft | True | False | 1 | False | Horizontal |  | None | Condensing | Single-Stage |  | 0.75 | Standard |  | 120000 | 112000 |  |  | 119600 | 646 | 92.1 | 78 | [8 empty] | Federally-Regulated Consumer Product | 11/28/2016 |  | 02/14/2017
Carrier Corp. - Syracuse | Carrier | 59SC2C100S21--16 | LPG | Induced Draft | True | False | 1 | False | Up |  | None | Condensing | Single-Stage |  | 0.5 | Standard |  | 100000 | 93000 |  |  | 84100 | 828 | 92.1 | 78 | [8 empty] | Federally-Regulated Consumer Product | 11/28/2016 |  | 02/14/2017
Carrier Corp. - Syracuse | Carrier | 59SC2C100S21--16 | LPG | Induced Draft | True | False | 1 | False | Down |  | None | Condensing | Single-Stage |  | 0.5 | Standard |  | 100000 | 93000 |  |  | 84100 | 828 | 92.1 | 78 | [8 empty] | Federally-Regulated Consumer Product | 11/28/2016 |  | 02/14/2017
Carrier Corp. - Syracuse | Carrier | 59SC2C100S21--16 | LPG | Induced Draft | True | False | 1 | False | Horizontal |  | None | Condensing | Single-Stage |  | 0.5 | Standard |  | 100000 | 93000 |  |  | 84100 | 828 | 92.1 | 78 | [8 empty] | Federally-Regulated Consumer Product | 11/28/2016 |  | 02/14/2017
Carrier Corp. - Syracuse | Carrier | 59SC2C100S21--16 | Natural Gas | Induced Draft | True | False | 1 | False | Up |  | None | Condensing | Single-Stage |  | 0.5 | Standard |  | 100000 | 93000 |  |  | 84100 | 828 | 92.1 | 78 | [8 empty] | Federally-Regulated Consumer Product | 11/28/2016 |  | 02/14/2017
Carrier Corp. - Syracuse | Carrier | 59SC2C100S21--16 | Natural Gas | Induced Draft | True | False | 1 | False | Down |  | None | Condensing | Single-Stage |  | 0.5 | Standard |  | 100000 | 93000 |  |  | 84100 | 828 | 92.1 | 78 | [8 empty] | Federally-Regulated Consumer Product | 11/28/2016 |  | 02/14/2017
Carrier Corp. - Syracuse | Carrier | 59SC2C100S21--16 | Natural Gas | Induced Draft | True | False | 1 | False | Horizontal |  | None | Condensing | Single-Stage |  | 0.5 | Standard |  | 100000 | 93000 |  |  | 84100 | 828 | 92.1 | 78 | [8 empty] | Federally-Regulated Consumer Product | 11/28/2016 |  | 02/14/2017
Carrier Corp. - Syracuse | Carrier | 59SC2C100S21--20 | LPG | Induced Draft | True | False | 1 | False | Up |  | None | Condensing | Single-Stage |  | 0.75 | Standard |  | 100000 | 93000 |  |  | 84000 | 858 | 92.1 | 78 | [8 empty] | Federally-Regulated Consumer Product | 11/28/2016 |  | 02/14/2017
Carrier Corp. - Syracuse | Carrier | 59SC2C100S21--20 | LPG | Induced Draft | True | False | 1 | False | Down |  | None | Condensing | Single-Stage |  | 0.75 | Standard |  | 100000 | 93000 |  |  | 84000 | 858 | 92.1 | 78 | [8 empty] | Federally-Regulated Consumer Product | 11/28/2016 |  | 02/14/2017
Carrier Corp. - Syracuse | Carrier | 59SC2C100S21--20 | LPG | Induced Draft | True | False | 1 | False | Horizontal |  | None | Condensing | Single-Stage |  | 0.75 | Standard |  | 100000 | 93000 |  |  | 84000 | 858 | 92.1 | 78 | [8 empty] | Federally-Regulated Consumer Product | 11/28/2016 |  | 02/14/2017
Carrier Corp. - Syracuse | Carrier | 59SC2C100S21--20 | Natural Gas | Induced Draft | True | False | 1 | False | Up |  | None | Condensing | Single-Stage |  | 0.75 | Standard |  | 100000 | 93000 |  |  | 84000 | 858 | 92.1 | 78 | [8 empty] | Federally-Regulated Consumer Product | 11/28/2016 |  | 02/14/2017
Carrier Corp. - Syracuse | Carrier | 59SC2C100S21--20 | Natural Gas | Induced Draft | True | False | 1 | False | Down |  | None | Condensing | Single-Stage |  | 0.75 | Standard |  | 100000 | 93000 |  |  | 84000 | 858 | 92.1 | 78 | [8 empty] | Federally-Regulated Consumer Product | 11/28/2016 |  | 02/14/2017
Carrier Corp. - Syracuse | Carrier | 59SC2C100S21--20 | Natural Gas | Induced Draft | True | False | 1 | False | Horizontal |  | None | Condensing | Single-Stage |  | 0.75 | Standard |  | 100000 | 93000 |  |  | 84000 | 858 | 92.1 | 78 | [8 empty] | Federally-Regulated Consumer Product | 11/28/2016 |  | 02/14/2017
Carrier Corp. - Syracuse | Carrier | 59SC2C120S24--20 | LPG | Induced Draft | True | False | 1 | False | Up |  | None | Condensing | Single-Stage |  | 0.75 | Standard |  | 120000 | 112000 |  |  | 117500 | 1203 | 92.1 | 78 | [8 empty] | Federally-Regulated Consumer Product | 11/28/2016 |  | 02/14/2017
Carrier Corp. - Syracuse | Carrier | 59SC2C120S24--20 | LPG | Induced Draft | True | False | 1 | False | Down |  | None | Condensing | Single-Stage |  | 0.75 | Standard |  | 120000 | 112000 |  |  | 117500 | 1203 | 92.1 | 78 | [8 empty] | Federally-Regulated Consumer Product | 11/28/2016 |  | 02/14/2017
Carrier Corp. - Syracuse | Carrier | 59SC2C120S24--20 | LPG | Induced Draft | True | False | 1 | False | Horizontal |  | None | Condensing | Single-Stage |  | 0.75 | Standard |  | 120000 | 112000 |  |  | 117500 | 1203 | 92.1 | 78 | [8 empty] | Federally-Regulated Consumer Product | 11/28/2016 |  | 02/14/2017
Carrier Corp. - Syracuse | Carrier | 59SC2C120S24--20 | Natural Gas | Induced Draft | True | False | 1 | False | Up |  | None | Condensing | Single-Stage |  | 0.75 | Standard |  | 120000 | 112000 |  |  | 117500 | 1203 | 92.1 | 78 | [8 empty] | Federally-Regulated Consumer Product | 11/28/2016 |  | 02/14/2017
Carrier Corp. - Syracuse | Carrier | 59SC2C120S24--20 | Natural Gas | Induced Draft | True | False | 1 | False | Down |  | None | Condensing | Single-Stage |  | 0.75 | Standard |  | 120000 | 112000 |  |  | 117500 | 1203 | 92.1 | 78 | [8 empty] | Federally-Regulated Consumer Product | 11/28/2016 |  | 02/14/2017
Carrier Corp. - Syracuse | Carrier | 59SC2C120S24--20 | Natural Gas | Induced Draft | True | False | 1 | False | Horizontal |  | None | Condensing | Single-Stage |  | 0.75 | Standard |  | 120000 | 112000 |  |  | 117500 | 1203 | 92.1 | 78 | [8 empty] | Federally-Regulated Consumer Product | 11/28/2016 |  | 02/14/2017
Carrier Corp. - Syracuse | Carrier | 59SP5A100E21--20*D | LPG | Induced Draft | True | False | 1 | False | Down |  | None | Condensing | Single-Stage |  | 1 | Standard |  | 100000 | 96000 |  |  | 99200 | 613 | 95 | 78 | [8 empty] | Federally-Regulated Consumer Product | 11/28/2016 |  | 02/14/2017
Carrier Corp. - Syracuse | Carrier | 59SP5A100E21--20*D | Natural Gas | Induced Draft | True | False | 1 | False | Down |  | None | Condensing | Single-Stage |  | 1 | Standard |  | 100000 | 96000 |  |  | 99200 | 613 | 95 | 78 | [8 empty] | Federally-Regulated Consumer Product | 11/28/2016 |  | 02/14/2017
Carrier Corp. - Syracuse | Carrier | 59SC5A040S14--10*D | LPG | Induced Draft | True | False | 1 | False | Down |  | None | Condensing | Single-Stage |  | 0.5 | Standard |  | 40000 | 39000 |  |  | 32500 | 377 | 95 | 78 | [8 empty] | Federally-Regulated Consumer Product | 11/28/2016 |  | 02/14/2017
Carrier Corp. - Syracuse | Carrier | 59SC5A040S14--10*D | Natural Gas | Induced Draft | True | False | 1 | False | Down |  | None | Condensing | Single-Stage |  | 0.5 | Standard |  | 40000 | 39000 |  |  | 32500 | 377 | 95 | 78 | [8 empty] | Federally-Regulated Consumer Product | 11/28/2016 |  | 02/14/2017
Carrier Corp. - Syracuse | Carrier | 59SC5A080S17--16*D | LPG | Induced Draft | True | False | 1 | False | Down |  | None | Condensing | Single-Stage |  | 0.75 | Standard |  | 80000 | 77000 |  |  | 81300 | 913 | 95 | 78 | [8 empty] | Federally-Regulated Consumer Product | 11/28/2016 |  | 02/14/2017
Carrier Corp. - Syracuse | Carrier | 59SC5A080S17--16*D | Natural Gas | Induced Draft | True | False | 1 | False | Down |  | None | Condensing | Single-Stage |  | 0.75 | Standard |  | 80000 | 77000 |  |  | 81300 | 913 | 95 | 78 | [8 empty] | Federally-Regulated Consumer Product | 11/28/2016 |  | 02/14/2017
Carrier Corp. - Syracuse | Carrier | 59SC5A100S21--14*D | LPG | Induced Draft | True | False | 1 | False | Down |  | None | Condensing | Single-Stage |  | 0.75 | Standard |  | 100000 | 96000 |  |  | 97200 | 1184 | 95 | 78 | [8 empty] | Federally-Regulated Consumer Product | 11/28/2016 |  | 02/14/2017
Carrier Corp. - Syracuse | Carrier | 59SC5A100S21--14*D | Natural Gas | Induced Draft | True | False | 1 | False | Down |  | None | Condensing | Single-Stage |  | 0.75 | Standard |  | 100000 | 96000 |  |  | 97200 | 1184 | 95 | 78 | [8 empty] | Federally-Regulated Consumer Product | 11/28/2016 |  | 02/14/2017
Carrier Corp. - Syracuse | Carrier | 59SC5A100S21--20*D | LPG | Induced Draft | True | False | 1 | False | Down |  | None | Condensing | Single-Stage |  | 0.75 | Standard |  | 100000 | 96000 |  |  | 97200 | 1176 | 95 | 78 | [8 empty] | Federally-Regulated Consumer Product | 11/28/2016 |  | 02/14/2017
Carrier Corp. - Syracuse | Carrier | 59SC5A100S21--20*D | Natural Gas | Induced Draft | True | False | 1 | False | Down |  | None | Condensing | Single-Stage |  | 0.75 | Standard |  | 100000 | 96000 |  |  | 97200 | 1176 | 95 | 78 | [8 empty] | Federally-Regulated Consumer Product | 11/28/2016 |  | 02/14/2017
Carrier Corp. - Syracuse | Carrier | 59TN6A100V21--22*D | LPG | Induced Draft | True | False | 1 | False | Down |  | None | Condensing | Two-Stage Modulating |  | 1 | Standard |  | 100000 | 96000 |  |  | 98100 | 464 | 95 | 78 | [8 empty] | Federally-Regulated Consumer Product | 08/16/2016 |  | 02/14/2017
Carrier Corp. - Syracuse | Carrier | 59TN6A100V21--22*D | Natural Gas | Induced Draft | True | False | 1 | False | Down |  | None | Condensing | Two-Stage Modulating |  | 1 | Standard |  | 100000 | 96000 |  |  | 98100 | 464 | 95 | 78 | [8 empty] | Federally-Regulated Consumer Product | 08/16/2016 |  | 02/14/2017
Carrier Corp. - Syracuse | Carrier | 59TP6A040E17--12*D | LPG | Induced Draft | True | False | 1 | False | Down |  | None | Condensing | Two-Stage Modulating |  | 0.5 | Standard |  | 40000 | 39000 |  |  | 32900 | 151 | 94.4 | 78 | [8 empty] | Federally-Regulated Consumer Product | 09/16/2016 |  | 02/14/2017
Carrier Corp. - Syracuse | Carrier | 59TP6A040E17--12*D | Natural Gas | Induced Draft | True | False | 1 | False | Down |  | None | Condensing | Two-Stage Modulating |  | 0.5 | Standard |  | 40000 | 39000 |  |  | 32900 | 151 | 94.4 | 78 | [8 empty] | Federally-Regulated Consumer Product | 09/16/2016 |  | 02/14/2017
Carrier Corp. - Syracuse | Carrier | 59TP6A100E21--20*D | LPG | Induced Draft | True | False | 1 | False | Down |  | None | Condensing | Two-Stage Modulating |  | 1 | Standard |  | 100000 | 96000 |  |  | 97400 | 405 | 95 | 78 | [8 empty] | Federally-Regulated Consumer Product | 08/16/2016 |  | 02/14/2017
Carrier Corp. - Syracuse | Carrier | 59TP6A100E21--20*D | Natural Gas | Induced Draft | True | False | 1 | False | Down |  | None | Condensing | Two-Stage Modulating |  | 1 | Standard |  | 100000 | 96000 |  |  | 97400 | 405 | 95 | 78 | [8 empty] | Federally-Regulated Consumer Product | 08/16/2016 |  | 02/14/2017
Carrier Corp. - Syracuse | Carrier | A2X95-060100*D | LPG | Induced Draft | True | False | 1 | False | Down |  | None | Condensing | Two-Stage Modulating |  | 1 | Standard |  | 100000 | 96000 |  |  | 97400 | 405 | 95 | 78 | [8 empty] | Federally-Regulated Consumer Product | 08/16/2016 |  | 02/14/2017
Carrier Corp. - Syracuse | Carrier | A2X95-060100*D | Natural Gas | Induced Draft | True | False | 1 | False | Down |  | None | Condensing | Two-Stage Modulating |  | 1 | Standard |  | 100000 | 96000 |  |  | 97400 | 405 | 95 | 78 | [8 empty] | Federally-Regulated Consumer Product | 08/16/2016 |  | 02/14/2017
Carrier Corp. - Syracuse | Carrier | A2X95-036040*D | LPG | Induced Draft | True | False | 1 | False | Down |  | None | Condensing | Two-Stage Modulating |  | 0.5 | Standard |  | 40000 | 39000 |  |  | 32900 | 151 | 94.4 | 78 | [8 empty] | Federally-Regulated Consumer Product | 11/28/2016 |  | 02/14/2017
Carrier Corp. - Syracuse | Carrier | A2X95-036040*D | Natural Gas | Induced Draft | True | False | 1 | False | Down |  | None | Condensing | Two-Stage Modulating |  | 0.5 | Standard |  | 40000 | 39000 |  |  | 32900 | 151 | 94.4 | 78 | [8 empty] | Federally-Regulated Consumer Product | 11/28/2016 |  | 02/14/2017
Carrier Corp. - Syracuse | Carrier | 59SC2C100S21--16* | LPG | Induced Draft | True | False | 1 | True | Up |  | None | Condensing | Single-Stage |  | 0.5 | Standard |  | 100000 | 93000 |  |  | 84100 | 828 | 92.1 | 75 | [8 empty] | Federally-Regulated Consumer Product | 11/28/2016 |  | 02/14/2017
Carrier Corp. - Syracuse | Carrier | 59SC2C100S21--16* | LPG | Induced Draft | True | False | 1 | True | Down |  | None | Condensing | Single-Stage |  | 0.5 | Standard |  | 100000 | 93000 |  |  | 84100 | 828 | 92.1 | 75 | [8 empty] | Federally-Regulated Consumer Product | 11/28/2016 |  | 02/14/2017
Carrier Corp. - Syracuse | Carrier | 59SC2C100S21--16* | LPG | Induced Draft | True | False | 1 | True | Horizontal |  | None | Condensing | Single-Stage |  | 0.5 | Standard |  | 100000 | 93000 |  |  | 84100 | 828 | 92.1 | 75 | [8 empty] | Federally-Regulated Consumer Product | 11/28/2016 |  | 02/14/2017
Carrier Corp. - Syracuse | Carrier | 59SC2C100S21--16* | Natural Gas | Induced Draft | True | False | 1 | True | Up |  | None | Condensing | Single-Stage |  | 0.5 | Standard |  | 100000 | 93000 |  |  | 84100 | 828 | 92.1 | 75 | [8 empty] | Federally-Regulated Consumer Product | 11/28/2016 |  | 02/14/2017
Carrier Corp. - Syracuse | Carrier | 59SC2C100S21--16* | Natural Gas | Induced Draft | True | False | 1 | True | Down |  | None | Condensing | Single-Stage |  | 0.5 | Standard |  | 100000 | 93000 |  |  | 84100 | 828 | 92.1 | 75 | [8 empty] | Federally-Regulated Consumer Product | 11/28/2016 |  | 02/14/2017
Carrier Corp. - Syracuse | Carrier | 59SC2C100S21--16* | Natural Gas | Induced Draft | True | False | 1 | True | Horizontal |  | None | Condensing | Single-Stage |  | 0.5 | Standard |  | 100000 | 93000 |  |  | 84100 | 828 | 92.1 | 75 | [8 empty] | Federally-Regulated Consumer Product | 11/28/2016 |  | 02/14/2017
Carrier Corp. - Syracuse | Carrier | 59SC2C100S21--20* | LPG | Induced Draft | True | False | 1 | True | Up |  | None | Condensing | Single-Stage |  | 0.75 | Standard |  | 100000 | 93000 |  |  | 84000 | 858 | 92.1 | 75 | [8 empty] | Federally-Regulated Consumer Product | 11/28/2016 |  | 02/14/2017
Carrier Corp. - Syracuse | Carrier | 59SC2C100S21--20* | LPG | Induced Draft | True | False | 1 | True | Down |  | None | Condensing | Single-Stage |  | 0.75 | Standard |  | 100000 | 93000 |  |  | 84000 | 858 | 92.1 | 75 | [8 empty] | Federally-Regulated Consumer Product | 11/28/2016 |  | 02/14/2017
Carrier Corp. - Syracuse | Carrier | 59SC2C100S21--20* | LPG | Induced Draft | True | False | 1 | True | Horizontal |  | None | Condensing | Single-Stage |  | 0.75 | Standard |  | 100000 | 93000 |  |  | 84000 | 858 | 92.1 | 75 | [8 empty] | Federally-Regulated Consumer Product | 11/28/2016 |  | 02/14/2017
Carrier Corp. - Syracuse | Carrier | 59SC2C100S21--20* | Natural Gas | Induced Draft | True | False | 1 | True | Up |  | None | Condensing | Single-Stage |  | 0.75 | Standard |  | 100000 | 93000 |  |  | 84000 | 858 | 92.1 | 75 | [8 empty] | Federally-Regulated Consumer Product | 11/28/2016 |  | 02/14/2017
Carrier Corp. - Syracuse | Carrier | 59SC2C100S21--20* | Natural Gas | Induced Draft | True | False | 1 | True | Down |  | None | Condensing | Single-Stage |  | 0.75 | Standard |  | 100000 | 93000 |  |  | 84000 | 858 | 92.1 | 75 | [8 empty] | Federally-Regulated Consumer Product | 11/28/2016 |  | 02/14/2017
Carrier Corp. - Syracuse | Carrier | 59SC2C100S21--20* | Natural Gas | Induced Draft | True | False | 1 | True | Horizontal |  | None | Condensing | Single-Stage |  | 0.75 | Standard |  | 100000 | 93000 |  |  | 84000 | 858 | 92.1 | 75 | [8 empty] | Federally-Regulated Consumer Product | 11/28/2016 |  | 02/14/2017
Carrier Corp. - Syracuse | Carrier | 59SC2C120S24--20* | LPG | Induced Draft | True | False | 1 | True | Up |  | None | Condensing | Single-Stage |  | 0.75 | Standard |  | 120000 | 112000 |  |  | 117500 | 1203 | 92.1 | 75 | [8 empty] | Federally-Regulated Consumer Product | 11/28/2016 |  | 02/14/2017
Carrier Corp. - Syracuse | Carrier | 59SC2C120S24--20* | LPG | Induced Draft | True | False | 1 | True | Down |  | None | Condensing | Single-Stage |  | 0.75 | Standard |  | 120000 | 112000 |  |  | 117500 | 1203 | 92.1 | 75 | [8 empty] | Federally-Regulated Consumer Product | 11/28/2016 |  | 02/14/2017
Carrier Corp. - Syracuse | Carrier | 59SC2C120S24--20* | LPG | Induced Draft | True | False | 1 | True | Horizontal |  | None | Condensing | Single-Stage |  | 0.75 | Standard |  | 120000 | 112000 |  |  | 117500 | 1203 | 92.1 | 75 | [8 empty] | Federally-Regulated Consumer Product | 11/28/2016 |  | 02/14/2017
Carrier Corp. - Syracuse | Carrier | 59SC2C120S24--20* | Natural Gas | Induced Draft | True | False | 1 | True | Up |  | None | Condensing | Single-Stage |  | 0.75 | Standard |  | 120000 | 112000 |  |  | 117500 | 1203 | 92.1 | 75 | [8 empty] | Federally-Regulated Consumer Product | 11/28/2016 |  | 02/14/2017
Carrier Corp. - Syracuse | Carrier | 59SC2C120S24--20* | Natural Gas | Induced Draft | True | False | 1 | True | Down |  | None | Condensing | Single-Stage |  | 0.75 | Standard |  | 120000 | 112000 |  |  | 117500 | 1203 | 92.1 | 75 | [8 empty] | Federally-Regulated Consumer Product | 11/28/2016 |  | 02/14/2017
Carrier Corp. - Syracuse | Carrier | 59SC2C120S24--20* | Natural Gas | Induced Draft | True | False | 1 | True | Horizontal |  | None | Condensing | Single-Stage |  | 0.75 | Standard |  | 120000 | 112000 |  |  | 117500 | 1203 | 92.1 | 75 | [8 empty] | Federally-Regulated Consumer Product | 11/28/2016 |  | 02/14/2017
Carrier Corp. - Syracuse | Carrier | 59SC5A040S14--10**D | LPG | Induced Draft | True | False | 1 | True | Down |  | None | Condensing | Single-Stage |  | 0.5 | Standard |  | 40000 | 39000 |  |  | 32500 | 377 | 95 | 75 | [8 empty] | Federally-Regulated Consumer Product | 11/28/2016 |  | 02/14/2017
Carrier Corp. - Syracuse | Carrier | 59SC5A040S14--10**D | Natural Gas | Induced Draft | True | False | 1 | True | Down |  | None | Condensing | Single-Stage |  | 0.5 | Standard |  | 40000 | 39000 |  |  | 32500 | 377 | 95 | 75 | [8 empty] | Federally-Regulated Consumer Product | 11/28/2016 |  | 02/14/2017
Carrier Corp. - Syracuse | Carrier | 59SC5A080S17--16**D | LPG | Induced Draft | True | False | 1 | True | Down |  | None | Condensing | Single-Stage |  | 0.75 | Standard |  | 80000 | 77000 |  |  | 81300 | 913 | 95 | 75 | [8 empty] | Federally-Regulated Consumer Product | 11/28/2016 |  | 02/14/2017
Carrier Corp. - Syracuse | Carrier | 59SC5A080S17--16**D | Natural Gas | Induced Draft | True | False | 1 | True | Down |  | None | Condensing | Single-Stage |  | 0.75 | Standard |  | 80000 | 77000 |  |  | 81300 | 913 | 95 | 75 | [8 empty] | Federally-Regulated Consumer Product | 11/28/2016 |  | 02/14/2017
Carrier Corp. - Syracuse | Carrier | 59SC5A100S21--14**D | LPG | Induced Draft | True | False | 1 | True | Down |  | None | Condensing | Single-Stage |  | 0.75 | Standard |  | 100000 | 96000 |  |  | 97200 | 1184 | 95 | 75 | [8 empty] | Federally-Regulated Consumer Product | 11/28/2016 |  | 02/14/2017
Carrier Corp. - Syracuse | Carrier | 59SC5A100S21--14**D | Natural Gas | Induced Draft | True | False | 1 | True | Down |  | None | Condensing | Single-Stage |  | 0.75 | Standard |  | 100000 | 96000 |  |  | 97200 | 1184 | 95 | 75 | [8 empty] | Federally-Regulated Consumer Product | 11/28/2016 |  | 02/14/2017
Carrier Corp. - Syracuse | Carrier | 59SC5A100S21--20**D | LPG | Induced Draft | True | False | 1 | True | Down |  | None | Condensing | Single-Stage |  | 0.75 | Standard |  | 100000 | 96000 |  |  | 97200 | 1176 | 95 | 75 | [8 empty] | Federally-Regulated Consumer Product | 11/28/2016 |  | 02/14/2017
Carrier Corp. - Syracuse | Carrier | 59SC5A100S21--20**D | Natural Gas | Induced Draft | True | False | 1 | True | Down |  | None | Condensing | Single-Stage |  | 0.75 | Standard |  | 100000 | 96000 |  |  | 97200 | 1176 | 95 | 75 | [8 empty] | Federally-Regulated Consumer Product | 11/28/2016 |  | 02/14/2017
Carrier Corp. - Syracuse | Carrier | 59SP2A100E21--20* | LPG | Induced Draft | True | False | 1 | True | Up |  | None | Condensing | Single-Stage |  | 0.75 | Standard |  | 100000 | 93000 |  |  | 85300 | 500 | 92.1 | 75 | [8 empty] | Federally-Regulated Consumer Product | 11/28/2016 |  | 02/14/2017
Carrier Corp. - Syracuse | Carrier | 59SP2A100E21--20* | LPG | Induced Draft | True | False | 1 | True | Down |  | None | Condensing | Single-Stage |  | 0.75 | Standard |  | 100000 | 93000 |  |  | 85300 | 500 | 92.1 | 75 | [8 empty] | Federally-Regulated Consumer Product | 11/28/2016 |  | 02/14/2017
Carrier Corp. - Syracuse | Carrier | 59SP2A100E21--20* | LPG | Induced Draft | True | False | 1 | True | Horizontal |  | None | Condensing | Single-Stage |  | 0.75 | Standard |  | 100000 | 93000 |  |  | 85300 | 500 | 92.1 | 75 | [8 empty] | Federally-Regulated Consumer Product | 11/28/2016 |  | 02/14/2017
Carrier Corp. - Syracuse | Carrier | 59SP2A100E21--20* | Natural Gas | Induced Draft | True | False | 1 | True | Up |  | None | Condensing | Single-Stage |  | 0.75 | Standard |  | 100000 | 93000 |  |  | 85300 | 500 | 92.1 | 75 | [8 empty] | Federally-Regulated Consumer Product | 11/28/2016 |  | 02/14/2017
Carrier Corp. - Syracuse | Carrier | 59SP2A100E21--20* | Natural Gas | Induced Draft | True | False | 1 | True | Down |  | None | Condensing | Single-Stage |  | 0.75 | Standard |  | 100000 | 93000 |  |  | 85300 | 500 | 92.1 | 75 | [8 empty] | Federally-Regulated Consumer Product | 11/28/2016 |  | 02/14/2017
Carrier Corp. - Syracuse | Carrier | 59SP2A100E21--20* | Natural Gas | Induced Draft | True | False | 1 | True | Horizontal |  | None | Condensing | Single-Stage |  | 0.75 | Standard |  | 100000 | 93000 |  |  | 85300 | 500 | 92.1 | 75 | [8 empty] | Federally-Regulated Consumer Product | 11/28/2016 |  | 02/14/2017
Carrier Corp. - Syracuse | Carrier | 59SP2A120E24--20* | LPG | Induced Draft | True | False | 1 | True | Up |  | None | Condensing | Single-Stage |  | 0.75 | Standard |  | 120000 | 112000 |  |  | 119600 | 646 | 92.1 | 75 | [8 empty] | Federally-Regulated Consumer Product | 11/28/2016 |  | 02/14/2017
Carrier Corp. - Syracuse | Carrier | 59SP2A120E24--20* | LPG | Induced Draft | True | False | 1 | True | Down |  | None | Condensing | Single-Stage |  | 0.75 | Standard |  | 120000 | 112000 |  |  | 119600 | 646 | 92.1 | 75 | [8 empty] | Federally-Regulated Consumer Product | 11/28/2016 |  | 02/14/2017
Carrier Corp. - Syracuse | Carrier | 59SP2A120E24--20* | LPG | Induced Draft | True | False | 1 | True | Horizontal |  | None | Condensing | Single-Stage |  | 0.75 | Standard |  | 120000 | 112000 |  |  | 119600 | 646 | 92.1 | 75 | [8 empty] | Federally-Regulated Consumer Product | 11/28/2016 |  | 02/14/2017
Carrier Corp. - Syracuse | Carrier | 59SP2A120E24--20* | Natural Gas | Induced Draft | True | False | 1 | True | Up |  | None | Condensing | Single-Stage |  | 0.75 | Standard |  | 120000 | 112000 |  |  | 119600 | 646 | 92.1 | 75 | [8 empty] | Federally-Regulated Consumer Product | 11/28/2016 |  | 02/14/2017
Carrier Corp. - Syracuse | Carrier | 59SP2A120E24--20* | Natural Gas | Induced Draft | True | False | 1 | True | Down |  | None | Condensing | Single-Stage |  | 0.75 | Standard |  | 120000 | 112000 |  |  | 119600 | 646 | 92.1 | 75 | [8 empty] | Federally-Regulated Consumer Product | 11/28/2016 |  | 02/14/2017
Carrier Corp. - Syracuse | Carrier | 59SP2A120E24--20* | Natural Gas | Induced Draft | True | False | 1 | True | Horizontal |  | None | Condensing | Single-Stage |  | 0.75 | Standard |  | 120000 | 112000 |  |  | 119600 | 646 | 92.1 | 75 | [8 empty] | Federally-Regulated Consumer Product | 11/28/2016 |  | 02/14/2017
Carrier Corp. - Syracuse | Carrier | 59SP5A100E21--20**D | LPG | Induced Draft | True | False | 1 | True | Down |  | None | Condensing | Single-Stage |  | 1 | Standard |  | 100000 | 96000 |  |  | 99200 | 613 | 95 | 75 | [8 empty] | Federally-Regulated Consumer Product | 11/28/2016 |  | 02/14/2017
Carrier Corp. - Syracuse | Carrier | 59SP5A100E21--20**D | Natural Gas | Induced Draft | True | False | 1 | True | Down |  | None | Condensing | Single-Stage |  | 1 | Standard |  | 100000 | 96000 |  |  | 99200 | 613 | 95 | 75 | [8 empty] | Federally-Regulated Consumer Product | 11/28/2016 |  | 02/14/2017
International Comfort Products | Airquest | G9MAE0602120A*D | LPG | Induced Draft | True | False | 1 | False | Down |  | None | Condensing | Step Modulating |  | 1 | Standard |  | 61000 | 59000 |  |  | 47700 | 229 | 96.7 | 78 | [8 empty] | Federally-Regulated Consumer Product | 10/27/2016 |  | 02/14/2017
International Comfort Products | Airquest | G9MAE0602120A*D | Natural Gas | Induced Draft | True | False | 1 | False | Down |  | None | Condensing | Step Modulating |  | 1 | Standard |  | 61000 | 59000 |  |  | 47700 | 229 | 96.7 | 78 | [8 empty] | Federally-Regulated Consumer Product | 10/27/2016 |  | 02/14/2017
International Comfort Products | Airquest | G9MAE1002122A*D | LPG | Induced Draft | True | False | 1 | False | Down |  | None | Condensing | Step Modulating |  | 1 | Standard |  | 100000 | 95000 |  |  | 98700 | 377 | 94 | 78 | [8 empty] | Federally-Regulated Consumer Product | 10/27/2016 |  | 02/14/2017
International Comfort Products | Airquest | G9MAE1002122A*D | Natural Gas | Induced Draft | True | False | 1 | False | Down |  | None | Condensing | Step Modulating |  | 1 | Standard |  | 100000 | 95000 |  |  | 98700 | 377 | 94 | 78 | [8 empty] | Federally-Regulated Consumer Product | 10/27/2016 |  | 02/14/2017
International Comfort Products | Airquest | G9MXE0401712A* | LPG | Induced Draft | True | False | 1 | False | Up |  | None | Condensing | Single-Stage |  | 0.5 | Standard |  | 40000 | 39000 |  |  | 32900 | 166 | 96 | 78 | [8 empty] | Federally-Regulated Consumer Product | 08/16/2016 |  | 02/14/2017
International Comfort Products | Airquest | G9MXE0401712A* | LPG | Induced Draft | True | False | 1 | False | Horizontal |  | None | Condensing | Single-Stage |  | 0.5 | Standard |  | 40000 | 39000 |  |  | 32900 | 166 | 96 | 78 | [8 empty] | Federally-Regulated Consumer Product | 08/16/2016 |  | 02/14/2017
International Comfort Products | Airquest | G9MXE0401712A* | Natural Gas | Induced Draft | True | False | 1 | False | Up |  | None | Condensing | Single-Stage |  | 0.5 | Standard |  | 40000 | 39000 |  |  | 32900 | 166 | 96 | 78 | [8 empty] | Federally-Regulated Consumer Product | 08/16/2016 |  | 02/14/2017
International Comfort Products | Airquest | G9MXE0401712A* | Natural Gas | Induced Draft | True | False | 1 | False | Horizontal |  | None | Condensing | Single-Stage |  | 0.5 | Standard |  | 40000 | 39000 |  |  | 32900 | 166 | 96 | 78 | [8 empty] | Federally-Regulated Consumer Product | 08/16/2016 |  | 02/14/2017
International Comfort Products | Arcoaire | F9MAE0602120A*D | LPG | Induced Draft | True | False | 1 | False | Down |  | None | Condensing | Step Modulating |  | 1 | Standard |  | 61000 | 59000 |  |  | 47700 | 229 | 96.7 | 78 | [8 empty] | Federally-Regulated Consumer Product | 10/27/2016 |  | 02/14/2017
International Comfort Products | Arcoaire | F9MAE0602120A*D | Natural Gas | Induced Draft | True | False | 1 | False | Down |  | None | Condensing | Step Modulating |  | 1 | Standard |  | 61000 | 59000 |  |  | 47700 | 229 | 96.7 | 78 | [8 empty] | Federally-Regulated Consumer Product | 10/27/2016 |  | 02/14/2017
International Comfort Products | Arcoaire | F9MAE1002122A*D | LPG | Induced Draft | True | False | 1 | False | Down |  | None | Condensing | Step Modulating |  | 1 | Standard |  | 100000 | 95000 |  |  | 98700 | 377 | 94 | 78 | [8 empty] | Federally-Regulated Consumer Product | 10/27/2016 |  | 02/14/2017
International Comfort Products | Arcoaire | F9MAE1002122A*D | Natural Gas | Induced Draft | True | False | 1 | False | Down |  | None | Condensing | Step Modulating |  | 1 | Standard |  | 100000 | 95000 |  |  | 98700 | 377 | 94 | 78 | [8 empty] | Federally-Regulated Consumer Product | 10/27/2016 |  | 02/14/2017
International Comfort Products | Comfortmaker | G9MXE0401712A* | LPG | Induced Draft | True | False | 1 | False | Up |  | None | Condensing | Single-Stage |  | 0.5 | Standard |  | 40000 | 39000 |  |  | 32900 | 166 | 96 | 78 | [8 empty] | Federally-Regulated Consumer Product | 08/17/2016 |  | 02/14/2017
International Comfort Products | Comfortmaker | G9MXE0401712A* | LPG | Induced Draft | True | False | 1 | False | Horizontal |  | None | Condensing | Single-Stage |  | 0.5 | Standard |  | 40000 | 39000 |  |  | 32900 | 166 | 96 | 78 | [8 empty] | Federally-Regulated Consumer Product | 08/17/2016 |  | 02/14/2017
International Comfort Products | Comfortmaker | G9MXE0401712A* | Natural Gas | Induced Draft | True | False | 1 | False | Up |  | None | Condensing | Single-Stage |  | 0.5 | Standard |  | 40000 | 39000 |  |  | 32900 | 166 | 96 | 78 | [8 empty] | Federally-Regulated Consumer Product | 08/17/2016 |  | 02/14/2017
International Comfort Products | Comfortmaker | G9MXE0401712A* | Natural Gas | Induced Draft | True | False | 1 | False | Horizontal |  | None | Condensing | Single-Stage |  | 0.5 | Standard |  | 40000 | 39000 |  |  | 32900 | 166 | 96 | 78 | [8 empty] | Federally-Regulated Consumer Product | 08/17/2016 |  | 02/14/2017
International Comfort Products | Day & Night | G9MAE0602120A*D | LPG | Induced Draft | True | False | 1 | False | Down |  | None | Condensing | Step Modulating |  | 1 | Standard |  | 61000 | 59000 |  |  | 47700 | 229 | 96.7 | 78 | [8 empty] | Federally-Regulated Consumer Product | 10/27/2016 |  | 02/14/2017
International Comfort Products | Day & Night | G9MAE0602120A*D | Natural Gas | Induced Draft | True | False | 1 | False | Down |  | None | Condensing | Step Modulating |  | 1 | Standard |  | 61000 | 59000 |  |  | 47700 | 229 | 96.7 | 78 | [8 empty] | Federally-Regulated Consumer Product | 10/27/2016 |  | 02/14/2017
International Comfort Products | Day & Night | G9MAE1002122A*D | LPG | Induced Draft | True | False | 1 | False | Down |  | None | Condensing | Step Modulating |  | 1 | Standard |  | 100000 | 95000 |  |  | 98700 | 377 | 94 | 78 | [8 empty] | Federally-Regulated Consumer Product | 10/27/2016 |  | 02/14/2017
International Comfort Products | Day & Night | G9MAE1002122A*D | Natural Gas | Induced Draft | True | False | 1 | False | Down |  | None | Condensing | Step Modulating |  | 1 | Standard |  | 100000 | 95000 |  |  | 98700 | 377 | 94 | 78 | [8 empty] | Federally-Regulated Consumer Product | 10/27/2016 |  | 02/14/2017
International Comfort Products | Airquest | N9MSB1002116C | LPG | Induced Draft | True | False | 1 | False | Up |  | None | Condensing | Single-Stage |  | 0.5 | Standard |  | 100000 | 93000 |  |  | 84100 | 828 | 92.1 | 78 | [8 empty] | Federally-Regulated Consumer Product | 11/28/2016 |  | 02/14/2017
International Comfort Products | Airquest | N9MSB1002116C | LPG | Induced Draft | True | False | 1 | False | Down |  | None | Condensing | Single-Stage |  | 0.5 | Standard |  | 100000 | 93000 |  |  | 84100 | 828 | 92.1 | 78 | [8 empty] | Federally-Regulated Consumer Product | 11/28/2016 |  | 02/14/2017
International Comfort Products | Airquest | N9MSB1002116C | LPG | Induced Draft | True | False | 1 | False | Horizontal |  | None | Condensing | Single-Stage |  | 0.5 | Standard |  | 100000 | 93000 |  |  | 84100 | 828 | 92.1 | 78 | [8 empty] | Federally-Regulated Consumer Product | 11/28/2016 |  | 02/14/2017
International Comfort Products | Airquest | N9MSB1002116C | Natural Gas | Induced Draft | True | False | 1 | False | Up |  | None | Condensing | Single-Stage |  | 0.5 | Standard |  | 100000 | 93000 |  |  | 84100 | 828 | 92.1 | 78 | [8 empty] | Federally-Regulated Consumer Product | 11/28/2016 |  | 02/14/2017
International Comfort Products | Airquest | N9MSB1002116C | Natural Gas | Induced Draft | True | False | 1 | False | Down |  | None | Condensing | Single-Stage |  | 0.5 | Standard |  | 100000 | 93000 |  |  | 84100 | 828 | 92.1 | 78 | [8 empty] | Federally-Regulated Consumer Product | 11/28/2016 |  | 02/14/2017
International Comfort Products | Airquest | N9MSB1002116C | Natural Gas | Induced Draft | True | False | 1 | False | Horizontal |  | None | Condensing | Single-Stage |  | 0.5 | Standard |  | 100000 | 93000 |  |  | 84100 | 828 | 92.1 | 78 | [8 empty] | Federally-Regulated Consumer Product | 11/28/2016 |  | 02/14/2017
International Comfort Products | Airquest | N9MSB1002120C | LPG | Induced Draft | True | False | 1 | False | Up |  | None | Condensing | Single-Stage |  | 0.75 | Standard |  | 100000 | 93000 |  |  | 84000 | 858 | 92.1 | 78 | [8 empty] | Federally-Regulated Consumer Product | 11/28/2016 |  | 02/14/2017
International Comfort Products | Airquest | N9MSB1002120C | LPG | Induced Draft | True | False | 1 | False | Down |  | None | Condensing | Single-Stage |  | 0.75 | Standard |  | 100000 | 93000 |  |  | 84000 | 858 | 92.1 | 78 | [8 empty] | Federally-Regulated Consumer Product | 11/28/2016 |  | 02/14/2017
International Comfort Products | Airquest | N9MSB1002120C | LPG | Induced Draft | True | False | 1 | False | Horizontal |  | None | Condensing | Single-Stage |  | 0.75 | Standard |  | 100000 | 93000 |  |  | 84000 | 858 | 92.1 | 78 | [8 empty] | Federally-Regulated Consumer Product | 11/28/2016 |  | 02/14/2017
International Comfort Products | Airquest | N9MSB1002120C | Natural Gas | Induced Draft | True | False | 1 | False | Up |  | None | Condensing | Single-Stage |  | 0.75 | Standard |  | 100000 | 93000 |  |  | 84000 | 858 | 92.1 | 78 | [8 empty] | Federally-Regulated Consumer Product | 11/28/2016 |  | 02/14/2017
International Comfort Products | Airquest | N9MSB1002120C | Natural Gas | Induced Draft | True | False | 1 | False | Down |  | None | Condensing | Single-Stage |  | 0.75 | Standard |  | 100000 | 93000 |  |  | 84000 | 858 | 92.1 | 78 | [8 empty] | Federally-Regulated Consumer Product | 11/28/2016 |  | 02/14/2017
International Comfort Products | Airquest | N9MSB1002120C | Natural Gas | Induced Draft | True | False | 1 | False | Horizontal |  | None | Condensing | Single-Stage |  | 0.75 | Standard |  | 100000 | 93000 |  |  | 84000 | 858 | 92.1 | 78 | [8 empty] | Federally-Regulated Consumer Product | 11/28/2016 |  | 02/14/2017
International Comfort Products | Airquest | N9MSB1202420C | LPG | Induced Draft | True | False | 1 | False | Up |  | None | Condensing | Single-Stage |  | 0.75 | Standard |  | 120000 | 112000 |  |  | 117500 | 1203 | 92.1 | 78 | [8 empty] | Federally-Regulated Consumer Product | 11/28/2016 |  | 02/14/2017
International Comfort Products | Airquest | N9MSB1202420C | LPG | Induced Draft | True | False | 1 | False | Down |  | None | Condensing | Single-Stage |  | 0.75 | Standard |  | 120000 | 112000 |  |  | 117500 | 1203 | 92.1 | 78 | [8 empty] | Federally-Regulated Consumer Product | 11/28/2016 |  | 02/14/2017
International Comfort Products | Airquest | N9MSB1202420C | LPG | Induced Draft | True | False | 1 | False | Horizontal |  | None | Condensing | Single-Stage |  | 0.75 | Standard |  | 120000 | 112000 |  |  | 117500 | 1203 | 92.1 | 78 | [8 empty] | Federally-Regulated Consumer Product | 11/28/2016 |  | 02/14/2017
International Comfort Products | Airquest | N9MSB1202420C | Natural Gas | Induced Draft | True | False | 1 | False | Up |  | None | Condensing | Single-Stage |  | 0.75 | Standard |  | 120000 | 112000 |  |  | 117500 | 1203 | 92.1 | 78 | [8 empty] | Federally-Regulated Consumer Product | 11/28/2016 |  | 02/14/2017
International Comfort Products | Airquest | N9MSB1202420C | Natural Gas | Induced Draft | True | False | 1 | False | Down |  | None | Condensing | Single-Stage |  | 0.75 | Standard |  | 120000 | 112000 |  |  | 117500 | 1203 | 92.1 | 78 | [8 empty] | Federally-Regulated Consumer Product | 11/28/2016 |  | 02/14/2017
International Comfort Products | Airquest | N9MSB1202420C | Natural Gas | Induced Draft | True | False | 1 | False | Horizontal |  | None | Condensing | Single-Stage |  | 0.75 | Standard |  | 120000 | 112000 |  |  | 117500 | 1203 | 92.1 | 78 | [8 empty] | Federally-Regulated Consumer Product | 11/28/2016 |  | 02/14/2017
International Comfort Products | Airquest | N9MSE0401410A*D | LPG | Induced Draft | True | False | 1 | False | Down |  | None | Condensing | Single-Stage |  | 0.5 | Standard |  | 40000 | 39000 |  |  | 32500 | 377 | 95 | 78 | [8 empty] | Federally-Regulated Consumer Product | 11/28/2016 |  | 02/14/2017
International Comfort Products | Airquest | N9MSE0401410A*D | Natural Gas | Induced Draft | True | False | 1 | False | Down |  | None | Condensing | Single-Stage |  | 0.5 | Standard |  | 40000 | 39000 |  |  | 32500 | 377 | 95 | 78 | [8 empty] | Federally-Regulated Consumer Product | 11/28/2016 |  | 02/14/2017
International Comfort Products | Airquest | N9MSE0801716A*D | LPG | Induced Draft | True | False | 1 | False | Down |  | None | Condensing | Single-Stage |  | 0.75 | Standard |  | 80000 | 77000 |  |  | 81300 | 913 | 95 | 78 | [8 empty] | Federally-Regulated Consumer Product | 11/28/2016 |  | 02/14/2017
International Comfort Products | Airquest | N9MSE0801716A*D | Natural Gas | Induced Draft | True | False | 1 | False | Down |  | None | Condensing | Single-Stage |  | 0.75 | Standard |  | 80000 | 77000 |  |  | 81300 | 913 | 95 | 78 | [8 empty] | Federally-Regulated Consumer Product | 11/28/2016 |  | 02/14/2017
International Comfort Products | Airquest | N9MSE1002114A*D | LPG | Induced Draft | True | False | 1 | False | Down |  | None | Condensing | Single-Stage |  | 0.75 | Standard |  | 100000 | 96000 |  |  | 97200 | 1184 | 95 | 78 | [8 empty] | Federally-Regulated Consumer Product | 11/28/2016 |  | 02/14/2017
International Comfort Products | Airquest | N9MSE1002114A*D | Natural Gas | Induced Draft | True | False | 1 | False | Down |  | None | Condensing | Single-Stage |  | 0.75 | Standard |  | 100000 | 96000 |  |  | 97200 | 1184 | 95 | 78 | [8 empty] | Federally-Regulated Consumer Product | 11/28/2016 |  | 02/14/2017
International Comfort Products | Airquest | N9MSE1002120A*D | LPG | Induced Draft | True | False | 1 | False | Down |  | None | Condensing | Single-Stage |  | 0.75 | Standard |  | 100000 | 96000 |  |  | 97200 | 1176 | 95 | 78 | [8 empty] | Federally-Regulated Consumer Product | 11/28/2016 |  | 02/14/2017
International Comfort Products | Airquest | N9MSE1002120A*D | Natural Gas | Induced Draft | True | False | 1 | False | Down |  | None | Condensing | Single-Stage |  | 0.75 | Standard |  | 100000 | 96000 |  |  | 97200 | 1176 | 95 | 78 | [8 empty] | Federally-Regulated Consumer Product | 11/28/2016 |  | 02/14/2017
International Comfort Products | Airquest | G9MVE0401712A*D | LPG | Induced Draft | True | False | 1 | False | Down |  | None | Condensing | Two-Stage Modulating |  | 0.5 | Standard |  | 40000 | 39000 |  |  | 32900 | 151 | 94.4 | 78 | [8 empty] | Federally-Regulated Consumer Product | 11/28/2016 |  | 02/14/2017
International Comfort Products | Airquest | G9MVE0401712A*D | Natural Gas | Induced Draft | True | False | 1 | False | Down |  | None | Condensing | Two-Stage Modulating |  | 0.5 | Standard |  | 40000 | 39000 |  |  | 32900 | 151 | 94.4 | 78 | [8 empty] | Federally-Regulated Consumer Product | 11/28/2016 |  | 02/14/2017
International Comfort Products | Airquest | G9MVE1002120A*D | LPG | Induced Draft | True | False | 1 | False | Down |  | None | Condensing | Two-Stage Modulating |  | 1 | Standard |  | 100000 | 96000 |  |  | 97400 | 405 | 95 | 78 | [8 empty] | Federally-Regulated Consumer Product | 08/16/2016 |  | 02/14/2017
International Comfort Products | Airquest | G9MVE1002120A*D | Natural Gas | Induced Draft | True | False | 1 | False | Down |  | None | Condensing | Two-Stage Modulating |  | 1 | Standard |  | 100000 | 96000 |  |  | 97400 | 405 | 95 | 78 | [8 empty] | Federally-Regulated Consumer Product | 08/16/2016 |  | 02/14/2017
International Comfort Products | Airquest | G9MXE0261410A*D | LPG | Induced Draft | True | False | 1 | False | Down |  | None | Condensing | Single-Stage |  | 0.33 | Standard |  | 26000 | 25000 |  |  | 25000 | 130 | 95 | 78 | [8 empty] | Federally-Regulated Consumer Product | 10/27/2016 |  | 02/14/2017
International Comfort Products | Airquest | G9MXE0261410A*D | Natural Gas | Induced Draft | True | False | 1 | False | Down |  | None | Condensing | Single-Stage |  | 0.33 | Standard |  | 26000 | 25000 |  |  | 25000 | 130 | 95 | 78 | [8 empty] | Federally-Regulated Consumer Product | 10/27/2016 |  | 02/14/2017
International Comfort Products | Airquest | G9MXE1002120A*D | LPG | Induced Draft | True | False | 1 | False | Down |  | None | Condensing | Single-Stage |  | 1 | Standard |  | 100000 | 96000 |  |  | 99200 | 613 | 95 | 78 | [8 empty] | Federally-Regulated Consumer Product | 11/28/2016 |  | 02/14/2017
International Comfort Products | Airquest | G9MXE1002120A*D | Natural Gas | Induced Draft | True | False | 1 | False | Down |  | None | Condensing | Single-Stage |  | 1 | Standard |  | 100000 | 96000 |  |  | 99200 | 613 | 95 | 78 | [8 empty] | Federally-Regulated Consumer Product | 11/28/2016 |  | 02/14/2017
International Comfort Products | Airquest | G9MXT0401712A*D | LPG | Induced Draft | True | False | 1 | False | Down |  | None | Condensing | Two-Stage Modulating |  | 0.5 | Standard |  | 40000 | 39000 |  |  | 32900 | 151 | 94.4 | 78 | [8 empty] | Federally-Regulated Consumer Product | 08/16/2016 |  | 02/14/2017
International Comfort Products | Airquest | G9MXT0401712A*D | Natural Gas | Induced Draft | True | False | 1 | False | Down |  | None | Condensing | Two-Stage Modulating |  | 0.5 | Standard |  | 40000 | 39000 |  |  | 32900 | 151 | 94.4 | 78 | [8 empty] | Federally-Regulated Consumer Product | 08/16/2016 |  | 02/14/2017
International Comfort Products | Airquest | G9MXT1002120A*D | LPG | Induced Draft | True | False | 1 | False | Down |  | None | Condensing | Two-Stage Modulating |  | 1 | Standard |  | 100000 | 96000 |  |  | 97400 | 405 | 95 | 78 | [8 empty] | Federally-Regulated Consumer Product | 08/16/2016 |  | 02/14/2017
International Comfort Products | Airquest | G9MXT1002120A*D | Natural Gas | Induced Draft | True | False | 1 | False | Down |  | None | Condensing | Two-Stage Modulating |  | 1 | Standard |  | 100000 | 96000 |  |  | 97400 | 405 | 95 | 78 | [8 empty] | Federally-Regulated Consumer Product | 08/16/2016 |  | 02/14/2017
International Comfort Products | Airquest | N9MSE0401410A**D | LPG | Induced Draft | True | False | 1 | True | Down |  | None | Condensing | Single-Stage |  | 0.5 | Standard |  | 40000 | 39000 |  |  | 32500 | 377 | 95 | 75 | [8 empty] | Federally-Regulated Consumer Product | 11/28/2016 |  | 02/14/2017
International Comfort Products | Airquest | N9MSE0401410A**D | Natural Gas | Induced Draft | True | False | 1 | True | Down |  | None | Condensing | Single-Stage |  | 0.5 | Standard |  | 40000 | 39000 |  |  | 32500 | 377 | 95 | 75 | [8 empty] | Federally-Regulated Consumer Product | 11/28/2016 |  | 02/14/2017
International Comfort Products | Airquest | N9MSE0801716A**D | LPG | Induced Draft | True | False | 1 | True | Down |  | None | Condensing | Single-Stage |  | 0.75 | Standard |  | 80000 | 77000 |  |  | 81300 | 913 | 95 | 75 | [8 empty] | Federally-Regulated Consumer Product | 11/28/2016 |  | 02/14/2017
International Comfort Products | Airquest | N9MSE0801716A**D | Natural Gas | Induced Draft | True | False | 1 | True | Down |  | None | Condensing | Single-Stage |  | 0.75 | Standard |  | 80000 | 77000 |  |  | 81300 | 913 | 95 | 75 | [8 empty] | Federally-Regulated Consumer Product | 11/28/2016 |  | 02/14/2017
International Comfort Products | Airquest | N9MSE1002114A**D | LPG | Induced Draft | True | False | 1 | True | Down |  | None | Condensing | Single-Stage |  | 0.75 | Standard |  | 100000 | 96000 |  |  | 97200 | 1184 | 95 | 75 | [8 empty] | Federally-Regulated Consumer Product | 11/28/2016 |  | 02/14/2017
International Comfort Products | Airquest | N9MSE1002114A**D | Natural Gas | Induced Draft | True | False | 1 | True | Down |  | None | Condensing | Single-Stage |  | 0.75 | Standard |  | 100000 | 96000 |  |  | 97200 | 1184 | 95 | 75 | [8 empty] | Federally-Regulated Consumer Product | 11/28/2016 |  | 02/14/2017
International Comfort Products | Airquest | N9MSE1002120A**D | LPG | Induced Draft | True | False | 1 | True | Down |  | None | Condensing | Single-Stage |  | 0.75 | Standard |  | 100000 | 96000 |  |  | 97200 | 1176 | 95 | 75 | [8 empty] | Federally-Regulated Consumer Product | 11/28/2016 |  | 02/14/2017
International Comfort Products | Airquest | N9MSE1002120A**D | Natural Gas | Induced Draft | True | False | 1 | True | Down |  | None | Condensing | Single-Stage |  | 0.75 | Standard |  | 100000 | 96000 |  |  | 97200 | 1176 | 95 | 75 | [8 empty] | Federally-Regulated Consumer Product | 11/28/2016 |  | 02/14/2017
International Comfort Products | Airquest | G9MXE1002120A**D | LPG | Induced Draft | True | False | 1 | True | Down |  | None | Condensing | Single-Stage |  | 1 | Standard |  | 100000 | 96000 |  |  | 99200 | 613 | 95 | 75 | [8 empty] | Federally-Regulated Consumer Product | 11/28/2016 |  | 02/14/2017
International Comfort Products | Airquest | G9MXE1002120A**D | Natural Gas | Induced Draft | True | False | 1 | True | Down |  | None | Condensing | Single-Stage |  | 1 | Standard |  | 100000 | 96000 |  |  | 99200 | 613 | 95 | 75 | [8 empty] | Federally-Regulated Consumer Product | 11/28/2016 |  | 02/14/2017
International Comfort Products | Airquest | N9MSB1002116C** | LPG | Induced Draft | True | False | 1 | True | Up |  | None | Condensing | Single-Stage |  | 0.5 | Standard |  | 100000 | 93000 |  |  | 84100 | 828 | 92.1 | 75 | [8 empty] | Federally-Regulated Consumer Product | 11/28/2016 |  | 02/14/2017
International Comfort Products | Airquest | N9MSB1002116C** | LPG | Induced Draft | True | False | 1 | True | Down |  | None | Condensing | Single-Stage |  | 0.5 | Standard |  | 100000 | 93000 |  |  | 84100 | 828 | 92.1 | 75 | [8 empty] | Federally-Regulated Consumer Product | 11/28/2016 |  | 02/14/2017
International Comfort Products | Airquest | N9MSB1002116C** | LPG | Induced Draft | True | False | 1 | True | Horizontal |  | None | Condensing | Single-Stage |  | 0.5 | Standard |  | 100000 | 93000 |  |  | 84100 | 828 | 92.1 | 75 | [8 empty] | Federally-Regulated Consumer Product | 11/28/2016 |  | 02/14/2017
International Comfort Products | Airquest | N9MSB1002116C** | Natural Gas | Induced Draft | True | False | 1 | True | Up |  | None | Condensing | Single-Stage |  | 0.5 | Standard |  | 100000 | 93000 |  |  | 84100 | 828 | 92.1 | 75 | [8 empty] | Federally-Regulated Consumer Product | 11/28/2016 |  | 02/14/2017
International Comfort Products | Airquest | N9MSB1002116C** | Natural Gas | Induced Draft | True | False | 1 | True | Down |  | None | Condensing | Single-Stage |  | 0.5 | Standard |  | 100000 | 93000 |  |  | 84100 | 828 | 92.1 | 75 | [8 empty] | Federally-Regulated Consumer Product | 11/28/2016 |  | 02/14/2017
International Comfort Products | Airquest | N9MSB1002116C** | Natural Gas | Induced Draft | True | False | 1 | True | Horizontal |  | None | Condensing | Single-Stage |  | 0.5 | Standard |  | 100000 | 93000 |  |  | 84100 | 828 | 92.1 | 75 | [8 empty] | Federally-Regulated Consumer Product | 11/28/2016 |  | 02/14/2017
International Comfort Products | Airquest | N9MSB1002120C** | LPG | Induced Draft | True | False | 1 | True | Up |  | None | Condensing | Single-Stage |  | 0.75 | Standard |  | 100000 | 93000 |  |  | 84000 | 858 | 92.1 | 75 | [8 empty] | Federally-Regulated Consumer Product | 11/28/2016 |  | 02/14/2017
International Comfort Products | Airquest | N9MSB1002120C** | LPG | Induced Draft | True | False | 1 | True | Down |  | None | Condensing | Single-Stage |  | 0.75 | Standard |  | 100000 | 93000 |  |  | 84000 | 858 | 92.1 | 75 | [8 empty] | Federally-Regulated Consumer Product | 11/28/2016 |  | 02/14/2017
International Comfort Products | Airquest | N9MSB1002120C** | LPG | Induced Draft | True | False | 1 | True | Horizontal |  | None | Condensing | Single-Stage |  | 0.75 | Standard |  | 100000 | 93000 |  |  | 84000 | 858 | 92.1 | 75 | [8 empty] | Federally-Regulated Consumer Product | 11/28/2016 |  | 02/14/2017
International Comfort Products | Airquest | N9MSB1002120C** | Natural Gas | Induced Draft | True | False | 1 | True | Up |  | None | Condensing | Single-Stage |  | 0.75 | Standard |  | 100000 | 93000 |  |  | 84000 | 858 | 92.1 | 75 | [8 empty] | Federally-Regulated Consumer Product | 11/28/2016 |  | 02/14/2017
International Comfort Products | Airquest | N9MSB1002120C** | Natural Gas | Induced Draft | True | False | 1 | True | Down |  | None | Condensing | Single-Stage |  | 0.75 | Standard |  | 100000 | 93000 |  |  | 84000 | 858 | 92.1 | 75 | [8 empty] | Federally-Regulated Consumer Product | 11/28/2016 |  | 02/14/2017
International Comfort Products | Airquest | N9MSB1002120C** | Natural Gas | Induced Draft | True | False | 1 | True | Horizontal |  | None | Condensing | Single-Stage |  | 0.75 | Standard |  | 100000 | 93000 |  |  | 84000 | 858 | 92.1 | 75 | [8 empty] | Federally-Regulated Consumer Product | 11/28/2016 |  | 02/14/2017
International Comfort Products | Airquest | N9MSB1202420C** | LPG | Induced Draft | True | False | 1 | True | Up |  | None | Condensing | Single-Stage |  | 0.75 | Standard |  | 120000 | 112000 |  |  | 117500 | 1203 | 92.1 | 75 | [8 empty] | Federally-Regulated Consumer Product | 11/28/2016 |  | 02/14/2017
International Comfort Products | Airquest | N9MSB1202420C** | LPG | Induced Draft | True | False | 1 | True | Down |  | None | Condensing | Single-Stage |  | 0.75 | Standard |  | 120000 | 112000 |  |  | 117500 | 1203 | 92.1 | 75 | [8 empty] | Federally-Regulated Consumer Product | 11/28/2016 |  | 02/14/2017
International Comfort Products | Airquest | N9MSB1202420C** | LPG | Induced Draft | True | False | 1 | True | Horizontal |  | None | Condensing | Single-Stage |  | 0.75 | Standard |  | 120000 | 112000 |  |  | 117500 | 1203 | 92.1 | 75 | [8 empty] | Federally-Regulated Consumer Product | 11/28/2016 |  | 02/14/2017
International Comfort Products | Airquest | N9MSB1202420C** | Natural Gas | Induced Draft | True | False | 1 | True | Up |  | None | Condensing | Single-Stage |  | 0.75 | Standard |  | 120000 | 112000 |  |  | 117500 | 1203 | 92.1 | 75 | [8 empty] | Federally-Regulated Consumer Product | 11/28/2016 |  | 02/14/2017
International Comfort Products | Airquest | N9MSB1202420C** | Natural Gas | Induced Draft | True | False | 1 | True | Down |  | None | Condensing | Single-Stage |  | 0.75 | Standard |  | 120000 | 112000 |  |  | 117500 | 1203 | 92.1 | 75 | [8 empty] | Federally-Regulated Consumer Product | 11/28/2016 |  | 02/14/2017
International Comfort Products | Airquest | N9MSB1202420C** | Natural Gas | Induced Draft | True | False | 1 | True | Horizontal |  | None | Condensing | Single-Stage |  | 0.75 | Standard |  | 120000 | 112000 |  |  | 117500 | 1203 | 92.1 | 75 | [8 empty] | Federally-Regulated Consumer Product | 11/28/2016 |  | 02/14/2017
International Comfort Products | Comfortmaker | G9MAE0602120A*D | LPG | Induced Draft | True | False | 1 | False | Down |  | None | Condensing | Step Modulating |  | 1 | Standard |  | 61000 | 59000 |  |  | 47700 | 229 | 96.7 | 78 | [8 empty] | Federally-Regulated Consumer Product | 10/27/2016 |  | 02/14/2017
International Comfort Products | Comfortmaker | G9MAE0602120A*D | Natural Gas | Induced Draft | True | False | 1 | False | Down |  | None | Condensing | Step Modulating |  | 1 | Standard |  | 61000 | 59000 |  |  | 47700 | 229 | 96.7 | 78 | [8 empty] | Federally-Regulated Consumer Product | 10/27/2016 |  | 02/14/2017
International Comfort Products | Comfortmaker | G9MAE1002122A*D | LPG | Induced Draft | True | False | 1 | False | Down |  | None | Condensing | Step Modulating |  | 1 | Standard |  | 100000 | 95000 |  |  | 98700 | 377 | 94 | 78 | [8 empty] | Federally-Regulated Consumer Product | 10/27/2016 |  | 02/14/2017
International Comfort Products | Comfortmaker | G9MAE1002122A*D | Natural Gas | Induced Draft | True | False | 1 | False | Down |  | None | Condensing | Step Modulating |  | 1 | Standard |  | 100000 | 95000 |  |  | 98700 | 377 | 94 | 78 | [8 empty] | Federally-Regulated Consumer Product | 10/27/2016 |  | 02/14/2017
International Comfort Products | Day & Night | G9MXE0401712A* | LPG | Induced Draft | True | False | 1 | False | Up |  | None | Condensing | Single-Stage |  | 0.5 | Standard |  | 40000 | 39000 |  |  | 32900 | 166 | 96 | 78 | [8 empty] | Federally-Regulated Consumer Product | 08/17/2016 |  | 02/14/2017
International Comfort Products | Day & Night | G9MXE0401712A* | LPG | Induced Draft | True | False | 1 | False | Horizontal |  | None | Condensing | Single-Stage |  | 0.5 | Standard |  | 40000 | 39000 |  |  | 32900 | 166 | 96 | 78 | [8 empty] | Federally-Regulated Consumer Product | 08/17/2016 |  | 02/14/2017
International Comfort Products | Day & Night | G9MXE0401712A* | Natural Gas | Induced Draft | True | False | 1 | False | Up |  | None | Condensing | Single-Stage |  | 0.5 | Standard |  | 40000 | 39000 |  |  | 32900 | 166 | 96 | 78 | [8 empty] | Federally-Regulated Consumer Product | 08/17/2016 |  | 02/14/2017
International Comfort Products | Day & Night | G9MXE0401712A* | Natural Gas | Induced Draft | True | False | 1 | False | Horizontal |  | None | Condensing | Single-Stage |  | 0.5 | Standard |  | 40000 | 39000 |  |  | 32900 | 166 | 96 | 78 | [8 empty] | Federally-Regulated Consumer Product | 08/17/2016 |  | 02/14/2017
International Comfort Products | Heil | G9MAE0602120A*D | LPG | Induced Draft | True | False | 1 | False | Down |  | None | Condensing | Step Modulating |  | 1 | Standard |  | 61000 | 59000 |  |  | 47700 | 229 | 96.7 | 78 | [8 empty] | Federally-Regulated Consumer Product | 10/27/2016 |  | 02/14/2017
International Comfort Products | Heil | G9MAE0602120A*D | Natural Gas | Induced Draft | True | False | 1 | False | Down |  | None | Condensing | Step Modulating |  | 1 | Standard |  | 61000 | 59000 |  |  | 47700 | 229 | 96.7 | 78 | [8 empty] | Federally-Regulated Consumer Product | 10/27/2016 |  | 02/14/2017
International Comfort Products | Heil | G9MAE1002122A*D | LPG | Induced Draft | True | False | 1 | False | Down |  | None | Condensing | Step Modulating |  | 1 | Standard |  | 100000 | 95000 |  |  | 98700 | 377 | 94 | 78 | [8 empty] | Federally-Regulated Consumer Product | 10/27/2016 |  | 02/14/2017
International Comfort Products | Heil | G9MAE1002122A*D | Natural Gas | Induced Draft | True | False | 1 | False | Down |  | None | Condensing | Step Modulating |  | 1 | Standard |  | 100000 | 95000 |  |  | 98700 | 377 | 94 | 78 | [8 empty] | Federally-Regulated Consumer Product | 10/27/2016 |  | 02/14/2017
International Comfort Products | Heil | G9MXE0401712A* | LPG | Induced Draft | True | False | 1 | False | Up |  | None | Condensing | Single-Stage |  | 0.5 | Standard |  | 40000 | 39000 |  |  | 32900 | 166 | 96 | 78 | [8 empty] | Federally-Regulated Consumer Product | 08/17/2016 |  | 02/14/2017
International Comfort Products | Heil | G9MXE0401712A* | LPG | Induced Draft | True | False | 1 | False | Horizontal |  | None | Condensing | Single-Stage |  | 0.5 | Standard |  | 40000 | 39000 |  |  | 32900 | 166 | 96 | 78 | [8 empty] | Federally-Regulated Consumer Product | 08/17/2016 |  | 02/14/2017
International Comfort Products | Heil | G9MXE0401712A* | Natural Gas | Induced Draft | True | False | 1 | False | Up |  | None | Condensing | Single-Stage |  | 0.5 | Standard |  | 40000 | 39000 |  |  | 32900 | 166 | 96 | 78 | [8 empty] | Federally-Regulated Consumer Product | 08/17/2016 |  | 02/14/2017
International Comfort Products | Heil | G9MXE0401712A* | Natural Gas | Induced Draft | True | False | 1 | False | Horizontal |  | None | Condensing | Single-Stage |  | 0.5 | Standard |  | 40000 | 39000 |  |  | 32900 | 166 | 96 | 78 | [8 empty] | Federally-Regulated Consumer Product | 08/17/2016 |  | 02/14/2017
International Comfort Products | ICP Commercial | F9MAE0602120A*D | LPG | Induced Draft | True | False | 1 | False | Down |  | None | Condensing | Step Modulating |  | 1 | Standard |  | 61000 | 59000 |  |  | 47700 | 229 | 96.7 | 78 | [8 empty] | Federally-Regulated Consumer Product | 10/27/2016 |  | 02/14/2017
International Comfort Products | ICP Commercial | F9MAE0602120A*D | Natural Gas | Induced Draft | True | False | 1 | False | Down |  | None | Condensing | Step Modulating |  | 1 | Standard |  | 61000 | 59000 |  |  | 47700 | 229 | 96.7 | 78 | [8 empty] | Federally-Regulated Consumer Product | 10/27/2016 |  | 02/14/2017
International Comfort Products | ICP Commercial | F9MAE1002122A*D | LPG | Induced Draft | True | False | 1 | False | Down |  | None | Condensing | Step Modulating |  | 1 | Standard |  | 100000 | 95000 |  |  | 98700 | 377 | 94 | 78 | [8 empty] | Federally-Regulated Consumer Product | 10/27/2016 |  | 02/14/2017
International Comfort Products | ICP Commercial | F9MAE1002122A*D | Natural Gas | Induced Draft | True | False | 1 | False | Down |  | None | Condensing | Step Modulating |  | 1 | Standard |  | 100000 | 95000 |  |  | 98700 | 377 | 94 | 78 | [8 empty] | Federally-Regulated Consumer Product | 10/27/2016 |  | 02/14/2017
International Comfort Products | ICP Commercial | G9MAE0602120A*D | LPG | Induced Draft | True | False | 1 | False | Down |  | None | Condensing | Step Modulating |  | 1 | Standard |  | 61000 | 59000 |  |  | 47700 | 229 | 96.7 | 78 | [8 empty] | Federally-Regulated Consumer Product | 10/27/2016 |  | 02/14/2017
International Comfort Products | ICP Commercial | G9MAE0602120A*D | Natural Gas | Induced Draft | True | False | 1 | False | Down |  | None | Condensing | Step Modulating |  | 1 | Standard |  | 61000 | 59000 |  |  | 47700 | 229 | 96.7 | 78 | [8 empty] | Federally-Regulated Consumer Product | 10/27/2016 |  | 02/14/2017
International Comfort Products | ICP Commercial | G9MAE1002122A*D | LPG | Induced Draft | True | False | 1 | False | Down |  | None | Condensing | Step Modulating |  | 1 | Standard |  | 100000 | 95000 |  |  | 98700 | 377 | 94 | 78 | [8 empty] | Federally-Regulated Consumer Product | 10/27/2016 |  | 02/14/2017
International Comfort Products | ICP Commercial | G9MAE1002122A*D | Natural Gas | Induced Draft | True | False | 1 | False | Down |  | None | Condensing | Step Modulating |  | 1 | Standard |  | 100000 | 95000 |  |  | 98700 | 377 | 94 | 78 | [8 empty] | Federally-Regulated Consumer Product | 10/27/2016 |  | 02/14/2017
International Comfort Products | Arcoaire | N9MSB1002116C | LPG | Induced Draft | True | False | 1 | False | Up |  | None | Condensing | Single-Stage |  | 0.5 | Standard |  | 100000 | 93000 |  |  | 84100 | 828 | 92.1 | 78 | [8 empty] | Federally-Regulated Consumer Product | 11/28/2016 |  | 02/14/2017
International Comfort Products | Arcoaire | N9MSB1002116C | LPG | Induced Draft | True | False | 1 | False | Down |  | None | Condensing | Single-Stage |  | 0.5 | Standard |  | 100000 | 93000 |  |  | 84100 | 828 | 92.1 | 78 | [8 empty] | Federally-Regulated Consumer Product | 11/28/2016 |  | 02/14/2017
International Comfort Products | Arcoaire | N9MSB1002116C | LPG | Induced Draft | True | False | 1 | False | Horizontal |  | None | Condensing | Single-Stage |  | 0.5 | Standard |  | 100000 | 93000 |  |  | 84100 | 828 | 92.1 | 78 | [8 empty] | Federally-Regulated Consumer Product | 11/28/2016 |  | 02/14/2017
International Comfort Products | Arcoaire | N9MSB1002116C | Natural Gas | Induced Draft | True | False | 1 | False | Up |  | None | Condensing | Single-Stage |  | 0.5 | Standard |  | 100000 | 93000 |  |  | 84100 | 828 | 92.1 | 78 | [8 empty] | Federally-Regulated Consumer Product | 11/28/2016 |  | 02/14/2017
International Comfort Products | Arcoaire | N9MSB1002116C | Natural Gas | Induced Draft | True | False | 1 | False | Down |  | None | Condensing | Single-Stage |  | 0.5 | Standard |  | 100000 | 93000 |  |  | 84100 | 828 | 92.1 | 78 | [8 empty] | Federally-Regulated Consumer Product | 11/28/2016 |  | 02/14/2017
International Comfort Products | Arcoaire | N9MSB1002116C | Natural Gas | Induced Draft | True | False | 1 | False | Horizontal |  | None | Condensing | Single-Stage |  | 0.5 | Standard |  | 100000 | 93000 |  |  | 84100 | 828 | 92.1 | 78 | [8 empty] | Federally-Regulated Consumer Product | 11/28/2016 |  | 02/14/2017
International Comfort Products | Arcoaire | N9MSB1002120C | LPG | Induced Draft | True | False | 1 | False | Up |  | None | Condensing | Single-Stage |  | 0.75 | Standard |  | 100000 | 93000 |  |  | 84000 | 858 | 92.1 | 78 | [8 empty] | Federally-Regulated Consumer Product | 11/28/2016 |  | 02/14/2017
International Comfort Products | Arcoaire | N9MSB1002120C | LPG | Induced Draft | True | False | 1 | False | Down |  | None | Condensing | Single-Stage |  | 0.75 | Standard |  | 100000 | 93000 |  |  | 84000 | 858 | 92.1 | 78 | [8 empty] | Federally-Regulated Consumer Product | 11/28/2016 |  | 02/14/2017
International Comfort Products | Arcoaire | N9MSB1002120C | LPG | Induced Draft | True | False | 1 | False | Horizontal |  | None | Condensing | Single-Stage |  | 0.75 | Standard |  | 100000 | 93000 |  |  | 84000 | 858 | 92.1 | 78 | [8 empty] | Federally-Regulated Consumer Product | 11/28/2016 |  | 02/14/2017
International Comfort Products | Arcoaire | N9MSB1002120C | Natural Gas | Induced Draft | True | False | 1 | False | Up |  | None | Condensing | Single-Stage |  | 0.75 | Standard |  | 100000 | 93000 |  |  | 84000 | 858 | 92.1 | 78 | [8 empty] | Federally-Regulated Consumer Product | 11/28/2016 |  | 02/14/2017
International Comfort Products | Arcoaire | N9MSB1002120C | Natural Gas | Induced Draft | True | False | 1 | False | Down |  | None | Condensing | Single-Stage |  | 0.75 | Standard |  | 100000 | 93000 |  |  | 84000 | 858 | 92.1 | 78 | [8 empty] | Federally-Regulated Consumer Product | 11/28/2016 |  | 02/14/2017
International Comfort Products | Arcoaire | N9MSB1002120C | Natural Gas | Induced Draft | True | False | 1 | False | Horizontal |  | None | Condensing | Single-Stage |  | 0.75 | Standard |  | 100000 | 93000 |  |  | 84000 | 858 | 92.1 | 78 | [8 empty] | Federally-Regulated Consumer Product | 11/28/2016 |  | 02/14/2017
International Comfort Products | Arcoaire | N9MSB1202420C | LPG | Induced Draft | True | False | 1 | False | Up |  | None | Condensing | Single-Stage |  | 0.75 | Standard |  | 120000 | 112000 |  |  | 117500 | 1203 | 92.1 | 78 | [8 empty] | Federally-Regulated Consumer Product | 11/28/2016 |  | 02/14/2017
International Comfort Products | Arcoaire | N9MSB1202420C | LPG | Induced Draft | True | False | 1 | False | Down |  | None | Condensing | Single-Stage |  | 0.75 | Standard |  | 120000 | 112000 |  |  | 117500 | 1203 | 92.1 | 78 | [8 empty] | Federally-Regulated Consumer Product | 11/28/2016 |  | 02/14/2017
International Comfort Products | Arcoaire | N9MSB1202420C | LPG | Induced Draft | True | False | 1 | False | Horizontal |  | None | Condensing | Single-Stage |  | 0.75 | Standard |  | 120000 | 112000 |  |  | 117500 | 1203 | 92.1 | 78 | [8 empty] | Federally-Regulated Consumer Product | 11/28/2016 |  | 02/14/2017
International Comfort Products | Arcoaire | N9MSB1202420C | Natural Gas | Induced Draft | True | False | 1 | False | Up |  | None | Condensing | Single-Stage |  | 0.75 | Standard |  | 120000 | 112000 |  |  | 117500 | 1203 | 92.1 | 78 | [8 empty] | Federally-Regulated Consumer Product | 11/28/2016 |  | 02/14/2017
International Comfort Products | Arcoaire | N9MSB1202420C | Natural Gas | Induced Draft | True | False | 1 | False | Down |  | None | Condensing | Single-Stage |  | 0.75 | Standard |  | 120000 | 112000 |  |  | 117500 | 1203 | 92.1 | 78 | [8 empty] | Federally-Regulated Consumer Product | 11/28/2016 |  | 02/14/2017
International Comfort Products | Arcoaire | N9MSB1202420C | Natural Gas | Induced Draft | True | False | 1 | False | Horizontal |  | None | Condensing | Single-Stage |  | 0.75 | Standard |  | 120000 | 112000 |  |  | 117500 | 1203 | 92.1 | 78 | [8 empty] | Federally-Regulated Consumer Product | 11/28/2016 |  | 02/14/2017
International Comfort Products | Arcoaire | F9MVE0401712A*D | LPG | Induced Draft | True | False | 1 | False | Down |  | None | Condensing | Two-Stage Modulating |  | 0.5 | Standard |  | 40000 | 39000 |  |  | 32900 | 151 | 94.4 | 78 | [8 empty] | Federally-Regulated Consumer Product | 08/17/2016 |  | 02/14/2017
International Comfort Products | Arcoaire | F9MVE0401712A*D | Natural Gas | Induced Draft | True | False | 1 | False | Down |  | None | Condensing | Two-Stage Modulating |  | 0.5 | Standard |  | 40000 | 39000 |  |  | 32900 | 151 | 94.4 | 78 | [8 empty] | Federally-Regulated Consumer Product | 08/17/2016 |  | 02/14/2017
International Comfort Products | Arcoaire | F9MVE1002120A*D | LPG | Induced Draft | True | False | 1 | False | Down |  | None | Condensing | Two-Stage Modulating |  | 1 | Standard |  | 100000 | 96000 |  |  | 97400 | 405 | 95 | 78 | [8 empty] | Federally-Regulated Consumer Product | 08/17/2016 |  | 02/14/2017
International Comfort Products | Arcoaire | F9MVE1002120A*D | Natural Gas | Induced Draft | True | False | 1 | False | Down |  | None | Condensing | Two-Stage Modulating |  | 1 | Standard |  | 100000 | 96000 |  |  | 97400 | 405 | 95 | 78 | [8 empty] | Federally-Regulated Consumer Product | 08/17/2016 |  | 02/14/2017
International Comfort Products | Arcoaire | F9MXE0261410A*D | LPG | Induced Draft | True | False | 1 | False | Down |  | None | Condensing | Single-Stage |  | 0.33 | Standard |  | 26000 | 25000 |  |  | 25000 | 130 | 95 | 78 | [8 empty] | Federally-Regulated Consumer Product | 10/27/2016 |  | 02/14/2017
International Comfort Products | Arcoaire | F9MXE0261410A*D | Natural Gas | Induced Draft | True | False | 1 | False | Down |  | None | Condensing | Single-Stage |  | 0.33 | Standard |  | 26000 | 25000 |  |  | 25000 | 130 | 95 | 78 | [8 empty] | Federally-Regulated Consumer Product | 10/27/2016 |  | 02/14/2017
International Comfort Products | Arcoaire | F9MXE1002120A*D | LPG | Induced Draft | True | False | 1 | False | Down |  | None | Condensing | Single-Stage |  | 1 | Standard |  | 100000 | 96000 |  |  | 99200 | 613 | 95 | 78 | [8 empty] | Federally-Regulated Consumer Product | 11/28/2016 |  | 02/14/2017
International Comfort Products | Arcoaire | F9MXE1002120A*D | Natural Gas | Induced Draft | True | False | 1 | False | Down |  | None | Condensing | Single-Stage |  | 1 | Standard |  | 100000 | 96000 |  |  | 99200 | 613 | 95 | 78 | [8 empty] | Federally-Regulated Consumer Product | 11/28/2016 |  | 02/14/2017
International Comfort Products | Arcoaire | F9MXT1002120A*D | LPG | Induced Draft | True | False | 1 | False | Down |  | None | Condensing | Two-Stage Modulating |  | 1 | Standard |  | 100000 | 96000 |  |  | 97400 | 405 | 95 | 78 | [8 empty] | Federally-Regulated Consumer Product | 08/17/2016 |  | 02/14/2017
International Comfort Products | Arcoaire | F9MXT1002120A*D | Natural Gas | Induced Draft | True | False | 1 | False | Down |  | None | Condensing | Two-Stage Modulating |  | 1 | Standard |  | 100000 | 96000 |  |  | 97400 | 405 | 95 | 78 | [8 empty] | Federally-Regulated Consumer Product | 08/17/2016 |  | 02/14/2017
International Comfort Products | Arcoaire | N9MSE0401410A*D | LPG | Induced Draft | True | False | 1 | False | Down |  | None | Condensing | Single-Stage |  | 0.5 | Standard |  | 40000 | 39000 |  |  | 32500 | 377 | 95 | 78 | [8 empty] | Federally-Regulated Consumer Product | 11/28/2016 |  | 02/14/2017
International Comfort Products | Arcoaire | N9MSE0401410A*D | Natural Gas | Induced Draft | True | False | 1 | False | Down |  | None | Condensing | Single-Stage |  | 0.5 | Standard |  | 40000 | 39000 |  |  | 32500 | 377 | 95 | 78 | [8 empty] | Federally-Regulated Consumer Product | 11/28/2016 |  | 02/14/2017
International Comfort Products | Arcoaire | N9MSE0801716A*D | LPG | Induced Draft | True | False | 1 | False | Down |  | None | Condensing | Single-Stage |  | 0.75 | Standard |  | 80000 | 77000 |  |  | 81300 | 913 | 95 | 78 | [8 empty] | Federally-Regulated Consumer Product | 11/28/2016 |  | 02/14/2017
International Comfort Products | Arcoaire | N9MSE0801716A*D | Natural Gas | Induced Draft | True | False | 1 | False | Down |  | None | Condensing | Single-Stage |  | 0.75 | Standard |  | 80000 | 77000 |  |  | 81300 | 913 | 95 | 78 | [8 empty] | Federally-Regulated Consumer Product | 11/28/2016 |  | 02/14/2017
International Comfort Products | Arcoaire | N9MSE1002114A*D | LPG | Induced Draft | True | False | 1 | False | Down |  | None | Condensing | Single-Stage |  | 0.75 | Standard |  | 100000 | 96000 |  |  | 97200 | 1184 | 95 | 78 | [8 empty] | Federally-Regulated Consumer Product | 11/28/2016 |  | 02/14/2017
International Comfort Products | Arcoaire | N9MSE1002114A*D | Natural Gas | Induced Draft | True | False | 1 | False | Down |  | None | Condensing | Single-Stage |  | 0.75 | Standard |  | 100000 | 96000 |  |  | 97200 | 1184 | 95 | 78 | [8 empty] | Federally-Regulated Consumer Product | 11/28/2016 |  | 02/14/2017
International Comfort Products | Arcoaire | N9MSE1002120A*D | LPG | Induced Draft | True | False | 1 | False | Down |  | None | Condensing | Single-Stage |  | 0.75 | Standard |  | 100000 | 96000 |  |  | 97200 | 1176 | 95 | 78 | [8 empty] | Federally-Regulated Consumer Product | 11/28/2016 |  | 02/14/2017
International Comfort Products | Arcoaire | N9MSE1002120A*D | Natural Gas | Induced Draft | True | False | 1 | False | Down |  | None | Condensing | Single-Stage |  | 0.75 | Standard |  | 100000 | 96000 |  |  | 97200 | 1176 | 95 | 78 | [8 empty] | Federally-Regulated Consumer Product | 11/28/2016 |  | 02/14/2017
International Comfort Products | Arcoaire | F9MXT0401712A*D | LPG | Induced Draft | True | False | 1 | False | Down |  | None | Condensing | Two-Stage Modulating |  | 0.5 | Standard |  | 40000 | 39000 |  |  | 32900 | 151 | 94.4 | 78 | [8 empty] | Federally-Regulated Consumer Product | 11/28/2016 |  | 02/14/2017
International Comfort Products | Arcoaire | F9MXT0401712A*D | Natural Gas | Induced Draft | True | False | 1 | False | Down |  | None | Condensing | Two-Stage Modulating |  | 0.5 | Standard |  | 40000 | 39000 |  |  | 32900 | 151 | 94.4 | 78 | [8 empty] | Federally-Regulated Consumer Product | 11/28/2016 |  | 02/14/2017
International Comfort Products | Arcoaire | N9MSE0401410A**D | LPG | Induced Draft | True | False | 1 | True | Down |  | None | Condensing | Single-Stage |  | 0.5 | Standard |  | 40000 | 39000 |  |  | 32500 | 377 | 95 | 75 | [8 empty] | Federally-Regulated Consumer Product | 11/28/2016 |  | 02/14/2017
International Comfort Products | Arcoaire | N9MSE0401410A**D | Natural Gas | Induced Draft | True | False | 1 | True | Down |  | None | Condensing | Single-Stage |  | 0.5 | Standard |  | 40000 | 39000 |  |  | 32500 | 377 | 95 | 75 | [8 empty] | Federally-Regulated Consumer Product | 11/28/2016 |  | 02/14/2017
International Comfort Products | Arcoaire | N9MSE0801716A**D | LPG | Induced Draft | True | False | 1 | True | Down |  | None | Condensing | Single-Stage |  | 0.75 | Standard |  | 80000 | 77000 |  |  | 81300 | 913 | 95 | 75 | [8 empty] | Federally-Regulated Consumer Product | 11/28/2016 |  | 02/14/2017
International Comfort Products | Arcoaire | N9MSE0801716A**D | Natural Gas | Induced Draft | True | False | 1 | True | Down |  | None | Condensing | Single-Stage |  | 0.75 | Standard |  | 80000 | 77000 |  |  | 81300 | 913 | 95 | 75 | [8 empty] | Federally-Regulated Consumer Product | 11/28/2016 |  | 02/14/2017
International Comfort Products | Arcoaire | N9MSE1002114A**D | LPG | Induced Draft | True | False | 1 | True | Down |  | None | Condensing | Single-Stage |  | 0.75 | Standard |  | 100000 | 96000 |  |  | 97200 | 1184 | 95 | 75 | [8 empty] | Federally-Regulated Consumer Product | 11/28/2016 |  | 02/14/2017
International Comfort Products | Arcoaire | N9MSE1002114A**D | Natural Gas | Induced Draft | True | False | 1 | True | Down |  | None | Condensing | Single-Stage |  | 0.75 | Standard |  | 100000 | 96000 |  |  | 97200 | 1184 | 95 | 75 | [8 empty] | Federally-Regulated Consumer Product | 11/28/2016 |  | 02/14/2017
International Comfort Products | Arcoaire | N9MSE1002120A**D | LPG | Induced Draft | True | False | 1 | True | Down |  | None | Condensing | Single-Stage |  | 0.75 | Standard |  | 100000 | 96000 |  |  | 97200 | 1176 | 95 | 75 | [8 empty] | Federally-Regulated Consumer Product | 11/28/2016 |  | 02/14/2017
International Comfort Products | Arcoaire | N9MSE1002120A**D | Natural Gas | Induced Draft | True | False | 1 | True | Down |  | None | Condensing | Single-Stage |  | 0.75 | Standard |  | 100000 | 96000 |  |  | 97200 | 1176 | 95 | 75 | [8 empty] | Federally-Regulated Consumer Product | 11/28/2016 |  | 02/14/2017
International Comfort Products | Arcoaire | F9MXE1002120A**D | LPG | Induced Draft | True | False | 1 | True | Down |  | None | Condensing | Single-Stage |  | 1 | Standard |  | 100000 | 96000 |  |  | 99200 | 613 | 95 | 75 | [8 empty] | Federally-Regulated Consumer Product | 11/28/2016 |  | 02/14/2017
International Comfort Products | Arcoaire | F9MXE1002120A**D | Natural Gas | Induced Draft | True | False | 1 | True | Down |  | None | Condensing | Single-Stage |  | 1 | Standard |  | 100000 | 96000 |  |  | 99200 | 613 | 95 | 75 | [8 empty] | Federally-Regulated Consumer Product | 11/28/2016 |  | 02/14/2017
International Comfort Products | Arcoaire | N9MSB1002116C** | LPG | Induced Draft | True | False | 1 | True | Up |  | None | Condensing | Single-Stage |  | 0.5 | Standard |  | 100000 | 93000 |  |  | 84100 | 828 | 92.1 | 75 | [8 empty] | Federally-Regulated Consumer Product | 11/28/2016 |  | 02/14/2017
International Comfort Products | Arcoaire | N9MSB1002116C** | LPG | Induced Draft | True | False | 1 | True | Down |  | None | Condensing | Single-Stage |  | 0.5 | Standard |  | 100000 | 93000 |  |  | 84100 | 828 | 92.1 | 75 | [8 empty] | Federally-Regulated Consumer Product | 11/28/2016 |  | 02/14/2017
International Comfort Products | Arcoaire | N9MSB1002116C** | LPG | Induced Draft | True | False | 1 | True | Horizontal |  | None | Condensing | Single-Stage |  | 0.5 | Standard |  | 100000 | 93000 |  |  | 84100 | 828 | 92.1 | 75 | [8 empty] | Federally-Regulated Consumer Product | 11/28/2016 |  | 02/14/2017
International Comfort Products | Arcoaire | N9MSB1002116C** | Natural Gas | Induced Draft | True | False | 1 | True | Up |  | None | Condensing | Single-Stage |  | 0.5 | Standard |  | 100000 | 93000 |  |  | 84100 | 828 | 92.1 | 75 | [8 empty] | Federally-Regulated Consumer Product | 11/28/2016 |  | 02/14/2017
International Comfort Products | Arcoaire | N9MSB1002116C** | Natural Gas | Induced Draft | True | False | 1 | True | Down |  | None | Condensing | Single-Stage |  | 0.5 | Standard |  | 100000 | 93000 |  |  | 84100 | 828 | 92.1 | 75 | [8 empty] | Federally-Regulated Consumer Product | 11/28/2016 |  | 02/14/2017
International Comfort Products | Arcoaire | N9MSB1002116C** | Natural Gas | Induced Draft | True | False | 1 | True | Horizontal |  | None | Condensing | Single-Stage |  | 0.5 | Standard |  | 100000 | 93000 |  |  | 84100 | 828 | 92.1 | 75 | [8 empty] | Federally-Regulated Consumer Product | 11/28/2016 |  | 02/14/2017
International Comfort Products | Arcoaire | N9MSB1002120C** | LPG | Induced Draft | True | False | 1 | True | Up |  | None | Condensing | Single-Stage |  | 0.75 | Standard |  | 100000 | 93000 |  |  | 84000 | 858 | 92.1 | 75 | [8 empty] | Federally-Regulated Consumer Product | 11/28/2016 |  | 02/14/2017
International Comfort Products | Arcoaire | N9MSB1002120C** | LPG | Induced Draft | True | False | 1 | True | Down |  | None | Condensing | Single-Stage |  | 0.75 | Standard |  | 100000 | 93000 |  |  | 84000 | 858 | 92.1 | 75 | [8 empty] | Federally-Regulated Consumer Product | 11/28/2016 |  | 02/14/2017
International Comfort Products | Arcoaire | N9MSB1002120C** | LPG | Induced Draft | True | False | 1 | True | Horizontal |  | None | Condensing | Single-Stage |  | 0.75 | Standard |  | 100000 | 93000 |  |  | 84000 | 858 | 92.1 | 75 | [8 empty] | Federally-Regulated Consumer Product | 11/28/2016 |  | 02/14/2017
International Comfort Products | Arcoaire | N9MSB1002120C** | Natural Gas | Induced Draft | True | False | 1 | True | Up |  | None | Condensing | Single-Stage |  | 0.75 | Standard |  | 100000 | 93000 |  |  | 84000 | 858 | 92.1 | 75 | [8 empty] | Federally-Regulated Consumer Product | 11/28/2016 |  | 02/14/2017
International Comfort Products | Arcoaire | N9MSB1002120C** | Natural Gas | Induced Draft | True | False | 1 | True | Down |  | None | Condensing | Single-Stage |  | 0.75 | Standard |  | 100000 | 93000 |  |  | 84000 | 858 | 92.1 | 75 | [8 empty] | Federally-Regulated Consumer Product | 11/28/2016 |  | 02/14/2017
International Comfort Products | Arcoaire | N9MSB1002120C** | Natural Gas | Induced Draft | True | False | 1 | True | Horizontal |  | None | Condensing | Single-Stage |  | 0.75 | Standard |  | 100000 | 93000 |  |  | 84000 | 858 | 92.1 | 75 | [8 empty] | Federally-Regulated Consumer Product | 11/28/2016 |  | 02/14/2017
International Comfort Products | Arcoaire | N9MSB1202420C** | LPG | Induced Draft | True | False | 1 | True | Up |  | None | Condensing | Single-Stage |  | 0.75 | Standard |  | 120000 | 112000 |  |  | 117500 | 1203 | 92.1 | 75 | [8 empty] | Federally-Regulated Consumer Product | 11/28/2016 |  | 02/14/2017
International Comfort Products | Arcoaire | N9MSB1202420C** | LPG | Induced Draft | True | False | 1 | True | Down |  | None | Condensing | Single-Stage |  | 0.75 | Standard |  | 120000 | 112000 |  |  | 117500 | 1203 | 92.1 | 75 | [8 empty] | Federally-Regulated Consumer Product | 11/28/2016 |  | 02/14/2017
International Comfort Products | Arcoaire | N9MSB1202420C** | LPG | Induced Draft | True | False | 1 | True | Horizontal |  | None | Condensing | Single-Stage |  | 0.75 | Standard |  | 120000 | 112000 |  |  | 117500 | 1203 | 92.1 | 75 | [8 empty] | Federally-Regulated Consumer Product | 11/28/2016 |  | 02/14/2017
International Comfort Products | Arcoaire | N9MSB1202420C** | Natural Gas | Induced Draft | True | False | 1 | True | Up |  | None | Condensing | Single-Stage |  | 0.75 | Standard |  | 120000 | 112000 |  |  | 117500 | 1203 | 92.1 | 75 | [8 empty] | Federally-Regulated Consumer Product | 11/28/2016 |  | 02/14/2017
International Comfort Products | Arcoaire | N9MSB1202420C** | Natural Gas | Induced Draft | True | False | 1 | True | Down |  | None | Condensing | Single-Stage |  | 0.75 | Standard |  | 120000 | 112000 |  |  | 117500 | 1203 | 92.1 | 75 | [8 empty] | Federally-Regulated Consumer Product | 11/28/2016 |  | 02/14/2017
International Comfort Products | Arcoaire | N9MSB1202420C** | Natural Gas | Induced Draft | True | False | 1 | True | Horizontal |  | None | Condensing | Single-Stage |  | 0.75 | Standard |  | 120000 | 112000 |  |  | 117500 | 1203 | 92.1 | 75 | [8 empty] | Federally-Regulated Consumer Product | 11/28/2016 |  | 02/14/2017
International Comfort Products | Keeprite | F9MAE0602120A*D | LPG | Induced Draft | True | False | 1 | False | Down |  | None | Condensing | Step Modulating |  | 1 | Standard |  | 61000 | 59000 |  |  | 47700 | 229 | 96.7 | 78 | [8 empty] | Federally-Regulated Consumer Product | 10/27/2016 |  | 02/14/2017
International Comfort Products | Keeprite | F9MAE0602120A*D | Natural Gas | Induced Draft | True | False | 1 | False | Down |  | None | Condensing | Step Modulating |  | 1 | Standard |  | 61000 | 59000 |  |  | 47700 | 229 | 96.7 | 78 | [8 empty] | Federally-Regulated Consumer Product | 10/27/2016 |  | 02/14/2017
International Comfort Products | Keeprite | F9MAE1002122A*D | LPG | Induced Draft | True | False | 1 | False | Down |  | None | Condensing | Step Modulating |  | 1 | Standard |  | 100000 | 95000 |  |  | 98700 | 377 | 94 | 78 | [8 empty] | Federally-Regulated Consumer Product | 10/27/2016 |  | 02/14/2017
International Comfort Products | Keeprite | F9MAE1002122A*D | Natural Gas | Induced Draft | True | False | 1 | False | Down |  | None | Condensing | Step Modulating |  | 1 | Standard |  | 100000 | 95000 |  |  | 98700 | 377 | 94 | 78 | [8 empty] | Federally-Regulated Consumer Product | 10/27/2016 |  | 02/14/2017
International Comfort Products | Keeprite | G9MAE0602120A*D | LPG | Induced Draft | True | False | 1 | False | Down |  | None | Condensing | Step Modulating |  | 1 | Standard |  | 61000 | 59000 |  |  | 47700 | 229 | 96.7 | 78 | [8 empty] | Federally-Regulated Consumer Product | 10/27/2016 |  | 02/14/2017
International Comfort Products | Keeprite | G9MAE0602120A*D | Natural Gas | Induced Draft | True | False | 1 | False | Down |  | None | Condensing | Step Modulating |  | 1 | Standard |  | 61000 | 59000 |  |  | 47700 | 229 | 96.7 | 78 | [8 empty] | Federally-Regulated Consumer Product | 10/27/2016 |  | 02/14/2017
International Comfort Products | Keeprite | G9MAE1002122A*D | LPG | Induced Draft | True | False | 1 | False | Down |  | None | Condensing | Step Modulating |  | 1 | Standard |  | 100000 | 95000 |  |  | 98700 | 377 | 94 | 78 | [8 empty] | Federally-Regulated Consumer Product | 10/27/2016 |  | 02/14/2017
International Comfort Products | Keeprite | G9MAE1002122A*D | Natural Gas | Induced Draft | True | False | 1 | False | Down |  | None | Condensing | Step Modulating |  | 1 | Standard |  | 100000 | 95000 |  |  | 98700 | 377 | 94 | 78 | [8 empty] | Federally-Regulated Consumer Product | 10/27/2016 |  | 02/14/2017
International Comfort Products | Keeprite | G9MXE0401712A* | LPG | Induced Draft | True | False | 1 | False | Up |  | None | Condensing | Single-Stage |  | 0.5 | Standard |  | 40000 | 39000 |  |  | 32900 | 166 | 96 | 78 | [8 empty] | Federally-Regulated Consumer Product | 08/17/2016 |  | 02/14/2017
International Comfort Products | Keeprite | G9MXE0401712A* | LPG | Induced Draft | True | False | 1 | False | Horizontal |  | None | Condensing | Single-Stage |  | 0.5 | Standard |  | 40000 | 39000 |  |  | 32900 | 166 | 96 | 78 | [8 empty] | Federally-Regulated Consumer Product | 08/17/2016 |  | 02/14/2017
International Comfort Products | Keeprite | G9MXE0401712A* | Natural Gas | Induced Draft | True | False | 1 | False | Up |  | None | Condensing | Single-Stage |  | 0.5 | Standard |  | 40000 | 39000 |  |  | 32900 | 166 | 96 | 78 | [8 empty] | Federally-Regulated Consumer Product | 08/17/2016 |  | 02/14/2017
International Comfort Products | Keeprite | G9MXE0401712A* | Natural Gas | Induced Draft | True | False | 1 | False | Horizontal |  | None | Condensing | Single-Stage |  | 0.5 | Standard |  | 40000 | 39000 |  |  | 32900 | 166 | 96 | 78 | [8 empty] | Federally-Regulated Consumer Product | 08/17/2016 |  | 02/14/2017
International Comfort Products | Kenmore | F9MAE0602120A*D | LPG | Induced Draft | True | False | 1 | False | Down |  | None | Condensing | Step Modulating |  | 1 | Standard |  | 61000 | 59000 |  |  | 47700 | 229 | 96.7 | 78 | [8 empty] | Federally-Regulated Consumer Product | 10/28/2016 |  | 02/14/2017
International Comfort Products | Kenmore | F9MAE0602120A*D | Natural Gas | Induced Draft | True | False | 1 | False | Down |  | None | Condensing | Step Modulating |  | 1 | Standard |  | 61000 | 59000 |  |  | 47700 | 229 | 96.7 | 78 | [8 empty] | Federally-Regulated Consumer Product | 10/28/2016 |  | 02/14/2017
International Comfort Products | Kenmore | F9MAE1002122A*D | LPG | Induced Draft | True | False | 1 | False | Down |  | None | Condensing | Step Modulating |  | 1 | Standard |  | 100000 | 95000 |  |  | 98700 | 377 | 94 | 78 | [8 empty] | Federally-Regulated Consumer Product | 10/28/2016 |  | 02/14/2017
International Comfort Products | Kenmore | F9MAE1002122A*D | Natural Gas | Induced Draft | True | False | 1 | False | Down |  | None | Condensing | Step Modulating |  | 1 | Standard |  | 100000 | 95000 |  |  | 98700 | 377 | 94 | 78 | [8 empty] | Federally-Regulated Consumer Product | 10/28/2016 |  | 02/14/2017
International Comfort Products | Kenmore | G9MAE0602120A*D | LPG | Induced Draft | True | False | 1 | False | Down |  | None | Condensing | Step Modulating |  | 1 | Standard |  | 61000 | 59000 |  |  | 47700 | 229 | 96.7 | 78 | [8 empty] | Federally-Regulated Consumer Product | 10/28/2016 |  | 02/14/2017
International Comfort Products | Kenmore | G9MAE0602120A*D | Natural Gas | Induced Draft | True | False | 1 | False | Down |  | None | Condensing | Step Modulating |  | 1 | Standard |  | 61000 | 59000 |  |  | 47700 | 229 | 96.7 | 78 | [8 empty] | Federally-Regulated Consumer Product | 10/28/2016 |  | 02/14/2017
International Comfort Products | Kenmore | G9MAE1002122A*D | LPG | Induced Draft | True | False | 1 | False | Down |  | None | Condensing | Step Modulating |  | 1 | Standard |  | 100000 | 95000 |  |  | 98700 | 377 | 94 | 78 | [8 empty] | Federally-Regulated Consumer Product | 10/28/2016 |  | 02/14/2017
International Comfort Products | Kenmore | G9MAE1002122A*D | Natural Gas | Induced Draft | True | False | 1 | False | Down |  | None | Condensing | Step Modulating |  | 1 | Standard |  | 100000 | 95000 |  |  | 98700 | 377 | 94 | 78 | [8 empty] | Federally-Regulated Consumer Product | 10/28/2016 |  | 02/14/2017
International Comfort Products | Kenmore | G9MXE0401712A* | LPG | Induced Draft | True | False | 1 | False | Up |  | None | Condensing | Single-Stage |  | 0.5 | Standard |  | 40000 | 39000 |  |  | 32900 | 166 | 96 | 78 | [8 empty] | Federally-Regulated Consumer Product | 08/17/2016 |  | 02/14/2017
International Comfort Products | Kenmore | G9MXE0401712A* | LPG | Induced Draft | True | False | 1 | False | Horizontal |  | None | Condensing | Single-Stage |  | 0.5 | Standard |  | 40000 | 39000 |  |  | 32900 | 166 | 96 | 78 | [8 empty] | Federally-Regulated Consumer Product | 08/17/2016 |  | 02/14/2017
International Comfort Products | Kenmore | G9MXE0401712A* | Natural Gas | Induced Draft | True | False | 1 | False | Up |  | None | Condensing | Single-Stage |  | 0.5 | Standard |  | 40000 | 39000 |  |  | 32900 | 166 | 96 | 78 | [8 empty] | Federally-Regulated Consumer Product | 08/17/2016 |  | 02/14/2017
International Comfort Products | Kenmore | G9MXE0401712A* | Natural Gas | Induced Draft | True | False | 1 | False | Horizontal |  | None | Condensing | Single-Stage |  | 0.5 | Standard |  | 40000 | 39000 |  |  | 32900 | 166 | 96 | 78 | [8 empty] | Federally-Regulated Consumer Product | 08/17/2016 |  | 02/14/2017
International Comfort Products | Comfortmaker | N9MSB1002116C | LPG | Induced Draft | True | False | 1 | False | Up |  | None | Condensing | Single-Stage |  | 0.5 | Standard |  | 100000 | 93000 |  |  | 84100 | 828 | 92.1 | 78 | [8 empty] | Federally-Regulated Consumer Product | 11/28/2016 |  | 02/14/2017
International Comfort Products | Comfortmaker | N9MSB1002116C | LPG | Induced Draft | True | False | 1 | False | Down |  | None | Condensing | Single-Stage |  | 0.5 | Standard |  | 100000 | 93000 |  |  | 84100 | 828 | 92.1 | 78 | [8 empty] | Federally-Regulated Consumer Product | 11/28/2016 |  | 02/14/2017
International Comfort Products | Comfortmaker | N9MSB1002116C | LPG | Induced Draft | True | False | 1 | False | Horizontal |  | None | Condensing | Single-Stage |  | 0.5 | Standard |  | 100000 | 93000 |  |  | 84100 | 828 | 92.1 | 78 | [8 empty] | Federally-Regulated Consumer Product | 11/28/2016 |  | 02/14/2017
International Comfort Products | Comfortmaker | N9MSB1002116C | Natural Gas | Induced Draft | True | False | 1 | False | Up |  | None | Condensing | Single-Stage |  | 0.5 | Standard |  | 100000 | 93000 |  |  | 84100 | 828 | 92.1 | 78 | [8 empty] | Federally-Regulated Consumer Product | 11/28/2016 |  | 02/14/2017
International Comfort Products | Comfortmaker | N9MSB1002116C | Natural Gas | Induced Draft | True | False | 1 | False | Down |  | None | Condensing | Single-Stage |  | 0.5 | Standard |  | 100000 | 93000 |  |  | 84100 | 828 | 92.1 | 78 | [8 empty] | Federally-Regulated Consumer Product | 11/28/2016 |  | 02/14/2017
International Comfort Products | Comfortmaker | N9MSB1002116C | Natural Gas | Induced Draft | True | False | 1 | False | Horizontal |  | None | Condensing | Single-Stage |  | 0.5 | Standard |  | 100000 | 93000 |  |  | 84100 | 828 | 92.1 | 78 | [8 empty] | Federally-Regulated Consumer Product | 11/28/2016 |  | 02/14/2017
International Comfort Products | Comfortmaker | N9MSB1002120C | LPG | Induced Draft | True | False | 1 | False | Up |  | None | Condensing | Single-Stage |  | 0.75 | Standard |  | 100000 | 93000 |  |  | 84000 | 858 | 92.1 | 78 | [8 empty] | Federally-Regulated Consumer Product | 11/28/2016 |  | 02/14/2017
International Comfort Products | Comfortmaker | N9MSB1002120C | LPG | Induced Draft | True | False | 1 | False | Down |  | None | Condensing | Single-Stage |  | 0.75 | Standard |  | 100000 | 93000 |  |  | 84000 | 858 | 92.1 | 78 | [8 empty] | Federally-Regulated Consumer Product | 11/28/2016 |  | 02/14/2017
International Comfort Products | Comfortmaker | N9MSB1002120C | LPG | Induced Draft | True | False | 1 | False | Horizontal |  | None | Condensing | Single-Stage |  | 0.75 | Standard |  | 100000 | 93000 |  |  | 84000 | 858 | 92.1 | 78 | [8 empty] | Federally-Regulated Consumer Product | 11/28/2016 |  | 02/14/2017
International Comfort Products | Comfortmaker | N9MSB1002120C | Natural Gas | Induced Draft | True | False | 1 | False | Up |  | None | Condensing | Single-Stage |  | 0.75 | Standard |  | 100000 | 93000 |  |  | 84000 | 858 | 92.1 | 78 | [8 empty] | Federally-Regulated Consumer Product | 11/28/2016 |  | 02/14/2017
International Comfort Products | Comfortmaker | N9MSB1002120C | Natural Gas | Induced Draft | True | False | 1 | False | Down |  | None | Condensing | Single-Stage |  | 0.75 | Standard |  | 100000 | 93000 |  |  | 84000 | 858 | 92.1 | 78 | [8 empty] | Federally-Regulated Consumer Product | 11/28/2016 |  | 02/14/2017
International Comfort Products | Comfortmaker | N9MSB1002120C | Natural Gas | Induced Draft | True | False | 1 | False | Horizontal |  | None | Condensing | Single-Stage |  | 0.75 | Standard |  | 100000 | 93000 |  |  | 84000 | 858 | 92.1 | 78 | [8 empty] | Federally-Regulated Consumer Product | 11/28/2016 |  | 02/14/2017
International Comfort Products | Comfortmaker | N9MSB1202420C | LPG | Induced Draft | True | False | 1 | False | Up |  | None | Condensing | Single-Stage |  | 0.75 | Standard |  | 120000 | 112000 |  |  | 117500 | 1203 | 92.1 | 78 | [8 empty] | Federally-Regulated Consumer Product | 11/28/2016 |  | 02/14/2017
International Comfort Products | Comfortmaker | N9MSB1202420C | LPG | Induced Draft | True | False | 1 | False | Down |  | None | Condensing | Single-Stage |  | 0.75 | Standard |  | 120000 | 112000 |  |  | 117500 | 1203 | 92.1 | 78 | [8 empty] | Federally-Regulated Consumer Product | 11/28/2016 |  | 02/14/2017
International Comfort Products | Comfortmaker | N9MSB1202420C | LPG | Induced Draft | True | False | 1 | False | Horizontal |  | None | Condensing | Single-Stage |  | 0.75 | Standard |  | 120000 | 112000 |  |  | 117500 | 1203 | 92.1 | 78 | [8 empty] | Federally-Regulated Consumer Product | 11/28/2016 |  | 02/14/2017
International Comfort Products | Comfortmaker | N9MSB1202420C | Natural Gas | Induced Draft | True | False | 1 | False | Up |  | None | Condensing | Single-Stage |  | 0.75 | Standard |  | 120000 | 112000 |  |  | 117500 | 1203 | 92.1 | 78 | [8 empty] | Federally-Regulated Consumer Product | 11/28/2016 |  | 02/14/2017
International Comfort Products | Comfortmaker | N9MSB1202420C | Natural Gas | Induced Draft | True | False | 1 | False | Down |  | None | Condensing | Single-Stage |  | 0.75 | Standard |  | 120000 | 112000 |  |  | 117500 | 1203 | 92.1 | 78 | [8 empty] | Federally-Regulated Consumer Product | 11/28/2016 |  | 02/14/2017
International Comfort Products | Comfortmaker | N9MSB1202420C | Natural Gas | Induced Draft | True | False | 1 | False | Horizontal |  | None | Condensing | Single-Stage |  | 0.75 | Standard |  | 120000 | 112000 |  |  | 117500 | 1203 | 92.1 | 78 | [8 empty] | Federally-Regulated Consumer Product | 11/28/2016 |  | 02/14/2017
International Comfort Products | Comfortmaker | N9MSE0401410A*D | LPG | Induced Draft | True | False | 1 | False | Down |  | None | Condensing | Single-Stage |  | 0.5 | Standard |  | 40000 | 39000 |  |  | 32500 | 377 | 95 | 78 | [8 empty] | Federally-Regulated Consumer Product | 11/28/2016 |  | 02/14/2017
International Comfort Products | Comfortmaker | N9MSE0401410A*D | Natural Gas | Induced Draft | True | False | 1 | False | Down |  | None | Condensing | Single-Stage |  | 0.5 | Standard |  | 40000 | 39000 |  |  | 32500 | 377 | 95 | 78 | [8 empty] | Federally-Regulated Consumer Product | 11/28/2016 |  | 02/14/2017
International Comfort Products | Comfortmaker | N9MSE0801716A*D | LPG | Induced Draft | True | False | 1 | False | Down |  | None | Condensing | Single-Stage |  | 0.75 | Standard |  | 80000 | 77000 |  |  | 81300 | 913 | 95 | 78 | [8 empty] | Federally-Regulated Consumer Product | 11/28/2016 |  | 02/14/2017
International Comfort Products | Comfortmaker | N9MSE0801716A*D | Natural Gas | Induced Draft | True | False | 1 | False | Down |  | None | Condensing | Single-Stage |  | 0.75 | Standard |  | 80000 | 77000 |  |  | 81300 | 913 | 95 | 78 | [8 empty] | Federally-Regulated Consumer Product | 11/28/2016 |  | 02/14/2017
International Comfort Products | Comfortmaker | N9MSE1002114A*D | LPG | Induced Draft | True | False | 1 | False | Down |  | None | Condensing | Single-Stage |  | 0.75 | Standard |  | 100000 | 96000 |  |  | 97200 | 1184 | 95 | 78 | [8 empty] | Federally-Regulated Consumer Product | 11/28/2016 |  | 02/14/2017
International Comfort Products | Comfortmaker | N9MSE1002114A*D | Natural Gas | Induced Draft | True | False | 1 | False | Down |  | None | Condensing | Single-Stage |  | 0.75 | Standard |  | 100000 | 96000 |  |  | 97200 | 1184 | 95 | 78 | [8 empty] | Federally-Regulated Consumer Product | 11/28/2016 |  | 02/14/2017
International Comfort Products | Comfortmaker | N9MSE1002120A*D | LPG | Induced Draft | True | False | 1 | False | Down |  | None | Condensing | Single-Stage |  | 0.75 | Standard |  | 100000 | 96000 |  |  | 97200 | 1176 | 95 | 78 | [8 empty] | Federally-Regulated Consumer Product | 11/28/2016 |  | 02/14/2017
International Comfort Products | Comfortmaker | N9MSE1002120A*D | Natural Gas | Induced Draft | True | False | 1 | False | Down |  | None | Condensing | Single-Stage |  | 0.75 | Standard |  | 100000 | 96000 |  |  | 97200 | 1176 | 95 | 78 | [8 empty] | Federally-Regulated Consumer Product | 11/28/2016 |  | 02/14/2017
International Comfort Products | Comfortmaker | G9MVE0401712A*D | LPG | Induced Draft | True | False | 1 | False | Down |  | None | Condensing | Two-Stage Modulating |  | 0.5 | Standard |  | 40000 | 39000 |  |  | 32900 | 151 | 94.4 | 78 | [8 empty] | Federally-Regulated Consumer Product | 11/28/2016 |  | 02/14/2017
International Comfort Products | Comfortmaker | G9MVE0401712A*D | Natural Gas | Induced Draft | True | False | 1 | False | Down |  | None | Condensing | Two-Stage Modulating |  | 0.5 | Standard |  | 40000 | 39000 |  |  | 32900 | 151 | 94.4 | 78 | [8 empty] | Federally-Regulated Consumer Product | 11/28/2016 |  | 02/14/2017
International Comfort Products | Comfortmaker | G9MVE1002120A*D | LPG | Induced Draft | True | False | 1 | False | Down |  | None | Condensing | Two-Stage Modulating |  | 1 | Standard |  | 100000 | 96000 |  |  | 97400 | 405 | 95 | 78 | [8 empty] | Federally-Regulated Consumer Product | 08/17/2016 |  | 02/14/2017
International Comfort Products | Comfortmaker | G9MVE1002120A*D | Natural Gas | Induced Draft | True | False | 1 | False | Down |  | None | Condensing | Two-Stage Modulating |  | 1 | Standard |  | 100000 | 96000 |  |  | 97400 | 405 | 95 | 78 | [8 empty] | Federally-Regulated Consumer Product | 08/17/2016 |  | 02/14/2017
International Comfort Products | Comfortmaker | G9MXE0261410A*D | LPG | Induced Draft | True | False | 1 | False | Down |  | None | Condensing | Single-Stage |  | 0.33 | Standard |  | 26000 | 25000 |  |  | 25000 | 130 | 95 | 78 | [8 empty] | Federally-Regulated Consumer Product | 10/27/2016 |  | 02/14/2017
International Comfort Products | Comfortmaker | G9MXE0261410A*D | Natural Gas | Induced Draft | True | False | 1 | False | Down |  | None | Condensing | Single-Stage |  | 0.33 | Standard |  | 26000 | 25000 |  |  | 25000 | 130 | 95 | 78 | [8 empty] | Federally-Regulated Consumer Product | 10/27/2016 |  | 02/14/2017
International Comfort Products | Comfortmaker | G9MXE1002120A*D | LPG | Induced Draft | True | False | 1 | False | Down |  | None | Condensing | Single-Stage |  | 1 | Standard |  | 100000 | 96000 |  |  | 99200 | 613 | 95 | 78 | [8 empty] | Federally-Regulated Consumer Product | 11/28/2016 |  | 02/14/2017
International Comfort Products | Comfortmaker | G9MXE1002120A*D | Natural Gas | Induced Draft | True | False | 1 | False | Down |  | None | Condensing | Single-Stage |  | 1 | Standard |  | 100000 | 96000 |  |  | 99200 | 613 | 95 | 78 | [8 empty] | Federally-Regulated Consumer Product | 11/28/2016 |  | 02/14/2017
International Comfort Products | Comfortmaker | G9MXT0401712A*D | LPG | Induced Draft | True | False | 1 | False | Down |  | None | Condensing | Two-Stage Modulating |  | 0.5 | Standard |  | 40000 | 39000 |  |  | 32900 | 151 | 94.4 | 78 | [8 empty] | Federally-Regulated Consumer Product | 08/17/2016 |  | 02/14/2017
International Comfort Products | Comfortmaker | G9MXT0401712A*D | Natural Gas | Induced Draft | True | False | 1 | False | Down |  | None | Condensing | Two-Stage Modulating |  | 0.5 | Standard |  | 40000 | 39000 |  |  | 32900 | 151 | 94.4 | 78 | [8 empty] | Federally-Regulated Consumer Product | 08/17/2016 |  | 02/14/2017
International Comfort Products | Comfortmaker | G9MXT1002120A*D | LPG | Induced Draft | True | False | 1 | False | Down |  | None | Condensing | Two-Stage Modulating |  | 1 | Standard |  | 100000 | 96000 |  |  | 97400 | 405 | 95 | 78 | [8 empty] | Federally-Regulated Consumer Product | 08/17/2016 |  | 02/14/2017
International Comfort Products | Comfortmaker | G9MXT1002120A*D | Natural Gas | Induced Draft | True | False | 1 | False | Down |  | None | Condensing | Two-Stage Modulating |  | 1 | Standard |  | 100000 | 96000 |  |  | 97400 | 405 | 95 | 78 | [8 empty] | Federally-Regulated Consumer Product | 08/17/2016 |  | 02/14/2017
International Comfort Products | Comfortmaker | N9MSE0401410A**D | LPG | Induced Draft | True | False | 1 | True | Down |  | None | Condensing | Single-Stage |  | 0.5 | Standard |  | 40000 | 39000 |  |  | 32500 | 377 | 95 | 75 | [8 empty] | Federally-Regulated Consumer Product | 11/28/2016 |  | 02/14/2017
International Comfort Products | Comfortmaker | N9MSE0401410A**D | Natural Gas | Induced Draft | True | False | 1 | True | Down |  | None | Condensing | Single-Stage |  | 0.5 | Standard |  | 40000 | 39000 |  |  | 32500 | 377 | 95 | 75 | [8 empty] | Federally-Regulated Consumer Product | 11/28/2016 |  | 02/14/2017
International Comfort Products | Comfortmaker | N9MSE0801716A**D | LPG | Induced Draft | True | False | 1 | True | Down |  | None | Condensing | Single-Stage |  | 0.75 | Standard |  | 80000 | 77000 |  |  | 81300 | 913 | 95 | 75 | [8 empty] | Federally-Regulated Consumer Product | 11/28/2016 |  | 02/14/2017
International Comfort Products | Comfortmaker | N9MSE0801716A**D | Natural Gas | Induced Draft | True | False | 1 | True | Down |  | None | Condensing | Single-Stage |  | 0.75 | Standard |  | 80000 | 77000 |  |  | 81300 | 913 | 95 | 75 | [8 empty] | Federally-Regulated Consumer Product | 11/28/2016 |  | 02/14/2017
International Comfort Products | Comfortmaker | N9MSE1002114A**D | LPG | Induced Draft | True | False | 1 | True | Down |  | None | Condensing | Single-Stage |  | 0.75 | Standard |  | 100000 | 96000 |  |  | 97200 | 1184 | 95 | 75 | [8 empty] | Federally-Regulated Consumer Product | 11/28/2016 |  | 02/14/2017
International Comfort Products | Comfortmaker | N9MSE1002114A**D | Natural Gas | Induced Draft | True | False | 1 | True | Down |  | None | Condensing | Single-Stage |  | 0.75 | Standard |  | 100000 | 96000 |  |  | 97200 | 1184 | 95 | 75 | [8 empty] | Federally-Regulated Consumer Product | 11/28/2016 |  | 02/14/2017
International Comfort Products | Comfortmaker | N9MSE1002120A**D | LPG | Induced Draft | True | False | 1 | True | Down |  | None | Condensing | Single-Stage |  | 0.75 | Standard |  | 100000 | 96000 |  |  | 97200 | 1176 | 95 | 75 | [8 empty] | Federally-Regulated Consumer Product | 11/28/2016 |  | 02/14/2017
International Comfort Products | Comfortmaker | N9MSE1002120A**D | Natural Gas | Induced Draft | True | False | 1 | True | Down |  | None | Condensing | Single-Stage |  | 0.75 | Standard |  | 100000 | 96000 |  |  | 97200 | 1176 | 95 | 75 | [8 empty] | Federally-Regulated Consumer Product | 11/28/2016 |  | 02/14/2017
International Comfort Products | Comfortmaker | G9MXE1002120A**D | LPG | Induced Draft | True | False | 1 | True | Down |  | None | Condensing | Single-Stage |  | 1 | Standard |  | 100000 | 96000 |  |  | 99200 | 613 | 95 | 75 | [8 empty] | Federally-Regulated Consumer Product | 11/28/2016 |  | 02/14/2017
International Comfort Products | Comfortmaker | G9MXE1002120A**D | Natural Gas | Induced Draft | True | False | 1 | True | Down |  | None | Condensing | Single-Stage |  | 1 | Standard |  | 100000 | 96000 |  |  | 99200 | 613 | 95 | 75 | [8 empty] | Federally-Regulated Consumer Product | 11/28/2016 |  | 02/14/2017
International Comfort Products | Comfortmaker | N9MSB1002116C** | LPG | Induced Draft | True | False | 1 | True | Up |  | None | Condensing | Single-Stage |  | 0.5 | Standard |  | 100000 | 93000 |  |  | 84100 | 828 | 92.1 | 75 | [8 empty] | Federally-Regulated Consumer Product | 11/28/2016 |  | 02/14/2017
International Comfort Products | Comfortmaker | N9MSB1002116C** | LPG | Induced Draft | True | False | 1 | True | Down |  | None | Condensing | Single-Stage |  | 0.5 | Standard |  | 100000 | 93000 |  |  | 84100 | 828 | 92.1 | 75 | [8 empty] | Federally-Regulated Consumer Product | 11/28/2016 |  | 02/14/2017
International Comfort Products | Comfortmaker | N9MSB1002116C** | LPG | Induced Draft | True | False | 1 | True | Horizontal |  | None | Condensing | Single-Stage |  | 0.5 | Standard |  | 100000 | 93000 |  |  | 84100 | 828 | 92.1 | 75 | [8 empty] | Federally-Regulated Consumer Product | 11/28/2016 |  | 02/14/2017
International Comfort Products | Comfortmaker | N9MSB1002116C** | Natural Gas | Induced Draft | True | False | 1 | True | Up |  | None | Condensing | Single-Stage |  | 0.5 | Standard |  | 100000 | 93000 |  |  | 84100 | 828 | 92.1 | 75 | [8 empty] | Federally-Regulated Consumer Product | 11/28/2016 |  | 02/14/2017
International Comfort Products | Comfortmaker | N9MSB1002116C** | Natural Gas | Induced Draft | True | False | 1 | True | Down |  | None | Condensing | Single-Stage |  | 0.5 | Standard |  | 100000 | 93000 |  |  | 84100 | 828 | 92.1 | 75 | [8 empty] | Federally-Regulated Consumer Product | 11/28/2016 |  | 02/14/2017
International Comfort Products | Comfortmaker | N9MSB1002116C** | Natural Gas | Induced Draft | True | False | 1 | True | Horizontal |  | None | Condensing | Single-Stage |  | 0.5 | Standard |  | 100000 | 93000 |  |  | 84100 | 828 | 92.1 | 75 | [8 empty] | Federally-Regulated Consumer Product | 11/28/2016 |  | 02/14/2017
International Comfort Products | Comfortmaker | N9MSB1002120C** | LPG | Induced Draft | True | False | 1 | True | Up |  | None | Condensing | Single-Stage |  | 0.75 | Standard |  | 100000 | 93000 |  |  | 84000 | 858 | 92.1 | 75 | [8 empty] | Federally-Regulated Consumer Product | 11/28/2016 |  | 02/14/2017
International Comfort Products | Comfortmaker | N9MSB1002120C** | LPG | Induced Draft | True | False | 1 | True | Down |  | None | Condensing | Single-Stage |  | 0.75 | Standard |  | 100000 | 93000 |  |  | 84000 | 858 | 92.1 | 75 | [8 empty] | Federally-Regulated Consumer Product | 11/28/2016 |  | 02/14/2017
International Comfort Products | Comfortmaker | N9MSB1002120C** | LPG | Induced Draft | True | False | 1 | True | Horizontal |  | None | Condensing | Single-Stage |  | 0.75 | Standard |  | 100000 | 93000 |  |  | 84000 | 858 | 92.1 | 75 | [8 empty] | Federally-Regulated Consumer Product | 11/28/2016 |  | 02/14/2017
International Comfort Products | Comfortmaker | N9MSB1002120C** | Natural Gas | Induced Draft | True | False | 1 | True | Up |  | None | Condensing | Single-Stage |  | 0.75 | Standard |  | 100000 | 93000 |  |  | 84000 | 858 | 92.1 | 75 | [8 empty] | Federally-Regulated Consumer Product | 11/28/2016 |  | 02/14/2017
International Comfort Products | Comfortmaker | N9MSB1002120C** | Natural Gas | Induced Draft | True | False | 1 | True | Down |  | None | Condensing | Single-Stage |  | 0.75 | Standard |  | 100000 | 93000 |  |  | 84000 | 858 | 92.1 | 75 | [8 empty] | Federally-Regulated Consumer Product | 11/28/2016 |  | 02/14/2017
International Comfort Products | Comfortmaker | N9MSB1002120C** | Natural Gas | Induced Draft | True | False | 1 | True | Horizontal |  | None | Condensing | Single-Stage |  | 0.75 | Standard |  | 100000 | 93000 |  |  | 84000 | 858 | 92.1 | 75 | [8 empty] | Federally-Regulated Consumer Product | 11/28/2016 |  | 02/14/2017
International Comfort Products | Comfortmaker | N9MSB1202420C** | LPG | Induced Draft | True | False | 1 | True | Up |  | None | Condensing | Single-Stage |  | 0.75 | Standard |  | 120000 | 112000 |  |  | 117500 | 1203 | 92.1 | 75 | [8 empty] | Federally-Regulated Consumer Product | 11/28/2016 |  | 02/14/2017
International Comfort Products | Comfortmaker | N9MSB1202420C** | LPG | Induced Draft | True | False | 1 | True | Down |  | None | Condensing | Single-Stage |  | 0.75 | Standard |  | 120000 | 112000 |  |  | 117500 | 1203 | 92.1 | 75 | [8 empty] | Federally-Regulated Consumer Product | 11/28/2016 |  | 02/14/2017
International Comfort Products | Comfortmaker | N9MSB1202420C** | LPG | Induced Draft | True | False | 1 | True | Horizontal |  | None | Condensing | Single-Stage |  | 0.75 | Standard |  | 120000 | 112000 |  |  | 117500 | 1203 | 92.1 | 75 | [8 empty] | Federally-Regulated Consumer Product | 11/28/2016 |  | 02/14/2017
International Comfort Products | Comfortmaker | N9MSB1202420C** | Natural Gas | Induced Draft | True | False | 1 | True | Up |  | None | Condensing | Single-Stage |  | 0.75 | Standard |  | 120000 | 112000 |  |  | 117500 | 1203 | 92.1 | 75 | [8 empty] | Federally-Regulated Consumer Product | 11/28/2016 |  | 02/14/2017
International Comfort Products | Comfortmaker | N9MSB1202420C** | Natural Gas | Induced Draft | True | False | 1 | True | Down |  | None | Condensing | Single-Stage |  | 0.75 | Standard |  | 120000 | 112000 |  |  | 117500 | 1203 | 92.1 | 75 | [8 empty] | Federally-Regulated Consumer Product | 11/28/2016 |  | 02/14/2017
International Comfort Products | Comfortmaker | N9MSB1202420C** | Natural Gas | Induced Draft | True | False | 1 | True | Horizontal |  | None | Condensing | Single-Stage |  | 0.75 | Standard |  | 120000 | 112000 |  |  | 117500 | 1203 | 92.1 | 75 | [8 empty] | Federally-Regulated Consumer Product | 11/28/2016 |  | 02/14/2017
International Comfort Products | Tempstar | F9MAE0602120A*D | LPG | Induced Draft | True | False | 1 | False | Down |  | None | Condensing | Step Modulating |  | 1 | Standard |  | 61000 | 59000 |  |  | 47700 | 229 | 96.7 | 78 | [8 empty] | Federally-Regulated Consumer Product | 10/28/2016 |  | 02/14/2017
International Comfort Products | Tempstar | F9MAE0602120A*D | Natural Gas | Induced Draft | True | False | 1 | False | Down |  | None | Condensing | Step Modulating |  | 1 | Standard |  | 61000 | 59000 |  |  | 47700 | 229 | 96.7 | 78 | [8 empty] | Federally-Regulated Consumer Product | 10/28/2016 |  | 02/14/2017
International Comfort Products | Tempstar | F9MAE1002122A*D | LPG | Induced Draft | True | False | 1 | False | Down |  | None | Condensing | Step Modulating |  | 1 | Standard |  | 100000 | 95000 |  |  | 98700 | 377 | 94 | 78 | [8 empty] | Federally-Regulated Consumer Product | 10/28/2016 |  | 02/14/2017
International Comfort Products | Tempstar | F9MAE1002122A*D | Natural Gas | Induced Draft | True | False | 1 | False | Down |  | None | Condensing | Step Modulating |  | 1 | Standard |  | 100000 | 95000 |  |  | 98700 | 377 | 94 | 78 | [8 empty] | Federally-Regulated Consumer Product | 10/28/2016 |  | 02/14/2017
International Comfort Products | Day & Night | N9MSB1002116C | LPG | Induced Draft | True | False | 1 | False | Up |  | None | Condensing | Single-Stage |  | 0.5 | Standard |  | 100000 | 93000 |  |  | 84100 | 828 | 92.1 | 78 | [8 empty] | Federally-Regulated Consumer Product | 11/28/2016 |  | 02/14/2017
International Comfort Products | Day & Night | N9MSB1002116C | LPG | Induced Draft | True | False | 1 | False | Down |  | None | Condensing | Single-Stage |  | 0.5 | Standard |  | 100000 | 93000 |  |  | 84100 | 828 | 92.1 | 78 | [8 empty] | Federally-Regulated Consumer Product | 11/28/2016 |  | 02/14/2017
International Comfort Products | Day & Night | N9MSB1002116C | LPG | Induced Draft | True | False | 1 | False | Horizontal |  | None | Condensing | Single-Stage |  | 0.5 | Standard |  | 100000 | 93000 |  |  | 84100 | 828 | 92.1 | 78 | [8 empty] | Federally-Regulated Consumer Product | 11/28/2016 |  | 02/14/2017
International Comfort Products | Day & Night | N9MSB1002116C | Natural Gas | Induced Draft | True | False | 1 | False | Up |  | None | Condensing | Single-Stage |  | 0.5 | Standard |  | 100000 | 93000 |  |  | 84100 | 828 | 92.1 | 78 | [8 empty] | Federally-Regulated Consumer Product | 11/28/2016 |  | 02/14/2017
International Comfort Products | Day & Night | N9MSB1002116C | Natural Gas | Induced Draft | True | False | 1 | False | Down |  | None | Condensing | Single-Stage |  | 0.5 | Standard |  | 100000 | 93000 |  |  | 84100 | 828 | 92.1 | 78 | [8 empty] | Federally-Regulated Consumer Product | 11/28/2016 |  | 02/14/2017
International Comfort Products | Day & Night | N9MSB1002116C | Natural Gas | Induced Draft | True | False | 1 | False | Horizontal |  | None | Condensing | Single-Stage |  | 0.5 | Standard |  | 100000 | 93000 |  |  | 84100 | 828 | 92.1 | 78 | [8 empty] | Federally-Regulated Consumer Product | 11/28/2016 |  | 02/14/2017
International Comfort Products | Day & Night | N9MSB1002120C | LPG | Induced Draft | True | False | 1 | False | Up |  | None | Condensing | Single-Stage |  | 0.75 | Standard |  | 100000 | 93000 |  |  | 84000 | 858 | 92.1 | 78 | [8 empty] | Federally-Regulated Consumer Product | 11/28/2016 |  | 02/14/2017
International Comfort Products | Day & Night | N9MSB1002120C | LPG | Induced Draft | True | False | 1 | False | Down |  | None | Condensing | Single-Stage |  | 0.75 | Standard |  | 100000 | 93000 |  |  | 84000 | 858 | 92.1 | 78 | [8 empty] | Federally-Regulated Consumer Product | 11/28/2016 |  | 02/14/2017
International Comfort Products | Day & Night | N9MSB1002120C | LPG | Induced Draft | True | False | 1 | False | Horizontal |  | None | Condensing | Single-Stage |  | 0.75 | Standard |  | 100000 | 93000 |  |  | 84000 | 858 | 92.1 | 78 | [8 empty] | Federally-Regulated Consumer Product | 11/28/2016 |  | 02/14/2017
International Comfort Products | Day & Night | N9MSB1002120C | Natural Gas | Induced Draft | True | False | 1 | False | Up |  | None | Condensing | Single-Stage |  | 0.75 | Standard |  | 100000 | 93000 |  |  | 84000 | 858 | 92.1 | 78 | [8 empty] | Federally-Regulated Consumer Product | 11/28/2016 |  | 02/14/2017
International Comfort Products | Day & Night | N9MSB1002120C | Natural Gas | Induced Draft | True | False | 1 | False | Down |  | None | Condensing | Single-Stage |  | 0.75 | Standard |  | 100000 | 93000 |  |  | 84000 | 858 | 92.1 | 78 | [8 empty] | Federally-Regulated Consumer Product | 11/28/2016 |  | 02/14/2017
International Comfort Products | Day & Night | N9MSB1002120C | Natural Gas | Induced Draft | True | False | 1 | False | Horizontal |  | None | Condensing | Single-Stage |  | 0.75 | Standard |  | 100000 | 93000 |  |  | 84000 | 858 | 92.1 | 78 | [8 empty] | Federally-Regulated Consumer Product | 11/28/2016 |  | 02/14/2017
International Comfort Products | Day & Night | N9MSB1202420C | LPG | Induced Draft | True | False | 1 | False | Up |  | None | Condensing | Single-Stage |  | 0.75 | Standard |  | 120000 | 112000 |  |  | 117500 | 1203 | 92.1 | 78 | [8 empty] | Federally-Regulated Consumer Product | 11/28/2016 |  | 02/14/2017
International Comfort Products | Day & Night | N9MSB1202420C | LPG | Induced Draft | True | False | 1 | False | Down |  | None | Condensing | Single-Stage |  | 0.75 | Standard |  | 120000 | 112000 |  |  | 117500 | 1203 | 92.1 | 78 | [8 empty] | Federally-Regulated Consumer Product | 11/28/2016 |  | 02/14/2017
International Comfort Products | Day & Night | N9MSB1202420C | LPG | Induced Draft | True | False | 1 | False | Horizontal |  | None | Condensing | Single-Stage |  | 0.75 | Standard |  | 120000 | 112000 |  |  | 117500 | 1203 | 92.1 | 78 | [8 empty] | Federally-Regulated Consumer Product | 11/28/2016 |  | 02/14/2017
International Comfort Products | Day & Night | N9MSB1202420C | Natural Gas | Induced Draft | True | False | 1 | False | Up |  | None | Condensing | Single-Stage |  | 0.75 | Standard |  | 120000 | 112000 |  |  | 117500 | 1203 | 92.1 | 78 | [8 empty] | Federally-Regulated Consumer Product | 11/28/2016 |  | 02/14/2017
International Comfort Products | Day & Night | N9MSB1202420C | Natural Gas | Induced Draft | True | False | 1 | False | Down |  | None | Condensing | Single-Stage |  | 0.75 | Standard |  | 120000 | 112000 |  |  | 117500 | 1203 | 92.1 | 78 | [8 empty] | Federally-Regulated Consumer Product | 11/28/2016 |  | 02/14/2017
International Comfort Products | Day & Night | N9MSB1202420C | Natural Gas | Induced Draft | True | False | 1 | False | Horizontal |  | None | Condensing | Single-Stage |  | 0.75 | Standard |  | 120000 | 112000 |  |  | 117500 | 1203 | 92.1 | 78 | [8 empty] | Federally-Regulated Consumer Product | 11/28/2016 |  | 02/14/2017
International Comfort Products | Day & Night | N9MSE0401410A*D | LPG | Induced Draft | True | False | 1 | False | Down |  | None | Condensing | Single-Stage |  | 0.5 | Standard |  | 40000 | 39000 |  |  | 32500 | 377 | 95 | 78 | [8 empty] | Federally-Regulated Consumer Product | 11/28/2016 |  | 02/14/2017
International Comfort Products | Day & Night | N9MSE0401410A*D | Natural Gas | Induced Draft | True | False | 1 | False | Down |  | None | Condensing | Single-Stage |  | 0.5 | Standard |  | 40000 | 39000 |  |  | 32500 | 377 | 95 | 78 | [8 empty] | Federally-Regulated Consumer Product | 11/28/2016 |  | 02/14/2017
International Comfort Products | Day & Night | N9MSE0801716A*D | LPG | Induced Draft | True | False | 1 | False | Down |  | None | Condensing | Single-Stage |  | 0.75 | Standard |  | 80000 | 77000 |  |  | 81300 | 913 | 95 | 78 | [8 empty] | Federally-Regulated Consumer Product | 11/28/2016 |  | 02/14/2017
International Comfort Products | Day & Night | N9MSE0801716A*D | Natural Gas | Induced Draft | True | False | 1 | False | Down |  | None | Condensing | Single-Stage |  | 0.75 | Standard |  | 80000 | 77000 |  |  | 81300 | 913 | 95 | 78 | [8 empty] | Federally-Regulated Consumer Product | 11/28/2016 |  | 02/14/2017
International Comfort Products | Day & Night | N9MSE1002114A*D | LPG | Induced Draft | True | False | 1 | False | Down |  | None | Condensing | Single-Stage |  | 0.75 | Standard |  | 100000 | 96000 |  |  | 97200 | 1184 | 95 | 78 | [8 empty] | Federally-Regulated Consumer Product | 11/28/2016 |  | 02/14/2017
International Comfort Products | Day & Night | N9MSE1002114A*D | Natural Gas | Induced Draft | True | False | 1 | False | Down |  | None | Condensing | Single-Stage |  | 0.75 | Standard |  | 100000 | 96000 |  |  | 97200 | 1184 | 95 | 78 | [8 empty] | Federally-Regulated Consumer Product | 11/28/2016 |  | 02/14/2017
International Comfort Products | Day & Night | N9MSE1002120A*D | LPG | Induced Draft | True | False | 1 | False | Down |  | None | Condensing | Single-Stage |  | 0.75 | Standard |  | 100000 | 96000 |  |  | 97200 | 1176 | 95 | 78 | [8 empty] | Federally-Regulated Consumer Product | 11/28/2016 |  | 02/14/2017
International Comfort Products | Day & Night | N9MSE1002120A*D | Natural Gas | Induced Draft | True | False | 1 | False | Down |  | None | Condensing | Single-Stage |  | 0.75 | Standard |  | 100000 | 96000 |  |  | 97200 | 1176 | 95 | 78 | [8 empty] | Federally-Regulated Consumer Product | 11/28/2016 |  | 02/14/2017
International Comfort Products | Day & Night | G9MVE0401712A*D | LPG | Induced Draft | True | False | 1 | False | Down |  | None | Condensing | Two-Stage Modulating |  | 0.5 | Standard |  | 40000 | 39000 |  |  | 32900 | 151 | 94.4 | 78 | [8 empty] | Federally-Regulated Consumer Product | 11/28/2016 |  | 02/14/2017
International Comfort Products | Day & Night | G9MVE0401712A*D | Natural Gas | Induced Draft | True | False | 1 | False | Down |  | None | Condensing | Two-Stage Modulating |  | 0.5 | Standard |  | 40000 | 39000 |  |  | 32900 | 151 | 94.4 | 78 | [8 empty] | Federally-Regulated Consumer Product | 11/28/2016 |  | 02/14/2017
International Comfort Products | Day & Night | G9MVE1002120A*D | LPG | Induced Draft | True | False | 1 | False | Down |  | None | Condensing | Two-Stage Modulating |  | 1 | Standard |  | 100000 | 96000 |  |  | 97400 | 405 | 95 | 78 | [8 empty] | Federally-Regulated Consumer Product | 08/17/2016 |  | 02/14/2017
International Comfort Products | Day & Night | G9MVE1002120A*D | Natural Gas | Induced Draft | True | False | 1 | False | Down |  | None | Condensing | Two-Stage Modulating |  | 1 | Standard |  | 100000 | 96000 |  |  | 97400 | 405 | 95 | 78 | [8 empty] | Federally-Regulated Consumer Product | 08/17/2016 |  | 02/14/2017
International Comfort Products | Day & Night | G9MXE0261410A*D | LPG | Induced Draft | True | False | 1 | False | Down |  | None | Condensing | Single-Stage |  | 0.33 | Standard |  | 26000 | 25000 |  |  | 25000 | 130 | 95 | 78 | [8 empty] | Federally-Regulated Consumer Product | 10/27/2016 |  | 02/14/2017
International Comfort Products | Day & Night | G9MXE0261410A*D | Natural Gas | Induced Draft | True | False | 1 | False | Down |  | None | Condensing | Single-Stage |  | 0.33 | Standard |  | 26000 | 25000 |  |  | 25000 | 130 | 95 | 78 | [8 empty] | Federally-Regulated Consumer Product | 10/27/2016 |  | 02/14/2017
International Comfort Products | Day & Night | G9MXE1002120A*D | LPG | Induced Draft | True | False | 1 | False | Down |  | None | Condensing | Single-Stage |  | 1 | Standard |  | 100000 | 96000 |  |  | 99200 | 613 | 95 | 78 | [8 empty] | Federally-Regulated Consumer Product | 11/28/2016 |  | 02/14/2017
International Comfort Products | Day & Night | G9MXE1002120A*D | Natural Gas | Induced Draft | True | False | 1 | False | Down |  | None | Condensing | Single-Stage |  | 1 | Standard |  | 100000 | 96000 |  |  | 99200 | 613 | 95 | 78 | [8 empty] | Federally-Regulated Consumer Product | 11/28/2016 |  | 02/14/2017
International Comfort Products | Day & Night | G9MXT0401712A*D | LPG | Induced Draft | True | False | 1 | False | Down |  | None | Condensing | Two-Stage Modulating |  | 0.5 | Standard |  | 40000 | 39000 |  |  | 32900 | 151 | 94.4 | 78 | [8 empty] | Federally-Regulated Consumer Product | 08/17/2016 |  | 02/14/2017
International Comfort Products | Day & Night | G9MXT0401712A*D | Natural Gas | Induced Draft | True | False | 1 | False | Down |  | None | Condensing | Two-Stage Modulating |  | 0.5 | Standard |  | 40000 | 39000 |  |  | 32900 | 151 | 94.4 | 78 | [8 empty] | Federally-Regulated Consumer Product | 08/17/2016 |  | 02/14/2017
International Comfort Products | Day & Night | G9MXT1002120A*D | LPG | Induced Draft | True | False | 1 | False | Down |  | None | Condensing | Two-Stage Modulating |  | 1 | Standard |  | 100000 | 96000 |  |  | 97400 | 405 | 95 | 78 | [8 empty] | Federally-Regulated Consumer Product | 08/17/2016 |  | 02/14/2017
International Comfort Products | Day & Night | G9MXT1002120A*D | Natural Gas | Induced Draft | True | False | 1 | False | Down |  | None | Condensing | Two-Stage Modulating |  | 1 | Standard |  | 100000 | 96000 |  |  | 97400 | 405 | 95 | 78 | [8 empty] | Federally-Regulated Consumer Product | 08/17/2016 |  | 02/14/2017
International Comfort Products | Day & Night | N9MSE0401410A**D | LPG | Induced Draft | True | False | 1 | True | Down |  | None | Condensing | Single-Stage |  | 0.5 | Standard |  | 40000 | 39000 |  |  | 32500 | 377 | 95 | 75 | [8 empty] | Federally-Regulated Consumer Product | 11/28/2016 |  | 02/14/2017
International Comfort Products | Day & Night | N9MSE0401410A**D | Natural Gas | Induced Draft | True | False | 1 | True | Down |  | None | Condensing | Single-Stage |  | 0.5 | Standard |  | 40000 | 39000 |  |  | 32500 | 377 | 95 | 75 | [8 empty] | Federally-Regulated Consumer Product | 11/28/2016 |  | 02/14/2017
International Comfort Products | Day & Night | N9MSE0801716A**D | LPG | Induced Draft | True | False | 1 | True | Down |  | None | Condensing | Single-Stage |  | 0.75 | Standard |  | 80000 | 77000 |  |  | 81300 | 913 | 95 | 75 | [8 empty] | Federally-Regulated Consumer Product | 11/28/2016 |  | 02/14/2017
International Comfort Products | Day & Night | N9MSE0801716A**D | Natural Gas | Induced Draft | True | False | 1 | True | Down |  | None | Condensing | Single-Stage |  | 0.75 | Standard |  | 80000 | 77000 |  |  | 81300 | 913 | 95 | 75 | [8 empty] | Federally-Regulated Consumer Product | 11/28/2016 |  | 02/14/2017
International Comfort Products | Day & Night | N9MSE1002114A**D | LPG | Induced Draft | True | False | 1 | True | Down |  | None | Condensing | Single-Stage |  | 0.75 | Standard |  | 100000 | 96000 |  |  | 97200 | 1184 | 95 | 75 | [8 empty] | Federally-Regulated Consumer Product | 11/28/2016 |  | 02/14/2017
International Comfort Products | Day & Night | N9MSE1002114A**D | Natural Gas | Induced Draft | True | False | 1 | True | Down |  | None | Condensing | Single-Stage |  | 0.75 | Standard |  | 100000 | 96000 |  |  | 97200 | 1184 | 95 | 75 | [8 empty] | Federally-Regulated Consumer Product | 11/28/2016 |  | 02/14/2017
International Comfort Products | Day & Night | N9MSE1002120A**D | LPG | Induced Draft | True | False | 1 | True | Down |  | None | Condensing | Single-Stage |  | 0.75 | Standard |  | 100000 | 96000 |  |  | 97200 | 1176 | 95 | 75 | [8 empty] | Federally-Regulated Consumer Product | 11/28/2016 |  | 02/14/2017
International Comfort Products | Day & Night | N9MSE1002120A**D | Natural Gas | Induced Draft | True | False | 1 | True | Down |  | None | Condensing | Single-Stage |  | 0.75 | Standard |  | 100000 | 96000 |  |  | 97200 | 1176 | 95 | 75 | [8 empty] | Federally-Regulated Consumer Product | 11/28/2016 |  | 02/14/2017
International Comfort Products | Day & Night | G9MXE1002120A**D | LPG | Induced Draft | True | False | 1 | True | Down |  | None | Condensing | Single-Stage |  | 1 | Standard |  | 100000 | 96000 |  |  | 99200 | 613 | 95 | 75 | [8 empty] | Federally-Regulated Consumer Product | 11/28/2016 |  | 02/14/2017
International Comfort Products | Day & Night | G9MXE1002120A**D | Natural Gas | Induced Draft | True | False | 1 | True | Down |  | None | Condensing | Single-Stage |  | 1 | Standard |  | 100000 | 96000 |  |  | 99200 | 613 | 95 | 75 | [8 empty] | Federally-Regulated Consumer Product | 11/28/2016 |  | 02/14/2017
International Comfort Products | Day & Night | N9MSB1002116C** | LPG | Induced Draft | True | False | 1 | True | Up |  | None | Condensing | Single-Stage |  | 0.5 | Standard |  | 100000 | 93000 |  |  | 84100 | 828 | 92.1 | 75 | [8 empty] | Federally-Regulated Consumer Product | 11/28/2016 |  | 02/14/2017
International Comfort Products | Day & Night | N9MSB1002116C** | LPG | Induced Draft | True | False | 1 | True | Down |  | None | Condensing | Single-Stage |  | 0.5 | Standard |  | 100000 | 93000 |  |  | 84100 | 828 | 92.1 | 75 | [8 empty] | Federally-Regulated Consumer Product | 11/28/2016 |  | 02/14/2017
International Comfort Products | Day & Night | N9MSB1002116C** | LPG | Induced Draft | True | False | 1 | True | Horizontal |  | None | Condensing | Single-Stage |  | 0.5 | Standard |  | 100000 | 93000 |  |  | 84100 | 828 | 92.1 | 75 | [8 empty] | Federally-Regulated Consumer Product | 11/28/2016 |  | 02/14/2017
International Comfort Products | Day & Night | N9MSB1002116C** | Natural Gas | Induced Draft | True | False | 1 | True | Up |  | None | Condensing | Single-Stage |  | 0.5 | Standard |  | 100000 | 93000 |  |  | 84100 | 828 | 92.1 | 75 | [8 empty] | Federally-Regulated Consumer Product | 11/28/2016 |  | 02/14/2017
International Comfort Products | Day & Night | N9MSB1002116C** | Natural Gas | Induced Draft | True | False | 1 | True | Down |  | None | Condensing | Single-Stage |  | 0.5 | Standard |  | 100000 | 93000 |  |  | 84100 | 828 | 92.1 | 75 | [8 empty] | Federally-Regulated Consumer Product | 11/28/2016 |  | 02/14/2017
International Comfort Products | Day & Night | N9MSB1002116C** | Natural Gas | Induced Draft | True | False | 1 | True | Horizontal |  | None | Condensing | Single-Stage |  | 0.5 | Standard |  | 100000 | 93000 |  |  | 84100 | 828 | 92.1 | 75 | [8 empty] | Federally-Regulated Consumer Product | 11/28/2016 |  | 02/14/2017
International Comfort Products | Day & Night | N9MSB1002120C** | LPG | Induced Draft | True | False | 1 | True | Up |  | None | Condensing | Single-Stage |  | 0.75 | Standard |  | 100000 | 93000 |  |  | 84000 | 858 | 92.1 | 75 | [8 empty] | Federally-Regulated Consumer Product | 11/28/2016 |  | 02/14/2017
International Comfort Products | Day & Night | N9MSB1002120C** | LPG | Induced Draft | True | False | 1 | True | Down |  | None | Condensing | Single-Stage |  | 0.75 | Standard |  | 100000 | 93000 |  |  | 84000 | 858 | 92.1 | 75 | [8 empty] | Federally-Regulated Consumer Product | 11/28/2016 |  | 02/14/2017
International Comfort Products | Day & Night | N9MSB1002120C** | LPG | Induced Draft | True | False | 1 | True | Horizontal |  | None | Condensing | Single-Stage |  | 0.75 | Standard |  | 100000 | 93000 |  |  | 84000 | 858 | 92.1 | 75 | [8 empty] | Federally-Regulated Consumer Product | 11/28/2016 |  | 02/14/2017
International Comfort Products | Day & Night | N9MSB1002120C** | Natural Gas | Induced Draft | True | False | 1 | True | Up |  | None | Condensing | Single-Stage |  | 0.75 | Standard |  | 100000 | 93000 |  |  | 84000 | 858 | 92.1 | 75 | [8 empty] | Federally-Regulated Consumer Product | 11/28/2016 |  | 02/14/2017
International Comfort Products | Day & Night | N9MSB1002120C** | Natural Gas | Induced Draft | True | False | 1 | True | Down |  | None | Condensing | Single-Stage |  | 0.75 | Standard |  | 100000 | 93000 |  |  | 84000 | 858 | 92.1 | 75 | [8 empty] | Federally-Regulated Consumer Product | 11/28/2016 |  | 02/14/2017
International Comfort Products | Day & Night | N9MSB1002120C** | Natural Gas | Induced Draft | True | False | 1 | True | Horizontal |  | None | Condensing | Single-Stage |  | 0.75 | Standard |  | 100000 | 93000 |  |  | 84000 | 858 | 92.1 | 75 | [8 empty] | Federally-Regulated Consumer Product | 11/28/2016 |  | 02/14/2017
International Comfort Products | Day & Night | N9MSB1202420C** | LPG | Induced Draft | True | False | 1 | True | Up |  | None | Condensing | Single-Stage |  | 0.75 | Standard |  | 120000 | 112000 |  |  | 117500 | 1203 | 92.1 | 75 | [8 empty] | Federally-Regulated Consumer Product | 11/28/2016 |  | 02/14/2017
International Comfort Products | Day & Night | N9MSB1202420C** | LPG | Induced Draft | True | False | 1 | True | Down |  | None | Condensing | Single-Stage |  | 0.75 | Standard |  | 120000 | 112000 |  |  | 117500 | 1203 | 92.1 | 75 | [8 empty] | Federally-Regulated Consumer Product | 11/28/2016 |  | 02/14/2017
International Comfort Products | Day & Night | N9MSB1202420C** | LPG | Induced Draft | True | False | 1 | True | Horizontal |  | None | Condensing | Single-Stage |  | 0.75 | Standard |  | 120000 | 112000 |  |  | 117500 | 1203 | 92.1 | 75 | [8 empty] | Federally-Regulated Consumer Product | 11/28/2016 |  | 02/14/2017
International Comfort Products | Day & Night | N9MSB1202420C** | Natural Gas | Induced Draft | True | False | 1 | True | Up |  | None | Condensing | Single-Stage |  | 0.75 | Standard |  | 120000 | 112000 |  |  | 117500 | 1203 | 92.1 | 75 | [8 empty] | Federally-Regulated Consumer Product | 11/28/2016 |  | 02/14/2017
International Comfort Products | Day & Night | N9MSB1202420C** | Natural Gas | Induced Draft | True | False | 1 | True | Down |  | None | Condensing | Single-Stage |  | 0.75 | Standard |  | 120000 | 112000 |  |  | 117500 | 1203 | 92.1 | 75 | [8 empty] | Federally-Regulated Consumer Product | 11/28/2016 |  | 02/14/2017
International Comfort Products | Day & Night | N9MSB1202420C** | Natural Gas | Induced Draft | True | False | 1 | True | Horizontal |  | None | Condensing | Single-Stage |  | 0.75 | Standard |  | 120000 | 112000 |  |  | 117500 | 1203 | 92.1 | 75 | [8 empty] | Federally-Regulated Consumer Product | 11/28/2016 |  | 02/14/2017
International Comfort Products | EcoTemp | WFAR100C048C | LPG | Induced Draft | True | False | 1 | False | Up |  | None | Condensing | Single-Stage |  | 0.5 | Standard |  | 100000 | 93000 |  |  | 84100 | 828 | 92.1 | 78 | [8 empty] | Federally-Regulated Consumer Product | 11/28/2016 |  | 02/14/2017
International Comfort Products | EcoTemp | WFAR100C048C | LPG | Induced Draft | True | False | 1 | False | Down |  | None | Condensing | Single-Stage |  | 0.5 | Standard |  | 100000 | 93000 |  |  | 84100 | 828 | 92.1 | 78 | [8 empty] | Federally-Regulated Consumer Product | 11/28/2016 |  | 02/14/2017
International Comfort Products | EcoTemp | WFAR100C048C | LPG | Induced Draft | True | False | 1 | False | Horizontal |  | None | Condensing | Single-Stage |  | 0.5 | Standard |  | 100000 | 93000 |  |  | 84100 | 828 | 92.1 | 78 | [8 empty] | Federally-Regulated Consumer Product | 11/28/2016 |  | 02/14/2017
International Comfort Products | EcoTemp | WFAR100C048C | Natural Gas | Induced Draft | True | False | 1 | False | Up |  | None | Condensing | Single-Stage |  | 0.5 | Standard |  | 100000 | 93000 |  |  | 84100 | 828 | 92.1 | 78 | [8 empty] | Federally-Regulated Consumer Product | 11/28/2016 |  | 02/14/2017
International Comfort Products | EcoTemp | WFAR100C048C | Natural Gas | Induced Draft | True | False | 1 | False | Down |  | None | Condensing | Single-Stage |  | 0.5 | Standard |  | 100000 | 93000 |  |  | 84100 | 828 | 92.1 | 78 | [8 empty] | Federally-Regulated Consumer Product | 11/28/2016 |  | 02/14/2017
International Comfort Products | EcoTemp | WFAR100C048C | Natural Gas | Induced Draft | True | False | 1 | False | Horizontal |  | None | Condensing | Single-Stage |  | 0.5 | Standard |  | 100000 | 93000 |  |  | 84100 | 828 | 92.1 | 78 | [8 empty] | Federally-Regulated Consumer Product | 11/28/2016 |  | 02/14/2017
International Comfort Products | EcoTemp | WFAR100C060C | LPG | Induced Draft | True | False | 1 | False | Up |  | None | Condensing | Single-Stage |  | 0.75 | Standard |  | 100000 | 93000 |  |  | 84000 | 858 | 92.1 | 78 | [8 empty] | Federally-Regulated Consumer Product | 11/28/2016 |  | 02/14/2017
International Comfort Products | EcoTemp | WFAR100C060C | LPG | Induced Draft | True | False | 1 | False | Down |  | None | Condensing | Single-Stage |  | 0.75 | Standard |  | 100000 | 93000 |  |  | 84000 | 858 | 92.1 | 78 | [8 empty] | Federally-Regulated Consumer Product | 11/28/2016 |  | 02/14/2017
International Comfort Products | EcoTemp | WFAR100C060C | LPG | Induced Draft | True | False | 1 | False | Horizontal |  | None | Condensing | Single-Stage |  | 0.75 | Standard |  | 100000 | 93000 |  |  | 84000 | 858 | 92.1 | 78 | [8 empty] | Federally-Regulated Consumer Product | 11/28/2016 |  | 02/14/2017
International Comfort Products | EcoTemp | WFAR100C060C | Natural Gas | Induced Draft | True | False | 1 | False | Up |  | None | Condensing | Single-Stage |  | 0.75 | Standard |  | 100000 | 93000 |  |  | 84000 | 858 | 92.1 | 78 | [8 empty] | Federally-Regulated Consumer Product | 11/28/2016 |  | 02/14/2017
International Comfort Products | EcoTemp | WFAR100C060C | Natural Gas | Induced Draft | True | False | 1 | False | Down |  | None | Condensing | Single-Stage |  | 0.75 | Standard |  | 100000 | 93000 |  |  | 84000 | 858 | 92.1 | 78 | [8 empty] | Federally-Regulated Consumer Product | 11/28/2016 |  | 02/14/2017
International Comfort Products | EcoTemp | WFAR100C060C | Natural Gas | Induced Draft | True | False | 1 | False | Horizontal |  | None | Condensing | Single-Stage |  | 0.75 | Standard |  | 100000 | 93000 |  |  | 84000 | 858 | 92.1 | 78 | [8 empty] | Federally-Regulated Consumer Product | 11/28/2016 |  | 02/14/2017
International Comfort Products | EcoTemp | WFAR120D060C | LPG | Induced Draft | True | False | 1 | False | Up |  | None | Condensing | Single-Stage |  | 0.75 | Standard |  | 120000 | 112000 |  |  | 117500 | 1203 | 92.1 | 78 | [8 empty] | Federally-Regulated Consumer Product | 11/28/2016 |  | 02/14/2017
International Comfort Products | EcoTemp | WFAR120D060C | LPG | Induced Draft | True | False | 1 | False | Down |  | None | Condensing | Single-Stage |  | 0.75 | Standard |  | 120000 | 112000 |  |  | 117500 | 1203 | 92.1 | 78 | [8 empty] | Federally-Regulated Consumer Product | 11/28/2016 |  | 02/14/2017
International Comfort Products | EcoTemp | WFAR120D060C | LPG | Induced Draft | True | False | 1 | False | Horizontal |  | None | Condensing | Single-Stage |  | 0.75 | Standard |  | 120000 | 112000 |  |  | 117500 | 1203 | 92.1 | 78 | [8 empty] | Federally-Regulated Consumer Product | 11/28/2016 |  | 02/14/2017
International Comfort Products | EcoTemp | WFAR120D060C | Natural Gas | Induced Draft | True | False | 1 | False | Up |  | None | Condensing | Single-Stage |  | 0.75 | Standard |  | 120000 | 112000 |  |  | 117500 | 1203 | 92.1 | 78 | [8 empty] | Federally-Regulated Consumer Product | 11/28/2016 |  | 02/14/2017
International Comfort Products | EcoTemp | WFAR120D060C | Natural Gas | Induced Draft | True | False | 1 | False | Down |  | None | Condensing | Single-Stage |  | 0.75 | Standard |  | 120000 | 112000 |  |  | 117500 | 1203 | 92.1 | 78 | [8 empty] | Federally-Regulated Consumer Product | 11/28/2016 |  | 02/14/2017
International Comfort Products | EcoTemp | WFAR120D060C | Natural Gas | Induced Draft | True | False | 1 | False | Horizontal |  | None | Condensing | Single-Stage |  | 0.75 | Standard |  | 120000 | 112000 |  |  | 117500 | 1203 | 92.1 | 78 | [8 empty] | Federally-Regulated Consumer Product | 11/28/2016 |  | 02/14/2017
International Comfort Products | EcoTemp | WFSR040A030A*D | LPG | Induced Draft | True | False | 1 | False | Down |  | None | Condensing | Single-Stage |  | 0.25 | Standard |  | 40000 | 39000 |  |  | 32500 | 377 | 95 | 78 | [8 empty] | Federally-Regulated Consumer Product | 11/28/2016 |  | 02/14/2017
International Comfort Products | EcoTemp | WFSR040A030A*D | Natural Gas | Induced Draft | True | False | 1 | False | Down |  | None | Condensing | Single-Stage |  | 0.25 | Standard |  | 40000 | 39000 |  |  | 32500 | 377 | 95 | 78 | [8 empty] | Federally-Regulated Consumer Product | 11/28/2016 |  | 02/14/2017
International Comfort Products | EcoTemp | WFSR080B048A*D | LPG | Induced Draft | True | False | 1 | False | Down |  | None | Condensing | Single-Stage |  | 0.75 | Standard |  | 80000 | 77000 |  |  | 81300 | 913 | 95 | 78 | [8 empty] | Federally-Regulated Consumer Product | 11/28/2016 |  | 02/14/2017
International Comfort Products | EcoTemp | WFSR080B048A*D | Natural Gas | Induced Draft | True | False | 1 | False | Down |  | None | Condensing | Single-Stage |  | 0.75 | Standard |  | 80000 | 77000 |  |  | 81300 | 913 | 95 | 78 | [8 empty] | Federally-Regulated Consumer Product | 11/28/2016 |  | 02/14/2017
International Comfort Products | EcoTemp | WFSR100C042A*D | LPG | Induced Draft | True | False | 1 | False | Down |  | None | Condensing | Single-Stage |  | 0.75 | Standard |  | 100000 | 96000 |  |  | 97200 | 1184 | 95 | 78 | [8 empty] | Federally-Regulated Consumer Product | 11/28/2016 |  | 02/14/2017
International Comfort Products | EcoTemp | WFSR100C042A*D | Natural Gas | Induced Draft | True | False | 1 | False | Down |  | None | Condensing | Single-Stage |  | 0.75 | Standard |  | 100000 | 96000 |  |  | 97200 | 1184 | 95 | 78 | [8 empty] | Federally-Regulated Consumer Product | 11/28/2016 |  | 02/14/2017
International Comfort Products | EcoTemp | WFSR100C060A*D | LPG | Induced Draft | True | False | 1 | False | Down |  | None | Condensing | Single-Stage |  | 0.75 | Standard |  | 100000 | 96000 |  |  | 97200 | 1176 | 95 | 78 | [8 empty] | Federally-Regulated Consumer Product | 11/28/2016 |  | 02/14/2017
International Comfort Products | EcoTemp | WFSR100C060A*D | Natural Gas | Induced Draft | True | False | 1 | False | Down |  | None | Condensing | Single-Stage |  | 0.75 | Standard |  | 100000 | 96000 |  |  | 97200 | 1176 | 95 | 78 | [8 empty] | Federally-Regulated Consumer Product | 11/28/2016 |  | 02/14/2017
International Comfort Products | EcoTemp | WFSR040A030A**D | LPG | Induced Draft | True | False | 1 | True | Down |  | None | Condensing | Single-Stage |  | 0.25 | Standard |  | 40000 | 39000 |  |  | 32500 | 377 | 95 | 75 | [8 empty] | Federally-Regulated Consumer Product | 11/28/2016 |  | 02/14/2017
International Comfort Products | EcoTemp | WFSR040A030A**D | Natural Gas | Induced Draft | True | False | 1 | True | Down |  | None | Condensing | Single-Stage |  | 0.25 | Standard |  | 40000 | 39000 |  |  | 32500 | 377 | 95 | 75 | [8 empty] | Federally-Regulated Consumer Product | 11/28/2016 |  | 02/14/2017
International Comfort Products | EcoTemp | WFSR080B048A**D | LPG | Induced Draft | True | False | 1 | True | Down |  | None | Condensing | Single-Stage |  | 0.75 | Standard |  | 80000 | 77000 |  |  | 81300 | 913 | 95 | 75 | [8 empty] | Federally-Regulated Consumer Product | 11/28/2016 |  | 02/14/2017
International Comfort Products | EcoTemp | WFSR080B048A**D | Natural Gas | Induced Draft | True | False | 1 | True | Down |  | None | Condensing | Single-Stage |  | 0.75 | Standard |  | 80000 | 77000 |  |  | 81300 | 913 | 95 | 75 | [8 empty] | Federally-Regulated Consumer Product | 11/28/2016 |  | 02/14/2017
International Comfort Products | EcoTemp | WFSR100C042A**D | LPG | Induced Draft | True | False | 1 | True | Down |  | None | Condensing | Single-Stage |  | 0.75 | Standard |  | 100000 | 96000 |  |  | 97200 | 1184 | 95 | 75 | [8 empty] | Federally-Regulated Consumer Product | 11/28/2016 |  | 02/14/2017
International Comfort Products | EcoTemp | WFSR100C042A**D | Natural Gas | Induced Draft | True | False | 1 | True | Down |  | None | Condensing | Single-Stage |  | 0.75 | Standard |  | 100000 | 96000 |  |  | 97200 | 1184 | 95 | 75 | [8 empty] | Federally-Regulated Consumer Product | 11/28/2016 |  | 02/14/2017
International Comfort Products | EcoTemp | WFSR100C060A**D | LPG | Induced Draft | True | False | 1 | True | Down |  | None | Condensing | Single-Stage |  | 0.75 | Standard |  | 100000 | 96000 |  |  | 97200 | 1176 | 95 | 75 | [8 empty] | Federally-Regulated Consumer Product | 11/28/2016 |  | 02/14/2017
International Comfort Products | EcoTemp | WFSR100C060A**D | Natural Gas | Induced Draft | True | False | 1 | True | Down |  | None | Condensing | Single-Stage |  | 0.75 | Standard |  | 100000 | 96000 |  |  | 97200 | 1176 | 95 | 75 | [8 empty] | Federally-Regulated Consumer Product | 11/28/2016 |  | 02/14/2017
International Comfort Products | EcoTemp | WFAR100C048C** | LPG | Induced Draft | True | False | 1 | True | Up |  | None | Condensing | Single-Stage |  | 0.5 | Standard |  | 100000 | 93000 |  |  | 84100 | 828 | 92.1 | 75 | [8 empty] | Federally-Regulated Consumer Product | 11/28/2016 |  | 02/14/2017
International Comfort Products | EcoTemp | WFAR100C048C** | LPG | Induced Draft | True | False | 1 | True | Down |  | None | Condensing | Single-Stage |  | 0.5 | Standard |  | 100000 | 93000 |  |  | 84100 | 828 | 92.1 | 75 | [8 empty] | Federally-Regulated Consumer Product | 11/28/2016 |  | 02/14/2017
International Comfort Products | EcoTemp | WFAR100C048C** | LPG | Induced Draft | True | False | 1 | True | Horizontal |  | None | Condensing | Single-Stage |  | 0.5 | Standard |  | 100000 | 93000 |  |  | 84100 | 828 | 92.1 | 75 | [8 empty] | Federally-Regulated Consumer Product | 11/28/2016 |  | 02/14/2017
International Comfort Products | EcoTemp | WFAR100C048C** | Natural Gas | Induced Draft | True | False | 1 | True | Up |  | None | Condensing | Single-Stage |  | 0.5 | Standard |  | 100000 | 93000 |  |  | 84100 | 828 | 92.1 | 75 | [8 empty] | Federally-Regulated Consumer Product | 11/28/2016 |  | 02/14/2017
International Comfort Products | EcoTemp | WFAR100C048C** | Natural Gas | Induced Draft | True | False | 1 | True | Down |  | None | Condensing | Single-Stage |  | 0.5 | Standard |  | 100000 | 93000 |  |  | 84100 | 828 | 92.1 | 75 | [8 empty] | Federally-Regulated Consumer Product | 11/28/2016 |  | 02/14/2017
International Comfort Products | EcoTemp | WFAR100C048C** | Natural Gas | Induced Draft | True | False | 1 | True | Horizontal |  | None | Condensing | Single-Stage |  | 0.5 | Standard |  | 100000 | 93000 |  |  | 84100 | 828 | 92.1 | 75 | [8 empty] | Federally-Regulated Consumer Product | 11/28/2016 |  | 02/14/2017
International Comfort Products | EcoTemp | WFAR100C060C** | LPG | Induced Draft | True | False | 1 | True | Up |  | None | Condensing | Single-Stage |  | 0.75 | Standard |  | 100000 | 93000 |  |  | 84000 | 858 | 92.1 | 75 | [8 empty] | Federally-Regulated Consumer Product | 11/28/2016 |  | 02/14/2017
International Comfort Products | EcoTemp | WFAR100C060C** | LPG | Induced Draft | True | False | 1 | True | Down |  | None | Condensing | Single-Stage |  | 0.75 | Standard |  | 100000 | 93000 |  |  | 84000 | 858 | 92.1 | 75 | [8 empty] | Federally-Regulated Consumer Product | 11/28/2016 |  | 02/14/2017
International Comfort Products | EcoTemp | WFAR100C060C** | LPG | Induced Draft | True | False | 1 | True | Horizontal |  | None | Condensing | Single-Stage |  | 0.75 | Standard |  | 100000 | 93000 |  |  | 84000 | 858 | 92.1 | 75 | [8 empty] | Federally-Regulated Consumer Product | 11/28/2016 |  | 02/14/2017
International Comfort Products | EcoTemp | WFAR100C060C** | Natural Gas | Induced Draft | True | False | 1 | True | Up |  | None | Condensing | Single-Stage |  | 0.75 | Standard |  | 100000 | 93000 |  |  | 84000 | 858 | 92.1 | 75 | [8 empty] | Federally-Regulated Consumer Product | 11/28/2016 |  | 02/14/2017
International Comfort Products | EcoTemp | WFAR100C060C** | Natural Gas | Induced Draft | True | False | 1 | True | Down |  | None | Condensing | Single-Stage |  | 0.75 | Standard |  | 100000 | 93000 |  |  | 84000 | 858 | 92.1 | 75 | [8 empty] | Federally-Regulated Consumer Product | 11/28/2016 |  | 02/14/2017
International Comfort Products | EcoTemp | WFAR100C060C** | Natural Gas | Induced Draft | True | False | 1 | True | Horizontal |  | None | Condensing | Single-Stage |  | 0.75 | Standard |  | 100000 | 93000 |  |  | 84000 | 858 | 92.1 | 75 | [8 empty] | Federally-Regulated Consumer Product | 11/28/2016 |  | 02/14/2017
International Comfort Products | EcoTemp | WFAR120D060C** | LPG | Induced Draft | True | False | 1 | True | Up |  | None | Condensing | Single-Stage |  | 0.75 | Standard |  | 120000 | 112000 |  |  | 117500 | 1203 | 92.1 | 75 | [8 empty] | Federally-Regulated Consumer Product | 11/28/2016 |  | 02/14/2017
International Comfort Products | EcoTemp | WFAR120D060C** | LPG | Induced Draft | True | False | 1 | True | Down |  | None | Condensing | Single-Stage |  | 0.75 | Standard |  | 120000 | 112000 |  |  | 117500 | 1203 | 92.1 | 75 | [8 empty] | Federally-Regulated Consumer Product | 11/28/2016 |  | 02/14/2017
International Comfort Products | EcoTemp | WFAR120D060C** | LPG | Induced Draft | True | False | 1 | True | Horizontal |  | None | Condensing | Single-Stage |  | 0.75 | Standard |  | 120000 | 112000 |  |  | 117500 | 1203 | 92.1 | 75 | [8 empty] | Federally-Regulated Consumer Product | 11/28/2016 |  | 02/14/2017
International Comfort Products | EcoTemp | WFAR120D060C** | Natural Gas | Induced Draft | True | False | 1 | True | Up |  | None | Condensing | Single-Stage |  | 0.75 | Standard |  | 120000 | 112000 |  |  | 117500 | 1203 | 92.1 | 75 | [8 empty] | Federally-Regulated Consumer Product | 11/28/2016 |  | 02/14/2017
International Comfort Products | EcoTemp | WFAR120D060C** | Natural Gas | Induced Draft | True | False | 1 | True | Down |  | None | Condensing | Single-Stage |  | 0.75 | Standard |  | 120000 | 112000 |  |  | 117500 | 1203 | 92.1 | 75 | [8 empty] | Federally-Regulated Consumer Product | 11/28/2016 |  | 02/14/2017
International Comfort Products | EcoTemp | WFAR120D060C** | Natural Gas | Induced Draft | True | False | 1 | True | Horizontal |  | None | Condensing | Single-Stage |  | 0.75 | Standard |  | 120000 | 112000 |  |  | 117500 | 1203 | 92.1 | 75 | [8 empty] | Federally-Regulated Consumer Product | 11/28/2016 |  | 02/14/2017
International Comfort Products | Grandaire | WFAR100C048C | LPG | Induced Draft | True | False | 1 | False | Up |  | None | Condensing | Single-Stage |  | 0.5 | Standard |  | 100000 | 93000 |  |  | 84100 | 828 | 92.1 | 78 | [8 empty] | Federally-Regulated Consumer Product | 11/28/2016 |  | 02/14/2017
International Comfort Products | Grandaire | WFAR100C048C | LPG | Induced Draft | True | False | 1 | False | Down |  | None | Condensing | Single-Stage |  | 0.5 | Standard |  | 100000 | 93000 |  |  | 84100 | 828 | 92.1 | 78 | [8 empty] | Federally-Regulated Consumer Product | 11/28/2016 |  | 02/14/2017
International Comfort Products | Grandaire | WFAR100C048C | LPG | Induced Draft | True | False | 1 | False | Horizontal |  | None | Condensing | Single-Stage |  | 0.5 | Standard |  | 100000 | 93000 |  |  | 84100 | 828 | 92.1 | 78 | [8 empty] | Federally-Regulated Consumer Product | 11/28/2016 |  | 02/14/2017
International Comfort Products | Grandaire | WFAR100C048C | Natural Gas | Induced Draft | True | False | 1 | False | Up |  | None | Condensing | Single-Stage |  | 0.5 | Standard |  | 100000 | 93000 |  |  | 84100 | 828 | 92.1 | 78 | [8 empty] | Federally-Regulated Consumer Product | 11/28/2016 |  | 02/14/2017
International Comfort Products | Grandaire | WFAR100C048C | Natural Gas | Induced Draft | True | False | 1 | False | Down |  | None | Condensing | Single-Stage |  | 0.5 | Standard |  | 100000 | 93000 |  |  | 84100 | 828 | 92.1 | 78 | [8 empty] | Federally-Regulated Consumer Product | 11/28/2016 |  | 02/14/2017
International Comfort Products | Grandaire | WFAR100C048C | Natural Gas | Induced Draft | True | False | 1 | False | Horizontal |  | None | Condensing | Single-Stage |  | 0.5 | Standard |  | 100000 | 93000 |  |  | 84100 | 828 | 92.1 | 78 | [8 empty] | Federally-Regulated Consumer Product | 11/28/2016 |  | 02/14/2017
International Comfort Products | Grandaire | WFAR100C060C | LPG | Induced Draft | True | False | 1 | False | Up |  | None | Condensing | Single-Stage |  | 0.75 | Standard |  | 100000 | 93000 |  |  | 84000 | 858 | 92.1 | 78 | [8 empty] | Federally-Regulated Consumer Product | 11/28/2016 |  | 02/14/2017
International Comfort Products | Grandaire | WFAR100C060C | LPG | Induced Draft | True | False | 1 | False | Down |  | None | Condensing | Single-Stage |  | 0.75 | Standard |  | 100000 | 93000 |  |  | 84000 | 858 | 92.1 | 78 | [8 empty] | Federally-Regulated Consumer Product | 11/28/2016 |  | 02/14/2017
International Comfort Products | Grandaire | WFAR100C060C | LPG | Induced Draft | True | False | 1 | False | Horizontal |  | None | Condensing | Single-Stage |  | 0.75 | Standard |  | 100000 | 93000 |  |  | 84000 | 858 | 92.1 | 78 | [8 empty] | Federally-Regulated Consumer Product | 11/28/2016 |  | 02/14/2017
International Comfort Products | Grandaire | WFAR100C060C | Natural Gas | Induced Draft | True | False | 1 | False | Up |  | None | Condensing | Single-Stage |  | 0.75 | Standard |  | 100000 | 93000 |  |  | 84000 | 858 | 92.1 | 78 | [8 empty] | Federally-Regulated Consumer Product | 11/28/2016 |  | 02/14/2017
International Comfort Products | Grandaire | WFAR100C060C | Natural Gas | Induced Draft | True | False | 1 | False | Down |  | None | Condensing | Single-Stage |  | 0.75 | Standard |  | 100000 | 93000 |  |  | 84000 | 858 | 92.1 | 78 | [8 empty] | Federally-Regulated Consumer Product | 11/28/2016 |  | 02/14/2017
International Comfort Products | Grandaire | WFAR100C060C | Natural Gas | Induced Draft | True | False | 1 | False | Horizontal |  | None | Condensing | Single-Stage |  | 0.75 | Standard |  | 100000 | 93000 |  |  | 84000 | 858 | 92.1 | 78 | [8 empty] | Federally-Regulated Consumer Product | 11/28/2016 |  | 02/14/2017
International Comfort Products | Grandaire | WFAR120D060C | LPG | Induced Draft | True | False | 1 | False | Up |  | None | Condensing | Single-Stage |  | 0.75 | Standard |  | 120000 | 112000 |  |  | 117500 | 1203 | 92.1 | 78 | [8 empty] | Federally-Regulated Consumer Product | 11/28/2016 |  | 02/14/2017
International Comfort Products | Grandaire | WFAR120D060C | LPG | Induced Draft | True | False | 1 | False | Down |  | None | Condensing | Single-Stage |  | 0.75 | Standard |  | 120000 | 112000 |  |  | 117500 | 1203 | 92.1 | 78 | [8 empty] | Federally-Regulated Consumer Product | 11/28/2016 |  | 02/14/2017
International Comfort Products | Grandaire | WFAR120D060C | LPG | Induced Draft | True | False | 1 | False | Horizontal |  | None | Condensing | Single-Stage |  | 0.75 | Standard |  | 120000 | 112000 |  |  | 117500 | 1203 | 92.1 | 78 | [8 empty] | Federally-Regulated Consumer Product | 11/28/2016 |  | 02/14/2017
International Comfort Products | Grandaire | WFAR120D060C | Natural Gas | Induced Draft | True | False | 1 | False | Up |  | None | Condensing | Single-Stage |  | 0.75 | Standard |  | 120000 | 112000 |  |  | 117500 | 1203 | 92.1 | 78 | [8 empty] | Federally-Regulated Consumer Product | 11/28/2016 |  | 02/14/2017
International Comfort Products | Grandaire | WFAR120D060C | Natural Gas | Induced Draft | True | False | 1 | False | Down |  | None | Condensing | Single-Stage |  | 0.75 | Standard |  | 120000 | 112000 |  |  | 117500 | 1203 | 92.1 | 78 | [8 empty] | Federally-Regulated Consumer Product | 11/28/2016 |  | 02/14/2017
International Comfort Products | Grandaire | WFAR120D060C | Natural Gas | Induced Draft | True | False | 1 | False | Horizontal |  | None | Condensing | Single-Stage |  | 0.75 | Standard |  | 120000 | 112000 |  |  | 117500 | 1203 | 92.1 | 78 | [8 empty] | Federally-Regulated Consumer Product | 11/28/2016 |  | 02/14/2017
International Comfort Products | Grandaire | WFSR040A030A*D | LPG | Induced Draft | True | False | 1 | False | Down |  | None | Condensing | Single-Stage |  | 0.25 | Standard |  | 40000 | 39000 |  |  | 32500 | 377 | 95 | 78 | [8 empty] | Federally-Regulated Consumer Product | 11/28/2016 |  | 02/14/2017
International Comfort Products | Grandaire | WFSR040A030A*D | Natural Gas | Induced Draft | True | False | 1 | False | Down |  | None | Condensing | Single-Stage |  | 0.25 | Standard |  | 40000 | 39000 |  |  | 32500 | 377 | 95 | 78 | [8 empty] | Federally-Regulated Consumer Product | 11/28/2016 |  | 02/14/2017
International Comfort Products | Grandaire | WFSR080B048A*D | LPG | Induced Draft | True | False | 1 | False | Down |  | None | Condensing | Single-Stage |  | 0.75 | Standard |  | 80000 | 77000 |  |  | 81300 | 913 | 95 | 78 | [8 empty] | Federally-Regulated Consumer Product | 11/28/2016 |  | 02/14/2017
International Comfort Products | Grandaire | WFSR080B048A*D | Natural Gas | Induced Draft | True | False | 1 | False | Down |  | None | Condensing | Single-Stage |  | 0.75 | Standard |  | 80000 | 77000 |  |  | 81300 | 913 | 95 | 78 | [8 empty] | Federally-Regulated Consumer Product | 11/28/2016 |  | 02/14/2017
International Comfort Products | Grandaire | WFSR100C042A*D | LPG | Induced Draft | True | False | 1 | False | Down |  | None | Condensing | Single-Stage |  | 0.75 | Standard |  | 100000 | 96000 |  |  | 97200 | 1184 | 95 | 78 | [8 empty] | Federally-Regulated Consumer Product | 11/28/2016 |  | 02/14/2017
International Comfort Products | Grandaire | WFSR100C042A*D | Natural Gas | Induced Draft | True | False | 1 | False | Down |  | None | Condensing | Single-Stage |  | 0.75 | Standard |  | 100000 | 96000 |  |  | 97200 | 1184 | 95 | 78 | [8 empty] | Federally-Regulated Consumer Product | 11/28/2016 |  | 02/14/2017
International Comfort Products | Grandaire | WFSR100C060A*D | LPG | Induced Draft | True | False | 1 | False | Down |  | None | Condensing | Single-Stage |  | 0.75 | Standard |  | 100000 | 96000 |  |  | 97200 | 1176 | 95 | 78 | [8 empty] | Federally-Regulated Consumer Product | 11/28/2016 |  | 02/14/2017
International Comfort Products | Grandaire | WFSR100C060A*D | Natural Gas | Induced Draft | True | False | 1 | False | Down |  | None | Condensing | Single-Stage |  | 0.75 | Standard |  | 100000 | 96000 |  |  | 97200 | 1176 | 95 | 78 | [8 empty] | Federally-Regulated Consumer Product | 11/28/2016 |  | 02/14/2017
International Comfort Products | Grandaire | WFSR040A030A**D | LPG | Induced Draft | True | False | 1 | True | Down |  | None | Condensing | Single-Stage |  | 0.25 | Standard |  | 40000 | 39000 |  |  | 32500 | 377 | 95 | 75 | [8 empty] | Federally-Regulated Consumer Product | 11/28/2016 |  | 02/14/2017
International Comfort Products | Grandaire | WFSR040A030A**D | Natural Gas | Induced Draft | True | False | 1 | True | Down |  | None | Condensing | Single-Stage |  | 0.25 | Standard |  | 40000 | 39000 |  |  | 32500 | 377 | 95 | 75 | [8 empty] | Federally-Regulated Consumer Product | 11/28/2016 |  | 02/14/2017
International Comfort Products | Grandaire | WFSR080B048A**D | LPG | Induced Draft | True | False | 1 | True | Down |  | None | Condensing | Single-Stage |  | 0.75 | Standard |  | 80000 | 77000 |  |  | 81300 | 913 | 95 | 75 | [8 empty] | Federally-Regulated Consumer Product | 11/28/2016 |  | 02/14/2017
International Comfort Products | Grandaire | WFSR080B048A**D | Natural Gas | Induced Draft | True | False | 1 | True | Down |  | None | Condensing | Single-Stage |  | 0.75 | Standard |  | 80000 | 77000 |  |  | 81300 | 913 | 95 | 75 | [8 empty] | Federally-Regulated Consumer Product | 11/28/2016 |  | 02/14/2017
International Comfort Products | Grandaire | WFSR100C042A**D | LPG | Induced Draft | True | False | 1 | True | Down |  | None | Condensing | Single-Stage |  | 0.75 | Standard |  | 100000 | 96000 |  |  | 97200 | 1184 | 95 | 75 | [8 empty] | Federally-Regulated Consumer Product | 11/28/2016 |  | 02/14/2017
International Comfort Products | Grandaire | WFSR100C042A**D | Natural Gas | Induced Draft | True | False | 1 | True | Down |  | None | Condensing | Single-Stage |  | 0.75 | Standard |  | 100000 | 96000 |  |  | 97200 | 1184 | 95 | 75 | [8 empty] | Federally-Regulated Consumer Product | 11/28/2016 |  | 02/14/2017
International Comfort Products | Grandaire | WFSR100C060A**D | LPG | Induced Draft | True | False | 1 | True | Down |  | None | Condensing | Single-Stage |  | 0.75 | Standard |  | 100000 | 96000 |  |  | 97200 | 1176 | 95 | 75 | [8 empty] | Federally-Regulated Consumer Product | 11/28/2016 |  | 02/14/2017
International Comfort Products | Grandaire | WFSR100C060A**D | Natural Gas | Induced Draft | True | False | 1 | True | Down |  | None | Condensing | Single-Stage |  | 0.75 | Standard |  | 100000 | 96000 |  |  | 97200 | 1176 | 95 | 75 | [8 empty] | Federally-Regulated Consumer Product | 11/28/2016 |  | 02/14/2017
International Comfort Products | Grandaire | WFAR100C048C** | LPG | Induced Draft | True | False | 1 | True | Up |  | None | Condensing | Single-Stage |  | 0.5 | Standard |  | 100000 | 93000 |  |  | 84100 | 828 | 92.1 | 75 | [8 empty] | Federally-Regulated Consumer Product | 11/28/2016 |  | 02/14/2017
International Comfort Products | Grandaire | WFAR100C048C** | LPG | Induced Draft | True | False | 1 | True | Down |  | None | Condensing | Single-Stage |  | 0.5 | Standard |  | 100000 | 93000 |  |  | 84100 | 828 | 92.1 | 75 | [8 empty] | Federally-Regulated Consumer Product | 11/28/2016 |  | 02/14/2017
International Comfort Products | Grandaire | WFAR100C048C** | LPG | Induced Draft | True | False | 1 | True | Horizontal |  | None | Condensing | Single-Stage |  | 0.5 | Standard |  | 100000 | 93000 |  |  | 84100 | 828 | 92.1 | 75 | [8 empty] | Federally-Regulated Consumer Product | 11/28/2016 |  | 02/14/2017
International Comfort Products | Grandaire | WFAR100C048C** | Natural Gas | Induced Draft | True | False | 1 | True | Up |  | None | Condensing | Single-Stage |  | 0.5 | Standard |  | 100000 | 93000 |  |  | 84100 | 828 | 92.1 | 75 | [8 empty] | Federally-Regulated Consumer Product | 11/28/2016 |  | 02/14/2017
International Comfort Products | Grandaire | WFAR100C048C** | Natural Gas | Induced Draft | True | False | 1 | True | Down |  | None | Condensing | Single-Stage |  | 0.5 | Standard |  | 100000 | 93000 |  |  | 84100 | 828 | 92.1 | 75 | [8 empty] | Federally-Regulated Consumer Product | 11/28/2016 |  | 02/14/2017
International Comfort Products | Grandaire | WFAR100C048C** | Natural Gas | Induced Draft | True | False | 1 | True | Horizontal |  | None | Condensing | Single-Stage |  | 0.5 | Standard |  | 100000 | 93000 |  |  | 84100 | 828 | 92.1 | 75 | [8 empty] | Federally-Regulated Consumer Product | 11/28/2016 |  | 02/14/2017
International Comfort Products | Grandaire | WFAR100C060C** | LPG | Induced Draft | True | False | 1 | True | Up |  | None | Condensing | Single-Stage |  | 0.75 | Standard |  | 100000 | 93000 |  |  | 84000 | 858 | 92.1 | 75 | [8 empty] | Federally-Regulated Consumer Product | 11/28/2016 |  | 02/14/2017
International Comfort Products | Grandaire | WFAR100C060C** | LPG | Induced Draft | True | False | 1 | True | Down |  | None | Condensing | Single-Stage |  | 0.75 | Standard |  | 100000 | 93000 |  |  | 84000 | 858 | 92.1 | 75 | [8 empty] | Federally-Regulated Consumer Product | 11/28/2016 |  | 02/14/2017
International Comfort Products | Grandaire | WFAR100C060C** | LPG | Induced Draft | True | False | 1 | True | Horizontal |  | None | Condensing | Single-Stage |  | 0.75 | Standard |  | 100000 | 93000 |  |  | 84000 | 858 | 92.1 | 75 | [8 empty] | Federally-Regulated Consumer Product | 11/28/2016 |  | 02/14/2017
International Comfort Products | Grandaire | WFAR100C060C** | Natural Gas | Induced Draft | True | False | 1 | True | Up |  | None | Condensing | Single-Stage |  | 0.75 | Standard |  | 100000 | 93000 |  |  | 84000 | 858 | 92.1 | 75 | [8 empty] | Federally-Regulated Consumer Product | 11/28/2016 |  | 02/14/2017
International Comfort Products | Grandaire | WFAR100C060C** | Natural Gas | Induced Draft | True | False | 1 | True | Down |  | None | Condensing | Single-Stage |  | 0.75 | Standard |  | 100000 | 93000 |  |  | 84000 | 858 | 92.1 | 75 | [8 empty] | Federally-Regulated Consumer Product | 11/28/2016 |  | 02/14/2017
International Comfort Products | Grandaire | WFAR100C060C** | Natural Gas | Induced Draft | True | False | 1 | True | Horizontal |  | None | Condensing | Single-Stage |  | 0.75 | Standard |  | 100000 | 93000 |  |  | 84000 | 858 | 92.1 | 75 | [8 empty] | Federally-Regulated Consumer Product | 11/28/2016 |  | 02/14/2017
International Comfort Products | Grandaire | WFAR120D060C** | LPG | Induced Draft | True | False | 1 | True | Up |  | None | Condensing | Single-Stage |  | 0.75 | Standard |  | 120000 | 112000 |  |  | 117500 | 1203 | 92.1 | 75 | [8 empty] | Federally-Regulated Consumer Product | 11/28/2016 |  | 02/14/2017
International Comfort Products | Grandaire | WFAR120D060C** | LPG | Induced Draft | True | False | 1 | True | Down |  | None | Condensing | Single-Stage |  | 0.75 | Standard |  | 120000 | 112000 |  |  | 117500 | 1203 | 92.1 | 75 | [8 empty] | Federally-Regulated Consumer Product | 11/28/2016 |  | 02/14/2017
International Comfort Products | Grandaire | WFAR120D060C** | LPG | Induced Draft | True | False | 1 | True | Horizontal |  | None | Condensing | Single-Stage |  | 0.75 | Standard |  | 120000 | 112000 |  |  | 117500 | 1203 | 92.1 | 75 | [8 empty] | Federally-Regulated Consumer Product | 11/28/2016 |  | 02/14/2017
International Comfort Products | Grandaire | WFAR120D060C** | Natural Gas | Induced Draft | True | False | 1 | True | Up |  | None | Condensing | Single-Stage |  | 0.75 | Standard |  | 120000 | 112000 |  |  | 117500 | 1203 | 92.1 | 75 | [8 empty] | Federally-Regulated Consumer Product | 11/28/2016 |  | 02/14/2017
International Comfort Products | Grandaire | WFAR120D060C** | Natural Gas | Induced Draft | True | False | 1 | True | Down |  | None | Condensing | Single-Stage |  | 0.75 | Standard |  | 120000 | 112000 |  |  | 117500 | 1203 | 92.1 | 75 | [8 empty] | Federally-Regulated Consumer Product | 11/28/2016 |  | 02/14/2017
International Comfort Products | Grandaire | WFAR120D060C** | Natural Gas | Induced Draft | True | False | 1 | True | Horizontal |  | None | Condensing | Single-Stage |  | 0.75 | Standard |  | 120000 | 112000 |  |  | 117500 | 1203 | 92.1 | 75 | [8 empty] | Federally-Regulated Consumer Product | 11/28/2016 |  | 02/14/2017
International Comfort Products | Heil | N9MSB1002116C | LPG | Induced Draft | True | False | 1 | False | Up |  | None | Condensing | Single-Stage |  | 0.5 | Standard |  | 100000 | 93000 |  |  | 84100 | 828 | 92.1 | 78 | [8 empty] | Federally-Regulated Consumer Product | 11/28/2016 |  | 02/14/2017
International Comfort Products | Heil | N9MSB1002116C | LPG | Induced Draft | True | False | 1 | False | Down |  | None | Condensing | Single-Stage |  | 0.5 | Standard |  | 100000 | 93000 |  |  | 84100 | 828 | 92.1 | 78 | [8 empty] | Federally-Regulated Consumer Product | 11/28/2016 |  | 02/14/2017
International Comfort Products | Heil | N9MSB1002116C | LPG | Induced Draft | True | False | 1 | False | Horizontal |  | None | Condensing | Single-Stage |  | 0.5 | Standard |  | 100000 | 93000 |  |  | 84100 | 828 | 92.1 | 78 | [8 empty] | Federally-Regulated Consumer Product | 11/28/2016 |  | 02/14/2017
International Comfort Products | Heil | N9MSB1002116C | Natural Gas | Induced Draft | True | False | 1 | False | Up |  | None | Condensing | Single-Stage |  | 0.5 | Standard |  | 100000 | 93000 |  |  | 84100 | 828 | 92.1 | 78 | [8 empty] | Federally-Regulated Consumer Product | 11/28/2016 |  | 02/14/2017
International Comfort Products | Heil | N9MSB1002116C | Natural Gas | Induced Draft | True | False | 1 | False | Down |  | None | Condensing | Single-Stage |  | 0.5 | Standard |  | 100000 | 93000 |  |  | 84100 | 828 | 92.1 | 78 | [8 empty] | Federally-Regulated Consumer Product | 11/28/2016 |  | 02/14/2017
International Comfort Products | Heil | N9MSB1002116C | Natural Gas | Induced Draft | True | False | 1 | False | Horizontal |  | None | Condensing | Single-Stage |  | 0.5 | Standard |  | 100000 | 93000 |  |  | 84100 | 828 | 92.1 | 78 | [8 empty] | Federally-Regulated Consumer Product | 11/28/2016 |  | 02/14/2017
International Comfort Products | Heil | N9MSB1002120C | LPG | Induced Draft | True | False | 1 | False | Up |  | None | Condensing | Single-Stage |  | 0.75 | Standard |  | 100000 | 93000 |  |  | 84000 | 858 | 92.1 | 78 | [8 empty] | Federally-Regulated Consumer Product | 11/28/2016 |  | 02/14/2017
International Comfort Products | Heil | N9MSB1002120C | LPG | Induced Draft | True | False | 1 | False | Down |  | None | Condensing | Single-Stage |  | 0.75 | Standard |  | 100000 | 93000 |  |  | 84000 | 858 | 92.1 | 78 | [8 empty] | Federally-Regulated Consumer Product | 11/28/2016 |  | 02/14/2017
International Comfort Products | Heil | N9MSB1002120C | LPG | Induced Draft | True | False | 1 | False | Horizontal |  | None | Condensing | Single-Stage |  | 0.75 | Standard |  | 100000 | 93000 |  |  | 84000 | 858 | 92.1 | 78 | [8 empty] | Federally-Regulated Consumer Product | 11/28/2016 |  | 02/14/2017
International Comfort Products | Heil | N9MSB1002120C | Natural Gas | Induced Draft | True | False | 1 | False | Up |  | None | Condensing | Single-Stage |  | 0.75 | Standard |  | 100000 | 93000 |  |  | 84000 | 858 | 92.1 | 78 | [8 empty] | Federally-Regulated Consumer Product | 11/28/2016 |  | 02/14/2017
International Comfort Products | Heil | N9MSB1002120C | Natural Gas | Induced Draft | True | False | 1 | False | Down |  | None | Condensing | Single-Stage |  | 0.75 | Standard |  | 100000 | 93000 |  |  | 84000 | 858 | 92.1 | 78 | [8 empty] | Federally-Regulated Consumer Product | 11/28/2016 |  | 02/14/2017
International Comfort Products | Heil | N9MSB1002120C | Natural Gas | Induced Draft | True | False | 1 | False | Horizontal |  | None | Condensing | Single-Stage |  | 0.75 | Standard |  | 100000 | 93000 |  |  | 84000 | 858 | 92.1 | 78 | [8 empty] | Federally-Regulated Consumer Product | 11/28/2016 |  | 02/14/2017
International Comfort Products | Heil | N9MSB1202420C | LPG | Induced Draft | True | False | 1 | False | Up |  | None | Condensing | Single-Stage |  | 0.75 | Standard |  | 120000 | 112000 |  |  | 117500 | 1203 | 92.1 | 78 | [8 empty] | Federally-Regulated Consumer Product | 11/28/2016 |  | 02/14/2017
International Comfort Products | Heil | N9MSB1202420C | LPG | Induced Draft | True | False | 1 | False | Down |  | None | Condensing | Single-Stage |  | 0.75 | Standard |  | 120000 | 112000 |  |  | 117500 | 1203 | 92.1 | 78 | [8 empty] | Federally-Regulated Consumer Product | 11/28/2016 |  | 02/14/2017
International Comfort Products | Heil | N9MSB1202420C | LPG | Induced Draft | True | False | 1 | False | Horizontal |  | None | Condensing | Single-Stage |  | 0.75 | Standard |  | 120000 | 112000 |  |  | 117500 | 1203 | 92.1 | 78 | [8 empty] | Federally-Regulated Consumer Product | 11/28/2016 |  | 02/14/2017
International Comfort Products | Heil | N9MSB1202420C | Natural Gas | Induced Draft | True | False | 1 | False | Up |  | None | Condensing | Single-Stage |  | 0.75 | Standard |  | 120000 | 112000 |  |  | 117500 | 1203 | 92.1 | 78 | [8 empty] | Federally-Regulated Consumer Product | 11/28/2016 |  | 02/14/2017
International Comfort Products | Heil | N9MSB1202420C | Natural Gas | Induced Draft | True | False | 1 | False | Down |  | None | Condensing | Single-Stage |  | 0.75 | Standard |  | 120000 | 112000 |  |  | 117500 | 1203 | 92.1 | 78 | [8 empty] | Federally-Regulated Consumer Product | 11/28/2016 |  | 02/14/2017
International Comfort Products | Heil | N9MSB1202420C | Natural Gas | Induced Draft | True | False | 1 | False | Horizontal |  | None | Condensing | Single-Stage |  | 0.75 | Standard |  | 120000 | 112000 |  |  | 117500 | 1203 | 92.1 | 78 | [8 empty] | Federally-Regulated Consumer Product | 11/28/2016 |  | 02/14/2017
International Comfort Products | Heil | N9MSE0401410A*D | LPG | Induced Draft | True | False | 1 | False | Down |  | None | Condensing | Single-Stage |  | 0.5 | Standard |  | 40000 | 39000 |  |  | 32500 | 377 | 95 | 78 | [8 empty] | Federally-Regulated Consumer Product | 11/28/2016 |  | 02/14/2017
International Comfort Products | Heil | N9MSE0401410A*D | Natural Gas | Induced Draft | True | False | 1 | False | Down |  | None | Condensing | Single-Stage |  | 0.5 | Standard |  | 40000 | 39000 |  |  | 32500 | 377 | 95 | 78 | [8 empty] | Federally-Regulated Consumer Product | 11/28/2016 |  | 02/14/2017
International Comfort Products | Heil | N9MSE0801716A*D | LPG | Induced Draft | True | False | 1 | False | Down |  | None | Condensing | Single-Stage |  | 0.75 | Standard |  | 80000 | 77000 |  |  | 81300 | 913 | 95 | 78 | [8 empty] | Federally-Regulated Consumer Product | 11/28/2016 |  | 02/14/2017
International Comfort Products | Heil | N9MSE0801716A*D | Natural Gas | Induced Draft | True | False | 1 | False | Down |  | None | Condensing | Single-Stage |  | 0.75 | Standard |  | 80000 | 77000 |  |  | 81300 | 913 | 95 | 78 | [8 empty] | Federally-Regulated Consumer Product | 11/28/2016 |  | 02/14/2017
International Comfort Products | Heil | N9MSE1002114A*D | LPG | Induced Draft | True | False | 1 | False | Down |  | None | Condensing | Single-Stage |  | 0.75 | Standard |  | 100000 | 96000 |  |  | 97200 | 1184 | 95 | 78 | [8 empty] | Federally-Regulated Consumer Product | 11/28/2016 |  | 02/14/2017
International Comfort Products | Heil | N9MSE1002114A*D | Natural Gas | Induced Draft | True | False | 1 | False | Down |  | None | Condensing | Single-Stage |  | 0.75 | Standard |  | 100000 | 96000 |  |  | 97200 | 1184 | 95 | 78 | [8 empty] | Federally-Regulated Consumer Product | 11/28/2016 |  | 02/14/2017
International Comfort Products | Heil | N9MSE1002120A*D | LPG | Induced Draft | True | False | 1 | False | Down |  | None | Condensing | Single-Stage |  | 0.75 | Standard |  | 100000 | 96000 |  |  | 97200 | 1176 | 95 | 78 | [8 empty] | Federally-Regulated Consumer Product | 11/28/2016 |  | 02/14/2017
International Comfort Products | Heil | N9MSE1002120A*D | Natural Gas | Induced Draft | True | False | 1 | False | Down |  | None | Condensing | Single-Stage |  | 0.75 | Standard |  | 100000 | 96000 |  |  | 97200 | 1176 | 95 | 78 | [8 empty] | Federally-Regulated Consumer Product | 11/28/2016 |  | 02/14/2017
International Comfort Products | Heil | G9MVE0401712A*D | LPG | Induced Draft | True | False | 1 | False | Down |  | None | Condensing | Two-Stage Modulating |  | 0.5 | Standard |  | 40000 | 39000 |  |  | 32900 | 151 | 94.4 | 78 | [8 empty] | Federally-Regulated Consumer Product | 11/28/2016 |  | 02/14/2017
International Comfort Products | Heil | G9MVE0401712A*D | Natural Gas | Induced Draft | True | False | 1 | False | Down |  | None | Condensing | Two-Stage Modulating |  | 0.5 | Standard |  | 40000 | 39000 |  |  | 32900 | 151 | 94.4 | 78 | [8 empty] | Federally-Regulated Consumer Product | 11/28/2016 |  | 02/14/2017
International Comfort Products | Heil | G9MVE1002120A*D | LPG | Induced Draft | True | False | 1 | False | Down |  | None | Condensing | Two-Stage Modulating |  | 1 | Standard |  | 100000 | 96000 |  |  | 97400 | 405 | 95 | 78 | [8 empty] | Federally-Regulated Consumer Product | 08/17/2016 |  | 02/14/2017
International Comfort Products | Heil | G9MVE1002120A*D | Natural Gas | Induced Draft | True | False | 1 | False | Down |  | None | Condensing | Two-Stage Modulating |  | 1 | Standard |  | 100000 | 96000 |  |  | 97400 | 405 | 95 | 78 | [8 empty] | Federally-Regulated Consumer Product | 08/17/2016 |  | 02/14/2017
International Comfort Products | Heil | G9MXE0261410A*D | LPG | Induced Draft | True | False | 1 | False | Down |  | None | Condensing | Single-Stage |  | 0.33 | Standard |  | 26000 | 25000 |  |  | 25000 | 130 | 95 | 78 | [8 empty] | Federally-Regulated Consumer Product | 10/27/2016 |  | 02/14/2017
International Comfort Products | Heil | G9MXE0261410A*D | Natural Gas | Induced Draft | True | False | 1 | False | Down |  | None | Condensing | Single-Stage |  | 0.33 | Standard |  | 26000 | 25000 |  |  | 25000 | 130 | 95 | 78 | [8 empty] | Federally-Regulated Consumer Product | 10/27/2016 |  | 02/14/2017
International Comfort Products | Heil | G9MXE1002120A*D | LPG | Induced Draft | True | False | 1 | False | Down |  | None | Condensing | Single-Stage |  | 1 | Standard |  | 100000 | 96000 |  |  | 99200 | 613 | 95 | 78 | [8 empty] | Federally-Regulated Consumer Product | 11/28/2016 |  | 02/14/2017
International Comfort Products | Heil | G9MXE1002120A*D | Natural Gas | Induced Draft | True | False | 1 | False | Down |  | None | Condensing | Single-Stage |  | 1 | Standard |  | 100000 | 96000 |  |  | 99200 | 613 | 95 | 78 | [8 empty] | Federally-Regulated Consumer Product | 11/28/2016 |  | 02/14/2017
International Comfort Products | Heil | G9MXT0401712A*D | LPG | Induced Draft | True | False | 1 | False | Down |  | None | Condensing | Two-Stage Modulating |  | 0.5 | Standard |  | 40000 | 39000 |  |  | 32900 | 151 | 94.4 | 78 | [8 empty] | Federally-Regulated Consumer Product | 08/17/2016 |  | 02/14/2017
International Comfort Products | Heil | G9MXT0401712A*D | Natural Gas | Induced Draft | True | False | 1 | False | Down |  | None | Condensing | Two-Stage Modulating |  | 0.5 | Standard |  | 40000 | 39000 |  |  | 32900 | 151 | 94.4 | 78 | [8 empty] | Federally-Regulated Consumer Product | 08/17/2016 |  | 02/14/2017
International Comfort Products | Heil | G9MXT1002120A*D | LPG | Induced Draft | True | False | 1 | False | Down |  | None | Condensing | Two-Stage Modulating |  | 1 | Standard |  | 100000 | 96000 |  |  | 97400 | 405 | 95 | 78 | [8 empty] | Federally-Regulated Consumer Product | 08/17/2016 |  | 02/14/2017
International Comfort Products | Heil | G9MXT1002120A*D | Natural Gas | Induced Draft | True | False | 1 | False | Down |  | None | Condensing | Two-Stage Modulating |  | 1 | Standard |  | 100000 | 96000 |  |  | 97400 | 405 | 95 | 78 | [8 empty] | Federally-Regulated Consumer Product | 08/17/2016 |  | 02/14/2017
International Comfort Products | Heil | N9MSE0401410A**D | LPG | Induced Draft | True | False | 1 | True | Down |  | None | Condensing | Single-Stage |  | 0.5 | Standard |  | 40000 | 39000 |  |  | 32500 | 377 | 95 | 75 | [8 empty] | Federally-Regulated Consumer Product | 11/28/2016 |  | 02/14/2017
International Comfort Products | Heil | N9MSE0401410A**D | Natural Gas | Induced Draft | True | False | 1 | True | Down |  | None | Condensing | Single-Stage |  | 0.5 | Standard |  | 40000 | 39000 |  |  | 32500 | 377 | 95 | 75 | [8 empty] | Federally-Regulated Consumer Product | 11/28/2016 |  | 02/14/2017
International Comfort Products | Heil | N9MSE0801716A**D | LPG | Induced Draft | True | False | 1 | True | Down |  | None | Condensing | Single-Stage |  | 0.75 | Standard |  | 80000 | 77000 |  |  | 81300 | 913 | 95 | 75 | [8 empty] | Federally-Regulated Consumer Product | 11/28/2016 |  | 02/14/2017
International Comfort Products | Heil | N9MSE0801716A**D | Natural Gas | Induced Draft | True | False | 1 | True | Down |  | None | Condensing | Single-Stage |  | 0.75 | Standard |  | 80000 | 77000 |  |  | 81300 | 913 | 95 | 75 | [8 empty] | Federally-Regulated Consumer Product | 11/28/2016 |  | 02/14/2017
International Comfort Products | Heil | N9MSE1002114A**D | LPG | Induced Draft | True | False | 1 | True | Down |  | None | Condensing | Single-Stage |  | 0.75 | Standard |  | 100000 | 96000 |  |  | 97200 | 1184 | 95 | 75 | [8 empty] | Federally-Regulated Consumer Product | 11/28/2016 |  | 02/14/2017
International Comfort Products | Heil | N9MSE1002114A**D | Natural Gas | Induced Draft | True | False | 1 | True | Down |  | None | Condensing | Single-Stage |  | 0.75 | Standard |  | 100000 | 96000 |  |  | 97200 | 1184 | 95 | 75 | [8 empty] | Federally-Regulated Consumer Product | 11/28/2016 |  | 02/14/2017
International Comfort Products | Heil | N9MSE1002120A**D | LPG | Induced Draft | True | False | 1 | True | Down |  | None | Condensing | Single-Stage |  | 0.75 | Standard |  | 100000 | 96000 |  |  | 97200 | 1176 | 95 | 75 | [8 empty] | Federally-Regulated Consumer Product | 11/28/2016 |  | 02/14/2017
International Comfort Products | Heil | N9MSE1002120A**D | Natural Gas | Induced Draft | True | False | 1 | True | Down |  | None | Condensing | Single-Stage |  | 0.75 | Standard |  | 100000 | 96000 |  |  | 97200 | 1176 | 95 | 75 | [8 empty] | Federally-Regulated Consumer Product | 11/28/2016 |  | 02/14/2017
International Comfort Products | Heil | G9MXE1002120A**D | LPG | Induced Draft | True | False | 1 | True | Down |  | None | Condensing | Single-Stage |  | 1 | Standard |  | 100000 | 96000 |  |  | 99200 | 613 | 95 | 75 | [8 empty] | Federally-Regulated Consumer Product | 11/28/2016 |  | 02/14/2017
International Comfort Products | Heil | G9MXE1002120A**D | Natural Gas | Induced Draft | True | False | 1 | True | Down |  | None | Condensing | Single-Stage |  | 1 | Standard |  | 100000 | 96000 |  |  | 99200 | 613 | 95 | 75 | [8 empty] | Federally-Regulated Consumer Product | 11/28/2016 |  | 02/14/2017
International Comfort Products | Heil | N9MSB1002116C** | LPG | Induced Draft | True | False | 1 | True | Up |  | None | Condensing | Single-Stage |  | 0.5 | Standard |  | 100000 | 93000 |  |  | 84100 | 828 | 92.1 | 75 | [8 empty] | Federally-Regulated Consumer Product | 11/28/2016 |  | 02/14/2017
International Comfort Products | Heil | N9MSB1002116C** | LPG | Induced Draft | True | False | 1 | True | Down |  | None | Condensing | Single-Stage |  | 0.5 | Standard |  | 100000 | 93000 |  |  | 84100 | 828 | 92.1 | 75 | [8 empty] | Federally-Regulated Consumer Product | 11/28/2016 |  | 02/14/2017
International Comfort Products | Heil | N9MSB1002116C** | LPG | Induced Draft | True | False | 1 | True | Horizontal |  | None | Condensing | Single-Stage |  | 0.5 | Standard |  | 100000 | 93000 |  |  | 84100 | 828 | 92.1 | 75 | [8 empty] | Federally-Regulated Consumer Product | 11/28/2016 |  | 02/14/2017
International Comfort Products | Heil | N9MSB1002116C** | Natural Gas | Induced Draft | True | False | 1 | True | Up |  | None | Condensing | Single-Stage |  | 0.5 | Standard |  | 100000 | 93000 |  |  | 84100 | 828 | 92.1 | 75 | [8 empty] | Federally-Regulated Consumer Product | 11/28/2016 |  | 02/14/2017
International Comfort Products | Heil | N9MSB1002116C** | Natural Gas | Induced Draft | True | False | 1 | True | Down |  | None | Condensing | Single-Stage |  | 0.5 | Standard |  | 100000 | 93000 |  |  | 84100 | 828 | 92.1 | 75 | [8 empty] | Federally-Regulated Consumer Product | 11/28/2016 |  | 02/14/2017
International Comfort Products | Heil | N9MSB1002116C** | Natural Gas | Induced Draft | True | False | 1 | True | Horizontal |  | None | Condensing | Single-Stage |  | 0.5 | Standard |  | 100000 | 93000 |  |  | 84100 | 828 | 92.1 | 75 | [8 empty] | Federally-Regulated Consumer Product | 11/28/2016 |  | 02/14/2017
International Comfort Products | Heil | N9MSB1002120C** | LPG | Induced Draft | True | False | 1 | True | Up |  | None | Condensing | Single-Stage |  | 0.75 | Standard |  | 100000 | 93000 |  |  | 84000 | 858 | 92.1 | 75 | [8 empty] | Federally-Regulated Consumer Product | 11/28/2016 |  | 02/14/2017
International Comfort Products | Heil | N9MSB1002120C** | LPG | Induced Draft | True | False | 1 | True | Down |  | None | Condensing | Single-Stage |  | 0.75 | Standard |  | 100000 | 93000 |  |  | 84000 | 858 | 92.1 | 75 | [8 empty] | Federally-Regulated Consumer Product | 11/28/2016 |  | 02/14/2017
International Comfort Products | Heil | N9MSB1002120C** | LPG | Induced Draft | True | False | 1 | True | Horizontal |  | None | Condensing | Single-Stage |  | 0.75 | Standard |  | 100000 | 93000 |  |  | 84000 | 858 | 92.1 | 75 | [8 empty] | Federally-Regulated Consumer Product | 11/28/2016 |  | 02/14/2017
International Comfort Products | Heil | N9MSB1002120C** | Natural Gas | Induced Draft | True | False | 1 | True | Up |  | None | Condensing | Single-Stage |  | 0.75 | Standard |  | 100000 | 93000 |  |  | 84000 | 858 | 92.1 | 75 | [8 empty] | Federally-Regulated Consumer Product | 11/28/2016 |  | 02/14/2017
International Comfort Products | Heil | N9MSB1002120C** | Natural Gas | Induced Draft | True | False | 1 | True | Down |  | None | Condensing | Single-Stage |  | 0.75 | Standard |  | 100000 | 93000 |  |  | 84000 | 858 | 92.1 | 75 | [8 empty] | Federally-Regulated Consumer Product | 11/28/2016 |  | 02/14/2017
International Comfort Products | Heil | N9MSB1002120C** | Natural Gas | Induced Draft | True | False | 1 | True | Horizontal |  | None | Condensing | Single-Stage |  | 0.75 | Standard |  | 100000 | 93000 |  |  | 84000 | 858 | 92.1 | 75 | [8 empty] | Federally-Regulated Consumer Product | 11/28/2016 |  | 02/14/2017
International Comfort Products | Heil | N9MSB1202420C** | LPG | Induced Draft | True | False | 1 | True | Up |  | None | Condensing | Single-Stage |  | 0.75 | Standard |  | 120000 | 112000 |  |  | 117500 | 1203 | 92.1 | 75 | [8 empty] | Federally-Regulated Consumer Product | 11/28/2016 |  | 02/14/2017
International Comfort Products | Heil | N9MSB1202420C** | LPG | Induced Draft | True | False | 1 | True | Down |  | None | Condensing | Single-Stage |  | 0.75 | Standard |  | 120000 | 112000 |  |  | 117500 | 1203 | 92.1 | 75 | [8 empty] | Federally-Regulated Consumer Product | 11/28/2016 |  | 02/14/2017
International Comfort Products | Heil | N9MSB1202420C** | LPG | Induced Draft | True | False | 1 | True | Horizontal |  | None | Condensing | Single-Stage |  | 0.75 | Standard |  | 120000 | 112000 |  |  | 117500 | 1203 | 92.1 | 75 | [8 empty] | Federally-Regulated Consumer Product | 11/28/2016 |  | 02/14/2017
International Comfort Products | Heil | N9MSB1202420C** | Natural Gas | Induced Draft | True | False | 1 | True | Up |  | None | Condensing | Single-Stage |  | 0.75 | Standard |  | 120000 | 112000 |  |  | 117500 | 1203 | 92.1 | 75 | [8 empty] | Federally-Regulated Consumer Product | 11/28/2016 |  | 02/14/2017
International Comfort Products | Heil | N9MSB1202420C** | Natural Gas | Induced Draft | True | False | 1 | True | Down |  | None | Condensing | Single-Stage |  | 0.75 | Standard |  | 120000 | 112000 |  |  | 117500 | 1203 | 92.1 | 75 | [8 empty] | Federally-Regulated Consumer Product | 11/28/2016 |  | 02/14/2017
International Comfort Products | Heil | N9MSB1202420C** | Natural Gas | Induced Draft | True | False | 1 | True | Horizontal |  | None | Condensing | Single-Stage |  | 0.75 | Standard |  | 120000 | 112000 |  |  | 117500 | 1203 | 92.1 | 75 | [8 empty] | Federally-Regulated Consumer Product | 11/28/2016 |  | 02/14/2017
International Comfort Products | ICP Commercial | N9MSB1002116C | LPG | Induced Draft | True | False | 1 | False | Up |  | None | Condensing | Single-Stage |  | 0.5 | Standard |  | 100000 | 93000 |  |  | 84100 | 828 | 92.1 | 78 | [8 empty] | Federally-Regulated Consumer Product | 11/28/2016 |  | 02/14/2017
International Comfort Products | ICP Commercial | N9MSB1002116C | LPG | Induced Draft | True | False | 1 | False | Down |  | None | Condensing | Single-Stage |  | 0.5 | Standard |  | 100000 | 93000 |  |  | 84100 | 828 | 92.1 | 78 | [8 empty] | Federally-Regulated Consumer Product | 11/28/2016 |  | 02/14/2017
International Comfort Products | ICP Commercial | N9MSB1002116C | LPG | Induced Draft | True | False | 1 | False | Horizontal |  | None | Condensing | Single-Stage |  | 0.5 | Standard |  | 100000 | 93000 |  |  | 84100 | 828 | 92.1 | 78 | [8 empty] | Federally-Regulated Consumer Product | 11/28/2016 |  | 02/14/2017
International Comfort Products | ICP Commercial | N9MSB1002116C | Natural Gas | Induced Draft | True | False | 1 | False | Up |  | None | Condensing | Single-Stage |  | 0.5 | Standard |  | 100000 | 93000 |  |  | 84100 | 828 | 92.1 | 78 | [8 empty] | Federally-Regulated Consumer Product | 11/28/2016 |  | 02/14/2017
International Comfort Products | ICP Commercial | N9MSB1002116C | Natural Gas | Induced Draft | True | False | 1 | False | Down |  | None | Condensing | Single-Stage |  | 0.5 | Standard |  | 100000 | 93000 |  |  | 84100 | 828 | 92.1 | 78 | [8 empty] | Federally-Regulated Consumer Product | 11/28/2016 |  | 02/14/2017
International Comfort Products | ICP Commercial | N9MSB1002116C | Natural Gas | Induced Draft | True | False | 1 | False | Horizontal |  | None | Condensing | Single-Stage |  | 0.5 | Standard |  | 100000 | 93000 |  |  | 84100 | 828 | 92.1 | 78 | [8 empty] | Federally-Regulated Consumer Product | 11/28/2016 |  | 02/14/2017
International Comfort Products | ICP Commercial | N9MSB1002120C | LPG | Induced Draft | True | False | 1 | False | Up |  | None | Condensing | Single-Stage |  | 0.75 | Standard |  | 100000 | 93000 |  |  | 84000 | 858 | 92.1 | 78 | [8 empty] | Federally-Regulated Consumer Product | 11/28/2016 |  | 02/14/2017
International Comfort Products | ICP Commercial | N9MSB1002120C | LPG | Induced Draft | True | False | 1 | False | Down |  | None | Condensing | Single-Stage |  | 0.75 | Standard |  | 100000 | 93000 |  |  | 84000 | 858 | 92.1 | 78 | [8 empty] | Federally-Regulated Consumer Product | 11/28/2016 |  | 02/14/2017
International Comfort Products | ICP Commercial | N9MSB1002120C | LPG | Induced Draft | True | False | 1 | False | Horizontal |  | None | Condensing | Single-Stage |  | 0.75 | Standard |  | 100000 | 93000 |  |  | 84000 | 858 | 92.1 | 78 | [8 empty] | Federally-Regulated Consumer Product | 11/28/2016 |  | 02/14/2017
International Comfort Products | ICP Commercial | N9MSB1002120C | Natural Gas | Induced Draft | True | False | 1 | False | Up |  | None | Condensing | Single-Stage |  | 0.75 | Standard |  | 100000 | 93000 |  |  | 84000 | 858 | 92.1 | 78 | [8 empty] | Federally-Regulated Consumer Product | 11/28/2016 |  | 02/14/2017
International Comfort Products | ICP Commercial | N9MSB1002120C | Natural Gas | Induced Draft | True | False | 1 | False | Down |  | None | Condensing | Single-Stage |  | 0.75 | Standard |  | 100000 | 93000 |  |  | 84000 | 858 | 92.1 | 78 | [8 empty] | Federally-Regulated Consumer Product | 11/28/2016 |  | 02/14/2017
International Comfort Products | ICP Commercial | N9MSB1002120C | Natural Gas | Induced Draft | True | False | 1 | False | Horizontal |  | None | Condensing | Single-Stage |  | 0.75 | Standard |  | 100000 | 93000 |  |  | 84000 | 858 | 92.1 | 78 | [8 empty] | Federally-Regulated Consumer Product | 11/28/2016 |  | 02/14/2017
International Comfort Products | ICP Commercial | N9MSB1202420C | LPG | Induced Draft | True | False | 1 | False | Up |  | None | Condensing | Single-Stage |  | 0.75 | Standard |  | 120000 | 112000 |  |  | 117500 | 1203 | 92.1 | 78 | [8 empty] | Federally-Regulated Consumer Product | 11/28/2016 |  | 02/14/2017
International Comfort Products | ICP Commercial | N9MSB1202420C | LPG | Induced Draft | True | False | 1 | False | Down |  | None | Condensing | Single-Stage |  | 0.75 | Standard |  | 120000 | 112000 |  |  | 117500 | 1203 | 92.1 | 78 | [8 empty] | Federally-Regulated Consumer Product | 11/28/2016 |  | 02/14/2017
International Comfort Products | ICP Commercial | N9MSB1202420C | LPG | Induced Draft | True | False | 1 | False | Horizontal |  | None | Condensing | Single-Stage |  | 0.75 | Standard |  | 120000 | 112000 |  |  | 117500 | 1203 | 92.1 | 78 | [8 empty] | Federally-Regulated Consumer Product | 11/28/2016 |  | 02/14/2017
International Comfort Products | ICP Commercial | N9MSB1202420C | Natural Gas | Induced Draft | True | False | 1 | False | Up |  | None | Condensing | Single-Stage |  | 0.75 | Standard |  | 120000 | 112000 |  |  | 117500 | 1203 | 92.1 | 78 | [8 empty] | Federally-Regulated Consumer Product | 11/28/2016 |  | 02/14/2017
International Comfort Products | ICP Commercial | N9MSB1202420C | Natural Gas | Induced Draft | True | False | 1 | False | Down |  | None | Condensing | Single-Stage |  | 0.75 | Standard |  | 120000 | 112000 |  |  | 117500 | 1203 | 92.1 | 78 | [8 empty] | Federally-Regulated Consumer Product | 11/28/2016 |  | 02/14/2017
International Comfort Products | ICP Commercial | N9MSB1202420C | Natural Gas | Induced Draft | True | False | 1 | False | Horizontal |  | None | Condensing | Single-Stage |  | 0.75 | Standard |  | 120000 | 112000 |  |  | 117500 | 1203 | 92.1 | 78 | [8 empty] | Federally-Regulated Consumer Product | 11/28/2016 |  | 02/14/2017
International Comfort Products | ICP Commercial | F9MVE0401712A*D | LPG | Induced Draft | True | False | 1 | False | Down |  | None | Condensing | Two-Stage Modulating |  | 0.5 | Standard |  | 40000 | 39000 |  |  | 32900 | 151 | 94.4 | 78 | [8 empty] | Federally-Regulated Consumer Product | 08/17/2016 |  | 02/14/2017
International Comfort Products | ICP Commercial | F9MVE0401712A*D | Natural Gas | Induced Draft | True | False | 1 | False | Down |  | None | Condensing | Two-Stage Modulating |  | 0.5 | Standard |  | 40000 | 39000 |  |  | 32900 | 151 | 94.4 | 78 | [8 empty] | Federally-Regulated Consumer Product | 08/17/2016 |  | 02/14/2017
International Comfort Products | ICP Commercial | F9MVE1002120A*D | LPG | Induced Draft | True | False | 1 | False | Down |  | None | Condensing | Two-Stage Modulating |  | 1 | Standard |  | 100000 | 96000 |  |  | 97400 | 405 | 95 | 78 | [8 empty] | Federally-Regulated Consumer Product | 08/17/2016 |  | 02/14/2017
International Comfort Products | ICP Commercial | F9MVE1002120A*D | Natural Gas | Induced Draft | True | False | 1 | False | Down |  | None | Condensing | Two-Stage Modulating |  | 1 | Standard |  | 100000 | 96000 |  |  | 97400 | 405 | 95 | 78 | [8 empty] | Federally-Regulated Consumer Product | 08/17/2016 |  | 02/14/2017
International Comfort Products | ICP Commercial | F9MXE0261410A*D | LPG | Induced Draft | True | False | 1 | False | Down |  | None | Condensing | Single-Stage |  | 0.33 | Standard |  | 26000 | 25000 |  |  | 25000 | 130 | 95 | 78 | [8 empty] | Federally-Regulated Consumer Product | 10/27/2016 |  | 02/14/2017
International Comfort Products | ICP Commercial | F9MXE0261410A*D | Natural Gas | Induced Draft | True | False | 1 | False | Down |  | None | Condensing | Single-Stage |  | 0.33 | Standard |  | 26000 | 25000 |  |  | 25000 | 130 | 95 | 78 | [8 empty] | Federally-Regulated Consumer Product | 10/27/2016 |  | 02/14/2017
International Comfort Products | ICP Commercial | F9MXE1002120A*D | LPG | Induced Draft | True | False | 1 | False | Down |  | None | Condensing | Single-Stage |  | 1 | Standard |  | 100000 | 96000 |  |  | 99200 | 613 | 95 | 78 | [8 empty] | Federally-Regulated Consumer Product | 11/28/2016 |  | 02/14/2017
International Comfort Products | ICP Commercial | F9MXE1002120A*D | Natural Gas | Induced Draft | True | False | 1 | False | Down |  | None | Condensing | Single-Stage |  | 1 | Standard |  | 100000 | 96000 |  |  | 99200 | 613 | 95 | 78 | [8 empty] | Federally-Regulated Consumer Product | 11/28/2016 |  | 02/14/2017
International Comfort Products | ICP Commercial | F9MXT1002120A*D | LPG | Induced Draft | True | False | 1 | False | Down |  | None | Condensing | Two-Stage Modulating |  | 1 | Standard |  | 100000 | 96000 |  |  | 97400 | 405 | 95 | 78 | [8 empty] | Federally-Regulated Consumer Product | 08/17/2016 |  | 02/14/2017
International Comfort Products | ICP Commercial | F9MXT1002120A*D | Natural Gas | Induced Draft | True | False | 1 | False | Down |  | None | Condensing | Two-Stage Modulating |  | 1 | Standard |  | 100000 | 96000 |  |  | 97400 | 405 | 95 | 78 | [8 empty] | Federally-Regulated Consumer Product | 08/17/2016 |  | 02/14/2017
International Comfort Products | ICP Commercial | N9MSE0401410A*D | LPG | Induced Draft | True | False | 1 | False | Down |  | None | Condensing | Single-Stage |  | 0.5 | Standard |  | 40000 | 39000 |  |  | 32500 | 377 | 95 | 78 | [8 empty] | Federally-Regulated Consumer Product | 11/28/2016 |  | 02/14/2017
International Comfort Products | ICP Commercial | N9MSE0401410A*D | Natural Gas | Induced Draft | True | False | 1 | False | Down |  | None | Condensing | Single-Stage |  | 0.5 | Standard |  | 40000 | 39000 |  |  | 32500 | 377 | 95 | 78 | [8 empty] | Federally-Regulated Consumer Product | 11/28/2016 |  | 02/14/2017
International Comfort Products | ICP Commercial | N9MSE0801716A*D | LPG | Induced Draft | True | False | 1 | False | Down |  | None | Condensing | Single-Stage |  | 0.75 | Standard |  | 80000 | 77000 |  |  | 81300 | 913 | 95 | 78 | [8 empty] | Federally-Regulated Consumer Product | 11/28/2016 |  | 02/14/2017
International Comfort Products | ICP Commercial | N9MSE0801716A*D | Natural Gas | Induced Draft | True | False | 1 | False | Down |  | None | Condensing | Single-Stage |  | 0.75 | Standard |  | 80000 | 77000 |  |  | 81300 | 913 | 95 | 78 | [8 empty] | Federally-Regulated Consumer Product | 11/28/2016 |  | 02/14/2017
International Comfort Products | ICP Commercial | N9MSE1002114A*D | LPG | Induced Draft | True | False | 1 | False | Down |  | None | Condensing | Single-Stage |  | 0.75 | Standard |  | 100000 | 96000 |  |  | 97200 | 1184 | 95 | 78 | [8 empty] | Federally-Regulated Consumer Product | 11/28/2016 |  | 02/14/2017
International Comfort Products | ICP Commercial | N9MSE1002114A*D | Natural Gas | Induced Draft | True | False | 1 | False | Down |  | None | Condensing | Single-Stage |  | 0.75 | Standard |  | 100000 | 96000 |  |  | 97200 | 1184 | 95 | 78 | [8 empty] | Federally-Regulated Consumer Product | 11/28/2016 |  | 02/14/2017
International Comfort Products | ICP Commercial | N9MSE1002120A*D | LPG | Induced Draft | True | False | 1 | False | Down |  | None | Condensing | Single-Stage |  | 0.75 | Standard |  | 100000 | 96000 |  |  | 97200 | 1176 | 95 | 78 | [8 empty] | Federally-Regulated Consumer Product | 11/28/2016 |  | 02/14/2017
International Comfort Products | ICP Commercial | N9MSE1002120A*D | Natural Gas | Induced Draft | True | False | 1 | False | Down |  | None | Condensing | Single-Stage |  | 0.75 | Standard |  | 100000 | 96000 |  |  | 97200 | 1176 | 95 | 78 | [8 empty] | Federally-Regulated Consumer Product | 11/28/2016 |  | 02/14/2017
International Comfort Products | ICP Commercial | F9MXT0401712A*D | LPG | Induced Draft | True | False | 1 | False | Down |  | None | Condensing | Two-Stage Modulating |  | 0.5 | Standard |  | 40000 | 39000 |  |  | 32900 | 151 | 94.4 | 78 | [8 empty] | Federally-Regulated Consumer Product | 11/28/2016 |  | 02/14/2017
International Comfort Products | ICP Commercial | F9MXT0401712A*D | Natural Gas | Induced Draft | True | False | 1 | False | Down |  | None | Condensing | Two-Stage Modulating |  | 0.5 | Standard |  | 40000 | 39000 |  |  | 32900 | 151 | 94.4 | 78 | [8 empty] | Federally-Regulated Consumer Product | 11/28/2016 |  | 02/14/2017
International Comfort Products | ICP Commercial | G9MVE0401712A*D | LPG | Induced Draft | True | False | 1 | False | Down |  | None | Condensing | Two-Stage Modulating |  | 0.5 | Standard |  | 40000 | 39000 |  |  | 32900 | 151 | 94.4 | 78 | [8 empty] | Federally-Regulated Consumer Product | 11/28/2016 |  | 02/14/2017
International Comfort Products | ICP Commercial | G9MVE0401712A*D | Natural Gas | Induced Draft | True | False | 1 | False | Down |  | None | Condensing | Two-Stage Modulating |  | 0.5 | Standard |  | 40000 | 39000 |  |  | 32900 | 151 | 94.4 | 78 | [8 empty] | Federally-Regulated Consumer Product | 11/28/2016 |  | 02/14/2017
International Comfort Products | ICP Commercial | G9MVE1002120A*D | LPG | Induced Draft | True | False | 1 | False | Down |  | None | Condensing | Two-Stage Modulating |  | 1 | Standard |  | 100000 | 96000 |  |  | 97400 | 405 | 95 | 78 | [8 empty] | Federally-Regulated Consumer Product | 08/17/2016 |  | 02/14/2017
International Comfort Products | ICP Commercial | G9MVE1002120A*D | Natural Gas | Induced Draft | True | False | 1 | False | Down |  | None | Condensing | Two-Stage Modulating |  | 1 | Standard |  | 100000 | 96000 |  |  | 97400 | 405 | 95 | 78 | [8 empty] | Federally-Regulated Consumer Product | 08/17/2016 |  | 02/14/2017
International Comfort Products | ICP Commercial | G9MXE0261410A*D | LPG | Induced Draft | True | False | 1 | False | Down |  | None | Condensing | Single-Stage |  | 0.33 | Standard |  | 26000 | 25000 |  |  | 25000 | 130 | 95 | 78 | [8 empty] | Federally-Regulated Consumer Product | 10/27/2016 |  | 02/14/2017
International Comfort Products | ICP Commercial | G9MXE0261410A*D | Natural Gas | Induced Draft | True | False | 1 | False | Down |  | None | Condensing | Single-Stage |  | 0.33 | Standard |  | 26000 | 25000 |  |  | 25000 | 130 | 95 | 78 | [8 empty] | Federally-Regulated Consumer Product | 10/27/2016 |  | 02/14/2017
International Comfort Products | ICP Commercial | G9MXE1002120A*D | LPG | Induced Draft | True | False | 1 | False | Down |  | None | Condensing | Single-Stage |  | 1 | Standard |  | 100000 | 96000 |  |  | 99200 | 613 | 95 | 78 | [8 empty] | Federally-Regulated Consumer Product | 11/28/2016 |  | 02/14/2017
International Comfort Products | ICP Commercial | G9MXE1002120A*D | Natural Gas | Induced Draft | True | False | 1 | False | Down |  | None | Condensing | Single-Stage |  | 1 | Standard |  | 100000 | 96000 |  |  | 99200 | 613 | 95 | 78 | [8 empty] | Federally-Regulated Consumer Product | 11/28/2016 |  | 02/14/2017
International Comfort Products | ICP Commercial | G9MXT0401712A*D | LPG | Induced Draft | True | False | 1 | False | Down |  | None | Condensing | Two-Stage Modulating |  | 0.5 | Standard |  | 40000 | 39000 |  |  | 32900 | 151 | 94.4 | 78 | [8 empty] | Federally-Regulated Consumer Product | 08/17/2016 |  | 02/14/2017
International Comfort Products | ICP Commercial | G9MXT0401712A*D | Natural Gas | Induced Draft | True | False | 1 | False | Down |  | None | Condensing | Two-Stage Modulating |  | 0.5 | Standard |  | 40000 | 39000 |  |  | 32900 | 151 | 94.4 | 78 | [8 empty] | Federally-Regulated Consumer Product | 08/17/2016 |  | 02/14/2017
International Comfort Products | ICP Commercial | G9MXT1002120A*D | LPG | Induced Draft | True | False | 1 | False | Down |  | None | Condensing | Two-Stage Modulating |  | 1 | Standard |  | 100000 | 96000 |  |  | 97400 | 405 | 95 | 78 | [8 empty] | Federally-Regulated Consumer Product | 08/17/2016 |  | 02/14/2017
International Comfort Products | ICP Commercial | G9MXT1002120A*D | Natural Gas | Induced Draft | True | False | 1 | False | Down |  | None | Condensing | Two-Stage Modulating |  | 1 | Standard |  | 100000 | 96000 |  |  | 97400 | 405 | 95 | 78 | [8 empty] | Federally-Regulated Consumer Product | 08/17/2016 |  | 02/14/2017
International Comfort Products | ICP Commercial | N9MSE0401410A**D | LPG | Induced Draft | True | False | 1 | True | Down |  | None | Condensing | Single-Stage |  | 0.5 | Standard |  | 40000 | 39000 |  |  | 32500 | 377 | 95 | 75 | [8 empty] | Federally-Regulated Consumer Product | 11/28/2016 |  | 02/14/2017
International Comfort Products | ICP Commercial | N9MSE0401410A**D | Natural Gas | Induced Draft | True | False | 1 | True | Down |  | None | Condensing | Single-Stage |  | 0.5 | Standard |  | 40000 | 39000 |  |  | 32500 | 377 | 95 | 75 | [8 empty] | Federally-Regulated Consumer Product | 11/28/2016 |  | 02/14/2017
International Comfort Products | ICP Commercial | N9MSE0801716A**D | LPG | Induced Draft | True | False | 1 | True | Down |  | None | Condensing | Single-Stage |  | 0.75 | Standard |  | 80000 | 77000 |  |  | 81300 | 913 | 95 | 75 | [8 empty] | Federally-Regulated Consumer Product | 11/28/2016 |  | 02/14/2017
International Comfort Products | ICP Commercial | N9MSE0801716A**D | Natural Gas | Induced Draft | True | False | 1 | True | Down |  | None | Condensing | Single-Stage |  | 0.75 | Standard |  | 80000 | 77000 |  |  | 81300 | 913 | 95 | 75 | [8 empty] | Federally-Regulated Consumer Product | 11/28/2016 |  | 02/14/2017
International Comfort Products | ICP Commercial | N9MSE1002114A**D | LPG | Induced Draft | True | False | 1 | True | Down |  | None | Condensing | Single-Stage |  | 0.75 | Standard |  | 100000 | 96000 |  |  | 97200 | 1184 | 95 | 75 | [8 empty] | Federally-Regulated Consumer Product | 11/28/2016 |  | 02/14/2017
International Comfort Products | ICP Commercial | N9MSE1002114A**D | Natural Gas | Induced Draft | True | False | 1 | True | Down |  | None | Condensing | Single-Stage |  | 0.75 | Standard |  | 100000 | 96000 |  |  | 97200 | 1184 | 95 | 75 | [8 empty] | Federally-Regulated Consumer Product | 11/28/2016 |  | 02/14/2017
International Comfort Products | ICP Commercial | N9MSE1002120A**D | LPG | Induced Draft | True | False | 1 | True | Down |  | None | Condensing | Single-Stage |  | 0.75 | Standard |  | 100000 | 96000 |  |  | 97200 | 1176 | 95 | 75 | [8 empty] | Federally-Regulated Consumer Product | 11/28/2016 |  | 02/14/2017
International Comfort Products | ICP Commercial | N9MSE1002120A**D | Natural Gas | Induced Draft | True | False | 1 | True | Down |  | None | Condensing | Single-Stage |  | 0.75 | Standard |  | 100000 | 96000 |  |  | 97200 | 1176 | 95 | 75 | [8 empty] | Federally-Regulated Consumer Product | 11/28/2016 |  | 02/14/2017
International Comfort Products | ICP Commercial | F9MXE1002120A**D | LPG | Induced Draft | True | False | 1 | True | Down |  | None | Condensing | Single-Stage |  | 1 | Standard |  | 100000 | 96000 |  |  | 99200 | 613 | 95 | 75 | [8 empty] | Federally-Regulated Consumer Product | 11/28/2016 |  | 02/14/2017
International Comfort Products | ICP Commercial | F9MXE1002120A**D | Natural Gas | Induced Draft | True | False | 1 | True | Down |  | None | Condensing | Single-Stage |  | 1 | Standard |  | 100000 | 96000 |  |  | 99200 | 613 | 95 | 75 | [8 empty] | Federally-Regulated Consumer Product | 11/28/2016 |  | 02/14/2017
International Comfort Products | ICP Commercial | G9MXE1002120A**D | LPG | Induced Draft | True | False | 1 | True | Down |  | None | Condensing | Single-Stage |  | 1 | Standard |  | 100000 | 96000 |  |  | 99200 | 613 | 95 | 75 | [8 empty] | Federally-Regulated Consumer Product | 11/28/2016 |  | 02/14/2017
International Comfort Products | ICP Commercial | G9MXE1002120A**D | Natural Gas | Induced Draft | True | False | 1 | True | Down |  | None | Condensing | Single-Stage |  | 1 | Standard |  | 100000 | 96000 |  |  | 99200 | 613 | 95 | 75 | [8 empty] | Federally-Regulated Consumer Product | 11/28/2016 |  | 02/14/2017
International Comfort Products | ICP Commercial | N9MSB1002116C** | LPG | Induced Draft | True | False | 1 | True | Up |  | None | Condensing | Single-Stage |  | 0.5 | Standard |  | 100000 | 93000 |  |  | 84100 | 828 | 92.1 | 75 | [8 empty] | Federally-Regulated Consumer Product | 11/28/2016 |  | 02/14/2017
International Comfort Products | ICP Commercial | N9MSB1002116C** | LPG | Induced Draft | True | False | 1 | True | Down |  | None | Condensing | Single-Stage |  | 0.5 | Standard |  | 100000 | 93000 |  |  | 84100 | 828 | 92.1 | 75 | [8 empty] | Federally-Regulated Consumer Product | 11/28/2016 |  | 02/14/2017
International Comfort Products | ICP Commercial | N9MSB1002116C** | LPG | Induced Draft | True | False | 1 | True | Horizontal |  | None | Condensing | Single-Stage |  | 0.5 | Standard |  | 100000 | 93000 |  |  | 84100 | 828 | 92.1 | 75 | [8 empty] | Federally-Regulated Consumer Product | 11/28/2016 |  | 02/14/2017
International Comfort Products | ICP Commercial | N9MSB1002116C** | Natural Gas | Induced Draft | True | False | 1 | True | Up |  | None | Condensing | Single-Stage |  | 0.5 | Standard |  | 100000 | 93000 |  |  | 84100 | 828 | 92.1 | 75 | [8 empty] | Federally-Regulated Consumer Product | 11/28/2016 |  | 02/14/2017
International Comfort Products | ICP Commercial | N9MSB1002116C** | Natural Gas | Induced Draft | True | False | 1 | True | Down |  | None | Condensing | Single-Stage |  | 0.5 | Standard |  | 100000 | 93000 |  |  | 84100 | 828 | 92.1 | 75 | [8 empty] | Federally-Regulated Consumer Product | 11/28/2016 |  | 02/14/2017
International Comfort Products | ICP Commercial | N9MSB1002116C** | Natural Gas | Induced Draft | True | False | 1 | True | Horizontal |  | None | Condensing | Single-Stage |  | 0.5 | Standard |  | 100000 | 93000 |  |  | 84100 | 828 | 92.1 | 75 | [8 empty] | Federally-Regulated Consumer Product | 11/28/2016 |  | 02/14/2017
International Comfort Products | ICP Commercial | N9MSB1002120C** | LPG | Induced Draft | True | False | 1 | True | Up |  | None | Condensing | Single-Stage |  | 0.75 | Standard |  | 100000 | 93000 |  |  | 84000 | 858 | 92.1 | 75 | [8 empty] | Federally-Regulated Consumer Product | 11/28/2016 |  | 02/14/2017
International Comfort Products | ICP Commercial | N9MSB1002120C** | LPG | Induced Draft | True | False | 1 | True | Down |  | None | Condensing | Single-Stage |  | 0.75 | Standard |  | 100000 | 93000 |  |  | 84000 | 858 | 92.1 | 75 | [8 empty] | Federally-Regulated Consumer Product | 11/28/2016 |  | 02/14/2017
International Comfort Products | ICP Commercial | N9MSB1002120C** | LPG | Induced Draft | True | False | 1 | True | Horizontal |  | None | Condensing | Single-Stage |  | 0.75 | Standard |  | 100000 | 93000 |  |  | 84000 | 858 | 92.1 | 75 | [8 empty] | Federally-Regulated Consumer Product | 11/28/2016 |  | 02/14/2017
International Comfort Products | ICP Commercial | N9MSB1002120C** | Natural Gas | Induced Draft | True | False | 1 | True | Up |  | None | Condensing | Single-Stage |  | 0.75 | Standard |  | 100000 | 93000 |  |  | 84000 | 858 | 92.1 | 75 | [8 empty] | Federally-Regulated Consumer Product | 11/28/2016 |  | 02/14/2017
International Comfort Products | ICP Commercial | N9MSB1002120C** | Natural Gas | Induced Draft | True | False | 1 | True | Down |  | None | Condensing | Single-Stage |  | 0.75 | Standard |  | 100000 | 93000 |  |  | 84000 | 858 | 92.1 | 75 | [8 empty] | Federally-Regulated Consumer Product | 11/28/2016 |  | 02/14/2017
International Comfort Products | ICP Commercial | N9MSB1002120C** | Natural Gas | Induced Draft | True | False | 1 | True | Horizontal |  | None | Condensing | Single-Stage |  | 0.75 | Standard |  | 100000 | 93000 |  |  | 84000 | 858 | 92.1 | 75 | [8 empty] | Federally-Regulated Consumer Product | 11/28/2016 |  | 02/14/2017
International Comfort Products | ICP Commercial | N9MSB1202420C** | LPG | Induced Draft | True | False | 1 | True | Up |  | None | Condensing | Single-Stage |  | 0.75 | Standard |  | 120000 | 112000 |  |  | 117500 | 1203 | 92.1 | 75 | [8 empty] | Federally-Regulated Consumer Product | 11/28/2016 |  | 02/14/2017
International Comfort Products | ICP Commercial | N9MSB1202420C** | LPG | Induced Draft | True | False | 1 | True | Down |  | None | Condensing | Single-Stage |  | 0.75 | Standard |  | 120000 | 112000 |  |  | 117500 | 1203 | 92.1 | 75 | [8 empty] | Federally-Regulated Consumer Product | 11/28/2016 |  | 02/14/2017
International Comfort Products | ICP Commercial | N9MSB1202420C** | LPG | Induced Draft | True | False | 1 | True | Horizontal |  | None | Condensing | Single-Stage |  | 0.75 | Standard |  | 120000 | 112000 |  |  | 117500 | 1203 | 92.1 | 75 | [8 empty] | Federally-Regulated Consumer Product | 11/28/2016 |  | 02/14/2017
International Comfort Products | ICP Commercial | N9MSB1202420C** | Natural Gas | Induced Draft | True | False | 1 | True | Up |  | None | Condensing | Single-Stage |  | 0.75 | Standard |  | 120000 | 112000 |  |  | 117500 | 1203 | 92.1 | 75 | [8 empty] | Federally-Regulated Consumer Product | 11/28/2016 |  | 02/14/2017
International Comfort Products | ICP Commercial | N9MSB1202420C** | Natural Gas | Induced Draft | True | False | 1 | True | Down |  | None | Condensing | Single-Stage |  | 0.75 | Standard |  | 120000 | 112000 |  |  | 117500 | 1203 | 92.1 | 75 | [8 empty] | Federally-Regulated Consumer Product | 11/28/2016 |  | 02/14/2017
International Comfort Products | ICP Commercial | N9MSB1202420C** | Natural Gas | Induced Draft | True | False | 1 | True | Horizontal |  | None | Condensing | Single-Stage |  | 0.75 | Standard |  | 120000 | 112000 |  |  | 117500 | 1203 | 92.1 | 75 | [8 empty] | Federally-Regulated Consumer Product | 11/28/2016 |  | 02/14/2017
International Comfort Products | Keeprite | N9MSB1002116C | LPG | Induced Draft | True | False | 1 | False | Up |  | None | Condensing | Single-Stage |  | 0.5 | Standard |  | 100000 | 93000 |  |  | 84100 | 828 | 92.1 | 78 | [8 empty] | Federally-Regulated Consumer Product | 11/28/2016 |  | 02/14/2017
International Comfort Products | Keeprite | N9MSB1002116C | LPG | Induced Draft | True | False | 1 | False | Down |  | None | Condensing | Single-Stage |  | 0.5 | Standard |  | 100000 | 93000 |  |  | 84100 | 828 | 92.1 | 78 | [8 empty] | Federally-Regulated Consumer Product | 11/28/2016 |  | 02/14/2017
International Comfort Products | Keeprite | N9MSB1002116C | LPG | Induced Draft | True | False | 1 | False | Horizontal |  | None | Condensing | Single-Stage |  | 0.5 | Standard |  | 100000 | 93000 |  |  | 84100 | 828 | 92.1 | 78 | [8 empty] | Federally-Regulated Consumer Product | 11/28/2016 |  | 02/14/2017
International Comfort Products | Keeprite | N9MSB1002116C | Natural Gas | Induced Draft | True | False | 1 | False | Up |  | None | Condensing | Single-Stage |  | 0.5 | Standard |  | 100000 | 93000 |  |  | 84100 | 828 | 92.1 | 78 | [8 empty] | Federally-Regulated Consumer Product | 11/28/2016 |  | 02/14/2017
International Comfort Products | Keeprite | N9MSB1002116C | Natural Gas | Induced Draft | True | False | 1 | False | Down |  | None | Condensing | Single-Stage |  | 0.5 | Standard |  | 100000 | 93000 |  |  | 84100 | 828 | 92.1 | 78 | [8 empty] | Federally-Regulated Consumer Product | 11/28/2016 |  | 02/14/2017
International Comfort Products | Keeprite | N9MSB1002116C | Natural Gas | Induced Draft | True | False | 1 | False | Horizontal |  | None | Condensing | Single-Stage |  | 0.5 | Standard |  | 100000 | 93000 |  |  | 84100 | 828 | 92.1 | 78 | [8 empty] | Federally-Regulated Consumer Product | 11/28/2016 |  | 02/14/2017
International Comfort Products | Keeprite | N9MSB1002120C | LPG | Induced Draft | True | False | 1 | False | Up |  | None | Condensing | Single-Stage |  | 0.75 | Standard |  | 100000 | 93000 |  |  | 84000 | 858 | 92.1 | 78 | [8 empty] | Federally-Regulated Consumer Product | 11/28/2016 |  | 02/14/2017
International Comfort Products | Keeprite | N9MSB1002120C | LPG | Induced Draft | True | False | 1 | False | Down |  | None | Condensing | Single-Stage |  | 0.75 | Standard |  | 100000 | 93000 |  |  | 84000 | 858 | 92.1 | 78 | [8 empty] | Federally-Regulated Consumer Product | 11/28/2016 |  | 02/14/2017
International Comfort Products | Keeprite | N9MSB1002120C | LPG | Induced Draft | True | False | 1 | False | Horizontal |  | None | Condensing | Single-Stage |  | 0.75 | Standard |  | 100000 | 93000 |  |  | 84000 | 858 | 92.1 | 78 | [8 empty] | Federally-Regulated Consumer Product | 11/28/2016 |  | 02/14/2017
International Comfort Products | Keeprite | N9MSB1002120C | Natural Gas | Induced Draft | True | False | 1 | False | Up |  | None | Condensing | Single-Stage |  | 0.75 | Standard |  | 100000 | 93000 |  |  | 84000 | 858 | 92.1 | 78 | [8 empty] | Federally-Regulated Consumer Product | 11/28/2016 |  | 02/14/2017
International Comfort Products | Keeprite | N9MSB1002120C | Natural Gas | Induced Draft | True | False | 1 | False | Down |  | None | Condensing | Single-Stage |  | 0.75 | Standard |  | 100000 | 93000 |  |  | 84000 | 858 | 92.1 | 78 | [8 empty] | Federally-Regulated Consumer Product | 11/28/2016 |  | 02/14/2017
International Comfort Products | Keeprite | N9MSB1002120C | Natural Gas | Induced Draft | True | False | 1 | False | Horizontal |  | None | Condensing | Single-Stage |  | 0.75 | Standard |  | 100000 | 93000 |  |  | 84000 | 858 | 92.1 | 78 | [8 empty] | Federally-Regulated Consumer Product | 11/28/2016 |  | 02/14/2017
International Comfort Products | Keeprite | N9MSB1202420C | LPG | Induced Draft | True | False | 1 | False | Up |  | None | Condensing | Single-Stage |  | 0.75 | Standard |  | 120000 | 112000 |  |  | 117500 | 1203 | 92.1 | 78 | [8 empty] | Federally-Regulated Consumer Product | 11/28/2016 |  | 02/14/2017
International Comfort Products | Keeprite | N9MSB1202420C | LPG | Induced Draft | True | False | 1 | False | Down |  | None | Condensing | Single-Stage |  | 0.75 | Standard |  | 120000 | 112000 |  |  | 117500 | 1203 | 92.1 | 78 | [8 empty] | Federally-Regulated Consumer Product | 11/28/2016 |  | 02/14/2017
International Comfort Products | Keeprite | N9MSB1202420C | LPG | Induced Draft | True | False | 1 | False | Horizontal |  | None | Condensing | Single-Stage |  | 0.75 | Standard |  | 120000 | 112000 |  |  | 117500 | 1203 | 92.1 | 78 | [8 empty] | Federally-Regulated Consumer Product | 11/28/2016 |  | 02/14/2017
International Comfort Products | Keeprite | N9MSB1202420C | Natural Gas | Induced Draft | True | False | 1 | False | Up |  | None | Condensing | Single-Stage |  | 0.75 | Standard |  | 120000 | 112000 |  |  | 117500 | 1203 | 92.1 | 78 | [8 empty] | Federally-Regulated Consumer Product | 11/28/2016 |  | 02/14/2017
International Comfort Products | Keeprite | N9MSB1202420C | Natural Gas | Induced Draft | True | False | 1 | False | Down |  | None | Condensing | Single-Stage |  | 0.75 | Standard |  | 120000 | 112000 |  |  | 117500 | 1203 | 92.1 | 78 | [8 empty] | Federally-Regulated Consumer Product | 11/28/2016 |  | 02/14/2017
International Comfort Products | Keeprite | N9MSB1202420C | Natural Gas | Induced Draft | True | False | 1 | False | Horizontal |  | None | Condensing | Single-Stage |  | 0.75 | Standard |  | 120000 | 112000 |  |  | 117500 | 1203 | 92.1 | 78 | [8 empty] | Federally-Regulated Consumer Product | 11/28/2016 |  | 02/14/2017
International Comfort Products | Keeprite | F9MVE0401712A*D | LPG | Induced Draft | True | False | 1 | False | Down |  | None | Condensing | Two-Stage Modulating |  | 0.5 | Standard |  | 40000 | 39000 |  |  | 32900 | 151 | 94.4 | 78 | [8 empty] | Federally-Regulated Consumer Product | 08/17/2016 |  | 02/14/2017
International Comfort Products | Keeprite | F9MVE0401712A*D | Natural Gas | Induced Draft | True | False | 1 | False | Down |  | None | Condensing | Two-Stage Modulating |  | 0.5 | Standard |  | 40000 | 39000 |  |  | 32900 | 151 | 94.4 | 78 | [8 empty] | Federally-Regulated Consumer Product | 08/17/2016 |  | 02/14/2017
International Comfort Products | Keeprite | F9MVE1002120A*D | LPG | Induced Draft | True | False | 1 | False | Down |  | None | Condensing | Two-Stage Modulating |  | 1 | Standard |  | 100000 | 96000 |  |  | 97400 | 405 | 95 | 78 | [8 empty] | Federally-Regulated Consumer Product | 08/17/2016 |  | 02/14/2017
International Comfort Products | Keeprite | F9MVE1002120A*D | Natural Gas | Induced Draft | True | False | 1 | False | Down |  | None | Condensing | Two-Stage Modulating |  | 1 | Standard |  | 100000 | 96000 |  |  | 97400 | 405 | 95 | 78 | [8 empty] | Federally-Regulated Consumer Product | 08/17/2016 |  | 02/14/2017
International Comfort Products | Keeprite | F9MXE0261410A*D | LPG | Induced Draft | True | False | 1 | False | Down |  | None | Condensing | Single-Stage |  | 0.33 | Standard |  | 26000 | 25000 |  |  | 25000 | 130 | 95 | 78 | [8 empty] | Federally-Regulated Consumer Product | 10/27/2016 |  | 02/14/2017
International Comfort Products | Keeprite | F9MXE0261410A*D | Natural Gas | Induced Draft | True | False | 1 | False | Down |  | None | Condensing | Single-Stage |  | 0.33 | Standard |  | 26000 | 25000 |  |  | 25000 | 130 | 95 | 78 | [8 empty] | Federally-Regulated Consumer Product | 10/27/2016 |  | 02/14/2017
International Comfort Products | Keeprite | F9MXE1002120A*D | LPG | Induced Draft | True | False | 1 | False | Down |  | None | Condensing | Single-Stage |  | 1 | Standard |  | 100000 | 96000 |  |  | 99200 | 613 | 95 | 78 | [8 empty] | Federally-Regulated Consumer Product | 11/28/2016 |  | 02/14/2017
International Comfort Products | Keeprite | F9MXE1002120A*D | Natural Gas | Induced Draft | True | False | 1 | False | Down |  | None | Condensing | Single-Stage |  | 1 | Standard |  | 100000 | 96000 |  |  | 99200 | 613 | 95 | 78 | [8 empty] | Federally-Regulated Consumer Product | 11/28/2016 |  | 02/14/2017
International Comfort Products | Keeprite | F9MXT1002120A*D | LPG | Induced Draft | True | False | 1 | False | Down |  | None | Condensing | Two-Stage Modulating |  | 1 | Standard |  | 100000 | 96000 |  |  | 97400 | 405 | 95 | 78 | [8 empty] | Federally-Regulated Consumer Product | 08/17/2016 |  | 02/14/2017
International Comfort Products | Keeprite | F9MXT1002120A*D | Natural Gas | Induced Draft | True | False | 1 | False | Down |  | None | Condensing | Two-Stage Modulating |  | 1 | Standard |  | 100000 | 96000 |  |  | 97400 | 405 | 95 | 78 | [8 empty] | Federally-Regulated Consumer Product | 08/17/2016 |  | 02/14/2017
International Comfort Products | Keeprite | N9MSE0401410A*D | LPG | Induced Draft | True | False | 1 | False | Down |  | None | Condensing | Single-Stage |  | 0.5 | Standard |  | 40000 | 39000 |  |  | 32500 | 377 | 95 | 78 | [8 empty] | Federally-Regulated Consumer Product | 11/28/2016 |  | 02/14/2017
International Comfort Products | Keeprite | N9MSE0401410A*D | Natural Gas | Induced Draft | True | False | 1 | False | Down |  | None | Condensing | Single-Stage |  | 0.5 | Standard |  | 40000 | 39000 |  |  | 32500 | 377 | 95 | 78 | [8 empty] | Federally-Regulated Consumer Product | 11/28/2016 |  | 02/14/2017
International Comfort Products | Keeprite | N9MSE0801716A*D | LPG | Induced Draft | True | False | 1 | False | Down |  | None | Condensing | Single-Stage |  | 0.75 | Standard |  | 80000 | 77000 |  |  | 81300 | 913 | 95 | 78 | [8 empty] | Federally-Regulated Consumer Product | 11/28/2016 |  | 02/14/2017
International Comfort Products | Keeprite | N9MSE0801716A*D | Natural Gas | Induced Draft | True | False | 1 | False | Down |  | None | Condensing | Single-Stage |  | 0.75 | Standard |  | 80000 | 77000 |  |  | 81300 | 913 | 95 | 78 | [8 empty] | Federally-Regulated Consumer Product | 11/28/2016 |  | 02/14/2017
International Comfort Products | Keeprite | N9MSE1002114A*D | LPG | Induced Draft | True | False | 1 | False | Down |  | None | Condensing | Single-Stage |  | 0.75 | Standard |  | 100000 | 96000 |  |  | 97200 | 1184 | 95 | 78 | [8 empty] | Federally-Regulated Consumer Product | 11/28/2016 |  | 02/14/2017
International Comfort Products | Keeprite | N9MSE1002114A*D | Natural Gas | Induced Draft | True | False | 1 | False | Down |  | None | Condensing | Single-Stage |  | 0.75 | Standard |  | 100000 | 96000 |  |  | 97200 | 1184 | 95 | 78 | [8 empty] | Federally-Regulated Consumer Product | 11/28/2016 |  | 02/14/2017
International Comfort Products | Keeprite | N9MSE1002120A*D | LPG | Induced Draft | True | False | 1 | False | Down |  | None | Condensing | Single-Stage |  | 0.75 | Standard |  | 100000 | 96000 |  |  | 97200 | 1176 | 95 | 78 | [8 empty] | Federally-Regulated Consumer Product | 11/28/2016 |  | 02/14/2017
International Comfort Products | Keeprite | N9MSE1002120A*D | Natural Gas | Induced Draft | True | False | 1 | False | Down |  | None | Condensing | Single-Stage |  | 0.75 | Standard |  | 100000 | 96000 |  |  | 97200 | 1176 | 95 | 78 | [8 empty] | Federally-Regulated Consumer Product | 11/28/2016 |  | 02/14/2017
International Comfort Products | Keeprite | F9MXT0401712A*D | LPG | Induced Draft | True | False | 1 | False | Down |  | None | Condensing | Two-Stage Modulating |  | 0.5 | Standard |  | 40000 | 39000 |  |  | 32900 | 151 | 94.4 | 78 | [8 empty] | Federally-Regulated Consumer Product | 11/28/2016 |  | 02/14/2017
International Comfort Products | Keeprite | F9MXT0401712A*D | Natural Gas | Induced Draft | True | False | 1 | False | Down |  | None | Condensing | Two-Stage Modulating |  | 0.5 | Standard |  | 40000 | 39000 |  |  | 32900 | 151 | 94.4 | 78 | [8 empty] | Federally-Regulated Consumer Product | 11/28/2016 |  | 02/14/2017
International Comfort Products | Keeprite | G9MVE0401712A*D | LPG | Induced Draft | True | False | 1 | False | Down |  | None | Condensing | Two-Stage Modulating |  | 0.5 | Standard |  | 40000 | 39000 |  |  | 32900 | 151 | 94.4 | 78 | [8 empty] | Federally-Regulated Consumer Product | 11/28/2016 |  | 02/14/2017
International Comfort Products | Keeprite | G9MVE0401712A*D | Natural Gas | Induced Draft | True | False | 1 | False | Down |  | None | Condensing | Two-Stage Modulating |  | 0.5 | Standard |  | 40000 | 39000 |  |  | 32900 | 151 | 94.4 | 78 | [8 empty] | Federally-Regulated Consumer Product | 11/28/2016 |  | 02/14/2017
International Comfort Products | Keeprite | G9MVE1002120A*D | LPG | Induced Draft | True | False | 1 | False | Down |  | None | Condensing | Two-Stage Modulating |  | 1 | Standard |  | 100000 | 96000 |  |  | 97400 | 405 | 95 | 78 | [8 empty] | Federally-Regulated Consumer Product | 08/17/2016 |  | 02/14/2017
International Comfort Products | Keeprite | G9MVE1002120A*D | Natural Gas | Induced Draft | True | False | 1 | False | Down |  | None | Condensing | Two-Stage Modulating |  | 1 | Standard |  | 100000 | 96000 |  |  | 97400 | 405 | 95 | 78 | [8 empty] | Federally-Regulated Consumer Product | 08/17/2016 |  | 02/14/2017
International Comfort Products | Keeprite | G9MXE0261410A*D | LPG | Induced Draft | True | False | 1 | False | Down |  | None | Condensing | Single-Stage |  | 0.33 | Standard |  | 26000 | 25000 |  |  | 25000 | 130 | 95 | 78 | [8 empty] | Federally-Regulated Consumer Product | 10/27/2016 |  | 02/14/2017
International Comfort Products | Keeprite | G9MXE0261410A*D | Natural Gas | Induced Draft | True | False | 1 | False | Down |  | None | Condensing | Single-Stage |  | 0.33 | Standard |  | 26000 | 25000 |  |  | 25000 | 130 | 95 | 78 | [8 empty] | Federally-Regulated Consumer Product | 10/27/2016 |  | 02/14/2017
International Comfort Products | Keeprite | G9MXE1002120A*D | LPG | Induced Draft | True | False | 1 | False | Down |  | None | Condensing | Single-Stage |  | 1 | Standard |  | 100000 | 96000 |  |  | 99200 | 613 | 95 | 78 | [8 empty] | Federally-Regulated Consumer Product | 11/28/2016 |  | 02/14/2017
International Comfort Products | Keeprite | G9MXE1002120A*D | Natural Gas | Induced Draft | True | False | 1 | False | Down |  | None | Condensing | Single-Stage |  | 1 | Standard |  | 100000 | 96000 |  |  | 99200 | 613 | 95 | 78 | [8 empty] | Federally-Regulated Consumer Product | 11/28/2016 |  | 02/14/2017
International Comfort Products | Keeprite | G9MXT0401712A*D | LPG | Induced Draft | True | False | 1 | False | Down |  | None | Condensing | Two-Stage Modulating |  | 0.5 | Standard |  | 40000 | 39000 |  |  | 32900 | 151 | 94.4 | 78 | [8 empty] | Federally-Regulated Consumer Product | 08/17/2016 |  | 02/14/2017
International Comfort Products | Keeprite | G9MXT0401712A*D | Natural Gas | Induced Draft | True | False | 1 | False | Down |  | None | Condensing | Two-Stage Modulating |  | 0.5 | Standard |  | 40000 | 39000 |  |  | 32900 | 151 | 94.4 | 78 | [8 empty] | Federally-Regulated Consumer Product | 08/17/2016 |  | 02/14/2017
International Comfort Products | Keeprite | G9MXT1002120A*D | LPG | Induced Draft | True | False | 1 | False | Down |  | None | Condensing | Two-Stage Modulating |  | 1 | Standard |  | 100000 | 96000 |  |  | 97400 | 405 | 95 | 78 | [8 empty] | Federally-Regulated Consumer Product | 08/17/2016 |  | 02/14/2017
International Comfort Products | Keeprite | G9MXT1002120A*D | Natural Gas | Induced Draft | True | False | 1 | False | Down |  | None | Condensing | Two-Stage Modulating |  | 1 | Standard |  | 100000 | 96000 |  |  | 97400 | 405 | 95 | 78 | [8 empty] | Federally-Regulated Consumer Product | 08/17/2016 |  | 02/14/2017
International Comfort Products | Keeprite | N9MSE0401410A**D | LPG | Induced Draft | True | False | 1 | True | Down |  | None | Condensing | Single-Stage |  | 0.5 | Standard |  | 40000 | 39000 |  |  | 32500 | 377 | 95 | 75 | [8 empty] | Federally-Regulated Consumer Product | 11/28/2016 |  | 02/14/2017
International Comfort Products | Keeprite | N9MSE0401410A**D | Natural Gas | Induced Draft | True | False | 1 | True | Down |  | None | Condensing | Single-Stage |  | 0.5 | Standard |  | 40000 | 39000 |  |  | 32500 | 377 | 95 | 75 | [8 empty] | Federally-Regulated Consumer Product | 11/28/2016 |  | 02/14/2017
International Comfort Products | Keeprite | N9MSE0801716A**D | LPG | Induced Draft | True | False | 1 | True | Down |  | None | Condensing | Single-Stage |  | 0.75 | Standard |  | 80000 | 77000 |  |  | 81300 | 913 | 95 | 75 | [8 empty] | Federally-Regulated Consumer Product | 11/28/2016 |  | 02/14/2017
International Comfort Products | Keeprite | N9MSE0801716A**D | Natural Gas | Induced Draft | True | False | 1 | True | Down |  | None | Condensing | Single-Stage |  | 0.75 | Standard |  | 80000 | 77000 |  |  | 81300 | 913 | 95 | 75 | [8 empty] | Federally-Regulated Consumer Product | 11/28/2016 |  | 02/14/2017
International Comfort Products | Keeprite | N9MSE1002114A**D | LPG | Induced Draft | True | False | 1 | True | Down |  | None | Condensing | Single-Stage |  | 0.75 | Standard |  | 100000 | 96000 |  |  | 97200 | 1184 | 95 | 75 | [8 empty] | Federally-Regulated Consumer Product | 11/28/2016 |  | 02/14/2017
International Comfort Products | Keeprite | N9MSE1002114A**D | Natural Gas | Induced Draft | True | False | 1 | True | Down |  | None | Condensing | Single-Stage |  | 0.75 | Standard |  | 100000 | 96000 |  |  | 97200 | 1184 | 95 | 75 | [8 empty] | Federally-Regulated Consumer Product | 11/28/2016 |  | 02/14/2017
International Comfort Products | Keeprite | N9MSE1002120A**D | LPG | Induced Draft | True | False | 1 | True | Down |  | None | Condensing | Single-Stage |  | 0.75 | Standard |  | 100000 | 96000 |  |  | 97200 | 1176 | 95 | 75 | [8 empty] | Federally-Regulated Consumer Product | 11/28/2016 |  | 02/14/2017
International Comfort Products | Keeprite | N9MSE1002120A**D | Natural Gas | Induced Draft | True | False | 1 | True | Down |  | None | Condensing | Single-Stage |  | 0.75 | Standard |  | 100000 | 96000 |  |  | 97200 | 1176 | 95 | 75 | [8 empty] | Federally-Regulated Consumer Product | 11/28/2016 |  | 02/14/2017
International Comfort Products | Keeprite | F9MXE1002120A**D | LPG | Induced Draft | True | False | 1 | True | Down |  | None | Condensing | Single-Stage |  | 1 | Standard |  | 100000 | 96000 |  |  | 99200 | 613 | 95 | 75 | [8 empty] | Federally-Regulated Consumer Product | 11/28/2016 |  | 02/14/2017
International Comfort Products | Keeprite | F9MXE1002120A**D | Natural Gas | Induced Draft | True | False | 1 | True | Down |  | None | Condensing | Single-Stage |  | 1 | Standard |  | 100000 | 96000 |  |  | 99200 | 613 | 95 | 75 | [8 empty] | Federally-Regulated Consumer Product | 11/28/2016 |  | 02/14/2017
International Comfort Products | Keeprite | G9MXE1002120A**D | LPG | Induced Draft | True | False | 1 | True | Down |  | None | Condensing | Single-Stage |  | 1 | Standard |  | 100000 | 96000 |  |  | 99200 | 613 | 95 | 75 | [8 empty] | Federally-Regulated Consumer Product | 11/28/2016 |  | 02/14/2017
International Comfort Products | Keeprite | G9MXE1002120A**D | Natural Gas | Induced Draft | True | False | 1 | True | Down |  | None | Condensing | Single-Stage |  | 1 | Standard |  | 100000 | 96000 |  |  | 99200 | 613 | 95 | 75 | [8 empty] | Federally-Regulated Consumer Product | 11/28/2016 |  | 02/14/2017
International Comfort Products | Keeprite | N9MSB1002116C** | LPG | Induced Draft | True | False | 1 | True | Up |  | None | Condensing | Single-Stage |  | 0.5 | Standard |  | 100000 | 93000 |  |  | 84100 | 828 | 92.1 | 75 | [8 empty] | Federally-Regulated Consumer Product | 11/28/2016 |  | 02/14/2017
International Comfort Products | Keeprite | N9MSB1002116C** | LPG | Induced Draft | True | False | 1 | True | Down |  | None | Condensing | Single-Stage |  | 0.5 | Standard |  | 100000 | 93000 |  |  | 84100 | 828 | 92.1 | 75 | [8 empty] | Federally-Regulated Consumer Product | 11/28/2016 |  | 02/14/2017
International Comfort Products | Keeprite | N9MSB1002116C** | LPG | Induced Draft | True | False | 1 | True | Horizontal |  | None | Condensing | Single-Stage |  | 0.5 | Standard |  | 100000 | 93000 |  |  | 84100 | 828 | 92.1 | 75 | [8 empty] | Federally-Regulated Consumer Product | 11/28/2016 |  | 02/14/2017
International Comfort Products | Keeprite | N9MSB1002116C** | Natural Gas | Induced Draft | True | False | 1 | True | Up |  | None | Condensing | Single-Stage |  | 0.5 | Standard |  | 100000 | 93000 |  |  | 84100 | 828 | 92.1 | 75 | [8 empty] | Federally-Regulated Consumer Product | 11/28/2016 |  | 02/14/2017
International Comfort Products | Keeprite | N9MSB1002116C** | Natural Gas | Induced Draft | True | False | 1 | True | Down |  | None | Condensing | Single-Stage |  | 0.5 | Standard |  | 100000 | 93000 |  |  | 84100 | 828 | 92.1 | 75 | [8 empty] | Federally-Regulated Consumer Product | 11/28/2016 |  | 02/14/2017
International Comfort Products | Keeprite | N9MSB1002116C** | Natural Gas | Induced Draft | True | False | 1 | True | Horizontal |  | None | Condensing | Single-Stage |  | 0.5 | Standard |  | 100000 | 93000 |  |  | 84100 | 828 | 92.1 | 75 | [8 empty] | Federally-Regulated Consumer Product | 11/28/2016 |  | 02/14/2017
International Comfort Products | Keeprite | N9MSB1002120C** | LPG | Induced Draft | True | False | 1 | True | Up |  | None | Condensing | Single-Stage |  | 0.75 | Standard |  | 100000 | 93000 |  |  | 84000 | 858 | 92.1 | 75 | [8 empty] | Federally-Regulated Consumer Product | 11/28/2016 |  | 02/14/2017
International Comfort Products | Keeprite | N9MSB1002120C** | LPG | Induced Draft | True | False | 1 | True | Down |  | None | Condensing | Single-Stage |  | 0.75 | Standard |  | 100000 | 93000 |  |  | 84000 | 858 | 92.1 | 75 | [8 empty] | Federally-Regulated Consumer Product | 11/28/2016 |  | 02/14/2017
International Comfort Products | Keeprite | N9MSB1002120C** | LPG | Induced Draft | True | False | 1 | True | Horizontal |  | None | Condensing | Single-Stage |  | 0.75 | Standard |  | 100000 | 93000 |  |  | 84000 | 858 | 92.1 | 75 | [8 empty] | Federally-Regulated Consumer Product | 11/28/2016 |  | 02/14/2017
International Comfort Products | Keeprite | N9MSB1002120C** | Natural Gas | Induced Draft | True | False | 1 | True | Up |  | None | Condensing | Single-Stage |  | 0.75 | Standard |  | 100000 | 93000 |  |  | 84000 | 858 | 92.1 | 75 | [8 empty] | Federally-Regulated Consumer Product | 11/28/2016 |  | 02/14/2017
International Comfort Products | Keeprite | N9MSB1002120C** | Natural Gas | Induced Draft | True | False | 1 | True | Down |  | None | Condensing | Single-Stage |  | 0.75 | Standard |  | 100000 | 93000 |  |  | 84000 | 858 | 92.1 | 75 | [8 empty] | Federally-Regulated Consumer Product | 11/28/2016 |  | 02/14/2017
International Comfort Products | Keeprite | N9MSB1002120C** | Natural Gas | Induced Draft | True | False | 1 | True | Horizontal |  | None | Condensing | Single-Stage |  | 0.75 | Standard |  | 100000 | 93000 |  |  | 84000 | 858 | 92.1 | 75 | [8 empty] | Federally-Regulated Consumer Product | 11/28/2016 |  | 02/14/2017
International Comfort Products | Keeprite | N9MSB1202420C** | LPG | Induced Draft | True | False | 1 | True | Up |  | None | Condensing | Single-Stage |  | 0.75 | Standard |  | 120000 | 112000 |  |  | 117500 | 1203 | 92.1 | 75 | [8 empty] | Federally-Regulated Consumer Product | 11/28/2016 |  | 02/14/2017
International Comfort Products | Keeprite | N9MSB1202420C** | LPG | Induced Draft | True | False | 1 | True | Down |  | None | Condensing | Single-Stage |  | 0.75 | Standard |  | 120000 | 112000 |  |  | 117500 | 1203 | 92.1 | 75 | [8 empty] | Federally-Regulated Consumer Product | 11/28/2016 |  | 02/14/2017
International Comfort Products | Keeprite | N9MSB1202420C** | LPG | Induced Draft | True | False | 1 | True | Horizontal |  | None | Condensing | Single-Stage |  | 0.75 | Standard |  | 120000 | 112000 |  |  | 117500 | 1203 | 92.1 | 75 | [8 empty] | Federally-Regulated Consumer Product | 11/28/2016 |  | 02/14/2017
International Comfort Products | Keeprite | N9MSB1202420C** | Natural Gas | Induced Draft | True | False | 1 | True | Up |  | None | Condensing | Single-Stage |  | 0.75 | Standard |  | 120000 | 112000 |  |  | 117500 | 1203 | 92.1 | 75 | [8 empty] | Federally-Regulated Consumer Product | 11/28/2016 |  | 02/14/2017
International Comfort Products | Keeprite | N9MSB1202420C** | Natural Gas | Induced Draft | True | False | 1 | True | Down |  | None | Condensing | Single-Stage |  | 0.75 | Standard |  | 120000 | 112000 |  |  | 117500 | 1203 | 92.1 | 75 | [8 empty] | Federally-Regulated Consumer Product | 11/28/2016 |  | 02/14/2017
International Comfort Products | Keeprite | N9MSB1202420C** | Natural Gas | Induced Draft | True | False | 1 | True | Horizontal |  | None | Condensing | Single-Stage |  | 0.75 | Standard |  | 120000 | 112000 |  |  | 117500 | 1203 | 92.1 | 75 | [8 empty] | Federally-Regulated Consumer Product | 11/28/2016 |  | 02/14/2017
International Comfort Products | Kenmore | N9MSB1002116C | LPG | Induced Draft | True | False | 1 | False | Up |  | None | Condensing | Single-Stage |  | 0.5 | Standard |  | 100000 | 93000 |  |  | 84100 | 828 | 92.1 | 78 | [8 empty] | Federally-Regulated Consumer Product | 11/29/2016 |  | 02/14/2017
International Comfort Products | Kenmore | N9MSB1002116C | LPG | Induced Draft | True | False | 1 | False | Down |  | None | Condensing | Single-Stage |  | 0.5 | Standard |  | 100000 | 93000 |  |  | 84100 | 828 | 92.1 | 78 | [8 empty] | Federally-Regulated Consumer Product | 11/29/2016 |  | 02/14/2017
International Comfort Products | Kenmore | N9MSB1002116C | LPG | Induced Draft | True | False | 1 | False | Horizontal |  | None | Condensing | Single-Stage |  | 0.5 | Standard |  | 100000 | 93000 |  |  | 84100 | 828 | 92.1 | 78 | [8 empty] | Federally-Regulated Consumer Product | 11/29/2016 |  | 02/14/2017
International Comfort Products | Kenmore | N9MSB1002116C | Natural Gas | Induced Draft | True | False | 1 | False | Up |  | None | Condensing | Single-Stage |  | 0.5 | Standard |  | 100000 | 93000 |  |  | 84100 | 828 | 92.1 | 78 | [8 empty] | Federally-Regulated Consumer Product | 11/29/2016 |  | 02/14/2017
International Comfort Products | Kenmore | N9MSB1002116C | Natural Gas | Induced Draft | True | False | 1 | False | Down |  | None | Condensing | Single-Stage |  | 0.5 | Standard |  | 100000 | 93000 |  |  | 84100 | 828 | 92.1 | 78 | [8 empty] | Federally-Regulated Consumer Product | 11/29/2016 |  | 02/14/2017
International Comfort Products | Kenmore | N9MSB1002116C | Natural Gas | Induced Draft | True | False | 1 | False | Horizontal |  | None | Condensing | Single-Stage |  | 0.5 | Standard |  | 100000 | 93000 |  |  | 84100 | 828 | 92.1 | 78 | [8 empty] | Federally-Regulated Consumer Product | 11/29/2016 |  | 02/14/2017
International Comfort Products | Kenmore | N9MSB1002120C | LPG | Induced Draft | True | False | 1 | False | Up |  | None | Condensing | Single-Stage |  | 0.75 | Standard |  | 100000 | 93000 |  |  | 84000 | 858 | 92.1 | 78 | [8 empty] | Federally-Regulated Consumer Product | 11/29/2016 |  | 02/14/2017
International Comfort Products | Kenmore | N9MSB1002120C | LPG | Induced Draft | True | False | 1 | False | Down |  | None | Condensing | Single-Stage |  | 0.75 | Standard |  | 100000 | 93000 |  |  | 84000 | 858 | 92.1 | 78 | [8 empty] | Federally-Regulated Consumer Product | 11/29/2016 |  | 02/14/2017
International Comfort Products | Kenmore | N9MSB1002120C | LPG | Induced Draft | True | False | 1 | False | Horizontal |  | None | Condensing | Single-Stage |  | 0.75 | Standard |  | 100000 | 93000 |  |  | 84000 | 858 | 92.1 | 78 | [8 empty] | Federally-Regulated Consumer Product | 11/29/2016 |  | 02/14/2017
International Comfort Products | Kenmore | N9MSB1002120C | Natural Gas | Induced Draft | True | False | 1 | False | Up |  | None | Condensing | Single-Stage |  | 0.75 | Standard |  | 100000 | 93000 |  |  | 84000 | 858 | 92.1 | 78 | [8 empty] | Federally-Regulated Consumer Product | 11/29/2016 |  | 02/14/2017
International Comfort Products | Kenmore | N9MSB1002120C | Natural Gas | Induced Draft | True | False | 1 | False | Down |  | None | Condensing | Single-Stage |  | 0.75 | Standard |  | 100000 | 93000 |  |  | 84000 | 858 | 92.1 | 78 | [8 empty] | Federally-Regulated Consumer Product | 11/29/2016 |  | 02/14/2017
International Comfort Products | Kenmore | N9MSB1002120C | Natural Gas | Induced Draft | True | False | 1 | False | Horizontal |  | None | Condensing | Single-Stage |  | 0.75 | Standard |  | 100000 | 93000 |  |  | 84000 | 858 | 92.1 | 78 | [8 empty] | Federally-Regulated Consumer Product | 11/29/2016 |  | 02/14/2017
International Comfort Products | Kenmore | N9MSB1202420C | LPG | Induced Draft | True | False | 1 | False | Up |  | None | Condensing | Single-Stage |  | 0.75 | Standard |  | 120000 | 112000 |  |  | 117500 | 1203 | 92.1 | 78 | [8 empty] | Federally-Regulated Consumer Product | 11/29/2016 |  | 02/14/2017
International Comfort Products | Kenmore | N9MSB1202420C | LPG | Induced Draft | True | False | 1 | False | Down |  | None | Condensing | Single-Stage |  | 0.75 | Standard |  | 120000 | 112000 |  |  | 117500 | 1203 | 92.1 | 78 | [8 empty] | Federally-Regulated Consumer Product | 11/29/2016 |  | 02/14/2017
International Comfort Products | Kenmore | N9MSB1202420C | LPG | Induced Draft | True | False | 1 | False | Horizontal |  | None | Condensing | Single-Stage |  | 0.75 | Standard |  | 120000 | 112000 |  |  | 117500 | 1203 | 92.1 | 78 | [8 empty] | Federally-Regulated Consumer Product | 11/29/2016 |  | 02/14/2017
International Comfort Products | Kenmore | N9MSB1202420C | Natural Gas | Induced Draft | True | False | 1 | False | Up |  | None | Condensing | Single-Stage |  | 0.75 | Standard |  | 120000 | 112000 |  |  | 117500 | 1203 | 92.1 | 78 | [8 empty] | Federally-Regulated Consumer Product | 11/29/2016 |  | 02/14/2017
International Comfort Products | Kenmore | N9MSB1202420C | Natural Gas | Induced Draft | True | False | 1 | False | Down |  | None | Condensing | Single-Stage |  | 0.75 | Standard |  | 120000 | 112000 |  |  | 117500 | 1203 | 92.1 | 78 | [8 empty] | Federally-Regulated Consumer Product | 11/29/2016 |  | 02/14/2017
International Comfort Products | Kenmore | N9MSB1202420C | Natural Gas | Induced Draft | True | False | 1 | False | Horizontal |  | None | Condensing | Single-Stage |  | 0.75 | Standard |  | 120000 | 112000 |  |  | 117500 | 1203 | 92.1 | 78 | [8 empty] | Federally-Regulated Consumer Product | 11/29/2016 |  | 02/14/2017
International Comfort Products | Kenmore | F9MVE0401712A*D | LPG | Induced Draft | True | False | 1 | False | Down |  | None | Condensing | Two-Stage Modulating |  | 0.5 | Standard |  | 40000 | 39000 |  |  | 32900 | 151 | 94.4 | 78 | [8 empty] | Federally-Regulated Consumer Product | 08/17/2016 |  | 02/14/2017
International Comfort Products | Kenmore | F9MVE0401712A*D | Natural Gas | Induced Draft | True | False | 1 | False | Down |  | None | Condensing | Two-Stage Modulating |  | 0.5 | Standard |  | 40000 | 39000 |  |  | 32900 | 151 | 94.4 | 78 | [8 empty] | Federally-Regulated Consumer Product | 08/17/2016 |  | 02/14/2017
International Comfort Products | Kenmore | F9MVE1002120A*D | LPG | Induced Draft | True | False | 1 | False | Down |  | None | Condensing | Two-Stage Modulating |  | 1 | Standard |  | 100000 | 96000 |  |  | 97400 | 405 | 95 | 78 | [8 empty] | Federally-Regulated Consumer Product | 08/17/2016 |  | 02/14/2017
International Comfort Products | Kenmore | F9MVE1002120A*D | Natural Gas | Induced Draft | True | False | 1 | False | Down |  | None | Condensing | Two-Stage Modulating |  | 1 | Standard |  | 100000 | 96000 |  |  | 97400 | 405 | 95 | 78 | [8 empty] | Federally-Regulated Consumer Product | 08/17/2016 |  | 02/14/2017
International Comfort Products | Kenmore | F9MXE0261410A*D | LPG | Induced Draft | True | False | 1 | False | Down |  | None | Condensing | Single-Stage |  | 0.33 | Standard |  | 26000 | 25000 |  |  | 25000 | 130 | 95 | 78 | [8 empty] | Federally-Regulated Consumer Product | 10/28/2016 |  | 02/14/2017
International Comfort Products | Kenmore | F9MXE0261410A*D | Natural Gas | Induced Draft | True | False | 1 | False | Down |  | None | Condensing | Single-Stage |  | 0.33 | Standard |  | 26000 | 25000 |  |  | 25000 | 130 | 95 | 78 | [8 empty] | Federally-Regulated Consumer Product | 10/28/2016 |  | 02/14/2017
International Comfort Products | Kenmore | F9MXE1002120A*D | LPG | Induced Draft | True | False | 1 | False | Down |  | None | Condensing | Single-Stage |  | 1 | Standard |  | 100000 | 96000 |  |  | 99200 | 613 | 95 | 78 | [8 empty] | Federally-Regulated Consumer Product | 11/29/2016 |  | 02/14/2017
International Comfort Products | Kenmore | F9MXE1002120A*D | Natural Gas | Induced Draft | True | False | 1 | False | Down |  | None | Condensing | Single-Stage |  | 1 | Standard |  | 100000 | 96000 |  |  | 99200 | 613 | 95 | 78 | [8 empty] | Federally-Regulated Consumer Product | 11/29/2016 |  | 02/14/2017
International Comfort Products | Kenmore | F9MXT1002120A*D | LPG | Induced Draft | True | False | 1 | False | Down |  | None | Condensing | Two-Stage Modulating |  | 1 | Standard |  | 100000 | 96000 |  |  | 97400 | 405 | 95 | 78 | [8 empty] | Federally-Regulated Consumer Product | 08/17/2016 |  | 02/14/2017
International Comfort Products | Kenmore | F9MXT1002120A*D | Natural Gas | Induced Draft | True | False | 1 | False | Down |  | None | Condensing | Two-Stage Modulating |  | 1 | Standard |  | 100000 | 96000 |  |  | 97400 | 405 | 95 | 78 | [8 empty] | Federally-Regulated Consumer Product | 08/17/2016 |  | 02/14/2017
International Comfort Products | Kenmore | N9MSE0401410A*D | LPG | Induced Draft | True | False | 1 | False | Down |  | None | Condensing | Single-Stage |  | 0.5 | Standard |  | 40000 | 39000 |  |  | 32500 | 377 | 95 | 78 | [8 empty] | Federally-Regulated Consumer Product | 11/29/2016 |  | 02/14/2017
International Comfort Products | Kenmore | N9MSE0401410A*D | Natural Gas | Induced Draft | True | False | 1 | False | Down |  | None | Condensing | Single-Stage |  | 0.5 | Standard |  | 40000 | 39000 |  |  | 32500 | 377 | 95 | 78 | [8 empty] | Federally-Regulated Consumer Product | 11/29/2016 |  | 02/14/2017
International Comfort Products | Kenmore | N9MSE0801716A*D | LPG | Induced Draft | True | False | 1 | False | Down |  | None | Condensing | Single-Stage |  | 0.75 | Standard |  | 80000 | 77000 |  |  | 81300 | 913 | 95 | 78 | [8 empty] | Federally-Regulated Consumer Product | 11/29/2016 |  | 02/14/2017
International Comfort Products | Kenmore | N9MSE0801716A*D | Natural Gas | Induced Draft | True | False | 1 | False | Down |  | None | Condensing | Single-Stage |  | 0.75 | Standard |  | 80000 | 77000 |  |  | 81300 | 913 | 95 | 78 | [8 empty] | Federally-Regulated Consumer Product | 11/29/2016 |  | 02/14/2017
International Comfort Products | Kenmore | N9MSE1002114A*D | LPG | Induced Draft | True | False | 1 | False | Down |  | None | Condensing | Single-Stage |  | 0.75 | Standard |  | 100000 | 96000 |  |  | 97200 | 1184 | 95 | 78 | [8 empty] | Federally-Regulated Consumer Product | 11/29/2016 |  | 02/14/2017
International Comfort Products | Kenmore | N9MSE1002114A*D | Natural Gas | Induced Draft | True | False | 1 | False | Down |  | None | Condensing | Single-Stage |  | 0.75 | Standard |  | 100000 | 96000 |  |  | 97200 | 1184 | 95 | 78 | [8 empty] | Federally-Regulated Consumer Product | 11/29/2016 |  | 02/14/2017
International Comfort Products | Kenmore | N9MSE1002120A*D | LPG | Induced Draft | True | False | 1 | False | Down |  | None | Condensing | Single-Stage |  | 0.75 | Standard |  | 100000 | 96000 |  |  | 97200 | 1176 | 95 | 78 | [8 empty] | Federally-Regulated Consumer Product | 11/29/2016 |  | 02/14/2017
International Comfort Products | Kenmore | N9MSE1002120A*D | Natural Gas | Induced Draft | True | False | 1 | False | Down |  | None | Condensing | Single-Stage |  | 0.75 | Standard |  | 100000 | 96000 |  |  | 97200 | 1176 | 95 | 78 | [8 empty] | Federally-Regulated Consumer Product | 11/29/2016 |  | 02/14/2017
International Comfort Products | Kenmore | F9MXT0401712A*D | LPG | Induced Draft | True | False | 1 | False | Down |  | None | Condensing | Two-Stage Modulating |  | 0.5 | Standard |  | 40000 | 39000 |  |  | 32900 | 151 | 94.4 | 78 | [8 empty] | Federally-Regulated Consumer Product | 11/29/2016 |  | 02/14/2017
International Comfort Products | Kenmore | F9MXT0401712A*D | Natural Gas | Induced Draft | True | False | 1 | False | Down |  | None | Condensing | Two-Stage Modulating |  | 0.5 | Standard |  | 40000 | 39000 |  |  | 32900 | 151 | 94.4 | 78 | [8 empty] | Federally-Regulated Consumer Product | 11/29/2016 |  | 02/14/2017
International Comfort Products | Kenmore | G9MVE0401712A*D | LPG | Induced Draft | True | False | 1 | False | Down |  | None | Condensing | Two-Stage Modulating |  | 0.5 | Standard |  | 40000 | 39000 |  |  | 32900 | 151 | 94.4 | 78 | [8 empty] | Federally-Regulated Consumer Product | 11/29/2016 |  | 02/14/2017
International Comfort Products | Kenmore | G9MVE0401712A*D | Natural Gas | Induced Draft | True | False | 1 | False | Down |  | None | Condensing | Two-Stage Modulating |  | 0.5 | Standard |  | 40000 | 39000 |  |  | 32900 | 151 | 94.4 | 78 | [8 empty] | Federally-Regulated Consumer Product | 11/29/2016 |  | 02/14/2017
International Comfort Products | Kenmore | G9MVE1002120A*D | LPG | Induced Draft | True | False | 1 | False | Down |  | None | Condensing | Two-Stage Modulating |  | 1 | Standard |  | 100000 | 96000 |  |  | 97400 | 405 | 95 | 78 | [8 empty] | Federally-Regulated Consumer Product | 08/17/2016 |  | 02/14/2017
International Comfort Products | Kenmore | G9MVE1002120A*D | Natural Gas | Induced Draft | True | False | 1 | False | Down |  | None | Condensing | Two-Stage Modulating |  | 1 | Standard |  | 100000 | 96000 |  |  | 97400 | 405 | 95 | 78 | [8 empty] | Federally-Regulated Consumer Product | 08/17/2016 |  | 02/14/2017
International Comfort Products | Kenmore | G9MXE0261410A*D | LPG | Induced Draft | True | False | 1 | False | Down |  | None | Condensing | Single-Stage |  | 0.33 | Standard |  | 26000 | 25000 |  |  | 25000 | 130 | 95 | 78 | [8 empty] | Federally-Regulated Consumer Product | 10/28/2016 |  | 02/14/2017
International Comfort Products | Kenmore | G9MXE0261410A*D | Natural Gas | Induced Draft | True | False | 1 | False | Down |  | None | Condensing | Single-Stage |  | 0.33 | Standard |  | 26000 | 25000 |  |  | 25000 | 130 | 95 | 78 | [8 empty] | Federally-Regulated Consumer Product | 10/28/2016 |  | 02/14/2017
International Comfort Products | Kenmore | G9MXE1002120A*D | LPG | Induced Draft | True | False | 1 | False | Down |  | None | Condensing | Single-Stage |  | 1 | Standard |  | 100000 | 96000 |  |  | 99200 | 613 | 95 | 78 | [8 empty] | Federally-Regulated Consumer Product | 11/29/2016 |  | 02/14/2017
International Comfort Products | Kenmore | G9MXE1002120A*D | Natural Gas | Induced Draft | True | False | 1 | False | Down |  | None | Condensing | Single-Stage |  | 1 | Standard |  | 100000 | 96000 |  |  | 99200 | 613 | 95 | 78 | [8 empty] | Federally-Regulated Consumer Product | 11/29/2016 |  | 02/14/2017
International Comfort Products | Kenmore | G9MXT0401712A*D | LPG | Induced Draft | True | False | 1 | False | Down |  | None | Condensing | Two-Stage Modulating |  | 0.5 | Standard |  | 40000 | 39000 |  |  | 32900 | 151 | 94.4 | 78 | [8 empty] | Federally-Regulated Consumer Product | 08/17/2016 |  | 02/14/2017
International Comfort Products | Kenmore | G9MXT0401712A*D | Natural Gas | Induced Draft | True | False | 1 | False | Down |  | None | Condensing | Two-Stage Modulating |  | 0.5 | Standard |  | 40000 | 39000 |  |  | 32900 | 151 | 94.4 | 78 | [8 empty] | Federally-Regulated Consumer Product | 08/17/2016 |  | 02/14/2017
International Comfort Products | Kenmore | G9MXT1002120A*D | LPG | Induced Draft | True | False | 1 | False | Down |  | None | Condensing | Two-Stage Modulating |  | 1 | Standard |  | 100000 | 96000 |  |  | 97400 | 405 | 95 | 78 | [8 empty] | Federally-Regulated Consumer Product | 08/17/2016 |  | 02/14/2017
International Comfort Products | Kenmore | G9MXT1002120A*D | Natural Gas | Induced Draft | True | False | 1 | False | Down |  | None | Condensing | Two-Stage Modulating |  | 1 | Standard |  | 100000 | 96000 |  |  | 97400 | 405 | 95 | 78 | [8 empty] | Federally-Regulated Consumer Product | 08/17/2016 |  | 02/14/2017
International Comfort Products | Kenmore | N9MSE0401410A**D | LPG | Induced Draft | True | False | 1 | True | Down |  | None | Condensing | Single-Stage |  | 0.5 | Standard |  | 40000 | 39000 |  |  | 32500 | 377 | 95 | 75 | [8 empty] | Federally-Regulated Consumer Product | 11/29/2016 |  | 02/14/2017
International Comfort Products | Kenmore | N9MSE0401410A**D | Natural Gas | Induced Draft | True | False | 1 | True | Down |  | None | Condensing | Single-Stage |  | 0.5 | Standard |  | 40000 | 39000 |  |  | 32500 | 377 | 95 | 75 | [8 empty] | Federally-Regulated Consumer Product | 11/29/2016 |  | 02/14/2017
International Comfort Products | Kenmore | N9MSE0801716A**D | LPG | Induced Draft | True | False | 1 | True | Down |  | None | Condensing | Single-Stage |  | 0.75 | Standard |  | 80000 | 77000 |  |  | 81300 | 913 | 95 | 75 | [8 empty] | Federally-Regulated Consumer Product | 11/29/2016 |  | 02/14/2017
International Comfort Products | Kenmore | N9MSE0801716A**D | Natural Gas | Induced Draft | True | False | 1 | True | Down |  | None | Condensing | Single-Stage |  | 0.75 | Standard |  | 80000 | 77000 |  |  | 81300 | 913 | 95 | 75 | [8 empty] | Federally-Regulated Consumer Product | 11/29/2016 |  | 02/14/2017
International Comfort Products | Kenmore | N9MSE1002114A**D | LPG | Induced Draft | True | False | 1 | True | Down |  | None | Condensing | Single-Stage |  | 0.75 | Standard |  | 100000 | 96000 |  |  | 97200 | 1184 | 95 | 75 | [8 empty] | Federally-Regulated Consumer Product | 11/29/2016 |  | 02/14/2017
International Comfort Products | Kenmore | N9MSE1002114A**D | Natural Gas | Induced Draft | True | False | 1 | True | Down |  | None | Condensing | Single-Stage |  | 0.75 | Standard |  | 100000 | 96000 |  |  | 97200 | 1184 | 95 | 75 | [8 empty] | Federally-Regulated Consumer Product | 11/29/2016 |  | 02/14/2017
International Comfort Products | Kenmore | N9MSE1002120A**D | LPG | Induced Draft | True | False | 1 | True | Down |  | None | Condensing | Single-Stage |  | 0.75 | Standard |  | 100000 | 96000 |  |  | 97200 | 1176 | 95 | 75 | [8 empty] | Federally-Regulated Consumer Product | 11/29/2016 |  | 02/14/2017
International Comfort Products | Kenmore | N9MSE1002120A**D | Natural Gas | Induced Draft | True | False | 1 | True | Down |  | None | Condensing | Single-Stage |  | 0.75 | Standard |  | 100000 | 96000 |  |  | 97200 | 1176 | 95 | 75 | [8 empty] | Federally-Regulated Consumer Product | 11/29/2016 |  | 02/14/2017
International Comfort Products | Kenmore | F9MXE1002120A**D | LPG | Induced Draft | True | False | 1 | True | Down |  | None | Condensing | Single-Stage |  | 1 | Standard |  | 100000 | 96000 |  |  | 99200 | 613 | 95 | 75 | [8 empty] | Federally-Regulated Consumer Product | 11/29/2016 |  | 02/14/2017
International Comfort Products | Kenmore | F9MXE1002120A**D | Natural Gas | Induced Draft | True | False | 1 | True | Down |  | None | Condensing | Single-Stage |  | 1 | Standard |  | 100000 | 96000 |  |  | 99200 | 613 | 95 | 75 | [8 empty] | Federally-Regulated Consumer Product | 11/29/2016 |  | 02/14/2017
International Comfort Products | Kenmore | G9MXE1002120A**D | LPG | Induced Draft | True | False | 1 | True | Down |  | None | Condensing | Single-Stage |  | 1 | Standard |  | 100000 | 96000 |  |  | 99200 | 613 | 95 | 75 | [8 empty] | Federally-Regulated Consumer Product | 11/29/2016 |  | 02/14/2017
International Comfort Products | Kenmore | G9MXE1002120A**D | Natural Gas | Induced Draft | True | False | 1 | True | Down |  | None | Condensing | Single-Stage |  | 1 | Standard |  | 100000 | 96000 |  |  | 99200 | 613 | 95 | 75 | [8 empty] | Federally-Regulated Consumer Product | 11/29/2016 |  | 02/14/2017
International Comfort Products | Kenmore | N9MSB1002116C** | LPG | Induced Draft | True | False | 1 | True | Up |  | None | Condensing | Single-Stage |  | 0.5 | Standard |  | 100000 | 93000 |  |  | 84100 | 828 | 92.1 | 75 | [8 empty] | Federally-Regulated Consumer Product | 11/29/2016 |  | 02/14/2017
International Comfort Products | Kenmore | N9MSB1002116C** | LPG | Induced Draft | True | False | 1 | True | Down |  | None | Condensing | Single-Stage |  | 0.5 | Standard |  | 100000 | 93000 |  |  | 84100 | 828 | 92.1 | 75 | [8 empty] | Federally-Regulated Consumer Product | 11/29/2016 |  | 02/14/2017
International Comfort Products | Kenmore | N9MSB1002116C** | LPG | Induced Draft | True | False | 1 | True | Horizontal |  | None | Condensing | Single-Stage |  | 0.5 | Standard |  | 100000 | 93000 |  |  | 84100 | 828 | 92.1 | 75 | [8 empty] | Federally-Regulated Consumer Product | 11/29/2016 |  | 02/14/2017
International Comfort Products | Kenmore | N9MSB1002116C** | Natural Gas | Induced Draft | True | False | 1 | True | Up |  | None | Condensing | Single-Stage |  | 0.5 | Standard |  | 100000 | 93000 |  |  | 84100 | 828 | 92.1 | 75 | [8 empty] | Federally-Regulated Consumer Product | 11/29/2016 |  | 02/14/2017
International Comfort Products | Kenmore | N9MSB1002116C** | Natural Gas | Induced Draft | True | False | 1 | True | Down |  | None | Condensing | Single-Stage |  | 0.5 | Standard |  | 100000 | 93000 |  |  | 84100 | 828 | 92.1 | 75 | [8 empty] | Federally-Regulated Consumer Product | 11/29/2016 |  | 02/14/2017
International Comfort Products | Kenmore | N9MSB1002116C** | Natural Gas | Induced Draft | True | False | 1 | True | Horizontal |  | None | Condensing | Single-Stage |  | 0.5 | Standard |  | 100000 | 93000 |  |  | 84100 | 828 | 92.1 | 75 | [8 empty] | Federally-Regulated Consumer Product | 11/29/2016 |  | 02/14/2017
International Comfort Products | Kenmore | N9MSB1002120C** | LPG | Induced Draft | True | False | 1 | True | Up |  | None | Condensing | Single-Stage |  | 0.75 | Standard |  | 100000 | 93000 |  |  | 84000 | 858 | 92.1 | 75 | [8 empty] | Federally-Regulated Consumer Product | 11/29/2016 |  | 02/14/2017
International Comfort Products | Kenmore | N9MSB1002120C** | LPG | Induced Draft | True | False | 1 | True | Down |  | None | Condensing | Single-Stage |  | 0.75 | Standard |  | 100000 | 93000 |  |  | 84000 | 858 | 92.1 | 75 | [8 empty] | Federally-Regulated Consumer Product | 11/29/2016 |  | 02/14/2017
International Comfort Products | Kenmore | N9MSB1002120C** | LPG | Induced Draft | True | False | 1 | True | Horizontal |  | None | Condensing | Single-Stage |  | 0.75 | Standard |  | 100000 | 93000 |  |  | 84000 | 858 | 92.1 | 75 | [8 empty] | Federally-Regulated Consumer Product | 11/29/2016 |  | 02/14/2017
International Comfort Products | Kenmore | N9MSB1002120C** | Natural Gas | Induced Draft | True | False | 1 | True | Up |  | None | Condensing | Single-Stage |  | 0.75 | Standard |  | 100000 | 93000 |  |  | 84000 | 858 | 92.1 | 75 | [8 empty] | Federally-Regulated Consumer Product | 11/29/2016 |  | 02/14/2017
International Comfort Products | Kenmore | N9MSB1002120C** | Natural Gas | Induced Draft | True | False | 1 | True | Down |  | None | Condensing | Single-Stage |  | 0.75 | Standard |  | 100000 | 93000 |  |  | 84000 | 858 | 92.1 | 75 | [8 empty] | Federally-Regulated Consumer Product | 11/29/2016 |  | 02/14/2017
International Comfort Products | Kenmore | N9MSB1002120C** | Natural Gas | Induced Draft | True | False | 1 | True | Horizontal |  | None | Condensing | Single-Stage |  | 0.75 | Standard |  | 100000 | 93000 |  |  | 84000 | 858 | 92.1 | 75 | [8 empty] | Federally-Regulated Consumer Product | 11/29/2016 |  | 02/14/2017
International Comfort Products | Kenmore | N9MSB1202420C** | LPG | Induced Draft | True | False | 1 | True | Up |  | None | Condensing | Single-Stage |  | 0.75 | Standard |  | 120000 | 112000 |  |  | 117500 | 1203 | 92.1 | 75 | [8 empty] | Federally-Regulated Consumer Product | 11/29/2016 |  | 02/14/2017
International Comfort Products | Kenmore | N9MSB1202420C** | LPG | Induced Draft | True | False | 1 | True | Down |  | None | Condensing | Single-Stage |  | 0.75 | Standard |  | 120000 | 112000 |  |  | 117500 | 1203 | 92.1 | 75 | [8 empty] | Federally-Regulated Consumer Product | 11/29/2016 |  | 02/14/2017
International Comfort Products | Kenmore | N9MSB1202420C** | LPG | Induced Draft | True | False | 1 | True | Horizontal |  | None | Condensing | Single-Stage |  | 0.75 | Standard |  | 120000 | 112000 |  |  | 117500 | 1203 | 92.1 | 75 | [8 empty] | Federally-Regulated Consumer Product | 11/29/2016 |  | 02/14/2017
International Comfort Products | Kenmore | N9MSB1202420C** | Natural Gas | Induced Draft | True | False | 1 | True | Up |  | None | Condensing | Single-Stage |  | 0.75 | Standard |  | 120000 | 112000 |  |  | 117500 | 1203 | 92.1 | 75 | [8 empty] | Federally-Regulated Consumer Product | 11/29/2016 |  | 02/14/2017
International Comfort Products | Kenmore | N9MSB1202420C** | Natural Gas | Induced Draft | True | False | 1 | True | Down |  | None | Condensing | Single-Stage |  | 0.75 | Standard |  | 120000 | 112000 |  |  | 117500 | 1203 | 92.1 | 75 | [8 empty] | Federally-Regulated Consumer Product | 11/29/2016 |  | 02/14/2017
International Comfort Products | Kenmore | N9MSB1202420C** | Natural Gas | Induced Draft | True | False | 1 | True | Horizontal |  | None | Condensing | Single-Stage |  | 0.75 | Standard |  | 120000 | 112000 |  |  | 117500 | 1203 | 92.1 | 75 | [8 empty] | Federally-Regulated Consumer Product | 11/29/2016 |  | 02/14/2017
International Comfort Products | Maratherm | N9MSB1002116C | LPG | Induced Draft | True | False | 1 | False | Up |  | None | Condensing | Single-Stage |  | 0.5 | Standard |  | 100000 | 93000 |  |  | 84100 | 828 | 92.1 | 78 | [8 empty] | Federally-Regulated Consumer Product | 11/29/2016 |  | 02/14/2017
International Comfort Products | Maratherm | N9MSB1002116C | LPG | Induced Draft | True | False | 1 | False | Down |  | None | Condensing | Single-Stage |  | 0.5 | Standard |  | 100000 | 93000 |  |  | 84100 | 828 | 92.1 | 78 | [8 empty] | Federally-Regulated Consumer Product | 11/29/2016 |  | 02/14/2017
International Comfort Products | Maratherm | N9MSB1002116C | LPG | Induced Draft | True | False | 1 | False | Horizontal |  | None | Condensing | Single-Stage |  | 0.5 | Standard |  | 100000 | 93000 |  |  | 84100 | 828 | 92.1 | 78 | [8 empty] | Federally-Regulated Consumer Product | 11/29/2016 |  | 02/14/2017
International Comfort Products | Maratherm | N9MSB1002116C | Natural Gas | Induced Draft | True | False | 1 | False | Up |  | None | Condensing | Single-Stage |  | 0.5 | Standard |  | 100000 | 93000 |  |  | 84100 | 828 | 92.1 | 78 | [8 empty] | Federally-Regulated Consumer Product | 11/29/2016 |  | 02/14/2017
International Comfort Products | Maratherm | N9MSB1002116C | Natural Gas | Induced Draft | True | False | 1 | False | Down |  | None | Condensing | Single-Stage |  | 0.5 | Standard |  | 100000 | 93000 |  |  | 84100 | 828 | 92.1 | 78 | [8 empty] | Federally-Regulated Consumer Product | 11/29/2016 |  | 02/14/2017
International Comfort Products | Maratherm | N9MSB1002116C | Natural Gas | Induced Draft | True | False | 1 | False | Horizontal |  | None | Condensing | Single-Stage |  | 0.5 | Standard |  | 100000 | 93000 |  |  | 84100 | 828 | 92.1 | 78 | [8 empty] | Federally-Regulated Consumer Product | 11/29/2016 |  | 02/14/2017
International Comfort Products | Maratherm | N9MSB1002120C | LPG | Induced Draft | True | False | 1 | False | Up |  | None | Condensing | Single-Stage |  | 0.75 | Standard |  | 100000 | 93000 |  |  | 84000 | 858 | 92.1 | 78 | [8 empty] | Federally-Regulated Consumer Product | 11/29/2016 |  | 02/14/2017
International Comfort Products | Maratherm | N9MSB1002120C | LPG | Induced Draft | True | False | 1 | False | Down |  | None | Condensing | Single-Stage |  | 0.75 | Standard |  | 100000 | 93000 |  |  | 84000 | 858 | 92.1 | 78 | [8 empty] | Federally-Regulated Consumer Product | 11/29/2016 |  | 02/14/2017
International Comfort Products | Maratherm | N9MSB1002120C | LPG | Induced Draft | True | False | 1 | False | Horizontal |  | None | Condensing | Single-Stage |  | 0.75 | Standard |  | 100000 | 93000 |  |  | 84000 | 858 | 92.1 | 78 | [8 empty] | Federally-Regulated Consumer Product | 11/29/2016 |  | 02/14/2017
International Comfort Products | Maratherm | N9MSB1002120C | Natural Gas | Induced Draft | True | False | 1 | False | Up |  | None | Condensing | Single-Stage |  | 0.75 | Standard |  | 100000 | 93000 |  |  | 84000 | 858 | 92.1 | 78 | [8 empty] | Federally-Regulated Consumer Product | 11/29/2016 |  | 02/14/2017
International Comfort Products | Maratherm | N9MSB1002120C | Natural Gas | Induced Draft | True | False | 1 | False | Down |  | None | Condensing | Single-Stage |  | 0.75 | Standard |  | 100000 | 93000 |  |  | 84000 | 858 | 92.1 | 78 | [8 empty] | Federally-Regulated Consumer Product | 11/29/2016 |  | 02/14/2017
International Comfort Products | Maratherm | N9MSB1002120C | Natural Gas | Induced Draft | True | False | 1 | False | Horizontal |  | None | Condensing | Single-Stage |  | 0.75 | Standard |  | 100000 | 93000 |  |  | 84000 | 858 | 92.1 | 78 | [8 empty] | Federally-Regulated Consumer Product | 11/29/2016 |  | 02/14/2017
International Comfort Products | Maratherm | N9MSB1202420C | LPG | Induced Draft | True | False | 1 | False | Up |  | None | Condensing | Single-Stage |  | 0.75 | Standard |  | 120000 | 112000 |  |  | 117500 | 1203 | 92.1 | 78 | [8 empty] | Federally-Regulated Consumer Product | 11/29/2016 |  | 02/14/2017
International Comfort Products | Maratherm | N9MSB1202420C | LPG | Induced Draft | True | False | 1 | False | Down |  | None | Condensing | Single-Stage |  | 0.75 | Standard |  | 120000 | 112000 |  |  | 117500 | 1203 | 92.1 | 78 | [8 empty] | Federally-Regulated Consumer Product | 11/29/2016 |  | 02/14/2017
International Comfort Products | Maratherm | N9MSB1202420C | LPG | Induced Draft | True | False | 1 | False | Horizontal |  | None | Condensing | Single-Stage |  | 0.75 | Standard |  | 120000 | 112000 |  |  | 117500 | 1203 | 92.1 | 78 | [8 empty] | Federally-Regulated Consumer Product | 11/29/2016 |  | 02/14/2017
International Comfort Products | Maratherm | N9MSB1202420C | Natural Gas | Induced Draft | True | False | 1 | False | Up |  | None | Condensing | Single-Stage |  | 0.75 | Standard |  | 120000 | 112000 |  |  | 117500 | 1203 | 92.1 | 78 | [8 empty] | Federally-Regulated Consumer Product | 11/29/2016 |  | 02/14/2017
International Comfort Products | Maratherm | N9MSB1202420C | Natural Gas | Induced Draft | True | False | 1 | False | Down |  | None | Condensing | Single-Stage |  | 0.75 | Standard |  | 120000 | 112000 |  |  | 117500 | 1203 | 92.1 | 78 | [8 empty] | Federally-Regulated Consumer Product | 11/29/2016 |  | 02/14/2017
International Comfort Products | Maratherm | N9MSB1202420C | Natural Gas | Induced Draft | True | False | 1 | False | Horizontal |  | None | Condensing | Single-Stage |  | 0.75 | Standard |  | 120000 | 112000 |  |  | 117500 | 1203 | 92.1 | 78 | [8 empty] | Federally-Regulated Consumer Product | 11/29/2016 |  | 02/14/2017
International Comfort Products | Maratherm | R9MSB1002120B | LPG | Induced Draft | True | False | 1 | False | Up |  | None | Condensing | Single-Stage |  | 0.75 | Standard |  | 100000 | 93000 |  |  | 84000 | 858 | 92.1 | 78 | [8 empty] | Federally-Regulated Consumer Product | 11/29/2016 |  | 02/14/2017
International Comfort Products | Maratherm | R9MSB1002120B | LPG | Induced Draft | True | False | 1 | False | Down |  | None | Condensing | Single-Stage |  | 0.75 | Standard |  | 100000 | 93000 |  |  | 84000 | 858 | 92.1 | 78 | [8 empty] | Federally-Regulated Consumer Product | 11/29/2016 |  | 02/14/2017
International Comfort Products | Maratherm | R9MSB1002120B | LPG | Induced Draft | True | False | 1 | False | Horizontal |  | None | Condensing | Single-Stage |  | 0.75 | Standard |  | 100000 | 93000 |  |  | 84000 | 858 | 92.1 | 78 | [8 empty] | Federally-Regulated Consumer Product | 11/29/2016 |  | 02/14/2017
International Comfort Products | Maratherm | R9MSB1002120B | Natural Gas | Induced Draft | True | False | 1 | False | Up |  | None | Condensing | Single-Stage |  | 0.75 | Standard |  | 100000 | 93000 |  |  | 84000 | 858 | 92.1 | 78 | [8 empty] | Federally-Regulated Consumer Product | 11/29/2016 |  | 02/14/2017
International Comfort Products | Maratherm | R9MSB1002120B | Natural Gas | Induced Draft | True | False | 1 | False | Down |  | None | Condensing | Single-Stage |  | 0.75 | Standard |  | 100000 | 93000 |  |  | 84000 | 858 | 92.1 | 78 | [8 empty] | Federally-Regulated Consumer Product | 11/29/2016 |  | 02/14/2017
International Comfort Products | Maratherm | R9MSB1002120B | Natural Gas | Induced Draft | True | False | 1 | False | Horizontal |  | None | Condensing | Single-Stage |  | 0.75 | Standard |  | 100000 | 93000 |  |  | 84000 | 858 | 92.1 | 78 | [8 empty] | Federally-Regulated Consumer Product | 11/29/2016 |  | 02/14/2017
International Comfort Products | Maratherm | R9MSB1202420B | LPG | Induced Draft | True | False | 1 | False | Up |  | None | Condensing | Single-Stage |  | 0.75 | Standard |  | 120000 | 112000 |  |  | 117500 | 1203 | 92.1 | 78 | [8 empty] | Federally-Regulated Consumer Product | 11/29/2016 |  | 02/14/2017
International Comfort Products | Maratherm | R9MSB1202420B | LPG | Induced Draft | True | False | 1 | False | Down |  | None | Condensing | Single-Stage |  | 0.75 | Standard |  | 120000 | 112000 |  |  | 117500 | 1203 | 92.1 | 78 | [8 empty] | Federally-Regulated Consumer Product | 11/29/2016 |  | 02/14/2017
International Comfort Products | Maratherm | R9MSB1202420B | LPG | Induced Draft | True | False | 1 | False | Horizontal |  | None | Condensing | Single-Stage |  | 0.75 | Standard |  | 120000 | 112000 |  |  | 117500 | 1203 | 92.1 | 78 | [8 empty] | Federally-Regulated Consumer Product | 11/29/2016 |  | 02/14/2017
International Comfort Products | Maratherm | R9MSB1202420B | Natural Gas | Induced Draft | True | False | 1 | False | Up |  | None | Condensing | Single-Stage |  | 0.75 | Standard |  | 120000 | 112000 |  |  | 117500 | 1203 | 92.1 | 78 | [8 empty] | Federally-Regulated Consumer Product | 11/29/2016 |  | 02/14/2017
International Comfort Products | Maratherm | R9MSB1202420B | Natural Gas | Induced Draft | True | False | 1 | False | Down |  | None | Condensing | Single-Stage |  | 0.75 | Standard |  | 120000 | 112000 |  |  | 117500 | 1203 | 92.1 | 78 | [8 empty] | Federally-Regulated Consumer Product | 11/29/2016 |  | 02/14/2017
International Comfort Products | Maratherm | R9MSB1202420B | Natural Gas | Induced Draft | True | False | 1 | False | Horizontal |  | None | Condensing | Single-Stage |  | 0.75 | Standard |  | 120000 | 112000 |  |  | 117500 | 1203 | 92.1 | 78 | [8 empty] | Federally-Regulated Consumer Product | 11/29/2016 |  | 02/14/2017
International Comfort Products | Maratherm | N9MSE0401410A*D | LPG | Induced Draft | True | False | 1 | False | Down |  | None | Condensing | Single-Stage |  | 0.5 | Standard |  | 40000 | 39000 |  |  | 32500 | 377 | 95 | 78 | [8 empty] | Federally-Regulated Consumer Product | 11/29/2016 |  | 02/14/2017
International Comfort Products | Maratherm | N9MSE0401410A*D | Natural Gas | Induced Draft | True | False | 1 | False | Down |  | None | Condensing | Single-Stage |  | 0.5 | Standard |  | 40000 | 39000 |  |  | 32500 | 377 | 95 | 78 | [8 empty] | Federally-Regulated Consumer Product | 11/29/2016 |  | 02/14/2017
International Comfort Products | Maratherm | N9MSE0801716A*D | LPG | Induced Draft | True | False | 1 | False | Down |  | None | Condensing | Single-Stage |  | 0.75 | Standard |  | 80000 | 77000 |  |  | 81300 | 913 | 95 | 78 | [8 empty] | Federally-Regulated Consumer Product | 11/29/2016 |  | 02/14/2017
International Comfort Products | Maratherm | N9MSE0801716A*D | Natural Gas | Induced Draft | True | False | 1 | False | Down |  | None | Condensing | Single-Stage |  | 0.75 | Standard |  | 80000 | 77000 |  |  | 81300 | 913 | 95 | 78 | [8 empty] | Federally-Regulated Consumer Product | 11/29/2016 |  | 02/14/2017
International Comfort Products | Maratherm | N9MSE1002114A*D | LPG | Induced Draft | True | False | 1 | False | Down |  | None | Condensing | Single-Stage |  | 0.75 | Standard |  | 100000 | 96000 |  |  | 97200 | 1184 | 95 | 78 | [8 empty] | Federally-Regulated Consumer Product | 11/29/2016 |  | 02/14/2017
International Comfort Products | Maratherm | N9MSE1002114A*D | Natural Gas | Induced Draft | True | False | 1 | False | Down |  | None | Condensing | Single-Stage |  | 0.75 | Standard |  | 100000 | 96000 |  |  | 97200 | 1184 | 95 | 78 | [8 empty] | Federally-Regulated Consumer Product | 11/29/2016 |  | 02/14/2017
International Comfort Products | Maratherm | N9MSE1002120A*D | LPG | Induced Draft | True | False | 1 | False | Down |  | None | Condensing | Single-Stage |  | 0.75 | Standard |  | 100000 | 96000 |  |  | 97200 | 1176 | 95 | 78 | [8 empty] | Federally-Regulated Consumer Product | 11/29/2016 |  | 02/14/2017
International Comfort Products | Maratherm | N9MSE1002120A*D | Natural Gas | Induced Draft | True | False | 1 | False | Down |  | None | Condensing | Single-Stage |  | 0.75 | Standard |  | 100000 | 96000 |  |  | 97200 | 1176 | 95 | 78 | [8 empty] | Federally-Regulated Consumer Product | 11/29/2016 |  | 02/14/2017
International Comfort Products | Maratherm | N9MSE0401410A**D | LPG | Induced Draft | True | False | 1 | True | Down |  | None | Condensing | Single-Stage |  | 0.5 | Standard |  | 40000 | 39000 |  |  | 32500 | 377 | 95 | 75 | [8 empty] | Federally-Regulated Consumer Product | 11/29/2016 |  | 02/14/2017
International Comfort Products | Maratherm | N9MSE0401410A**D | Natural Gas | Induced Draft | True | False | 1 | True | Down |  | None | Condensing | Single-Stage |  | 0.5 | Standard |  | 40000 | 39000 |  |  | 32500 | 377 | 95 | 75 | [8 empty] | Federally-Regulated Consumer Product | 11/29/2016 |  | 02/14/2017
International Comfort Products | Maratherm | N9MSE0801716A**D | LPG | Induced Draft | True | False | 1 | True | Down |  | None | Condensing | Single-Stage |  | 0.75 | Standard |  | 80000 | 77000 |  |  | 81300 | 913 | 95 | 75 | [8 empty] | Federally-Regulated Consumer Product | 11/29/2016 |  | 02/14/2017
International Comfort Products | Maratherm | N9MSE0801716A**D | Natural Gas | Induced Draft | True | False | 1 | True | Down |  | None | Condensing | Single-Stage |  | 0.75 | Standard |  | 80000 | 77000 |  |  | 81300 | 913 | 95 | 75 | [8 empty] | Federally-Regulated Consumer Product | 11/29/2016 |  | 02/14/2017
International Comfort Products | Maratherm | N9MSE1002114A**D | LPG | Induced Draft | True | False | 1 | True | Down |  | None | Condensing | Single-Stage |  | 0.75 | Standard |  | 100000 | 96000 |  |  | 97200 | 1184 | 95 | 75 | [8 empty] | Federally-Regulated Consumer Product | 11/29/2016 |  | 02/14/2017
International Comfort Products | Maratherm | N9MSE1002114A**D | Natural Gas | Induced Draft | True | False | 1 | True | Down |  | None | Condensing | Single-Stage |  | 0.75 | Standard |  | 100000 | 96000 |  |  | 97200 | 1184 | 95 | 75 | [8 empty] | Federally-Regulated Consumer Product | 11/29/2016 |  | 02/14/2017
International Comfort Products | Maratherm | N9MSE1002120A**D | LPG | Induced Draft | True | False | 1 | True | Down |  | None | Condensing | Single-Stage |  | 0.75 | Standard |  | 100000 | 96000 |  |  | 97200 | 1176 | 95 | 75 | [8 empty] | Federally-Regulated Consumer Product | 11/29/2016 |  | 02/14/2017
International Comfort Products | Maratherm | N9MSE1002120A**D | Natural Gas | Induced Draft | True | False | 1 | True | Down |  | None | Condensing | Single-Stage |  | 0.75 | Standard |  | 100000 | 96000 |  |  | 97200 | 1176 | 95 | 75 | [8 empty] | Federally-Regulated Consumer Product | 11/29/2016 |  | 02/14/2017
International Comfort Products | Maratherm | N9MSB1002116C** | LPG | Induced Draft | True | False | 1 | True | Up |  | None | Condensing | Single-Stage |  | 0.5 | Standard |  | 100000 | 93000 |  |  | 84100 | 828 | 92.1 | 75 | [8 empty] | Federally-Regulated Consumer Product | 11/29/2016 |  | 02/14/2017
International Comfort Products | Maratherm | N9MSB1002116C** | LPG | Induced Draft | True | False | 1 | True | Down |  | None | Condensing | Single-Stage |  | 0.5 | Standard |  | 100000 | 93000 |  |  | 84100 | 828 | 92.1 | 75 | [8 empty] | Federally-Regulated Consumer Product | 11/29/2016 |  | 02/14/2017
International Comfort Products | Maratherm | N9MSB1002116C** | LPG | Induced Draft | True | False | 1 | True | Horizontal |  | None | Condensing | Single-Stage |  | 0.5 | Standard |  | 100000 | 93000 |  |  | 84100 | 828 | 92.1 | 75 | [8 empty] | Federally-Regulated Consumer Product | 11/29/2016 |  | 02/14/2017
International Comfort Products | Maratherm | N9MSB1002116C** | Natural Gas | Induced Draft | True | False | 1 | True | Up |  | None | Condensing | Single-Stage |  | 0.5 | Standard |  | 100000 | 93000 |  |  | 84100 | 828 | 92.1 | 75 | [8 empty] | Federally-Regulated Consumer Product | 11/29/2016 |  | 02/14/2017
International Comfort Products | Maratherm | N9MSB1002116C** | Natural Gas | Induced Draft | True | False | 1 | True | Down |  | None | Condensing | Single-Stage |  | 0.5 | Standard |  | 100000 | 93000 |  |  | 84100 | 828 | 92.1 | 75 | [8 empty] | Federally-Regulated Consumer Product | 11/29/2016 |  | 02/14/2017
International Comfort Products | Maratherm | N9MSB1002116C** | Natural Gas | Induced Draft | True | False | 1 | True | Horizontal |  | None | Condensing | Single-Stage |  | 0.5 | Standard |  | 100000 | 93000 |  |  | 84100 | 828 | 92.1 | 75 | [8 empty] | Federally-Regulated Consumer Product | 11/29/2016 |  | 02/14/2017
International Comfort Products | Maratherm | N9MSB1002120C** | LPG | Induced Draft | True | False | 1 | True | Up |  | None | Condensing | Single-Stage |  | 0.75 | Standard |  | 100000 | 93000 |  |  | 84000 | 858 | 92.1 | 75 | [8 empty] | Federally-Regulated Consumer Product | 11/29/2016 |  | 02/14/2017
International Comfort Products | Maratherm | N9MSB1002120C** | LPG | Induced Draft | True | False | 1 | True | Down |  | None | Condensing | Single-Stage |  | 0.75 | Standard |  | 100000 | 93000 |  |  | 84000 | 858 | 92.1 | 75 | [8 empty] | Federally-Regulated Consumer Product | 11/29/2016 |  | 02/14/2017
International Comfort Products | Maratherm | N9MSB1002120C** | LPG | Induced Draft | True | False | 1 | True | Horizontal |  | None | Condensing | Single-Stage |  | 0.75 | Standard |  | 100000 | 93000 |  |  | 84000 | 858 | 92.1 | 75 | [8 empty] | Federally-Regulated Consumer Product | 11/29/2016 |  | 02/14/2017
International Comfort Products | Maratherm | N9MSB1002120C** | Natural Gas | Induced Draft | True | False | 1 | True | Up |  | None | Condensing | Single-Stage |  | 0.75 | Standard |  | 100000 | 93000 |  |  | 84000 | 858 | 92.1 | 75 | [8 empty] | Federally-Regulated Consumer Product | 11/29/2016 |  | 02/14/2017
International Comfort Products | Maratherm | N9MSB1002120C** | Natural Gas | Induced Draft | True | False | 1 | True | Down |  | None | Condensing | Single-Stage |  | 0.75 | Standard |  | 100000 | 93000 |  |  | 84000 | 858 | 92.1 | 75 | [8 empty] | Federally-Regulated Consumer Product | 11/29/2016 |  | 02/14/2017
International Comfort Products | Maratherm | N9MSB1002120C** | Natural Gas | Induced Draft | True | False | 1 | True | Horizontal |  | None | Condensing | Single-Stage |  | 0.75 | Standard |  | 100000 | 93000 |  |  | 84000 | 858 | 92.1 | 75 | [8 empty] | Federally-Regulated Consumer Product | 11/29/2016 |  | 02/14/2017
International Comfort Products | Maratherm | N9MSB1202420C** | LPG | Induced Draft | True | False | 1 | True | Up |  | None | Condensing | Single-Stage |  | 0.75 | Standard |  | 120000 | 112000 |  |  | 117500 | 1203 | 92.1 | 75 | [8 empty] | Federally-Regulated Consumer Product | 11/29/2016 |  | 02/14/2017
International Comfort Products | Maratherm | N9MSB1202420C** | LPG | Induced Draft | True | False | 1 | True | Down |  | None | Condensing | Single-Stage |  | 0.75 | Standard |  | 120000 | 112000 |  |  | 117500 | 1203 | 92.1 | 75 | [8 empty] | Federally-Regulated Consumer Product | 11/29/2016 |  | 02/14/2017
International Comfort Products | Maratherm | N9MSB1202420C** | LPG | Induced Draft | True | False | 1 | True | Horizontal |  | None | Condensing | Single-Stage |  | 0.75 | Standard |  | 120000 | 112000 |  |  | 117500 | 1203 | 92.1 | 75 | [8 empty] | Federally-Regulated Consumer Product | 11/29/2016 |  | 02/14/2017
International Comfort Products | Maratherm | N9MSB1202420C** | Natural Gas | Induced Draft | True | False | 1 | True | Up |  | None | Condensing | Single-Stage |  | 0.75 | Standard |  | 120000 | 112000 |  |  | 117500 | 1203 | 92.1 | 75 | [8 empty] | Federally-Regulated Consumer Product | 11/29/2016 |  | 02/14/2017
International Comfort Products | Maratherm | N9MSB1202420C** | Natural Gas | Induced Draft | True | False | 1 | True | Down |  | None | Condensing | Single-Stage |  | 0.75 | Standard |  | 120000 | 112000 |  |  | 117500 | 1203 | 92.1 | 75 | [8 empty] | Federally-Regulated Consumer Product | 11/29/2016 |  | 02/14/2017
International Comfort Products | Maratherm | N9MSB1202420C** | Natural Gas | Induced Draft | True | False | 1 | True | Horizontal |  | None | Condensing | Single-Stage |  | 0.75 | Standard |  | 120000 | 112000 |  |  | 117500 | 1203 | 92.1 | 75 | [8 empty] | Federally-Regulated Consumer Product | 11/29/2016 |  | 02/14/2017
International Comfort Products | Maratherm | R9MSB1002120B* | LPG | Induced Draft | True | False | 1 | True | Up |  | None | Condensing | Single-Stage |  | 0.75 | Standard |  | 100000 | 93000 |  |  | 84000 | 858 | 92.1 | 75 | [8 empty] | Federally-Regulated Consumer Product | 11/29/2016 |  | 02/14/2017
International Comfort Products | Maratherm | R9MSB1002120B* | LPG | Induced Draft | True | False | 1 | True | Down |  | None | Condensing | Single-Stage |  | 0.75 | Standard |  | 100000 | 93000 |  |  | 84000 | 858 | 92.1 | 75 | [8 empty] | Federally-Regulated Consumer Product | 11/29/2016 |  | 02/14/2017
International Comfort Products | Maratherm | R9MSB1002120B* | LPG | Induced Draft | True | False | 1 | True | Horizontal |  | None | Condensing | Single-Stage |  | 0.75 | Standard |  | 100000 | 93000 |  |  | 84000 | 858 | 92.1 | 75 | [8 empty] | Federally-Regulated Consumer Product | 11/29/2016 |  | 02/14/2017
International Comfort Products | Maratherm | R9MSB1002120B* | Natural Gas | Induced Draft | True | False | 1 | True | Up |  | None | Condensing | Single-Stage |  | 0.75 | Standard |  | 100000 | 93000 |  |  | 84000 | 858 | 92.1 | 75 | [8 empty] | Federally-Regulated Consumer Product | 11/29/2016 |  | 02/14/2017
International Comfort Products | Maratherm | R9MSB1002120B* | Natural Gas | Induced Draft | True | False | 1 | True | Down |  | None | Condensing | Single-Stage |  | 0.75 | Standard |  | 100000 | 93000 |  |  | 84000 | 858 | 92.1 | 75 | [8 empty] | Federally-Regulated Consumer Product | 11/29/2016 |  | 02/14/2017
International Comfort Products | Maratherm | R9MSB1002120B* | Natural Gas | Induced Draft | True | False | 1 | True | Horizontal |  | None | Condensing | Single-Stage |  | 0.75 | Standard |  | 100000 | 93000 |  |  | 84000 | 858 | 92.1 | 75 | [8 empty] | Federally-Regulated Consumer Product | 11/29/2016 |  | 02/14/2017
International Comfort Products | Maratherm | R9MSB1202420B* | LPG | Induced Draft | True | False | 1 | True | Up |  | None | Condensing | Single-Stage |  | 0.75 | Standard |  | 120000 | 112000 |  |  | 117500 | 1203 | 92.1 | 75 | [8 empty] | Federally-Regulated Consumer Product | 11/29/2016 |  | 02/14/2017
International Comfort Products | Maratherm | R9MSB1202420B* | LPG | Induced Draft | True | False | 1 | True | Down |  | None | Condensing | Single-Stage |  | 0.75 | Standard |  | 120000 | 112000 |  |  | 117500 | 1203 | 92.1 | 75 | [8 empty] | Federally-Regulated Consumer Product | 11/29/2016 |  | 02/14/2017
International Comfort Products | Maratherm | R9MSB1202420B* | LPG | Induced Draft | True | False | 1 | True | Horizontal |  | None | Condensing | Single-Stage |  | 0.75 | Standard |  | 120000 | 112000 |  |  | 117500 | 1203 | 92.1 | 75 | [8 empty] | Federally-Regulated Consumer Product | 11/29/2016 |  | 02/14/2017
International Comfort Products | Maratherm | R9MSB1202420B* | Natural Gas | Induced Draft | True | False | 1 | True | Up |  | None | Condensing | Single-Stage |  | 0.75 | Standard |  | 120000 | 112000 |  |  | 117500 | 1203 | 92.1 | 75 | [8 empty] | Federally-Regulated Consumer Product | 11/29/2016 |  | 02/14/2017
International Comfort Products | Maratherm | R9MSB1202420B* | Natural Gas | Induced Draft | True | False | 1 | True | Down |  | None | Condensing | Single-Stage |  | 0.75 | Standard |  | 120000 | 112000 |  |  | 117500 | 1203 | 92.1 | 75 | [8 empty] | Federally-Regulated Consumer Product | 11/29/2016 |  | 02/14/2017
International Comfort Products | Maratherm | R9MSB1202420B* | Natural Gas | Induced Draft | True | False | 1 | True | Horizontal |  | None | Condensing | Single-Stage |  | 0.75 | Standard |  | 120000 | 112000 |  |  | 117500 | 1203 | 92.1 | 75 | [8 empty] | Federally-Regulated Consumer Product | 11/29/2016 |  | 02/14/2017
International Comfort Products | Tempstar | N9MSB1002116C | LPG | Induced Draft | True | False | 1 | False | Up |  | None | Condensing | Single-Stage |  | 0.5 | Standard |  | 100000 | 93000 |  |  | 84100 | 828 | 92.1 | 78 | [8 empty] | Federally-Regulated Consumer Product | 11/29/2016 |  | 02/14/2017
International Comfort Products | Tempstar | N9MSB1002116C | LPG | Induced Draft | True | False | 1 | False | Down |  | None | Condensing | Single-Stage |  | 0.5 | Standard |  | 100000 | 93000 |  |  | 84100 | 828 | 92.1 | 78 | [8 empty] | Federally-Regulated Consumer Product | 11/29/2016 |  | 02/14/2017
International Comfort Products | Tempstar | N9MSB1002116C | LPG | Induced Draft | True | False | 1 | False | Horizontal |  | None | Condensing | Single-Stage |  | 0.5 | Standard |  | 100000 | 93000 |  |  | 84100 | 828 | 92.1 | 78 | [8 empty] | Federally-Regulated Consumer Product | 11/29/2016 |  | 02/14/2017
International Comfort Products | Tempstar | N9MSB1002116C | Natural Gas | Induced Draft | True | False | 1 | False | Up |  | None | Condensing | Single-Stage |  | 0.5 | Standard |  | 100000 | 93000 |  |  | 84100 | 828 | 92.1 | 78 | [8 empty] | Federally-Regulated Consumer Product | 11/29/2016 |  | 02/14/2017
International Comfort Products | Tempstar | N9MSB1002116C | Natural Gas | Induced Draft | True | False | 1 | False | Down |  | None | Condensing | Single-Stage |  | 0.5 | Standard |  | 100000 | 93000 |  |  | 84100 | 828 | 92.1 | 78 | [8 empty] | Federally-Regulated Consumer Product | 11/29/2016 |  | 02/14/2017
International Comfort Products | Tempstar | N9MSB1002116C | Natural Gas | Induced Draft | True | False | 1 | False | Horizontal |  | None | Condensing | Single-Stage |  | 0.5 | Standard |  | 100000 | 93000 |  |  | 84100 | 828 | 92.1 | 78 | [8 empty] | Federally-Regulated Consumer Product | 11/29/2016 |  | 02/14/2017
International Comfort Products | Tempstar | N9MSB1002120C | LPG | Induced Draft | True | False | 1 | False | Up |  | None | Condensing | Single-Stage |  | 0.75 | Standard |  | 100000 | 93000 |  |  | 84000 | 858 | 92.1 | 78 | [8 empty] | Federally-Regulated Consumer Product | 11/29/2016 |  | 02/14/2017
International Comfort Products | Tempstar | N9MSB1002120C | LPG | Induced Draft | True | False | 1 | False | Down |  | None | Condensing | Single-Stage |  | 0.75 | Standard |  | 100000 | 93000 |  |  | 84000 | 858 | 92.1 | 78 | [8 empty] | Federally-Regulated Consumer Product | 11/29/2016 |  | 02/14/2017
International Comfort Products | Tempstar | N9MSB1002120C | LPG | Induced Draft | True | False | 1 | False | Horizontal |  | None | Condensing | Single-Stage |  | 0.75 | Standard |  | 100000 | 93000 |  |  | 84000 | 858 | 92.1 | 78 | [8 empty] | Federally-Regulated Consumer Product | 11/29/2016 |  | 02/14/2017
International Comfort Products | Tempstar | N9MSB1002120C | Natural Gas | Induced Draft | True | False | 1 | False | Up |  | None | Condensing | Single-Stage |  | 0.75 | Standard |  | 100000 | 93000 |  |  | 84000 | 858 | 92.1 | 78 | [8 empty] | Federally-Regulated Consumer Product | 11/29/2016 |  | 02/14/2017
International Comfort Products | Tempstar | N9MSB1002120C | Natural Gas | Induced Draft | True | False | 1 | False | Down |  | None | Condensing | Single-Stage |  | 0.75 | Standard |  | 100000 | 93000 |  |  | 84000 | 858 | 92.1 | 78 | [8 empty] | Federally-Regulated Consumer Product | 11/29/2016 |  | 02/14/2017
International Comfort Products | Tempstar | N9MSB1002120C | Natural Gas | Induced Draft | True | False | 1 | False | Horizontal |  | None | Condensing | Single-Stage |  | 0.75 | Standard |  | 100000 | 93000 |  |  | 84000 | 858 | 92.1 | 78 | [8 empty] | Federally-Regulated Consumer Product | 11/29/2016 |  | 02/14/2017
International Comfort Products | Tempstar | N9MSB1202420C | LPG | Induced Draft | True | False | 1 | False | Up |  | None | Condensing | Single-Stage |  | 0.75 | Standard |  | 120000 | 112000 |  |  | 117500 | 1203 | 92.1 | 78 | [8 empty] | Federally-Regulated Consumer Product | 11/29/2016 |  | 02/14/2017
International Comfort Products | Tempstar | N9MSB1202420C | LPG | Induced Draft | True | False | 1 | False | Down |  | None | Condensing | Single-Stage |  | 0.75 | Standard |  | 120000 | 112000 |  |  | 117500 | 1203 | 92.1 | 78 | [8 empty] | Federally-Regulated Consumer Product | 11/29/2016 |  | 02/14/2017
International Comfort Products | Tempstar | N9MSB1202420C | LPG | Induced Draft | True | False | 1 | False | Horizontal |  | None | Condensing | Single-Stage |  | 0.75 | Standard |  | 120000 | 112000 |  |  | 117500 | 1203 | 92.1 | 78 | [8 empty] | Federally-Regulated Consumer Product | 11/29/2016 |  | 02/14/2017
International Comfort Products | Tempstar | N9MSB1202420C | Natural Gas | Induced Draft | True | False | 1 | False | Up |  | None | Condensing | Single-Stage |  | 0.75 | Standard |  | 120000 | 112000 |  |  | 117500 | 1203 | 92.1 | 78 | [8 empty] | Federally-Regulated Consumer Product | 11/29/2016 |  | 02/14/2017
International Comfort Products | Tempstar | N9MSB1202420C | Natural Gas | Induced Draft | True | False | 1 | False | Down |  | None | Condensing | Single-Stage |  | 0.75 | Standard |  | 120000 | 112000 |  |  | 117500 | 1203 | 92.1 | 78 | [8 empty] | Federally-Regulated Consumer Product | 11/29/2016 |  | 02/14/2017
International Comfort Products | Tempstar | N9MSB1202420C | Natural Gas | Induced Draft | True | False | 1 | False | Horizontal |  | None | Condensing | Single-Stage |  | 0.75 | Standard |  | 120000 | 112000 |  |  | 117500 | 1203 | 92.1 | 78 | [8 empty] | Federally-Regulated Consumer Product | 11/29/2016 |  | 02/14/2017
International Comfort Products | Tempstar | F9MVE0401712A*D | LPG | Induced Draft | True | False | 1 | False | Down |  | None | Condensing | Two-Stage Modulating |  | 0.5 | Standard |  | 40000 | 39000 |  |  | 32900 | 151 | 94.4 | 78 | [8 empty] | Federally-Regulated Consumer Product | 08/17/2016 |  | 02/14/2017
International Comfort Products | Tempstar | F9MVE0401712A*D | Natural Gas | Induced Draft | True | False | 1 | False | Down |  | None | Condensing | Two-Stage Modulating |  | 0.5 | Standard |  | 40000 | 39000 |  |  | 32900 | 151 | 94.4 | 78 | [8 empty] | Federally-Regulated Consumer Product | 08/17/2016 |  | 02/14/2017
International Comfort Products | Tempstar | F9MVE1002120A*D | LPG | Induced Draft | True | False | 1 | False | Down |  | None | Condensing | Two-Stage Modulating |  | 1 | Standard |  | 100000 | 96000 |  |  | 97400 | 405 | 95 | 78 | [8 empty] | Federally-Regulated Consumer Product | 08/17/2016 |  | 02/14/2017
International Comfort Products | Tempstar | F9MVE1002120A*D | Natural Gas | Induced Draft | True | False | 1 | False | Down |  | None | Condensing | Two-Stage Modulating |  | 1 | Standard |  | 100000 | 96000 |  |  | 97400 | 405 | 95 | 78 | [8 empty] | Federally-Regulated Consumer Product | 08/17/2016 |  | 02/14/2017
International Comfort Products | Tempstar | F9MXE0261410A*D | LPG | Induced Draft | True | False | 1 | False | Down |  | None | Condensing | Single-Stage |  | 0.33 | Standard |  | 26000 | 25000 |  |  | 25000 | 130 | 95 | 78 | [8 empty] | Federally-Regulated Consumer Product | 10/28/2016 |  | 02/14/2017
International Comfort Products | Tempstar | F9MXE0261410A*D | Natural Gas | Induced Draft | True | False | 1 | False | Down |  | None | Condensing | Single-Stage |  | 0.33 | Standard |  | 26000 | 25000 |  |  | 25000 | 130 | 95 | 78 | [8 empty] | Federally-Regulated Consumer Product | 10/28/2016 |  | 02/14/2017
International Comfort Products | Tempstar | F9MXE1002120A*D | LPG | Induced Draft | True | False | 1 | False | Down |  | None | Condensing | Single-Stage |  | 1 | Standard |  | 100000 | 96000 |  |  | 99200 | 613 | 95 | 78 | [8 empty] | Federally-Regulated Consumer Product | 11/29/2016 |  | 02/14/2017
International Comfort Products | Tempstar | F9MXE1002120A*D | Natural Gas | Induced Draft | True | False | 1 | False | Down |  | None | Condensing | Single-Stage |  | 1 | Standard |  | 100000 | 96000 |  |  | 99200 | 613 | 95 | 78 | [8 empty] | Federally-Regulated Consumer Product | 11/29/2016 |  | 02/14/2017
International Comfort Products | Tempstar | F9MXT1002120A*D | LPG | Induced Draft | True | False | 1 | False | Down |  | None | Condensing | Two-Stage Modulating |  | 1 | Standard |  | 100000 | 96000 |  |  | 97400 | 405 | 95 | 78 | [8 empty] | Federally-Regulated Consumer Product | 08/17/2016 |  | 02/14/2017
International Comfort Products | Tempstar | F9MXT1002120A*D | Natural Gas | Induced Draft | True | False | 1 | False | Down |  | None | Condensing | Two-Stage Modulating |  | 1 | Standard |  | 100000 | 96000 |  |  | 97400 | 405 | 95 | 78 | [8 empty] | Federally-Regulated Consumer Product | 08/17/2016 |  | 02/14/2017
International Comfort Products | Tempstar | N9MSE0401410A*D | LPG | Induced Draft | True | False | 1 | False | Down |  | None | Condensing | Single-Stage |  | 0.5 | Standard |  | 40000 | 39000 |  |  | 32500 | 377 | 95 | 78 | [8 empty] | Federally-Regulated Consumer Product | 11/29/2016 |  | 02/14/2017
International Comfort Products | Tempstar | N9MSE0401410A*D | Natural Gas | Induced Draft | True | False | 1 | False | Down |  | None | Condensing | Single-Stage |  | 0.5 | Standard |  | 40000 | 39000 |  |  | 32500 | 377 | 95 | 78 | [8 empty] | Federally-Regulated Consumer Product | 11/29/2016 |  | 02/14/2017
International Comfort Products | Tempstar | N9MSE0801716A*D | LPG | Induced Draft | True | False | 1 | False | Down |  | None | Condensing | Single-Stage |  | 0.75 | Standard |  | 80000 | 77000 |  |  | 81300 | 913 | 95 | 78 | [8 empty] | Federally-Regulated Consumer Product | 11/29/2016 |  | 02/14/2017
International Comfort Products | Tempstar | N9MSE0801716A*D | Natural Gas | Induced Draft | True | False | 1 | False | Down |  | None | Condensing | Single-Stage |  | 0.75 | Standard |  | 80000 | 77000 |  |  | 81300 | 913 | 95 | 78 | [8 empty] | Federally-Regulated Consumer Product | 11/29/2016 |  | 02/14/2017
International Comfort Products | Tempstar | N9MSE1002114A*D | LPG | Induced Draft | True | False | 1 | False | Down |  | None | Condensing | Single-Stage |  | 0.75 | Standard |  | 100000 | 96000 |  |  | 97200 | 1184 | 95 | 78 | [8 empty] | Federally-Regulated Consumer Product | 11/29/2016 |  | 02/14/2017
International Comfort Products | Tempstar | N9MSE1002114A*D | Natural Gas | Induced Draft | True | False | 1 | False | Down |  | None | Condensing | Single-Stage |  | 0.75 | Standard |  | 100000 | 96000 |  |  | 97200 | 1184 | 95 | 78 | [8 empty] | Federally-Regulated Consumer Product | 11/29/2016 |  | 02/14/2017
International Comfort Products | Tempstar | N9MSE1002120A*D | LPG | Induced Draft | True | False | 1 | False | Down |  | None | Condensing | Single-Stage |  | 0.75 | Standard |  | 100000 | 96000 |  |  | 97200 | 1176 | 95 | 78 | [8 empty] | Federally-Regulated Consumer Product | 11/29/2016 |  | 02/14/2017
International Comfort Products | Tempstar | N9MSE1002120A*D | Natural Gas | Induced Draft | True | False | 1 | False | Down |  | None | Condensing | Single-Stage |  | 0.75 | Standard |  | 100000 | 96000 |  |  | 97200 | 1176 | 95 | 78 | [8 empty] | Federally-Regulated Consumer Product | 11/29/2016 |  | 02/14/2017
International Comfort Products | Tempstar | F9MXT0401712A*D | LPG | Induced Draft | True | False | 1 | False | Down |  | None | Condensing | Two-Stage Modulating |  | 0.5 | Standard |  | 40000 | 39000 |  |  | 32900 | 151 | 94.4 | 78 | [8 empty] | Federally-Regulated Consumer Product | 11/29/2016 |  | 02/14/2017
International Comfort Products | Tempstar | F9MXT0401712A*D | Natural Gas | Induced Draft | True | False | 1 | False | Down |  | None | Condensing | Two-Stage Modulating |  | 0.5 | Standard |  | 40000 | 39000 |  |  | 32900 | 151 | 94.4 | 78 | [8 empty] | Federally-Regulated Consumer Product | 11/29/2016 |  | 02/14/2017
International Comfort Products | Tempstar | N9MSE0401410A**D | LPG | Induced Draft | True | False | 1 | True | Down |  | None | Condensing | Single-Stage |  | 0.5 | Standard |  | 40000 | 39000 |  |  | 32500 | 377 | 95 | 75 | [8 empty] | Federally-Regulated Consumer Product | 11/29/2016 |  | 02/14/2017
International Comfort Products | Tempstar | N9MSE0401410A**D | Natural Gas | Induced Draft | True | False | 1 | True | Down |  | None | Condensing | Single-Stage |  | 0.5 | Standard |  | 40000 | 39000 |  |  | 32500 | 377 | 95 | 75 | [8 empty] | Federally-Regulated Consumer Product | 11/29/2016 |  | 02/14/2017
International Comfort Products | Tempstar | N9MSE0801716A**D | LPG | Induced Draft | True | False | 1 | True | Down |  | None | Condensing | Single-Stage |  | 0.75 | Standard |  | 80000 | 77000 |  |  | 81300 | 913 | 95 | 75 | [8 empty] | Federally-Regulated Consumer Product | 11/29/2016 |  | 02/14/2017
International Comfort Products | Tempstar | N9MSE0801716A**D | Natural Gas | Induced Draft | True | False | 1 | True | Down |  | None | Condensing | Single-Stage |  | 0.75 | Standard |  | 80000 | 77000 |  |  | 81300 | 913 | 95 | 75 | [8 empty] | Federally-Regulated Consumer Product | 11/29/2016 |  | 02/14/2017
International Comfort Products | Tempstar | N9MSE1002114A**D | LPG | Induced Draft | True | False | 1 | True | Down |  | None | Condensing | Single-Stage |  | 0.75 | Standard |  | 100000 | 96000 |  |  | 97200 | 1184 | 95 | 75 | [8 empty] | Federally-Regulated Consumer Product | 11/29/2016 |  | 02/14/2017
International Comfort Products | Tempstar | N9MSE1002114A**D | Natural Gas | Induced Draft | True | False | 1 | True | Down |  | None | Condensing | Single-Stage |  | 0.75 | Standard |  | 100000 | 96000 |  |  | 97200 | 1184 | 95 | 75 | [8 empty] | Federally-Regulated Consumer Product | 11/29/2016 |  | 02/14/2017
International Comfort Products | Tempstar | N9MSE1002120A**D | LPG | Induced Draft | True | False | 1 | True | Down |  | None | Condensing | Single-Stage |  | 0.75 | Standard |  | 100000 | 96000 |  |  | 97200 | 1176 | 95 | 75 | [8 empty] | Federally-Regulated Consumer Product | 11/29/2016 |  | 02/14/2017
International Comfort Products | Tempstar | N9MSE1002120A**D | Natural Gas | Induced Draft | True | False | 1 | True | Down |  | None | Condensing | Single-Stage |  | 0.75 | Standard |  | 100000 | 96000 |  |  | 97200 | 1176 | 95 | 75 | [8 empty] | Federally-Regulated Consumer Product | 11/29/2016 |  | 02/14/2017
International Comfort Products | Tempstar | F9MXE1002120A**D | LPG | Induced Draft | True | False | 1 | True | Down |  | None | Condensing | Single-Stage |  | 1 | Standard |  | 100000 | 96000 |  |  | 99200 | 613 | 95 | 75 | [8 empty] | Federally-Regulated Consumer Product | 11/29/2016 |  | 02/14/2017
International Comfort Products | Tempstar | F9MXE1002120A**D | Natural Gas | Induced Draft | True | False | 1 | True | Down |  | None | Condensing | Single-Stage |  | 1 | Standard |  | 100000 | 96000 |  |  | 99200 | 613 | 95 | 75 | [8 empty] | Federally-Regulated Consumer Product | 11/29/2016 |  | 02/14/2017
International Comfort Products | Tempstar | N9MSB1002116C** | LPG | Induced Draft | True | False | 1 | True | Up |  | None | Condensing | Single-Stage |  | 0.5 | Standard |  | 100000 | 93000 |  |  | 84100 | 828 | 92.1 | 75 | [8 empty] | Federally-Regulated Consumer Product | 11/29/2016 |  | 02/14/2017
International Comfort Products | Tempstar | N9MSB1002116C** | LPG | Induced Draft | True | False | 1 | True | Down |  | None | Condensing | Single-Stage |  | 0.5 | Standard |  | 100000 | 93000 |  |  | 84100 | 828 | 92.1 | 75 | [8 empty] | Federally-Regulated Consumer Product | 11/29/2016 |  | 02/14/2017
International Comfort Products | Tempstar | N9MSB1002116C** | LPG | Induced Draft | True | False | 1 | True | Horizontal |  | None | Condensing | Single-Stage |  | 0.5 | Standard |  | 100000 | 93000 |  |  | 84100 | 828 | 92.1 | 75 | [8 empty] | Federally-Regulated Consumer Product | 11/29/2016 |  | 02/14/2017
International Comfort Products | Tempstar | N9MSB1002116C** | Natural Gas | Induced Draft | True | False | 1 | True | Up |  | None | Condensing | Single-Stage |  | 0.5 | Standard |  | 100000 | 93000 |  |  | 84100 | 828 | 92.1 | 75 | [8 empty] | Federally-Regulated Consumer Product | 11/29/2016 |  | 02/14/2017
International Comfort Products | Tempstar | N9MSB1002116C** | Natural Gas | Induced Draft | True | False | 1 | True | Down |  | None | Condensing | Single-Stage |  | 0.5 | Standard |  | 100000 | 93000 |  |  | 84100 | 828 | 92.1 | 75 | [8 empty] | Federally-Regulated Consumer Product | 11/29/2016 |  | 02/14/2017
International Comfort Products | Tempstar | N9MSB1002116C** | Natural Gas | Induced Draft | True | False | 1 | True | Horizontal |  | None | Condensing | Single-Stage |  | 0.5 | Standard |  | 100000 | 93000 |  |  | 84100 | 828 | 92.1 | 75 | [8 empty] | Federally-Regulated Consumer Product | 11/29/2016 |  | 02/14/2017
International Comfort Products | Tempstar | N9MSB1002120C** | LPG | Induced Draft | True | False | 1 | True | Up |  | None | Condensing | Single-Stage |  | 0.75 | Standard |  | 100000 | 93000 |  |  | 84000 | 858 | 92.1 | 75 | [8 empty] | Federally-Regulated Consumer Product | 11/29/2016 |  | 02/14/2017
International Comfort Products | Tempstar | N9MSB1002120C** | LPG | Induced Draft | True | False | 1 | True | Down |  | None | Condensing | Single-Stage |  | 0.75 | Standard |  | 100000 | 93000 |  |  | 84000 | 858 | 92.1 | 75 | [8 empty] | Federally-Regulated Consumer Product | 11/29/2016 |  | 02/14/2017
International Comfort Products | Tempstar | N9MSB1002120C** | LPG | Induced Draft | True | False | 1 | True | Horizontal |  | None | Condensing | Single-Stage |  | 0.75 | Standard |  | 100000 | 93000 |  |  | 84000 | 858 | 92.1 | 75 | [8 empty] | Federally-Regulated Consumer Product | 11/29/2016 |  | 02/14/2017
International Comfort Products | Tempstar | N9MSB1002120C** | Natural Gas | Induced Draft | True | False | 1 | True | Up |  | None | Condensing | Single-Stage |  | 0.75 | Standard |  | 100000 | 93000 |  |  | 84000 | 858 | 92.1 | 75 | [8 empty] | Federally-Regulated Consumer Product | 11/29/2016 |  | 02/14/2017
International Comfort Products | Tempstar | N9MSB1002120C** | Natural Gas | Induced Draft | True | False | 1 | True | Down |  | None | Condensing | Single-Stage |  | 0.75 | Standard |  | 100000 | 93000 |  |  | 84000 | 858 | 92.1 | 75 | [8 empty] | Federally-Regulated Consumer Product | 11/29/2016 |  | 02/14/2017
International Comfort Products | Tempstar | N9MSB1002120C** | Natural Gas | Induced Draft | True | False | 1 | True | Horizontal |  | None | Condensing | Single-Stage |  | 0.75 | Standard |  | 100000 | 93000 |  |  | 84000 | 858 | 92.1 | 75 | [8 empty] | Federally-Regulated Consumer Product | 11/29/2016 |  | 02/14/2017
International Comfort Products | Tempstar | N9MSB1202420C** | LPG | Induced Draft | True | False | 1 | True | Up |  | None | Condensing | Single-Stage |  | 0.75 | Standard |  | 120000 | 112000 |  |  | 117500 | 1203 | 92.1 | 75 | [8 empty] | Federally-Regulated Consumer Product | 11/29/2016 |  | 02/14/2017
International Comfort Products | Tempstar | N9MSB1202420C** | LPG | Induced Draft | True | False | 1 | True | Down |  | None | Condensing | Single-Stage |  | 0.75 | Standard |  | 120000 | 112000 |  |  | 117500 | 1203 | 92.1 | 75 | [8 empty] | Federally-Regulated Consumer Product | 11/29/2016 |  | 02/14/2017
International Comfort Products | Tempstar | N9MSB1202420C** | LPG | Induced Draft | True | False | 1 | True | Horizontal |  | None | Condensing | Single-Stage |  | 0.75 | Standard |  | 120000 | 112000 |  |  | 117500 | 1203 | 92.1 | 75 | [8 empty] | Federally-Regulated Consumer Product | 11/29/2016 |  | 02/14/2017
International Comfort Products | Tempstar | N9MSB1202420C** | Natural Gas | Induced Draft | True | False | 1 | True | Up |  | None | Condensing | Single-Stage |  | 0.75 | Standard |  | 120000 | 112000 |  |  | 117500 | 1203 | 92.1 | 75 | [8 empty] | Federally-Regulated Consumer Product | 11/29/2016 |  | 02/14/2017
International Comfort Products | Tempstar | N9MSB1202420C** | Natural Gas | Induced Draft | True | False | 1 | True | Down |  | None | Condensing | Single-Stage |  | 0.75 | Standard |  | 120000 | 112000 |  |  | 117500 | 1203 | 92.1 | 75 | [8 empty] | Federally-Regulated Consumer Product | 11/29/2016 |  | 02/14/2017
International Comfort Products | Tempstar | N9MSB1202420C** | Natural Gas | Induced Draft | True | False | 1 | True | Horizontal |  | None | Condensing | Single-Stage |  | 0.75 | Standard |  | 120000 | 112000 |  |  | 117500 | 1203 | 92.1 | 75 | [8 empty] | Federally-Regulated Consumer Product | 11/29/2016 |  | 02/14/2017
Carrier Corp. - Syracuse | Carrier | A2X95-030040 | LPG | Induced Draft | True | False | 1 | False | Up |  | None | Condensing | Two-Stage Modulating |  | 0.5 | Standard |  | 40000 | 39000 |  |  | 32200 | 166 | 96.2 | 78 | [8 empty] | Federally-Regulated Consumer Product | 11/28/2016 |  | 02/21/2017
Carrier Corp. - Syracuse | Carrier | A2X95-030040 | LPG | Induced Draft | True | False | 1 | False | Horizontal |  | None | Condensing | Two-Stage Modulating |  | 0.5 | Standard |  | 40000 | 39000 |  |  | 32200 | 166 | 96.2 | 78 | [8 empty] | Federally-Regulated Consumer Product | 11/28/2016 |  | 02/21/2017
Carrier Corp. - Syracuse | Carrier | A2X95-030040 | Natural Gas | Induced Draft | True | False | 1 | False | Up |  | None | Condensing | Two-Stage Modulating |  | 0.5 | Standard |  | 40000 | 39000 |  |  | 32200 | 166 | 96.2 | 78 | [8 empty] | Federally-Regulated Consumer Product | 11/28/2016 |  | 02/21/2017
Carrier Corp. - Syracuse | Carrier | A2X95-030040 | Natural Gas | Induced Draft | True | False | 1 | False | Horizontal |  | None | Condensing | Two-Stage Modulating |  | 0.5 | Standard |  | 40000 | 39000 |  |  | 32200 | 166 | 96.2 | 78 | [8 empty] | Federally-Regulated Consumer Product | 11/28/2016 |  | 02/21/2017
Carrier Corp. - Syracuse | Carrier | A2X95-048060 | LPG | Induced Draft | True | False | 1 | False | Up |  | None | Condensing | Two-Stage Modulating |  | 0.75 | Standard |  | 60000 | 58000 |  |  | 48500 | 188 | 96.2 | 78 | [8 empty] | Federally-Regulated Consumer Product | 11/28/2016 |  | 02/21/2017
Carrier Corp. - Syracuse | Carrier | A2X95-048060 | LPG | Induced Draft | True | False | 1 | False | Horizontal |  | None | Condensing | Two-Stage Modulating |  | 0.75 | Standard |  | 60000 | 58000 |  |  | 48500 | 188 | 96.2 | 78 | [8 empty] | Federally-Regulated Consumer Product | 11/28/2016 |  | 02/21/2017
Carrier Corp. - Syracuse | Carrier | A2X95-048060 | Natural Gas | Induced Draft | True | False | 1 | False | Up |  | None | Condensing | Two-Stage Modulating |  | 0.75 | Standard |  | 60000 | 58000 |  |  | 48500 | 188 | 96.2 | 78 | [8 empty] | Federally-Regulated Consumer Product | 11/28/2016 |  | 02/21/2017
Carrier Corp. - Syracuse | Carrier | A2X95-048060 | Natural Gas | Induced Draft | True | False | 1 | False | Horizontal |  | None | Condensing | Two-Stage Modulating |  | 0.75 | Standard |  | 60000 | 58000 |  |  | 48500 | 188 | 96.2 | 78 | [8 empty] | Federally-Regulated Consumer Product | 11/28/2016 |  | 02/21/2017
Carrier Corp. - Syracuse | Carrier | A2X95-048080 | LPG | Induced Draft | True | False | 1 | False | Up |  | None | Condensing | Two-Stage Modulating |  | 0.75 | Standard |  | 80000 | 78000 |  |  | 80000 | 369 | 96.2 | 78 | [8 empty] | Federally-Regulated Consumer Product | 11/28/2016 |  | 02/21/2017
Carrier Corp. - Syracuse | Carrier | A2X95-048080 | LPG | Induced Draft | True | False | 1 | False | Horizontal |  | None | Condensing | Two-Stage Modulating |  | 0.75 | Standard |  | 80000 | 78000 |  |  | 80000 | 369 | 96.2 | 78 | [8 empty] | Federally-Regulated Consumer Product | 11/28/2016 |  | 02/21/2017
Carrier Corp. - Syracuse | Carrier | A2X95-048080 | Natural Gas | Induced Draft | True | False | 1 | False | Up |  | None | Condensing | Two-Stage Modulating |  | 0.75 | Standard |  | 80000 | 78000 |  |  | 80000 | 369 | 96.2 | 78 | [8 empty] | Federally-Regulated Consumer Product | 11/28/2016 |  | 02/21/2017
Carrier Corp. - Syracuse | Carrier | A2X95-048080 | Natural Gas | Induced Draft | True | False | 1 | False | Horizontal |  | None | Condensing | Two-Stage Modulating |  | 0.75 | Standard |  | 80000 | 78000 |  |  | 80000 | 369 | 96.2 | 78 | [8 empty] | Federally-Regulated Consumer Product | 11/28/2016 |  | 02/21/2017
Carrier Corp. - Syracuse | Carrier | A2X95-066120 | LPG | Induced Draft | True | False | 1 | False | Up |  | None | Condensing | Two-Stage Modulating |  | 1 | Standard |  | 120000 | 117000 |  |  | 110200 | 598 | 96.2 | 78 | [8 empty] | Federally-Regulated Consumer Product | 11/28/2016 |  | 02/21/2017
Carrier Corp. - Syracuse | Carrier | A2X95-066120 | LPG | Induced Draft | True | False | 1 | False | Horizontal |  | None | Condensing | Two-Stage Modulating |  | 1 | Standard |  | 120000 | 117000 |  |  | 110200 | 598 | 96.2 | 78 | [8 empty] | Federally-Regulated Consumer Product | 11/28/2016 |  | 02/21/2017
Carrier Corp. - Syracuse | Carrier | A2X95-066120 | Natural Gas | Induced Draft | True | False | 1 | False | Up |  | None | Condensing | Two-Stage Modulating |  | 1 | Standard |  | 120000 | 117000 |  |  | 110200 | 598 | 96.2 | 78 | [8 empty] | Federally-Regulated Consumer Product | 11/28/2016 |  | 02/21/2017
Carrier Corp. - Syracuse | Carrier | A2X95-066120 | Natural Gas | Induced Draft | True | False | 1 | False | Horizontal |  | None | Condensing | Two-Stage Modulating |  | 1 | Standard |  | 120000 | 117000 |  |  | 110200 | 598 | 96.2 | 78 | [8 empty] | Federally-Regulated Consumer Product | 11/28/2016 |  | 02/21/2017
Carrier Corp. - Syracuse | Carrier | A2X95-060080 | LPG | Induced Draft | True | False | 1 | False | Up |  | None | Condensing | Two-Stage Modulating |  | 1 | Standard |  | 80000 | 78000 |  |  | 80500 | 315 | 96.2 | 78 | [8 empty] | Federally-Regulated Consumer Product | 11/28/2016 |  | 02/21/2017
Carrier Corp. - Syracuse | Carrier | A2X95-060080 | LPG | Induced Draft | True | False | 1 | False | Horizontal |  | None | Condensing | Two-Stage Modulating |  | 1 | Standard |  | 80000 | 78000 |  |  | 80500 | 315 | 96.2 | 78 | [8 empty] | Federally-Regulated Consumer Product | 11/28/2016 |  | 02/21/2017
Carrier Corp. - Syracuse | Carrier | A2X95-060080 | Natural Gas | Induced Draft | True | False | 1 | False | Up |  | None | Condensing | Two-Stage Modulating |  | 1 | Standard |  | 80000 | 78000 |  |  | 80500 | 315 | 96.2 | 78 | [8 empty] | Federally-Regulated Consumer Product | 11/28/2016 |  | 02/21/2017
Carrier Corp. - Syracuse | Carrier | A2X95-060080 | Natural Gas | Induced Draft | True | False | 1 | False | Horizontal |  | None | Condensing | Two-Stage Modulating |  | 1 | Standard |  | 80000 | 78000 |  |  | 80500 | 315 | 96.2 | 78 | [8 empty] | Federally-Regulated Consumer Product | 11/28/2016 |  | 02/21/2017
Carrier Corp. - Syracuse | Carrier | A2X95-060100 | LPG | Induced Draft | True | False | 1 | False | Up |  | None | Condensing | Two-Stage Modulating |  | 1 | Standard |  | 100000 | 97000 |  |  | 96000 | 433 | 96.1 | 78 | [8 empty] | Federally-Regulated Consumer Product | 08/16/2016 |  | 02/21/2017
Carrier Corp. - Syracuse | Carrier | A2X95-060100 | LPG | Induced Draft | True | False | 1 | False | Horizontal |  | None | Condensing | Two-Stage Modulating |  | 1 | Standard |  | 100000 | 97000 |  |  | 96000 | 433 | 96.1 | 78 | [8 empty] | Federally-Regulated Consumer Product | 08/16/2016 |  | 02/21/2017
Carrier Corp. - Syracuse | Carrier | A2X95-060100 | Natural Gas | Induced Draft | True | False | 1 | False | Up |  | None | Condensing | Two-Stage Modulating |  | 1 | Standard |  | 100000 | 97000 |  |  | 96000 | 433 | 96.1 | 78 | [8 empty] | Federally-Regulated Consumer Product | 08/16/2016 |  | 02/21/2017
Carrier Corp. - Syracuse | Carrier | A2X95-060100 | Natural Gas | Induced Draft | True | False | 1 | False | Horizontal |  | None | Condensing | Two-Stage Modulating |  | 1 | Standard |  | 100000 | 97000 |  |  | 96000 | 433 | 96.1 | 78 | [8 empty] | Federally-Regulated Consumer Product | 08/16/2016 |  | 02/21/2017
Carrier Corp. - Syracuse | Carrier | A2X95-036040E17 | LPG | Induced Draft | True | False | 1 | False | Up |  | None | Condensing | Two-Stage Modulating |  | 0.5 | Standard |  | 40000 | 39000 |  |  | 32400 | 144 | 96 | 78 | [8 empty] | Federally-Regulated Consumer Product | 11/28/2016 |  | 02/21/2017
Carrier Corp. - Syracuse | Carrier | A2X95-036040E17 | LPG | Induced Draft | True | False | 1 | False | Horizontal |  | None | Condensing | Two-Stage Modulating |  | 0.5 | Standard |  | 40000 | 39000 |  |  | 32400 | 144 | 96 | 78 | [8 empty] | Federally-Regulated Consumer Product | 11/28/2016 |  | 02/21/2017
Carrier Corp. - Syracuse | Carrier | A2X95-036040E17 | Natural Gas | Induced Draft | True | False | 1 | False | Up |  | None | Condensing | Two-Stage Modulating |  | 0.5 | Standard |  | 40000 | 39000 |  |  | 32400 | 144 | 96 | 78 | [8 empty] | Federally-Regulated Consumer Product | 11/28/2016 |  | 02/21/2017
Carrier Corp. - Syracuse | Carrier | A2X95-036040E17 | Natural Gas | Induced Draft | True | False | 1 | False | Horizontal |  | None | Condensing | Two-Stage Modulating |  | 0.5 | Standard |  | 40000 | 39000 |  |  | 32400 | 144 | 96 | 78 | [8 empty] | Federally-Regulated Consumer Product | 11/28/2016 |  | 02/21/2017
Carrier Corp. - Syracuse | Carrier | A2X95-036060E14 | LPG | Induced Draft | True | False | 1 | False | Up |  | None | Condensing | Two-Stage Modulating |  | 0.5 | Standard |  | 60000 | 58000 |  |  | 48700 | 248 | 95 | 78 | [8 empty] | Federally-Regulated Consumer Product | 11/28/2016 |  | 02/21/2017
Carrier Corp. - Syracuse | Carrier | A2X95-036060E14 | LPG | Induced Draft | True | False | 1 | False | Horizontal |  | None | Condensing | Two-Stage Modulating |  | 0.5 | Standard |  | 60000 | 58000 |  |  | 48700 | 248 | 95 | 78 | [8 empty] | Federally-Regulated Consumer Product | 11/28/2016 |  | 02/21/2017
Carrier Corp. - Syracuse | Carrier | A2X95-036060E14 | Natural Gas | Induced Draft | True | False | 1 | False | Up |  | None | Condensing | Two-Stage Modulating |  | 0.5 | Standard |  | 60000 | 58000 |  |  | 48700 | 248 | 95 | 78 | [8 empty] | Federally-Regulated Consumer Product | 11/28/2016 |  | 02/21/2017
Carrier Corp. - Syracuse | Carrier | A2X95-036060E14 | Natural Gas | Induced Draft | True | False | 1 | False | Horizontal |  | None | Condensing | Two-Stage Modulating |  | 0.5 | Standard |  | 60000 | 58000 |  |  | 48700 | 248 | 95 | 78 | [8 empty] | Federally-Regulated Consumer Product | 11/28/2016 |  | 02/21/2017
Aaon | Aaon | HB-003-*-V-*** | Natural Gas | Induced Draft | False | True | 3 | False | Down | None | None | Non-Condensing | Single-Stage | Multiple-Speed | 0.75 | Standard |  | 75000 | 60000 | [6 empty] | 80 | 80 | [6 empty] | Non Federally-Regulated | 02/28/2017 |  | 02/28/2017
Aaon | Aaon | HB-002-*-H-*** | Natural Gas | Induced Draft | False | True | 3 | False | Horizontal | None | None | Non-Condensing | Single-Stage | Multiple-Speed | 0.75 | Standard |  | 75000 | 60000 | [6 empty] | 80 | 80 | [6 empty] | Non Federally-Regulated | 02/28/2017 |  | 02/28/2017
Aaon | Aaon | RM-0**-*-*-****-*1* | Natural Gas | Induced Draft | False | True | 1 | False | Down | None | None | Non-Condensing | Step Modulating | Single-Speed | 3 | Premium |  | 69000 | 55900 | 2800 | 500 | 64118 | 738 | 81 | 78 | [8 empty] | Federally-Regulated Consumer Product | 02/28/2017 |  | 02/28/2017
Aaon | Aaon | HB-005-*-V-*** | Natural Gas | Induced Draft | False | True | 3 | False | Down | None | None | Non-Condensing | Single-Stage | Multiple-Speed | 0.75 | Standard |  | 125000 | 100000 | [6 empty] | 80 | 80 | [6 empty] | Non Federally-Regulated | 02/28/2017 |  | 02/28/2017
Aaon | Aaon | RM-0**-*-*-****-*3* | Natural Gas | Induced Draft | False | True | 1 | False | Down | None | None | Non-Condensing | Step Modulating | Single-Speed | 3 | Premium |  | 180000 | 145800 | 4000 | 1350 | 167264 | 1926 | 81 | 78 | [8 empty] | Federally-Regulated Consumer Product | 02/28/2017 |  | 02/28/2017
Aaon | Aaon | HB-003-*-H-*** | Natural Gas | Induced Draft | False | True | 3 | False | Horizontal | None | None | Non-Condensing | Single-Stage | Multiple-Speed | 0.75 | Standard |  | 75000 | 60000 | [6 empty] | 80 | 80 | [6 empty] | Non Federally-Regulated | 02/28/2017 |  | 02/28/2017
Aaon | Aaon | RM-A02-*-*-*** | Natural Gas | Induced Draft | False | True | 3 | False | Down | None | None | Non-Condensing | Single-Stage | Single-Speed | 1 | Standard |  | 69000 | 55900 | [6 empty] | 81 | 80 | [6 empty] | Non Federally-Regulated | 02/28/2017 |  | 02/28/2017
Aaon | Aaon | RM-A066-*-*-*** | Natural Gas | Induced Draft | False | True | 3 | False | Down | None | None | Non-Condensing | Single-Stage | Single-Speed | 2 | Standard |  | 180000 | 145800 | [6 empty] | 81 | 80 | [6 empty] | Non Federally-Regulated | 02/28/2017 |  | 02/28/2017
Aaon | Aaon | RM-0**-*-*-****-*5* | Natural Gas | Induced Draft | False | True | 1 | False | Down | None | None | Non-Condensing | Step Modulating | Single-Speed | 5 | Premium |  | 351000 | 284300 | 4000 | 2632 |  |  |  |  | 81 | 80 |  |  |  |  | 83 | 4 | Federally-Regulated Commercial & Industrial Equipment | 02/28/2017 |  | 02/28/2017
Aaon | Aaon | RM-0**-*-*-****-*5* | Natural Gas | Induced Draft | False | True | 3 | False | Down | None | None | Non-Condensing | Step Modulating | Single-Speed | 5 | Premium |  | 351000 | 284300 | 4000 | 2632 |  |  |  |  | 81 | 80 |  |  |  |  | 83 | 4 | Federally-Regulated Commercial & Industrial Equipment | 02/28/2017 |  | 02/28/2017
Aaon | Aaon | RM-0**-*-*-****-*4* | Natural Gas | Induced Draft | False | True | 3 | False | Down | None | None | Non-Condensing | Step Modulating | Single-Speed | 10 | Premium |  | 270000 | 218700 | 10500 | 2025 |  |  |  |  | 81 | 80 |  |  |  |  | 83 | 4 | Federally-Regulated Commercial & Industrial Equipment | 02/28/2017 |  | 02/28/2017
Aaon | Aaon | RM-A03-*-*-*** | Natural Gas | Induced Draft | False | True | 3 | False | Down | None | None | Non-Condensing | Single-Stage | Single-Speed | 1 | Standard |  | 69000 | 55900 | [6 empty] | 81 | 80 | [6 empty] | Non Federally-Regulated | 02/28/2017 |  | 02/28/2017
Aaon | Aaon | HB-005-*-H-*** | Natural Gas | Induced Draft | False | True | 3 | False | Horizontal | None | None | Non-Condensing | Single-Stage | Multiple-Speed | 0.75 | Standard |  | 125000 | 100000 | [6 empty] | 80 | 80 | [6 empty] | Non Federally-Regulated | 02/28/2017 |  | 02/28/2017
Aaon | Aaon | RN-0**-*-*-****-*B* | Natural Gas | Induced Draft | False | True | 3 | False | Down | None | None | Non-Condensing | Step Modulating | Single-Speed | 30 | Premium |  | 780000 | 631800 | 24000 | 5850 |  |  |  |  | 81 | 80 |  |  |  |  | 83 | 4 | Federally-Regulated Commercial & Industrial Equipment | 02/28/2017 |  | 02/28/2017
Aaon | Aaon | HB-004-*-H-*** | Natural Gas | Induced Draft | False | True | 3 | False | Horizontal | None | None | Non-Condensing | Single-Stage | Multiple-Speed | 0.75 | Standard |  | 100000 | 80000 | [6 empty] | 80 | 80 | [6 empty] | Non Federally-Regulated | 02/28/2017 |  | 02/28/2017
Aaon | Aaon | RM-0**-*-*-****-*4* | Natural Gas | Induced Draft | False | True | 1 | False | Down | None | None | Non-Condensing | Step Modulating | Single-Speed | 10 | Premium |  | 270000 | 218700 | 10500 | 2025 |  |  |  |  | 81 | 80 |  |  |  |  | 83 | 4 | Federally-Regulated Commercial & Industrial Equipment | 02/28/2017 |  | 02/28/2017
Aaon | Aaon | HB-004-*-V-*** | Natural Gas | Induced Draft | False | True | 3 | False | Down | None | None | Non-Condensing | Single-Stage | Multiple-Speed | 0.75 | Standard |  | 100000 | 80000 | [6 empty] | 80 | 80 | [6 empty] | Non Federally-Regulated | 02/28/2017 |  | 02/28/2017
Aaon | Aaon | RM-0**-*-*-****-*6* | Natural Gas | Induced Draft | False | True | 3 | False | Down | None | None | Non-Condensing | Step Modulating | Single-Speed | 10 | Premium |  | 390000 | 315900 | 10500 | 2925 |  |  |  |  | 81 | 80 |  |  |  |  | 83 | 4 | Federally-Regulated Commercial & Industrial Equipment | 02/28/2017 |  | 02/28/2017
Aaon | Aaon | RM-A04-*-*-*** | Natural Gas | Induced Draft | False | True | 3 | False | Down | None | None | Non-Condensing | Single-Stage | Single-Speed | 1 | Standard |  | 90000 | 72000 | [6 empty] | 80 | 80 | [6 empty] | Non Federally-Regulated | 02/28/2017 |  | 02/28/2017
Aaon | Aaon | RM-0**-*-*-****-*2* | Natural Gas | Induced Draft | False | True | 1 | False | Down | None | None | Non-Condensing | Step Modulating | Single-Speed | 3 | Premium |  | 90000 | 72900 | 2800 | 500 | 83632 | 963 | 81 | 78 | [8 empty] | Federally-Regulated Consumer Product | 02/28/2017 |  | 02/28/2017
Aaon | Aaon | RM-A07-*-*-*** | Natural Gas | Induced Draft | False | True | 3 | False | Down | None | None | Non-Condensing | Single-Stage | Single-Speed | 2 | Standard |  | 180000 | 145800 | [6 empty] | 81 | 80 | [6 empty] | Non Federally-Regulated | 02/28/2017 |  | 02/28/2017
Aaon | Aaon | RM-0**-*-*-****-*7* | Natural Gas | Induced Draft | False | True | 3 | False | Down | None | None | Non-Condensing | Step Modulating | Single-Speed | 10 | Premium |  | 480000 | 388800 | 10500 | 3600 |  |  |  |  | 81 | 80 |  |  |  |  | 83 | 4 | Federally-Regulated Commercial & Industrial Equipment | 02/28/2017 |  | 02/28/2017
Aaon | Aaon | RM-A05-*-*-*** | Natural Gas | Induced Draft | False | True | 3 | False | Down | None | None | Non-Condensing | Single-Stage | Single-Speed | 2 | Standard |  | 180000 | 145800 | [6 empty] | 81 | 80 | [6 empty] | Non Federally-Regulated | 02/28/2017 |  | 02/28/2017
Aaon | Aaon | HB-002-*-V-*** | Natural Gas | Induced Draft | False | True | 3 | False | Down | None | None | Non-Condensing | Single-Stage | Multiple-Speed | 0.75 | Standard |  | 75000 | 60000 | [6 empty] | 80 | 80 | [6 empty] | Non Federally-Regulated | 02/28/2017 |  | 02/28/2017
Aaon | Aaon | RN-0**-*-*-****-*A* | Natural Gas | Induced Draft | False | True | 3 | False | Down | None | None | Non-Condensing | Step Modulating | Single-Speed | 30 | Premium |  | 540000 | 437400 | 24000 | 4050 |  |  |  |  | 81 | 80 |  |  |  |  | 83 | 4 | Federally-Regulated Commercial & Industrial Equipment | 02/28/2017 |  | 02/28/2017
Armstrong | Armstrong | LUF80C57/72D12-*** | Oil | Injection Type | False | False | 1 | False | Up | No Match | No Match | Non-Condensing | No Match | No Match |  | No Match |  | 70000 | 57000 |  |  | 54800 | 441 | 83 | 78 | [8 empty] | Federally-Regulated Consumer Product | 02/28/2017 |  | 02/28/2017
Armstrong | Armstrong | G2D80AR050D12B*-*** | Natural Gas | No Match | False | False | 1 | False | Horizontal | No Match | No Match | Non-Condensing | No Match | No Match |  | No Match |  | 50000 | 40000 |  |  | 38600 | 197 | 80 | 78 | [8 empty] | Federally-Regulated Consumer Product | 02/28/2017 |  | 02/28/2017
Armstrong | Ducane | SG10A42075* | Natural Gas | No Match | False | True | 1 | False | Down | No Match | No Match | Non-Condensing | No Match | No Match |  | No Match |  | 75000 | 60000 |  |  | 76600 | 659 | 80 | 78 | [8 empty] | Federally-Regulated Consumer Product | 02/28/2017 |  | 02/28/2017
Armstrong | Ducane | SG12A36075* | Natural Gas | No Match | False | True | 1 | False | Down | No Match | No Match | Non-Condensing | No Match | No Match |  | No Match |  | 75000 | 60000 |  |  | 76600 | 659 | 80 | 78 | [8 empty] | Federally-Regulated Consumer Product | 02/28/2017 |  | 02/28/2017
Armstrong | Armstrong | CG80RA050D12A*-*** | LPG | No Match | False | False | 1 | False | Down | No Match | No Match | Non-Condensing | No Match | No Match |  | No Match |  | 50000 | 40000 |  |  | 38000 | 353 | 80 | 78 | [8 empty] | Federally-Regulated Consumer Product | 02/28/2017 |  | 02/28/2017
Armstrong | Armstrong | G1D90AH126D20C*-*** | Natural Gas | No Match | False | False | 1 | False | Horizontal | No Match | No Match | Condensing | No Match | No Match |  | No Match |  | 125000 | 112000 |  |  | 119800 | 1068 | 90 | 78 | [8 empty] | Federally-Regulated Consumer Product | 02/28/2017 |  | 02/28/2017
Armstrong | Armstrong | RPG(10,12)*42D075** | Natural Gas | No Match | False | True | 1 | False | Down | No Match | No Match | Non-Condensing | No Match | No Match |  | No Match |  | 75000 | 60000 |  |  | 76600 | 659 | 80 | 78 | [8 empty] | Federally-Regulated Consumer Product | 02/28/2017 |  | 02/28/2017
Armstrong | Ducane | SG10A24075* | LPG | No Match | False | True | 1 | False | Down | No Match | No Match | Non-Condensing | No Match | No Match |  | No Match |  | 75000 | 60000 |  |  | 76500 | 639 | 80 | 78 | [8 empty] | Federally-Regulated Consumer Product | 02/28/2017 |  | 02/28/2017
Armstrong | Armstrong | PGE10*60D125**-*** | Natural Gas | No Match | False | True | 1 | False | Horizontal | No Match | No Match | Non-Condensing | No Match | No Match |  | No Match |  | 125000 | 100000 |  |  | 114400 | 1204 | 80 | 78 | [6 empty] | 0 | 0 | Federally-Regulated Consumer Product | 02/28/2017 |  | 02/28/2017
Armstrong | Armstrong | LUF80B57B08-*** | Oil | Injection Type | False | False | 1 | False | Up | No Match | No Match | Non-Condensing | No Match | No Match |  | No Match |  | 70000 | 57000 |  |  | 54500 | 638 | 82 | 78 | [6 empty] | 0 | 0 | Federally-Regulated Consumer Product | 02/28/2017 |  | 02/28/2017
Armstrong | Armstrong | 60MGE(10,12)A30A-** | Natural Gas | No Match | False | False | 1 | False | Up | No Match | No Match | Non-Condensing | No Match | No Match |  | No Match |  | 60000 | 48000 |  |  | 57500 | 408 | 80 | 78 | [8 empty] | Federally-Regulated Consumer Product | 02/28/2017 |  | 02/28/2017
Armstrong | Armstrong | RPG(10,12)*36D075** | Natural Gas | No Match | False | True | 1 | False | Horizontal | No Match | No Match | Non-Condensing | No Match | No Match |  | No Match |  | 75000 | 60000 |  |  | 76500 | 639 | 80 | 78 | [8 empty] | Federally-Regulated Consumer Product | 02/28/2017 |  | 02/28/2017
Armstrong | Whirlpool Home Cooling & Heating | WFCH125C20-*** | Natural Gas | No Match | False | False | 1 | False | Horizontal | No Match | No Match | Condensing | No Match | No Match |  | No Match |  | 125000 | 112000 |  |  | 119800 | 1068 | 90 | 78 | [8 empty] | Federally-Regulated Consumer Product | 02/28/2017 |  | 02/28/2017
Armstrong | Lennox | 12GCS042-100-*P | Natural Gas | No Match | False | True | 1 | False | Horizontal | No Match | No Match | Non-Condensing | No Match | No Match |  | No Match |  | 100000 | 80000 |  |  | 96100 | 710 | 80 | 78 | [6 empty] | 0 | 0 | Federally-Regulated Consumer Product | 02/28/2017 |  | 02/28/2017
Armstrong | Armstrong | PGE(10,12)*36D050** | Natural Gas | No Match | False | True | 1 | False | Horizontal | No Match | No Match | Non-Condensing | No Match | No Match |  | No Match |  | 50000 | 40000 |  |  | 37700 | 394 | 80 | 78 | [8 empty] | Federally-Regulated Consumer Product | 02/28/2017 |  | 02/28/2017
Armstrong | Ducane | SG12A42075* | LPG | No Match | False | True | 1 | False | Down | No Match | No Match | Non-Condensing | No Match | No Match |  | No Match |  | 75000 | 60000 |  |  | 76600 | 659 | 80 | 78 | [8 empty] | Federally-Regulated Consumer Product | 02/28/2017 |  | 02/28/2017
Armstrong | Armstrong | CG90CA067D12B*-*** | LPG | No Match | False | False | 1 | False | Down | No Match | No Match | Condensing | No Match | No Match |  | No Match |  | 67500 | 60000 |  |  | 68900 | 394 | 90 | 78 | [8 empty] | Federally-Regulated Consumer Product | 02/28/2017 |  | 02/28/2017
Armstrong | Armstrong | RPG12*60D100**-*** | Natural Gas | No Match | False | True | 1 | False | Down | No Match | No Match | Non-Condensing | No Match | No Match |  | No Match |  | 100000 | 80000 |  |  | 97300 | 564 | 80 | 78 | [6 empty] | 0 | 0 | Federally-Regulated Consumer Product | 02/28/2017 |  | 02/28/2017
Armstrong | Armstrong | PGE12*48D100**-*** | Natural Gas | No Match | False | True | 1 | False | Down | No Match | No Match | Non-Condensing | No Match | No Match |  | No Match |  | 100000 | 80000 |  |  | 97300 | 564 | 80 | 78 | [6 empty] | 0 | 0 | Federally-Regulated Consumer Product | 02/28/2017 |  | 02/28/2017
Armstrong | Ducane | SG10A42075* | Natural Gas | No Match | False | True | 1 | False | Horizontal | No Match | No Match | Non-Condensing | No Match | No Match |  | No Match |  | 75000 | 60000 |  |  | 76600 | 659 | 80 | 78 | [8 empty] | Federally-Regulated Consumer Product | 02/28/2017 |  | 02/28/2017
Armstrong | Armstrong | RPG12*48D100**-*** | Natural Gas | No Match | False | True | 1 | False | Down | No Match | No Match | Non-Condensing | No Match | No Match |  | No Match |  | 100000 | 80000 |  |  | 97300 | 564 | 80 | 78 | [6 empty] | 0 | 0 | Federally-Regulated Consumer Product | 02/28/2017 |  | 02/28/2017
Armstrong | Whirlpool Home Cooling & Heating | WFAT075A12-*** | Natural Gas | No Match | False | False | 1 | False | Horizontal | No Match | No Match | Non-Condensing | No Match | No Match |  | No Match |  | 75000 | 60000 |  |  | 77900 | 377 | 80 | 78 | [8 empty] | Federally-Regulated Consumer Product | 02/28/2017 |  | 02/28/2017
Armstrong | Armstrong | RPG10*60D125**-*** | LPG | No Match | False | True | 1 | False | Down | No Match | No Match | Non-Condensing | No Match | No Match |  | No Match |  | 125000 | 100000 |  |  | 114400 | 1204 | 80 | 78 | [6 empty] | 0 | 0 | Federally-Regulated Consumer Product | 02/28/2017 |  | 02/28/2017
Armstrong | Lennox | 10GCS060-100-*P | Natural Gas | No Match | False | True | 1 | False | Down | No Match | No Match | Non-Condensing | No Match | No Match |  | No Match |  | 100000 | 80000 |  |  | 97000 | 1066 | 80 | 78 | [6 empty] | 0 | 0 | Federally-Regulated Consumer Product | 02/28/2017 |  | 02/28/2017
Armstrong | Armstrong | RLUF80B57/72D12-*** | Oil | Injection Type | False | False | 1 | False | Up | No Match | No Match | Non-Condensing | No Match | No Match |  | No Match |  | 70000 | 57000 |  |  | 64000 | 441 | 83 | 78 | [8 empty] | Federally-Regulated Consumer Product | 02/28/2017 |  | 02/28/2017
Armstrong | Ducane | SG12A48100* | Natural Gas | No Match | False | True | 1 | False | Horizontal | No Match | No Match | Non-Condensing | No Match | No Match |  | No Match |  | 100000 | 80000 |  |  | 97300 | 564 | 80 | 78 | [8 empty] | Federally-Regulated Consumer Product | 02/28/2017 |  | 02/28/2017
Armstrong | Armstrong | G2D80AR075D14B*-*** | Natural Gas | No Match | False | False | 1 | False | Horizontal | No Match | No Match | Non-Condensing | No Match | No Match |  | No Match |  | 75000 | 60000 |  |  | 77000 | 462 | 80 | 78 | [8 empty] | Federally-Regulated Consumer Product | 02/28/2017 |  | 02/28/2017
Armstrong | Armstrong | PGE(10,12)*42D075** | LPG | No Match | False | True | 1 | False | Down | No Match | No Match | Non-Condensing | No Match | No Match |  | No Match |  | 75000 | 60000 |  |  | 76600 | 659 | 80 | 78 | [8 empty] | Federally-Regulated Consumer Product | 02/28/2017 |  | 02/28/2017
Armstrong | Ducane | SG12A60100* | Natural Gas | No Match | False | True | 1 | False | Down | No Match | No Match | Non-Condensing | No Match | No Match |  | No Match |  | 100000 | 80000 |  |  | 97300 | 564 | 80 | 78 | [8 empty] | Federally-Regulated Consumer Product | 02/28/2017 |  | 02/28/2017
Armstrong | Whirlpool Home Cooling & Heating | WFCC067C16-*** | LPG | No Match | False | False | 1 | False | Down | No Match | No Match | Condensing | No Match | No Match |  | No Match |  | 67500 | 60000 |  |  | 68900 | 353 | 90 | 78 | [8 empty] | Federally-Regulated Consumer Product | 02/28/2017 |  | 02/28/2017
Armstrong | Armstrong | PGE(10,12)*36D075** | Natural Gas | No Match | False | True | 1 | False | Down | No Match | No Match | Non-Condensing | No Match | No Match |  | No Match |  | 75000 | 60000 |  |  | 76500 | 639 | 80 | 78 | [8 empty] | Federally-Regulated Consumer Product | 02/28/2017 |  | 02/28/2017
Armstrong | Whirlpool Home Cooling & Heating | WFCH075A14-*** | Natural Gas | No Match | False | False | 1 | False | Horizontal | No Match | No Match | Condensing | No Match | No Match |  | No Match |  | 75000 | 67000 |  |  | 68300 | 595 | 90 | 78 | [8 empty] | Federally-Regulated Consumer Product | 02/28/2017 |  | 02/28/2017
Armstrong | Lennox | 10GCS024-75-*P | LPG | No Match | False | True | 1 | False | Down | No Match | No Match | Non-Condensing | No Match | No Match |  | No Match |  | 75000 | 60000 |  |  | 76500 | 639 | 80 | 78 | [6 empty] | 0 | 0 | Federally-Regulated Consumer Product | 02/28/2017 |  | 02/28/2017
Armstrong | Whirlpool Home Cooling & Heating | WFAR150D20-*** | LPG | No Match | False | False | 1 | False | Down | No Match | No Match | Non-Condensing | No Match | No Match |  | No Match |  | 150000 | 120000 |  |  | 135600 | 862 | 80 | 78 | [8 empty] | Federally-Regulated Consumer Product | 02/28/2017 |  | 02/28/2017
Armstrong | Whirlpool Home Cooling & Heating | WFAR050A12-*** | Natural Gas | No Match | False | False | 1 | False | Horizontal | No Match | No Match | Non-Condensing | No Match | No Match |  | No Match |  | 50000 | 40000 |  |  | 38000 | 353 | 80 | 78 | [8 empty] | Federally-Regulated Consumer Product | 02/28/2017 |  | 02/28/2017
Armstrong | Armstrong | RPG12*60D125**-*** | Natural Gas | No Match | False | True | 1 | False | Down | No Match | No Match | Non-Condensing | No Match | No Match |  | No Match |  | 125000 | 100000 |  |  | 115600 | 637 | 80 | 78 | [6 empty] | 0 | 0 | Federally-Regulated Consumer Product | 02/28/2017 |  | 02/28/2017
Armstrong | Armstrong | G2D80AR125D20C*-*** | Natural Gas | No Match | False | False | 1 | False | Horizontal | No Match | No Match | Non-Condensing | No Match | No Match |  | No Match |  | 125000 | 100000 |  |  | 115700 | 795 | 80 | 78 | [8 empty] | Federally-Regulated Consumer Product | 02/28/2017 |  | 02/28/2017
Armstrong | Lennox | 12GCS060-125-*P | Natural Gas | No Match | False | True | 1 | False | Horizontal | No Match | No Match | Non-Condensing | No Match | No Match |  | No Match |  | 125000 | 100000 |  |  | 115600 | 637 | 80 | 78 | [6 empty] | 0 | 0 | Federally-Regulated Consumer Product | 02/28/2017 |  | 02/28/2017
Armstrong | Armstrong | G1D80AT100D20C*-*** | Natural Gas | No Match | False | False | 1 | False | Horizontal | No Match | No Match | Non-Condensing | No Match | No Match |  | No Match |  | 100000 | 80000 |  |  | 96900 | 554 | 80 | 78 | [8 empty] | Federally-Regulated Consumer Product | 02/28/2017 |  | 02/28/2017
Armstrong | Armstrong | RLUF80C112/125B16-** | Oil | Injection Type | False | False | 1 | False | Up | No Match | No Match | Non-Condensing | No Match | No Match |  | No Match |  | 140000 | 113000 |  |  | 131100 | 1418 | 81 | 78 | [8 empty] | Federally-Regulated Consumer Product | 02/28/2017 |  | 02/28/2017
Armstrong | Whirlpool Home Cooling & Heating | WFAR125C20-*** | Natural Gas | No Match | False | False | 1 | False | Horizontal | No Match | No Match | Non-Condensing | No Match | No Match |  | No Match |  | 125000 | 100000 |  |  | 115600 | 865 | 80 | 78 | [8 empty] | Federally-Regulated Consumer Product | 02/28/2017 |  | 02/28/2017
Armstrong | Armstrong | CG80TA075D12A*-*** | Natural Gas | No Match | False | False | 1 | False | Horizontal | No Match | No Match | Non-Condensing | No Match | No Match |  | No Match |  | 75000 | 60000 |  |  | 77900 | 377 | 80 | 78 | [8 empty] | Federally-Regulated Consumer Product | 02/28/2017 |  | 02/28/2017
Armstrong | Armstrong | G2D80AT050D12B*-*** | Natural Gas | No Match | False | False | 1 | False | Up | No Match | No Match | Non-Condensing | No Match | No Match |  | No Match |  | 50000 | 40000 |  |  | 38600 | 197 | 80 | 78 | [8 empty] | Federally-Regulated Consumer Product | 02/28/2017 |  | 02/28/2017
Armstrong | Ducane | DOU112/125F5 | Oil | Injection Type | False | False | 1 | False | Up | No Match | No Match | Non-Condensing | No Match | No Match |  | No Match |  | 140000 | 113000 |  |  | 133000 | 774 | 81 | 78 | [8 empty] | Federally-Regulated Consumer Product | 02/28/2017 |  | 02/28/2017
Armstrong | Armstrong | G1D80AT150D20D*-*** | Natural Gas | No Match | False | False | 1 | False | Horizontal | No Match | No Match | Non-Condensing | No Match | No Match |  | No Match |  | 150000 | 120000 |  |  | 135800 | 751 | 80 | 78 | [8 empty] | Federally-Regulated Consumer Product | 02/28/2017 |  | 02/28/2017
Armstrong | Ducane | SG12A60100* | Natural Gas | No Match | False | True | 1 | False | Horizontal | No Match | No Match | Non-Condensing | No Match | No Match |  | No Match |  | 100000 | 80000 |  |  | 97300 | 564 | 80 | 78 | [8 empty] | Federally-Regulated Consumer Product | 02/28/2017 |  | 02/28/2017
Armstrong | Armstrong | G1N80AT100D22C*-*** | Natural Gas | No Match | False | False | 1 | False | Up | No Match | No Match | Non-Condensing | No Match | No Match |  | No Match |  | 100000 | 80000 |  |  | 95900 | 854 | 80 | 78 | [8 empty] | Federally-Regulated Consumer Product | 02/28/2017 |  | 02/28/2017
Armstrong | Armstrong | G2D80AR150D20D*-*** | Natural Gas | No Match | False | False | 1 | False | Up | No Match | No Match | Non-Condensing | No Match | No Match |  | No Match |  | 150000 | 120000 |  |  | 135800 | 751 | 80 | 78 | [8 empty] | Federally-Regulated Consumer Product | 02/28/2017 |  | 02/28/2017
Armstrong | Ducane | DOUA57/72F3 | Oil | Injection Type | False | False | 1 | False | Up | No Match | No Match | Non-Condensing | No Match | No Match |  | No Match |  | 70000 | 57000 |  |  | 64000 | 441 | 83 | 78 | [8 empty] | Federally-Regulated Consumer Product | 02/28/2017 |  | 02/28/2017
Armstrong | Armstrong | RLUF80C84/95D16-*** | Oil | Injection Type | False | False | 1 | False | Up | No Match | No Match | Non-Condensing | No Match | No Match |  | No Match |  | 105000 | 85000 |  |  | 94700 | 668 | 81 | 78 | [8 empty] | Federally-Regulated Consumer Product | 02/28/2017 |  | 02/28/2017
Armstrong | Armstrong | RLUF80C57/72D12*-*** | Oil | Injection Type | False | False | 1 | False | Up | No Match | No Match | Non-Condensing | No Match | No Match |  | No Match |  | 90000 | 72000 |  |  | 74700 | 518 | 82 | 78 | [8 empty] | Federally-Regulated Consumer Product | 02/28/2017 |  | 02/28/2017
Armstrong | Armstrong | G2D80AT150D20D*-*** | Natural Gas | No Match | False | False | 1 | False | Up | No Match | No Match | Non-Condensing | No Match | No Match |  | No Match |  | 150000 | 120000 |  |  | 135800 | 751 | 80 | 78 | [8 empty] | Federally-Regulated Consumer Product | 02/28/2017 |  | 02/28/2017
Armstrong | Lennox | 10GCS048-100-*P | Natural Gas | No Match | False | True | 1 | False | Horizontal | No Match | No Match | Non-Condensing | No Match | No Match |  | No Match |  | 100000 | 80000 |  |  | 97000 | 1066 | 80 | 78 | [6 empty] | 0 | 0 | Federally-Regulated Consumer Product | 02/28/2017 |  | 02/28/2017
Armstrong | Armstrong | G1N80AR075D12A*-*** | Natural Gas | No Match | False | False | 1 | False | Down | No Match | No Match | Non-Condensing | No Match | No Match |  | No Match |  | 75000 | 60000 |  |  | 77000 | 548 | 80 | 78 | [8 empty] | Federally-Regulated Consumer Product | 02/28/2017 |  | 02/28/2017
Armstrong | Lennox | 12GCS024-75-*P | LPG | No Match | False | True | 1 | False | Down | No Match | No Match | Non-Condensing | No Match | No Match |  | No Match |  | 75000 | 60000 |  |  | 76500 | 639 | 80 | 78 | [6 empty] | 0 | 0 | Federally-Regulated Consumer Product | 02/28/2017 |  | 02/28/2017
Armstrong | Armstrong | CG80TA050D12A*-*** | Natural Gas | No Match | False | False | 1 | False | Up | No Match | No Match | Non-Condensing | No Match | No Match |  | No Match |  | 50000 | 40000 |  |  | 38500 | 207 | 80 | 78 | [8 empty] | Federally-Regulated Consumer Product | 02/28/2017 |  | 02/28/2017
Armstrong | Armstrong | G1N80AR050D12A*-*** | Natural Gas | No Match | False | False | 1 | False | Down | No Match | No Match | Non-Condensing | No Match | No Match |  | No Match |  | 50000 | 40000 |  |  | 38000 | 353 | 80 | 78 | [8 empty] | Federally-Regulated Consumer Product | 02/28/2017 |  | 02/28/2017
Armstrong | Ducane | SG10A36075* | Natural Gas | No Match | False | True | 1 | False | Horizontal | No Match | No Match | Non-Condensing | No Match | No Match |  | No Match |  | 75000 | 60000 |  |  | 76500 | 639 | 80 | 78 | [8 empty] | Federally-Regulated Consumer Product | 02/28/2017 |  | 02/28/2017
Armstrong | Lennox | 12GCS024-50-*P | LPG | No Match | False | True | 1 | False | Down | No Match | No Match | Non-Condensing | No Match | No Match |  | No Match |  | 50000 | 40000 |  |  | 46600 | 529 | 80 | 78 | [6 empty] | 0 | 0 | Federally-Regulated Consumer Product | 02/28/2017 |  | 02/28/2017
Armstrong | Armstrong | G2D80AR100D14B*-*** | Natural Gas | No Match | False | False | 1 | False | Up | No Match | No Match | Non-Condensing | No Match | No Match |  | No Match |  | 100000 | 80000 |  |  | 97000 | 476 | 80 | 78 | [8 empty] | Federally-Regulated Consumer Product | 02/28/2017 |  | 02/28/2017
Armstrong | Ducane | SG12A30050* | LPG | No Match | False | True | 1 | False | Down | No Match | No Match | Non-Condensing | No Match | No Match |  | No Match |  | 50000 | 40000 |  |  | 37700 | 394 | 80 | 78 | [8 empty] | Federally-Regulated Consumer Product | 02/28/2017 |  | 02/28/2017
Armstrong | Armstrong | G1D93AU090D20C*-*** | Natural Gas | No Match | False | False | 1 | False | Up | No Match | No Match | Condensing | No Match | No Match |  | No Match |  | 90000 | 83000 |  |  | 82900 | 596 | 92.5 | 78 | [8 empty] | Federally-Regulated Consumer Product | 02/28/2017 |  | 02/28/2017
Armstrong | Armstrong | RPG(10,12)*42D100** | Natural Gas | No Match | False | True | 1 | False | Down | No Match | No Match | Non-Condensing | No Match | No Match |  | No Match |  | 100000 | 80000 |  |  | 96400 | 710 | 80 | 78 | [8 empty] | Federally-Regulated Consumer Product | 02/28/2017 |  | 02/28/2017
Armstrong | Whirlpool Home Cooling & Heating | WFAT100C20-*** | Natural Gas | No Match | False | False | 1 | False | Up | No Match | No Match | Non-Condensing | No Match | No Match |  | No Match |  | 100000 | 80000 |  |  | 96300 | 706 | 80 | 78 | [8 empty] | Federally-Regulated Consumer Product | 02/28/2017 |  | 02/28/2017
Armstrong | Armstrong | PGE10*60D150**-*** | Natural Gas | No Match | False | True | 1 | False | Down | No Match | No Match | Non-Condensing | No Match | No Match |  | No Match |  | 150000 | 120000 |  |  | 134400 | 1190 | 80 | 78 | [6 empty] | 0 | 0 | Federally-Regulated Consumer Product | 02/28/2017 |  | 02/28/2017
Armstrong | Whirlpool Home Cooling & Heating | WFAT100C20-*** | Natural Gas | No Match | False | False | 1 | False | Horizontal | No Match | No Match | Non-Condensing | No Match | No Match |  | No Match |  | 100000 | 80000 |  |  | 96300 | 706 | 80 | 78 | [8 empty] | Federally-Regulated Consumer Product | 02/28/2017 |  | 02/28/2017
Armstrong | Armstrong | LUF80B84/95D12R-*** | Oil | Injection Type | False | False | 1 | False | Up | No Match | No Match | Non-Condensing | No Match | No Match |  | No Match |  | 105000 | 85000 |  |  | 93600 | 707 | 82 | 78 | [6 empty] | 0 | 0 | Federally-Regulated Consumer Product | 02/28/2017 |  | 02/28/2017
Armstrong | Armstrong | PGE(10,12)*36D100** | Natural Gas | No Match | False | True | 1 | False | Down | No Match | No Match | Non-Condensing | No Match | No Match |  | No Match |  | 100000 | 80000 |  |  | 96400 | 665 | 80 | 78 | [8 empty] | Federally-Regulated Consumer Product | 02/28/2017 |  | 02/28/2017
Armstrong | Heat Controller | OUFA95-D4 | Oil | Injection Type | False | False | 1 | False | Up | No Match | No Match | Non-Condensing | No Match | No Match |  | No Match |  | 105000 | 85000 |  |  | 75000 | 668 | 81 | 78 | [8 empty] | Federally-Regulated Consumer Product | 02/28/2017 |  | 02/28/2017
Armstrong | Armstrong | G1D93AU045D12B*-*** | Natural Gas | No Match | False | False | 1 | False | Up | No Match | No Match | Condensing | No Match | No Match |  | No Match |  | 45000 | 41000 |  |  | 32000 | 404 | 92.5 | 78 | [8 empty] | Federally-Regulated Consumer Product | 02/28/2017 |  | 02/28/2017
Armstrong | Lennox | 12GCS036-75-*P | Natural Gas | No Match | False | True | 1 | False | Down | No Match | No Match | Non-Condensing | No Match | No Match |  | No Match |  | 75000 | 60000 |  |  | 76500 | 639 | 80 | 78 | [6 empty] | 0 | 0 | Federally-Regulated Consumer Product | 02/28/2017 |  | 02/28/2017
Armstrong | Lennox | 10GCS024-50-*P | Natural Gas | No Match | False | True | 1 | False | Horizontal | No Match | No Match | Non-Condensing | No Match | No Match |  | No Match |  | 50000 | 40000 |  |  | 46600 | 529 | 80 | 78 | [6 empty] | 0 | 0 | Federally-Regulated Consumer Product | 02/28/2017 |  | 02/28/2017
Armstrong | Lennox | O23Q3-70/90-*** | Oil | Injection Type | False | False | 1 | False | Up | No Match | No Match | Non-Condensing | No Match | No Match |  | No Match |  | 70000 | 57000 |  |  | 64000 | 441 | 83 | 78 | [8 empty] | Federally-Regulated Consumer Product | 02/28/2017 |  | 02/28/2017
Armstrong | Lennox | 10GCS042-75-*P | Natural Gas | No Match | False | True | 1 | False | Horizontal | No Match | No Match | Non-Condensing | No Match | No Match |  | No Match |  | 75000 | 60000 |  |  | 75900 | 659 | 80 | 78 | [6 empty] | 0 | 0 | Federally-Regulated Consumer Product | 02/28/2017 |  | 02/28/2017
Armstrong | Whirlpool Home Cooling & Heating | WFCH100B20-*** | Natural Gas | No Match | False | False | 1 | False | Horizontal | No Match | No Match | Condensing | No Match | No Match |  | No Match |  | 100000 | 90000 |  |  | 85300 | 842 | 90 | 78 | [8 empty] | Federally-Regulated Consumer Product | 02/28/2017 |  | 02/28/2017
Armstrong | Armstrong | PGE(10,12)*42D075** | Natural Gas | No Match | False | True | 1 | False | Down | No Match | No Match | Non-Condensing | No Match | No Match |  | No Match |  | 75000 | 60000 |  |  | 76600 | 659 | 80 | 78 | [8 empty] | Federally-Regulated Consumer Product | 02/28/2017 |  | 02/28/2017
Armstrong | Armstrong | LUF80B57D10-*** | Oil | Injection Type | False | False | 1 | False | Up | No Match | No Match | Non-Condensing | No Match | No Match |  | No Match |  | 70000 | 57000 |  |  | 56000 | 299 | 82 | 78 | [6 empty] | 0 | 0 | Federally-Regulated Consumer Product | 02/28/2017 |  | 02/28/2017
Armstrong | Armstrong | RLUF80B84/95D12R*-* | Oil | Injection Type | False | False | 1 | False | Up | No Match | No Match | Non-Condensing | No Match | No Match |  | No Match |  | 112000 | 91000 |  |  | 93500 | 659 | 82 | 78 | [6 empty] | 0 | 0 | Federally-Regulated Consumer Product | 02/28/2017 |  | 02/28/2017
Armstrong | Armstrong | LUF80B84/95D12-*** | Oil | Injection Type | False | False | 1 | False | Up | No Match | No Match | Non-Condensing | No Match | No Match |  | No Match |  | 105000 | 85000 |  |  | 95000 | 583 | 81 | 78 | [6 empty] | 0 | 0 | Federally-Regulated Consumer Product | 02/28/2017 |  | 02/28/2017
Armstrong | Ducane | SG12A36100* | LPG | No Match | False | True | 1 | False | Down | No Match | No Match | Non-Condensing | No Match | No Match |  | No Match |  | 100000 | 80000 |  |  | 96400 | 710 | 80 | 78 | [8 empty] | Federally-Regulated Consumer Product | 02/28/2017 |  | 02/28/2017
Armstrong | Whirlpool Home Cooling & Heating | WFAR075A12-*** | Natural Gas | No Match | False | False | 1 | False | Horizontal | No Match | No Match | Non-Condensing | No Match | No Match |  | No Match |  | 75000 | 60000 |  |  | 77000 | 548 | 80 | 78 | [8 empty] | Federally-Regulated Consumer Product | 02/28/2017 |  | 02/28/2017
Armstrong | Lennox | 10GCS048-100-*P | LPG | No Match | False | True | 1 | False | Down | No Match | No Match | Non-Condensing | No Match | No Match |  | No Match |  | 100000 | 80000 |  |  | 97000 | 1066 | 80 | 78 | [6 empty] | 0 | 0 | Federally-Regulated Consumer Product | 02/28/2017 |  | 02/28/2017
Armstrong | Armstrong | G1N80AR050D12A*-*** | Natural Gas | No Match | False | False | 1 | False | Horizontal | No Match | No Match | Non-Condensing | No Match | No Match |  | No Match |  | 50000 | 40000 |  |  | 38000 | 353 | 80 | 78 | [8 empty] | Federally-Regulated Consumer Product | 02/28/2017 |  | 02/28/2017
Armstrong | Armstrong | CG80TA050D12A*-*** | Natural Gas | No Match | False | False | 1 | False | Horizontal | No Match | No Match | Non-Condensing | No Match | No Match |  | No Match |  | 50000 | 40000 |  |  | 38500 | 207 | 80 | 78 | [8 empty] | Federally-Regulated Consumer Product | 02/28/2017 |  | 02/28/2017
Armstrong | Armstrong | G2D95AC125V20D*-*** | Natural Gas | No Match | False | False | 1 | False | Down | No Match | No Match | Condensing | No Match | No Match |  | No Match |  | 125000 | 118000 |  |  | 117000 | 75 | 94 | 78 | [8 empty] | Federally-Regulated Consumer Product | 02/28/2017 |  | 02/28/2017
Armstrong | Armstrong | PGE(10,12)*42D075** | Natural Gas | No Match | False | True | 1 | False | Horizontal | No Match | No Match | Non-Condensing | No Match | No Match |  | No Match |  | 75000 | 60000 |  |  | 76600 | 659 | 80 | 78 | [8 empty] | Federally-Regulated Consumer Product | 02/28/2017 |  | 02/28/2017
Armstrong | Armstrong | G2D95AC125V20D*-*** | LPG | No Match | False | False | 1 | False | Down | No Match | No Match | Condensing | No Match | No Match |  | No Match |  | 125000 | 118000 |  |  | 117000 | 75 | 94 | 78 | [8 empty] | Federally-Regulated Consumer Product | 02/28/2017 |  | 02/28/2017
Armstrong | Armstrong | G1N80AR100D20C*-*** | Natural Gas | No Match | False | False | 1 | False | Horizontal | No Match | No Match | Non-Condensing | No Match | No Match |  | No Match |  | 100000 | 80000 |  |  | 96500 | 701 | 80 | 78 | [8 empty] | Federally-Regulated Consumer Product | 02/28/2017 |  | 02/28/2017
Armstrong | Lennox | 12GCS030-75-*P | Natural Gas | No Match | False | True | 1 | False | Down | No Match | No Match | Non-Condensing | No Match | No Match |  | No Match |  | 75000 | 60000 |  |  | 76500 | 639 | 80 | 78 | [6 empty] | 0 | 0 | Federally-Regulated Consumer Product | 02/28/2017 |  | 02/28/2017
Armstrong | Armstrong | 64HW**-*** | Natural Gas | No Match | False | False | 1 | False | Up | No Match | No Match | Non-Condensing | No Match | No Match |  | No Match |  | 64000 | 50000 |  |  | 57100 | 519 | 80 | 78 | [6 empty] | 0 | 0 | Federally-Regulated Consumer Product | 02/28/2017 |  | 02/28/2017
Armstrong | Armstrong | G1D80AT150D20D*-*** | Natural Gas | No Match | False | False | 1 | False | Up | No Match | No Match | Non-Condensing | No Match | No Match |  | No Match |  | 150000 | 120000 |  |  | 135800 | 751 | 80 | 78 | [8 empty] | Federally-Regulated Consumer Product | 02/28/2017 |  | 02/28/2017
Armstrong | Armstrong | CG80RA075D16B*-*** | Natural Gas | No Match | False | False | 1 | False | Horizontal | No Match | No Match | Non-Condensing | No Match | No Match |  | No Match |  | 75000 | 60000 |  |  | 77000 | 570 | 80 | 78 | [8 empty] | Federally-Regulated Consumer Product | 02/28/2017 |  | 02/28/2017
Armstrong | Armstrong | G1N80AU075D12A*-*** | Natural Gas | No Match | False | False | 1 | False | Up | No Match | No Match | Non-Condensing | No Match | No Match |  | No Match |  | 75000 | 60000 |  |  | 77400 | 376 | 80 | 78 | [8 empty] | Federally-Regulated Consumer Product | 02/28/2017 |  | 02/28/2017
Armstrong | Ducane | SG12A36075* | LPG | No Match | False | True | 1 | False | Down | No Match | No Match | Non-Condensing | No Match | No Match |  | No Match |  | 75000 | 60000 |  |  | 76600 | 659 | 80 | 78 | [8 empty] | Federally-Regulated Consumer Product | 02/28/2017 |  | 02/28/2017
Armstrong | Armstrong | RPG10*48D150**-*** | Natural Gas | No Match | False | True | 1 | False | Horizontal | No Match | No Match | Non-Condensing | No Match | No Match |  | No Match |  | 150000 | 120000 |  |  | 134400 | 1190 | 80 | 78 | [6 empty] | 0 | 0 | Federally-Regulated Consumer Product | 02/28/2017 |  | 02/28/2017
Armstrong | Whirlpool Home Cooling & Heating | WFAT125C20-*** | Natural Gas | No Match | False | False | 1 | False | Horizontal | No Match | No Match | Non-Condensing | No Match | No Match |  | No Match |  | 125000 | 100000 |  |  | 115800 | 795 | 80 | 78 | [8 empty] | Federally-Regulated Consumer Product | 02/28/2017 |  | 02/28/2017
Armstrong | Heat Controller | OUFA125-D5** | Oil | Injection Type | False | False | 1 | False | Up | No Match | No Match | Non-Condensing | No Match | No Match |  | No Match |  | 154000 | 125000 |  |  | 132500 | 917 | 81 | 78 | [8 empty] | Federally-Regulated Consumer Product | 02/28/2017 |  | 02/28/2017
Armstrong | Armstrong | G1D93AC090D16C*-*** | LPG | No Match | False | False | 1 | False | Down | No Match | No Match | Condensing | No Match | No Match |  | No Match |  | 90000 | 83000 |  |  | 82900 | 623 | 92.5 | 78 | [8 empty] | Federally-Regulated Consumer Product | 02/28/2017 |  | 02/28/2017
Armstrong | Ducane | SG10A36100* | LPG | No Match | False | True | 1 | False | Down | No Match | No Match | Non-Condensing | No Match | No Match |  | No Match |  | 100000 | 80000 |  |  | 96400 | 665 | 80 | 78 | [8 empty] | Federally-Regulated Consumer Product | 02/28/2017 |  | 02/28/2017
Armstrong | Lennox | 10GCS024-50-*P | LPG | No Match | False | True | 1 | False | Down | No Match | No Match | Non-Condensing | No Match | No Match |  | No Match |  | 50000 | 40000 |  |  | 46600 | 529 | 80 | 78 | [6 empty] | 0 | 0 | Federally-Regulated Consumer Product | 02/28/2017 |  | 02/28/2017
Armstrong | Whirlpool Home Cooling & Heating | WFCC067B12-*** | Natural Gas | No Match | False | False | 1 | False | Down | No Match | No Match | Condensing | No Match | No Match |  | No Match |  | 67500 | 60000 |  |  | 68900 | 394 | 90 | 78 | [8 empty] | Federally-Regulated Consumer Product | 02/28/2017 |  | 02/28/2017
Armstrong | Armstrong | 26HWC123**-*** | Natural Gas | No Match | False | False | 1 | False | Up | No Match | No Match | Non-Condensing | No Match | No Match |  | No Match |  | 26000 | 20000 |  |  | 28100 | 288 | 80 | 78 | [6 empty] | 0 | 0 | Federally-Regulated Consumer Product | 02/28/2017 |  | 02/28/2017
Armstrong | Armstrong | G1N80AR050D12A*-*** | LPG | No Match | False | False | 1 | False | Down | No Match | No Match | Non-Condensing | No Match | No Match |  | No Match |  | 50000 | 40000 |  |  | 38000 | 353 | 80 | 78 | [8 empty] | Federally-Regulated Consumer Product | 02/28/2017 |  | 02/28/2017
Armstrong | Armstrong | RPG(10,12)*36D075** | LPG | No Match | False | True | 1 | False | Down | No Match | No Match | Non-Condensing | No Match | No Match |  | No Match |  | 75000 | 60000 |  |  | 76500 | 639 | 80 | 78 | [8 empty] | Federally-Regulated Consumer Product | 02/28/2017 |  | 02/28/2017
Armstrong | Heat Controller | OUFA95-D4** | Oil | Injection Type | False | False | 1 | False | Up | No Match | No Match | Non-Condensing | No Match | No Match |  | No Match |  | 120000 | 97000 |  |  | 90000 | 678 | 81 | 78 | [8 empty] | Federally-Regulated Consumer Product | 02/28/2017 |  | 02/28/2017
Armstrong | Whirlpool Home Cooling & Heating | WFCH100B14-*** | Natural Gas | No Match | False | False | 1 | False | Horizontal | No Match | No Match | Condensing | No Match | No Match |  | No Match |  | 100000 | 90000 |  |  | 85900 | 636 | 90 | 78 | [8 empty] | Federally-Regulated Consumer Product | 02/28/2017 |  | 02/28/2017
Armstrong | Armstrong | RLUF80C112/125D20-** | Oil | Injection Type | False | False | 1 | False | Up | No Match | No Match | Non-Condensing | No Match | No Match |  | No Match |  | 140000 | 113000 |  |  | 132800 | 774 | 81 | 78 | [8 empty] | Federally-Regulated Consumer Product | 02/28/2017 |  | 02/28/2017
Armstrong | Ducane | SG10A42100* | Natural Gas | No Match | False | True | 1 | False | Horizontal | No Match | No Match | Non-Condensing | No Match | No Match |  | No Match |  | 100000 | 80000 |  |  | 96400 | 710 | 80 | 78 | [8 empty] | Federally-Regulated Consumer Product | 02/28/2017 |  | 02/28/2017
Armstrong | Armstrong | CG80RA100D20C*-*** | LPG | No Match | False | False | 1 | False | Down | No Match | No Match | Non-Condensing | No Match | No Match |  | No Match |  | 100000 | 80000 |  |  | 96500 | 701 | 80 | 78 | [8 empty] | Federally-Regulated Consumer Product | 02/28/2017 |  | 02/28/2017
Armstrong | Ducane | SG12A48100* | LPG | No Match | False | True | 1 | False | Down | No Match | No Match | Non-Condensing | No Match | No Match |  | No Match |  | 100000 | 80000 |  |  | 97300 | 564 | 80 | 78 | [8 empty] | Federally-Regulated Consumer Product | 02/28/2017 |  | 02/28/2017
Armstrong | Armstrong | RPG12*48D125**-*** | Natural Gas | No Match | False | True | 1 | False | Horizontal | No Match | No Match | Non-Condensing | No Match | No Match |  | No Match |  | 125000 | 100000 |  |  | 115600 | 637 | 80 | 78 | [6 empty] | 0 | 0 | Federally-Regulated Consumer Product | 02/28/2017 |  | 02/28/2017
Armstrong | Armstrong | G1D93AC090D16C*-*** | Natural Gas | No Match | False | False | 1 | False | Down | No Match | No Match | Condensing | No Match | No Match |  | No Match |  | 90000 | 83000 |  |  | 82900 | 623 | 92.5 | 78 | [8 empty] | Federally-Regulated Consumer Product | 02/28/2017 |  | 02/28/2017
Armstrong | Armstrong | RLUF80B84/95D12-*** | Oil | Injection Type | False | False | 1 | False | Up | No Match | No Match | Non-Condensing | No Match | No Match |  | No Match |  | 105000 | 85000 |  |  | 95000 | 583 | 81 | 78 | [6 empty] | 0 | 0 | Federally-Regulated Consumer Product | 02/28/2017 |  | 02/28/2017
Armstrong | Whirlpool Home Cooling & Heating | WFAT075B16-*** | Natural Gas | No Match | False | False | 1 | False | Up | No Match | No Match | Non-Condensing | No Match | No Match |  | No Match |  | 75000 | 60000 |  |  | 77900 | 390 | 80 | 78 | [8 empty] | Federally-Regulated Consumer Product | 02/28/2017 |  | 02/28/2017
Armstrong | Armstrong | G1D80AR075D14B*-*** | LPG | No Match | False | False | 1 | False | Down | No Match | No Match | Non-Condensing | No Match | No Match |  | No Match |  | 75000 | 60000 |  |  | 77000 | 567 | 80 | 78 | [8 empty] | Federally-Regulated Consumer Product | 02/28/2017 |  | 02/28/2017
Armstrong | Ducane | SG12A30075* | Natural Gas | No Match | False | True | 1 | False | Down | No Match | No Match | Non-Condensing | No Match | No Match |  | No Match |  | 75000 | 60000 |  |  | 76500 | 639 | 80 | 78 | [8 empty] | Federally-Regulated Consumer Product | 02/28/2017 |  | 02/28/2017
Armstrong | Armstrong | RLUF80B112/125D20R- | Oil | Injection Type | False | False | 1 | False | Up | No Match | No Match | Non-Condensing | No Match | No Match |  | No Match |  | 140000 | 113000 |  |  | 130500 | 1442 | 81.3 | 78 | [6 empty] | 0 | 0 | Federally-Regulated Consumer Product | 02/28/2017 |  | 02/28/2017
Armstrong | Armstrong | PGE10*60D100**-*** | LPG | No Match | False | True | 1 | False | Down | No Match | No Match | Non-Condensing | No Match | No Match |  | No Match |  | 100000 | 80000 |  |  | 94900 | 1066 | 80 | 78 | [6 empty] | 0 | 0 | Federally-Regulated Consumer Product | 02/28/2017 |  | 02/28/2017
Armstrong | Armstrong | 51HWC(183,243,303)- | Natural Gas | No Match | False | False | 1 | False | Up | No Match | No Match | Non-Condensing | No Match | No Match |  | No Match |  | 51000 | 40000 |  |  | 37700 | 376 | 80 | 78 | [8 empty] | Federally-Regulated Consumer Product | 02/28/2017 |  | 02/28/2017
Armstrong | Ducane | SG10A24050* | Natural Gas | No Match | False | True | 1 | False | Horizontal | No Match | No Match | Non-Condensing | No Match | No Match |  | No Match |  | 50000 | 40000 |  |  | 37700 | 394 | 80 | 78 | [8 empty] | Federally-Regulated Consumer Product | 02/28/2017 |  | 02/28/2017
Armstrong | Armstrong | CG80RA100D14B*-*** | Natural Gas | No Match | False | False | 1 | False | Down | No Match | No Match | Non-Condensing | No Match | No Match |  | No Match |  | 100000 | 80000 |  |  | 97300 | 460 | 80 | 78 | [8 empty] | Federally-Regulated Consumer Product | 02/28/2017 |  | 02/28/2017
Armstrong | Ducane | SG10A24075* | Natural Gas | No Match | False | True | 1 | False | Down | No Match | No Match | Non-Condensing | No Match | No Match |  | No Match |  | 75000 | 60000 |  |  | 76500 | 639 | 80 | 78 | [8 empty] | Federally-Regulated Consumer Product | 02/28/2017 |  | 02/28/2017
Armstrong | Armstrong | PGE(10,12)*42D100** | Natural Gas | No Match | False | True | 1 | False | Down | No Match | No Match | Non-Condensing | No Match | No Match |  | No Match |  | 100000 | 80000 |  |  | 96400 | 710 | 80 | 78 | [8 empty] | Federally-Regulated Consumer Product | 02/28/2017 |  | 02/28/2017
Armstrong | Heat Controller | OUFA125-D5 | Oil | Injection Type | False | False | 1 | False | Up | No Match | No Match | Non-Condensing | No Match | No Match |  | No Match |  | 140000 | 113000 |  |  | 133000 | 774 | 81 | 78 | [8 empty] | Federally-Regulated Consumer Product | 02/28/2017 |  | 02/28/2017
Armstrong | Armstrong | CG80RA050D12A*-*** | Natural Gas | No Match | False | False | 1 | False | Down | No Match | No Match | Non-Condensing | No Match | No Match |  | No Match |  | 50000 | 40000 |  |  | 38000 | 353 | 80 | 78 | [8 empty] | Federally-Regulated Consumer Product | 02/28/2017 |  | 02/28/2017
Armstrong | Lennox | 12GCS036-50-*P | Natural Gas | No Match | False | True | 1 | False | Horizontal | No Match | No Match | Non-Condensing | No Match | No Match |  | No Match |  | 50000 | 40000 |  |  | 48600 | 529 | 80 | 78 | [6 empty] | 0 | 0 | Federally-Regulated Consumer Product | 02/28/2017 |  | 02/28/2017
Armstrong | Armstrong | G1N80AR075D16B*-*** | LPG | No Match | False | False | 1 | False | Down | No Match | No Match | Non-Condensing | No Match | No Match |  | No Match |  | 75000 | 60000 |  |  | 77000 | 570 | 80 | 78 | [8 empty] | Federally-Regulated Consumer Product | 02/28/2017 |  | 02/28/2017
Armstrong | Armstrong | PGE12*48D100**-*** | Natural Gas | No Match | False | True | 1 | False | Horizontal | No Match | No Match | Non-Condensing | No Match | No Match |  | No Match |  | 100000 | 80000 |  |  | 97300 | 564 | 80 | 78 | [6 empty] | 0 | 0 | Federally-Regulated Consumer Product | 02/28/2017 |  | 02/28/2017
Armstrong | Armstrong | RPG(10,12)*36D100** | Natural Gas | No Match | False | True | 1 | False | Horizontal | No Match | No Match | Non-Condensing | No Match | No Match |  | No Match |  | 100000 | 80000 |  |  | 96400 | 665 | 80 | 78 | [8 empty] | Federally-Regulated Consumer Product | 02/28/2017 |  | 02/28/2017
Armstrong | Armstrong | G1D93AC090D20C*-*** | Natural Gas | No Match | False | False | 1 | False | Down | No Match | No Match | Condensing | No Match | No Match |  | No Match |  | 90000 | 83000 |  |  | 82900 | 596 | 92.5 | 78 | [8 empty] | Federally-Regulated Consumer Product | 02/28/2017 |  | 02/28/2017
Armstrong | Armstrong | LUF80B57D10R-*** | Oil | Injection Type | False | False | 1 | False | Up | No Match | No Match | Non-Condensing | No Match | No Match |  | No Match |  | 70000 | 57000 |  |  | 53200 | 648 | 84 | 78 | [6 empty] | 0 | 0 | Federally-Regulated Consumer Product | 02/28/2017 |  | 02/28/2017
Armstrong | Armstrong | CG90UA050D12B*-*** | Natural Gas | No Match | False | False | 1 | False | Up | No Match | No Match | Condensing | No Match | No Match |  | No Match |  | 50000 | 45000 |  |  | 51000 | 424 | 90 | 78 | [8 empty] | Federally-Regulated Consumer Product | 02/28/2017 |  | 02/28/2017
Armstrong | Armstrong | G1N80AR125D20C*-*** | Natural Gas | No Match | False | False | 1 | False | Down | No Match | No Match | Non-Condensing | No Match | No Match |  | No Match |  | 125000 | 100000 |  |  | 115600 | 865 | 80 | 78 | [8 empty] | Federally-Regulated Consumer Product | 02/28/2017 |  | 02/28/2017
Armstrong | Armstrong | CG90HA100D20B*-*** | Natural Gas | No Match | False | False | 1 | False | Horizontal | No Match | No Match | Condensing | No Match | No Match |  | No Match |  | 100000 | 90000 |  |  | 85300 | 842 | 90 | 78 | [8 empty] | Federally-Regulated Consumer Product | 02/28/2017 |  | 02/28/2017
Armstrong | Armstrong | RLUF80C112/125B16*-* | Oil | Injection Type | False | False | 1 | False | Up | No Match | No Match | Non-Condensing | No Match | No Match |  | No Match |  | 154000 | 125000 |  |  | 131300 | 1368 | 81 | 78 | [8 empty] | Federally-Regulated Consumer Product | 02/28/2017 |  | 02/28/2017
Armstrong | Armstrong | RPG10*48D150**-*** | Natural Gas | No Match | False | True | 1 | False | Down | No Match | No Match | Non-Condensing | No Match | No Match |  | No Match |  | 150000 | 120000 |  |  | 134400 | 1190 | 80 | 78 | [6 empty] | 0 | 0 | Federally-Regulated Consumer Product | 02/28/2017 |  | 02/28/2017
Armstrong | Armstrong | RPG(10,12)*30D050** | Natural Gas | No Match | False | True | 1 | False | Horizontal | No Match | No Match | Non-Condensing | No Match | No Match |  | No Match |  | 50000 | 40000 |  |  | 37700 | 394 | 80 | 78 | [8 empty] | Federally-Regulated Consumer Product | 02/28/2017 |  | 02/28/2017
Armstrong | Lennox | 10GCS030-75-*P | Natural Gas | No Match | False | True | 1 | False | Down | No Match | No Match | Non-Condensing | No Match | No Match |  | No Match |  | 75000 | 60000 |  |  | 76500 | 639 | 80 | 78 | [6 empty] | 0 | 0 | Federally-Regulated Consumer Product | 02/28/2017 |  | 02/28/2017
Armstrong | Armstrong | CG80TA075D16B*-*** | Natural Gas | No Match | False | False | 1 | False | Horizontal | No Match | No Match | Non-Condensing | No Match | No Match |  | No Match |  | 75000 | 60000 |  |  | 77900 | 390 | 80 | 78 | [8 empty] | Federally-Regulated Consumer Product | 02/28/2017 |  | 02/28/2017
Armstrong | Armstrong | RPG12*48D100**-*** | LPG | No Match | False | True | 1 | False | Down | No Match | No Match | Non-Condensing | No Match | No Match |  | No Match |  | 100000 | 80000 |  |  | 97300 | 564 | 80 | 78 | [6 empty] | 0 | 0 | Federally-Regulated Consumer Product | 02/28/2017 |  | 02/28/2017
Armstrong | Ducane | SG10A30075* | LPG | No Match | False | True | 1 | False | Down | No Match | No Match | Non-Condensing | No Match | No Match |  | No Match |  | 75000 | 60000 |  |  | 76500 | 639 | 80 | 78 | [8 empty] | Federally-Regulated Consumer Product | 02/28/2017 |  | 02/28/2017
Armstrong | Lennox | 10GCS036-75-*P | Natural Gas | No Match | False | True | 1 | False | Down | No Match | No Match | Non-Condensing | No Match | No Match |  | No Match |  | 75000 | 60000 |  |  | 76500 | 639 | 80 | 78 | [6 empty] | 0 | 0 | Federally-Regulated Consumer Product | 02/28/2017 |  | 02/28/2017
Armstrong | Ducane | SG10A48100* | Natural Gas | No Match | False | True | 1 | False | Horizontal | No Match | No Match | Non-Condensing | No Match | No Match |  | No Match |  | 100000 | 80000 |  |  | 94900 | 1066 | 80 | 78 | [8 empty] | Federally-Regulated Consumer Product | 02/28/2017 |  | 02/28/2017
Armstrong | Armstrong | LUF80B112/125D20*-* | Oil | Injection Type | False | False | 1 | False | Up | No Match | No Match | Non-Condensing | No Match | No Match |  | No Match |  | 154000 | 125000 |  |  | 132500 | 917 | 81 | 78 | [6 empty] | 0 | 0 | Federally-Regulated Consumer Product | 02/28/2017 |  | 02/28/2017
Armstrong | Whirlpool Home Cooling & Heating | WFAR150D20-*** | Natural Gas | No Match | False | False | 1 | False | Horizontal | No Match | No Match | Non-Condensing | No Match | No Match |  | No Match |  | 150000 | 120000 |  |  | 135600 | 862 | 80 | 78 | [8 empty] | Federally-Regulated Consumer Product | 02/28/2017 |  | 02/28/2017
Armstrong | Lennox | 10GCS048-150-*P | LPG | No Match | False | True | 1 | False | Down | No Match | No Match | Non-Condensing | No Match | No Match |  | No Match |  | 150000 | 120000 |  |  | 137300 | 1190 | 80 | 78 | [6 empty] | 0 | 0 | Federally-Regulated Consumer Product | 02/28/2017 |  | 02/28/2017
Armstrong | Armstrong | G2D80AR100D20C*-*** | Natural Gas | No Match | False | False | 1 | False | Horizontal | No Match | No Match | Non-Condensing | No Match | No Match |  | No Match |  | 100000 | 80000 |  |  | 97000 | 589 | 80 | 78 | [8 empty] | Federally-Regulated Consumer Product | 02/28/2017 |  | 02/28/2017
Armstrong | Whirlpool Home Cooling & Heating | WFAR100B14-*** | Natural Gas | No Match | False | False | 1 | False | Horizontal | No Match | No Match | Non-Condensing | No Match | No Match |  | No Match |  | 100000 | 80000 |  |  | 97300 | 460 | 80 | 78 | [8 empty] | Federally-Regulated Consumer Product | 02/28/2017 |  | 02/28/2017
Armstrong | Armstrong | RPG(10,12)*30D075** | Natural Gas | No Match | False | True | 1 | False | Horizontal | No Match | No Match | Non-Condensing | No Match | No Match |  | No Match |  | 75000 | 60000 |  |  | 76500 | 639 | 80 | 78 | [8 empty] | Federally-Regulated Consumer Product | 02/28/2017 |  | 02/28/2017
Armstrong | Armstrong | RPG12*60D100**-*** | Natural Gas | No Match | False | True | 1 | False | Horizontal | No Match | No Match | Non-Condensing | No Match | No Match |  | No Match |  | 100000 | 80000 |  |  | 97300 | 564 | 80 | 78 | [6 empty] | 0 | 0 | Federally-Regulated Consumer Product | 02/28/2017 |  | 02/28/2017
Armstrong | Ducane | SG12A36050* | Natural Gas | No Match | False | True | 1 | False | Down | No Match | No Match | Non-Condensing | No Match | No Match |  | No Match |  | 50000 | 40000 |  |  | 37700 | 394 | 80 | 78 | [8 empty] | Federally-Regulated Consumer Product | 02/28/2017 |  | 02/28/2017
Armstrong | Armstrong | RPG10*48D100**-*** | LPG | No Match | False | True | 1 | False | Down | No Match | No Match | Non-Condensing | No Match | No Match |  | No Match |  | 100000 | 80000 |  |  | 94900 | 1066 | 80 | 78 | [6 empty] | 0 | 0 | Federally-Regulated Consumer Product | 02/28/2017 |  | 02/28/2017
Armstrong | Armstrong | PGE(10,12)*36D075** | LPG | No Match | False | True | 1 | False | Down | No Match | No Match | Non-Condensing | No Match | No Match |  | No Match |  | 75000 | 60000 |  |  | 76500 | 639 | 80 | 78 | [8 empty] | Federally-Regulated Consumer Product | 02/28/2017 |  | 02/28/2017
Armstrong | Armstrong | 64HWC(183,243,303)- | Natural Gas | No Match | False | False | 1 | False | Up | No Match | No Match | Non-Condensing | No Match | No Match |  | No Match |  | 64000 | 50000 |  |  | 57100 | 519 | 80 | 78 | [8 empty] | Federally-Regulated Consumer Product | 02/28/2017 |  | 02/28/2017
Armstrong | Armstrong | G1N80AT050D12A*-*** | Natural Gas | No Match | False | False | 1 | False | Up | No Match | No Match | Non-Condensing | No Match | No Match |  | No Match |  | 50000 | 40000 |  |  | 38500 | 207 | 80 | 78 | [8 empty] | Federally-Regulated Consumer Product | 02/28/2017 |  | 02/28/2017
Armstrong | Ducane | SG10A42100* | Natural Gas | No Match | False | True | 1 | False | Down | No Match | No Match | Non-Condensing | No Match | No Match |  | No Match |  | 100000 | 80000 |  |  | 96400 | 710 | 80 | 78 | [8 empty] | Federally-Regulated Consumer Product | 02/28/2017 |  | 02/28/2017
Armstrong | Armstrong | LUF80C84/95D16*-*** | Oil | Injection Type | False | False | 1 | False | Up | No Match | No Match | Non-Condensing | No Match | No Match |  | No Match |  | 120000 | 97000 |  |  | 114500 | 678 | 81 | 78 | [8 empty] | Federally-Regulated Consumer Product | 02/28/2017 |  | 02/28/2017
Armstrong | Armstrong | 36MGE(10,12)A30A-** | Natural Gas | No Match | False | False | 1 | False | Up | No Match | No Match | Non-Condensing | No Match | No Match |  | No Match |  | 36000 | 28000 |  |  | 38100 | 223 | 80 | 78 | [8 empty] | Federally-Regulated Consumer Product | 02/28/2017 |  | 02/28/2017
Armstrong | Armstrong | RPG10*60D100**-*** | Natural Gas | No Match | False | True | 1 | False | Horizontal | No Match | No Match | Non-Condensing | No Match | No Match |  | No Match |  | 100000 | 80000 |  |  | 94900 | 1066 | 80 | 78 | [6 empty] | 0 | 0 | Federally-Regulated Consumer Product | 02/28/2017 |  | 02/28/2017
Armstrong | Ducane | SG10A36100* | Natural Gas | No Match | False | True | 1 | False | Down | No Match | No Match | Non-Condensing | No Match | No Match |  | No Match |  | 100000 | 80000 |  |  | 96400 | 665 | 80 | 78 | [8 empty] | Federally-Regulated Consumer Product | 02/28/2017 |  | 02/28/2017
Armstrong | Ducane | DOUA57/72F3* | Oil | Injection Type | False | False | 1 | False | Up | No Match | No Match | Non-Condensing | No Match | No Match |  | No Match |  | 90000 | 72000 |  |  | 73000 | 518 | 83 | 78 | [8 empty] | Federally-Regulated Consumer Product | 02/28/2017 |  | 02/28/2017
Armstrong | Armstrong | PGE(10,12)*30D075** | LPG | No Match | False | True | 1 | False | Down | No Match | No Match | Non-Condensing | No Match | No Match |  | No Match |  | 75000 | 60000 |  |  | 76500 | 639 | 80 | 78 | [8 empty] | Federally-Regulated Consumer Product | 02/28/2017 |  | 02/28/2017
Armstrong | Armstrong | G1D80AR150D20D*-*** | Natural Gas | No Match | False | False | 1 | False | Horizontal | No Match | No Match | Non-Condensing | No Match | No Match |  | No Match |  | 150000 | 120000 |  |  | 135600 | 854 | 80 | 78 | [8 empty] | Federally-Regulated Consumer Product | 02/28/2017 |  | 02/28/2017
Armstrong | Armstrong | RLUF80B112/125D20R* | Oil | Injection Type | False | False | 1 | False | Up | No Match | No Match | Non-Condensing | No Match | No Match |  | No Match |  | 147000 | 120000 |  |  | 131000 | 1372 | 81.2 | 78 | [6 empty] | 0 | 0 | Federally-Regulated Consumer Product | 02/28/2017 |  | 02/28/2017
Armstrong | Whirlpool Home Cooling & Heating | WFAU050A12-*** | Natural Gas | No Match | False | False | 1 | False | Up | No Match | No Match | Non-Condensing | No Match | No Match |  | No Match |  | 50000 | 40000 |  |  | 38600 | 197 | 80 | 78 | [8 empty] | Federally-Regulated Consumer Product | 02/28/2017 |  | 02/28/2017
Armstrong | Armstrong | LUF80B57/72D12-*** | Oil | Injection Type | False | False | 1 | False | Up | No Match | No Match | Non-Condensing | No Match | No Match |  | No Match |  | 70000 | 57000 |  |  | 64000 | 441 | 83 | 78 | [8 empty] | Federally-Regulated Consumer Product | 02/28/2017 |  | 02/28/2017
Armstrong | Whirlpool Home Cooling & Heating | WFCC112D20-*** | LPG | No Match | False | False | 1 | False | Down | No Match | No Match | Condensing | No Match | No Match |  | No Match |  | 112500 | 100000 |  |  | 102800 | 794 | 90 | 78 | [8 empty] | Federally-Regulated Consumer Product | 02/28/2017 |  | 02/28/2017
Armstrong | Armstrong | RPG(10,12)*36D100** | LPG | No Match | False | True | 1 | False | Down | No Match | No Match | Non-Condensing | No Match | No Match |  | No Match |  | 100000 | 80000 |  |  | 96400 | 665 | 80 | 78 | [8 empty] | Federally-Regulated Consumer Product | 02/28/2017 |  | 02/28/2017
Armstrong | Lennox | 12GCS042-100-*P | LPG | No Match | False | True | 1 | False | Down | No Match | No Match | Non-Condensing | No Match | No Match |  | No Match |  | 100000 | 80000 |  |  | 96100 | 710 | 80 | 78 | [6 empty] | 0 | 0 | Federally-Regulated Consumer Product | 02/28/2017 |  | 02/28/2017
Armstrong | Armstrong | RPG(10,12)*42D100** | Natural Gas | No Match | False | True | 1 | False | Horizontal | No Match | No Match | Non-Condensing | No Match | No Match |  | No Match |  | 100000 | 80000 |  |  | 96400 | 710 | 80 | 78 | [8 empty] | Federally-Regulated Consumer Product | 02/28/2017 |  | 02/28/2017
Armstrong | Armstrong | PGE(10,12)*36D050** | Natural Gas | No Match | False | True | 1 | False | Down | No Match | No Match | Non-Condensing | No Match | No Match |  | No Match |  | 50000 | 40000 |  |  | 37700 | 394 | 80 | 78 | [8 empty] | Federally-Regulated Consumer Product | 02/28/2017 |  | 02/28/2017
Armstrong | Armstrong | G1N80AR100D20C*-*** | Natural Gas | No Match | False | False | 1 | False | Down | No Match | No Match | Non-Condensing | No Match | No Match |  | No Match |  | 100000 | 80000 |  |  | 96500 | 701 | 80 | 78 | [8 empty] | Federally-Regulated Consumer Product | 02/28/2017 |  | 02/28/2017
Armstrong | Armstrong | PGE(10,12)*42D100** | Natural Gas | No Match | False | True | 1 | False | Horizontal | No Match | No Match | Non-Condensing | No Match | No Match |  | No Match |  | 100000 | 80000 |  |  | 96400 | 710 | 80 | 78 | [8 empty] | Federally-Regulated Consumer Product | 02/28/2017 |  | 02/28/2017
Armstrong | Lennox | 10GCS048-150-*P | Natural Gas | No Match | False | True | 1 | False | Horizontal | No Match | No Match | Non-Condensing | No Match | No Match |  | No Match |  | 150000 | 120000 |  |  | 137300 | 1190 | 80 | 78 | [6 empty] | 0 | 0 | Federally-Regulated Consumer Product | 02/28/2017 |  | 02/28/2017
Armstrong | Armstrong | CG90HA075D14A*-*** | Natural Gas | No Match | False | False | 1 | False | Horizontal | No Match | No Match | Condensing | No Match | No Match |  | No Match |  | 75000 | 67000 |  |  | 68300 | 595 | 90 | 78 | [8 empty] | Federally-Regulated Consumer Product | 02/28/2017 |  | 02/28/2017
Armstrong | Armstrong | G1D80AR150D20D*-*** | LPG | No Match | False | False | 1 | False | Down | No Match | No Match | Non-Condensing | No Match | No Match |  | No Match |  | 150000 | 120000 |  |  | 135600 | 854 | 80 | 78 | [8 empty] | Federally-Regulated Consumer Product | 02/28/2017 |  | 02/28/2017
Armstrong | Armstrong | G1N80AT100D22C*-*** | Natural Gas | No Match | False | False | 1 | False | Horizontal | No Match | No Match | Non-Condensing | No Match | No Match |  | No Match |  | 100000 | 80000 |  |  | 95900 | 854 | 80 | 78 | [8 empty] | Federally-Regulated Consumer Product | 02/28/2017 |  | 02/28/2017
Armstrong | Armstrong | RLUF80B57/72D12*-*** | Oil | Injection Type | False | False | 1 | False | Up | No Match | No Match | Non-Condensing | No Match | No Match |  | No Match |  | 90000 | 72000 |  |  | 73000 | 518 | 83 | 78 | [8 empty] | Federally-Regulated Consumer Product | 02/28/2017 |  | 02/28/2017
Armstrong | Whirlpool Home Cooling & Heating | WFAU075B16-*** | Natural Gas | No Match | False | False | 1 | False | Up | No Match | No Match | Non-Condensing | No Match | No Match |  | No Match |  | 75000 | 60000 |  |  | 77500 | 389 | 80 | 78 | [8 empty] | Federally-Regulated Consumer Product | 02/28/2017 |  | 02/28/2017
Armstrong | Ducane | SG10A30050* | LPG | No Match | False | True | 1 | False | Down | No Match | No Match | Non-Condensing | No Match | No Match |  | No Match |  | 50000 | 40000 |  |  | 37700 | 394 | 80 | 78 | [8 empty] | Federally-Regulated Consumer Product | 02/28/2017 |  | 02/28/2017
Armstrong | Armstrong | G1D93AC067D12B*-*** | Natural Gas | No Match | False | False | 1 | False | Down | No Match | No Match | Condensing | No Match | No Match |  | No Match |  | 67500 | 62000 |  |  | 66000 | 594 | 92.5 | 78 | [8 empty] | Federally-Regulated Consumer Product | 02/28/2017 |  | 02/28/2017
Armstrong | Lennox | 12GCS048-100-*P | LPG | No Match | False | True | 1 | False | Down | No Match | No Match | Non-Condensing | No Match | No Match |  | No Match |  | 100000 | 80000 |  |  | 97300 | 564 | 80 | 78 | [6 empty] | 0 | 0 | Federally-Regulated Consumer Product | 02/28/2017 |  | 02/28/2017
Armstrong | Whirlpool Home Cooling & Heating | WFCC067B12-*** | LPG | No Match | False | False | 1 | False | Down | No Match | No Match | Condensing | No Match | No Match |  | No Match |  | 67500 | 60000 |  |  | 68900 | 394 | 90 | 78 | [8 empty] | Federally-Regulated Consumer Product | 02/28/2017 |  | 02/28/2017
Armstrong | Armstrong | 36MGE(10,12)A24A-** | Natural Gas | No Match | False | False | 1 | False | Up | No Match | No Match | Non-Condensing | No Match | No Match |  | No Match |  | 36000 | 28000 |  |  | 38100 | 230 | 80 | 78 | [8 empty] | Federally-Regulated Consumer Product | 02/28/2017 |  | 02/28/2017
Armstrong | Armstrong | RLUF80B112/125B16-* | Oil | Injection Type | False | False | 1 | False | Up | No Match | No Match | Non-Condensing | No Match | No Match |  | No Match |  | 140000 | 113000 |  |  | 130900 | 1418 | 81 | 78 | [6 empty] | 0 | 0 | Federally-Regulated Consumer Product | 02/28/2017 |  | 02/28/2017
Armstrong | Armstrong | G2D95AC080V20C*-*** | LPG | No Match | False | False | 1 | False | Down | No Match | No Match | Condensing | No Match | No Match |  | No Match |  | 80000 | 76000 |  |  | 79600 | 3 | 94.5 | 78 | [8 empty] | Federally-Regulated Consumer Product | 02/28/2017 |  | 02/28/2017
Armstrong | Whirlpool Home Cooling & Heating | WFCC090C20-*** | LPG | No Match | False | False | 1 | False | Down | No Match | No Match | Condensing | No Match | No Match |  | No Match |  | 90000 | 81000 |  |  | 85200 | 646 | 90 | 78 | [8 empty] | Federally-Regulated Consumer Product | 02/28/2017 |  | 02/28/2017
Armstrong | Armstrong | LUF80C112/125D20*-* | Oil | Injection Type | False | False | 1 | False | Up | No Match | No Match | Non-Condensing | No Match | No Match |  | No Match |  | 154000 | 125000 |  |  | 132600 | 917 | 81 | 78 | [8 empty] | Federally-Regulated Consumer Product | 02/28/2017 |  | 02/28/2017
Armstrong | Armstrong | CG80TA100D14B*-*** | Natural Gas | No Match | False | False | 1 | False | Up | No Match | No Match | Non-Condensing | No Match | No Match |  | No Match |  | 100000 | 80000 |  |  | 96700 | 605 | 80 | 78 | [8 empty] | Federally-Regulated Consumer Product | 02/28/2017 |  | 02/28/2017
Armstrong | Armstrong | CG90CA112D20D*-*** | LPG | No Match | False | False | 1 | False | Down | No Match | No Match | Condensing | No Match | No Match |  | No Match |  | 112500 | 100000 |  |  | 102800 | 794 | 90 | 78 | [8 empty] | Federally-Regulated Consumer Product | 02/28/2017 |  | 02/28/2017
Armstrong | Armstrong | G1D80AR100D20C*-*** | LPG | No Match | False | False | 1 | False | Down | No Match | No Match | Non-Condensing | No Match | No Match |  | No Match |  | 100000 | 80000 |  |  | 96900 | 554 | 80 | 78 | [8 empty] | Federally-Regulated Consumer Product | 02/28/2017 |  | 02/28/2017
Armstrong | Lennox | 12GCS042-100-*P | Natural Gas | No Match | False | True | 1 | False | Down | No Match | No Match | Non-Condensing | No Match | No Match |  | No Match |  | 100000 | 80000 |  |  | 96100 | 710 | 80 | 78 | [6 empty] | 0 | 0 | Federally-Regulated Consumer Product | 02/28/2017 |  | 02/28/2017
Armstrong | Armstrong | PGE10*60D100**-*** | Natural Gas | No Match | False | True | 1 | False | Horizontal | No Match | No Match | Non-Condensing | No Match | No Match |  | No Match |  | 100000 | 80000 |  |  | 94900 | 1066 | 80 | 78 | [6 empty] | 0 | 0 | Federally-Regulated Consumer Product | 02/28/2017 |  | 02/28/2017
Armstrong | Armstrong | CG80RA075D16B*-*** | LPG | No Match | False | False | 1 | False | Down | No Match | No Match | Non-Condensing | No Match | No Match |  | No Match |  | 75000 | 60000 |  |  | 77000 | 570 | 80 | 78 | [8 empty] | Federally-Regulated Consumer Product | 02/28/2017 |  | 02/28/2017
Armstrong | Ducane | SG12A48100* | Natural Gas | No Match | False | True | 1 | False | Down | No Match | No Match | Non-Condensing | No Match | No Match |  | No Match |  | 100000 | 80000 |  |  | 97300 | 564 | 80 | 78 | [8 empty] | Federally-Regulated Consumer Product | 02/28/2017 |  | 02/28/2017
Armstrong | Armstrong | G1D80AR050D12B*-*** | Natural Gas | No Match | False | False | 1 | False | Horizontal | No Match | No Match | Non-Condensing | No Match | No Match |  | No Match |  | 50000 | 40000 |  |  | 38000 | 341 | 80 | 78 | [8 empty] | Federally-Regulated Consumer Product | 02/28/2017 |  | 02/28/2017
Armstrong | Ducane | SG12A30075* | LPG | No Match | False | True | 1 | False | Down | No Match | No Match | Non-Condensing | No Match | No Match |  | No Match |  | 75000 | 60000 |  |  | 76500 | 639 | 80 | 78 | [8 empty] | Federally-Regulated Consumer Product | 02/28/2017 |  | 02/28/2017
Armstrong | Armstrong | RPG10*60D150**-*** | Natural Gas | No Match | False | True | 1 | False | Down | No Match | No Match | Non-Condensing | No Match | No Match |  | No Match |  | 150000 | 120000 |  |  | 134400 | 1190 | 80 | 78 | [6 empty] | 0 | 0 | Federally-Regulated Consumer Product | 02/28/2017 |  | 02/28/2017
Armstrong | Armstrong | G1N80AT075D16B*-*** | Natural Gas | No Match | False | False | 1 | False | Up | No Match | No Match | Non-Condensing | No Match | No Match |  | No Match |  | 75000 | 60000 |  |  | 77900 | 390 | 80 | 78 | [8 empty] | Federally-Regulated Consumer Product | 02/28/2017 |  | 02/28/2017
Armstrong | Ducane | SG12A42075* | Natural Gas | No Match | False | True | 1 | False | Down | No Match | No Match | Non-Condensing | No Match | No Match |  | No Match |  | 75000 | 60000 |  |  | 76600 | 659 | 80 | 78 | [8 empty] | Federally-Regulated Consumer Product | 02/28/2017 |  | 02/28/2017
Armstrong | Armstrong | PGE12*60D100**-*** | Natural Gas | No Match | False | True | 1 | False | Horizontal | No Match | No Match | Non-Condensing | No Match | No Match |  | No Match |  | 100000 | 80000 |  |  | 97300 | 564 | 80 | 78 | [6 empty] | 0 | 0 | Federally-Regulated Consumer Product | 02/28/2017 |  | 02/28/2017
Armstrong | Armstrong | PGE(10,12)*30D050** | Natural Gas | No Match | False | True | 1 | False | Down | No Match | No Match | Non-Condensing | No Match | No Match |  | No Match |  | 50000 | 40000 |  |  | 37700 | 394 | 80 | 78 | [8 empty] | Federally-Regulated Consumer Product | 02/28/2017 |  | 02/28/2017
Armstrong | Armstrong | CG90UA075D16C*-*** | Natural Gas | No Match | False | False | 1 | False | Up | No Match | No Match | Condensing | No Match | No Match |  | No Match |  | 75000 | 68000 |  |  | 68000 | 516 | 90 | 78 | [8 empty] | Federally-Regulated Consumer Product | 02/28/2017 |  | 02/28/2017
Armstrong | Armstrong | RPG10*60D100**-*** | Natural Gas | No Match | False | True | 1 | False | Down | No Match | No Match | Non-Condensing | No Match | No Match |  | No Match |  | 100000 | 80000 |  |  | 94900 | 1066 | 80 | 78 | [6 empty] | 0 | 0 | Federally-Regulated Consumer Product | 02/28/2017 |  | 02/28/2017
Armstrong | Armstrong | RPG(10,12)*30D075** | Natural Gas | No Match | False | True | 1 | False | Down | No Match | No Match | Non-Condensing | No Match | No Match |  | No Match |  | 75000 | 60000 |  |  | 76500 | 639 | 80 | 78 | [8 empty] | Federally-Regulated Consumer Product | 02/28/2017 |  | 02/28/2017
Armstrong | Armstrong | LUF80C84/95D16-*** | Oil | Injection Type | False | False | 1 | False | Up | No Match | No Match | Non-Condensing | No Match | No Match |  | No Match |  | 105000 | 85000 |  |  | 94700 | 668 | 81 | 78 | [8 empty] | Federally-Regulated Consumer Product | 02/28/2017 |  | 02/28/2017
Armstrong | Lennox | 12GCS036-50-*P | LPG | No Match | False | True | 1 | False | Down | No Match | No Match | Non-Condensing | No Match | No Match |  | No Match |  | 50000 | 40000 |  |  | 48600 | 529 | 80 | 78 | [6 empty] | 0 | 0 | Federally-Regulated Consumer Product | 02/28/2017 |  | 02/28/2017
Armstrong | Armstrong | CG90UA125D20D*-*** | Natural Gas | No Match | False | False | 1 | False | Up | No Match | No Match | Condensing | No Match | No Match |  | No Match |  | 125000 | 113000 |  |  | 120000 | 844 | 90 | 78 | [8 empty] | Federally-Regulated Consumer Product | 02/28/2017 |  | 02/28/2017
Armstrong | Armstrong | CG80RA100D14B*-*** | LPG | No Match | False | False | 1 | False | Down | No Match | No Match | Non-Condensing | No Match | No Match |  | No Match |  | 100000 | 80000 |  |  | 97300 | 460 | 80 | 78 | [8 empty] | Federally-Regulated Consumer Product | 02/28/2017 |  | 02/28/2017
Armstrong | Armstrong | RLUF80B112/125D20*- | Oil | Injection Type | False | False | 1 | False | Up | No Match | No Match | Non-Condensing | No Match | No Match |  | No Match |  | 154000 | 125000 |  |  | 132500 | 917 | 81 | 78 | [6 empty] | 0 | 0 | Federally-Regulated Consumer Product | 02/28/2017 |  | 02/28/2017
Armstrong | Armstrong | RPG(10,12)*24D075** | LPG | No Match | False | True | 1 | False | Down | No Match | No Match | Non-Condensing | No Match | No Match |  | No Match |  | 75000 | 60000 |  |  | 76500 | 639 | 80 | 78 | [8 empty] | Federally-Regulated Consumer Product | 02/28/2017 |  | 02/28/2017
Armstrong | Armstrong | RPG(10,12)*36D100** | Natural Gas | No Match | False | True | 1 | False | Down | No Match | No Match | Non-Condensing | No Match | No Match |  | No Match |  | 100000 | 80000 |  |  | 96400 | 665 | 80 | 78 | [8 empty] | Federally-Regulated Consumer Product | 02/28/2017 |  | 02/28/2017
Armstrong | Armstrong | G1D80AR075D14B*-*** | Natural Gas | No Match | False | False | 1 | False | Horizontal | No Match | No Match | Non-Condensing | No Match | No Match |  | No Match |  | 75000 | 60000 |  |  | 77000 | 567 | 80 | 78 | [8 empty] | Federally-Regulated Consumer Product | 02/28/2017 |  | 02/28/2017
Armstrong | Armstrong | RPG10*48D100**-*** | Natural Gas | No Match | False | True | 1 | False | Down | No Match | No Match | Non-Condensing | No Match | No Match |  | No Match |  | 100000 | 80000 |  |  | 94900 | 1066 | 80 | 78 | [6 empty] | 0 | 0 | Federally-Regulated Consumer Product | 02/28/2017 |  | 02/28/2017
Armstrong | Armstrong | G1N80AR150D20D*-*** | Natural Gas | No Match | False | False | 1 | False | Horizontal | No Match | No Match | Non-Condensing | No Match | No Match |  | No Match |  | 150000 | 120000 |  |  | 135600 | 862 | 80 | 78 | [8 empty] | Federally-Regulated Consumer Product | 02/28/2017 |  | 02/28/2017
Armstrong | Armstrong | RPG10*60D125**-*** | Natural Gas | No Match | False | True | 1 | False | Down | No Match | No Match | Non-Condensing | No Match | No Match |  | No Match |  | 125000 | 100000 |  |  | 114400 | 1204 | 80 | 78 | [6 empty] | 0 | 0 | Federally-Regulated Consumer Product | 02/28/2017 |  | 02/28/2017
Armstrong | Armstrong | CG80RA075D12A*-*** | Natural Gas | No Match | False | False | 1 | False | Horizontal | No Match | No Match | Non-Condensing | No Match | No Match |  | No Match |  | 75000 | 60000 |  |  | 77000 | 548 | 80 | 78 | [8 empty] | Federally-Regulated Consumer Product | 02/28/2017 |  | 02/28/2017
Armstrong | Armstrong | PGE(10,12)*24D050** | LPG | No Match | False | True | 1 | False | Down | No Match | No Match | Non-Condensing | No Match | No Match |  | No Match |  | 50000 | 40000 |  |  | 37700 | 394 | 80 | 78 | [8 empty] | Federally-Regulated Consumer Product | 02/28/2017 |  | 02/28/2017
Armstrong | Lennox | 10GCS060-150-*P | LPG | No Match | False | True | 1 | False | Down | No Match | No Match | Non-Condensing | No Match | No Match |  | No Match |  | 150000 | 120000 |  |  | 137300 | 1190 | 80 | 78 | [6 empty] | 0 | 0 | Federally-Regulated Consumer Product | 02/28/2017 |  | 02/28/2017
Armstrong | Ducane | SG12A24050* | Natural Gas | No Match | False | True | 1 | False | Horizontal | No Match | No Match | Non-Condensing | No Match | No Match |  | No Match |  | 50000 | 40000 |  |  | 37700 | 394 | 80 | 78 | [8 empty] | Federally-Regulated Consumer Product | 02/28/2017 |  | 02/28/2017
Armstrong | Armstrong | RPG10*60D150**-*** | LPG | No Match | False | True | 1 | False | Down | No Match | No Match | Non-Condensing | No Match | No Match |  | No Match |  | 150000 | 120000 |  |  | 134400 | 1190 | 80 | 78 | [6 empty] | 0 | 0 | Federally-Regulated Consumer Product | 02/28/2017 |  | 02/28/2017
Armstrong | Lennox | 12GCS036-75-*P | LPG | No Match | False | True | 1 | False | Down | No Match | No Match | Non-Condensing | No Match | No Match |  | No Match |  | 75000 | 60000 |  |  | 76500 | 639 | 80 | 78 | [6 empty] | 0 | 0 | Federally-Regulated Consumer Product | 02/28/2017 |  | 02/28/2017
Armstrong | Armstrong | G1D93AC067D16C*-*** | LPG | No Match | False | False | 1 | False | Down | No Match | No Match | Condensing | No Match | No Match |  | No Match |  | 67500 | 62000 |  |  | 66000 | 553 | 92.5 | 78 | [8 empty] | Federally-Regulated Consumer Product | 02/28/2017 |  | 02/28/2017
Armstrong | Armstrong | LUF80B112/125D20-** | Oil | Injection Type | False | False | 1 | False | Up | No Match | No Match | Non-Condensing | No Match | No Match |  | No Match |  | 140000 | 113000 |  |  | 133000 | 774 | 81 | 78 | [6 empty] | 0 | 0 | Federally-Regulated Consumer Product | 02/28/2017 |  | 02/28/2017
Armstrong | Whirlpool Home Cooling & Heating | WFAU125C20-*** | Natural Gas | No Match | False | False | 1 | False | Up | No Match | No Match | Non-Condensing | No Match | No Match |  | No Match |  | 125000 | 100000 |  |  | 115700 | 795 | 80 | 78 | [8 empty] | Federally-Regulated Consumer Product | 02/28/2017 |  | 02/28/2017
Armstrong | Whirlpool Home Cooling & Heating | WFCC090C16-*** | Natural Gas | No Match | False | False | 1 | False | Down | No Match | No Match | Condensing | No Match | No Match |  | No Match |  | 90000 | 81000 |  |  | 85200 | 673 | 90 | 78 | [8 empty] | Federally-Regulated Consumer Product | 02/28/2017 |  | 02/28/2017
Armstrong | Armstrong | G1N80AU100D20C*-*** | Natural Gas | No Match | False | False | 1 | False | Up | No Match | No Match | Non-Condensing | No Match | No Match |  | No Match |  | 100000 | 80000 |  |  | 96300 | 706 | 80 | 78 | [8 empty] | Federally-Regulated Consumer Product | 02/28/2017 |  | 02/28/2017
Armstrong | Lennox | 10GCS048-125-*P | Natural Gas | No Match | False | True | 1 | False | Down | No Match | No Match | Non-Condensing | No Match | No Match |  | No Match |  | 125000 | 100000 |  |  | 116700 | 1204 | 80 | 78 | [6 empty] | 0 | 0 | Federally-Regulated Consumer Product | 02/28/2017 |  | 02/28/2017
Armstrong | Armstrong | RPG12*48D125**-*** | Natural Gas | No Match | False | True | 1 | False | Down | No Match | No Match | Non-Condensing | No Match | No Match |  | No Match |  | 125000 | 100000 |  |  | 115600 | 637 | 80 | 78 | [6 empty] | 0 | 0 | Federally-Regulated Consumer Product | 02/28/2017 |  | 02/28/2017
Armstrong | Armstrong | 26HW**-*** | Natural Gas | No Match | False | False | 1 | False | Up | No Match | No Match | Non-Condensing | No Match | No Match |  | No Match |  | 26000 | 20000 |  |  | 28100 | 288 | 80 | 78 | [6 empty] | 0 | 0 | Federally-Regulated Consumer Product | 02/28/2017 |  | 02/28/2017
Armstrong | Lennox | 10GCS042-100-*P | Natural Gas | No Match | False | True | 1 | False | Horizontal | No Match | No Match | Non-Condensing | No Match | No Match |  | No Match |  | 100000 | 80000 |  |  | 96100 | 710 | 80 | 78 | [6 empty] | 0 | 0 | Federally-Regulated Consumer Product | 02/28/2017 |  | 02/28/2017
Armstrong | Whirlpool Home Cooling & Heating | WFAT075B16-*** | Natural Gas | No Match | False | False | 1 | False | Horizontal | No Match | No Match | Non-Condensing | No Match | No Match |  | No Match |  | 75000 | 60000 |  |  | 77900 | 390 | 80 | 78 | [8 empty] | Federally-Regulated Consumer Product | 02/28/2017 |  | 02/28/2017
Armstrong | Whirlpool Home Cooling & Heating | WFCU100C16-*** | Natural Gas | No Match | False | False | 1 | False | Up | No Match | No Match | Condensing | No Match | No Match |  | No Match |  | 100000 | 91000 |  |  | 85600 | 626 | 90 | 78 | [8 empty] | Federally-Regulated Consumer Product | 02/28/2017 |  | 02/28/2017
Armstrong | Lennox | 10GCS030-50-*P | LPG | No Match | False | True | 1 | False | Down | No Match | No Match | Non-Condensing | No Match | No Match |  | No Match |  | 50000 | 40000 |  |  | 46600 | 529 | 80 | 78 | [6 empty] | 0 | 0 | Federally-Regulated Consumer Product | 02/28/2017 |  | 02/28/2017
Armstrong | Armstrong | CG90CA045D12B*-*** | Natural Gas | No Match | False | False | 1 | False | Down | No Match | No Match | Condensing | No Match | No Match |  | No Match |  | 45000 | 40000 |  |  | 34000 | 194 | 90 | 78 | [8 empty] | Federally-Regulated Consumer Product | 02/28/2017 |  | 02/28/2017
Armstrong | Armstrong | CG80UA125D20C*-*** | Natural Gas | No Match | False | False | 1 | False | Up | No Match | No Match | Non-Condensing | No Match | No Match |  | No Match |  | 125000 | 100000 |  |  | 115700 | 795 | 80 | 78 | [8 empty] | Federally-Regulated Consumer Product | 02/28/2017 |  | 02/28/2017
Armstrong | Lennox | O24Q5-140/154*-*** | Oil | Injection Type | False | False | 1 | False | Up | No Match | No Match | Non-Condensing | No Match | No Match |  | No Match |  | 154000 | 125000 |  |  | 131100 | 1368 | 81 | 78 | [6 empty] | 0 | 0 | Federally-Regulated Consumer Product | 02/28/2017 |  | 02/28/2017
Armstrong | Armstrong | CG90CA090D20C*-*** | LPG | No Match | False | False | 1 | False | Down | No Match | No Match | Condensing | No Match | No Match |  | No Match |  | 90000 | 81000 |  |  | 85200 | 646 | 90 | 78 | [8 empty] | Federally-Regulated Consumer Product | 02/28/2017 |  | 02/28/2017
Armstrong | Ducane | SG10A60125* | Natural Gas | No Match | False | True | 1 | False | Down | No Match | No Match | Non-Condensing | No Match | No Match |  | No Match |  | 125000 | 100000 |  |  | 114400 | 1204 | 80 | 78 | [8 empty] | Federally-Regulated Consumer Product | 02/28/2017 |  | 02/28/2017
Armstrong | Lennox | 12GCS024-75-*P | Natural Gas | No Match | False | True | 1 | False | Down | No Match | No Match | Non-Condensing | No Match | No Match |  | No Match |  | 75000 | 60000 |  |  | 76500 | 639 | 80 | 78 | [6 empty] | 0 | 0 | Federally-Regulated Consumer Product | 02/28/2017 |  | 02/28/2017
Armstrong | Armstrong | G1N80AU050D12A*-*** | Natural Gas | No Match | False | False | 1 | False | Up | No Match | No Match | Non-Condensing | No Match | No Match |  | No Match |  | 50000 | 40000 |  |  | 38600 | 197 | 80 | 78 | [8 empty] | Federally-Regulated Consumer Product | 02/28/2017 |  | 02/28/2017
Armstrong | Armstrong | PGE12*60D125**-*** | Natural Gas | No Match | False | True | 1 | False | Horizontal | No Match | No Match | Non-Condensing | No Match | No Match |  | No Match |  | 125000 | 100000 |  |  | 115600 | 637 | 80 | 78 | [6 empty] | 0 | 0 | Federally-Regulated Consumer Product | 02/28/2017 |  | 02/28/2017
Armstrong | Ducane | SG10A36075* | Natural Gas | No Match | False | True | 1 | False | Down | No Match | No Match | Non-Condensing | No Match | No Match |  | No Match |  | 75000 | 60000 |  |  | 76500 | 639 | 80 | 78 | [8 empty] | Federally-Regulated Consumer Product | 02/28/2017 |  | 02/28/2017
Armstrong | Ducane | SG12A42100* | LPG | No Match | False | True | 1 | False | Down | No Match | No Match | Non-Condensing | No Match | No Match |  | No Match |  | 100000 | 80000 |  |  | 96400 | 710 | 80 | 78 | [8 empty] | Federally-Regulated Consumer Product | 02/28/2017 |  | 02/28/2017
Armstrong | Lennox | 10GCS042-100-*P | LPG | No Match | False | True | 1 | False | Down | No Match | No Match | Non-Condensing | No Match | No Match |  | No Match |  | 100000 | 80000 |  |  | 96100 | 710 | 80 | 78 | [6 empty] | 0 | 0 | Federally-Regulated Consumer Product | 02/28/2017 |  | 02/28/2017
Armstrong | Lennox | 12GCS060-100-*P | LPG | No Match | False | True | 1 | False | Down | No Match | No Match | Non-Condensing | No Match | No Match |  | No Match |  | 100000 | 80000 |  |  | 97300 | 564 | 80 | 78 | [6 empty] | 0 | 0 | Federally-Regulated Consumer Product | 02/28/2017 |  | 02/28/2017
Armstrong | Armstrong | G1N80AR150D20D*-*** | Natural Gas | No Match | False | False | 1 | False | Down | No Match | No Match | Non-Condensing | No Match | No Match |  | No Match |  | 150000 | 120000 |  |  | 135600 | 862 | 80 | 78 | [8 empty] | Federally-Regulated Consumer Product | 02/28/2017 |  | 02/28/2017
Armstrong | Armstrong | G1N80AR100D14B*-*** | LPG | No Match | False | False | 1 | False | Down | No Match | No Match | Non-Condensing | No Match | No Match |  | No Match |  | 100000 | 80000 |  |  | 97300 | 460 | 80 | 78 | [8 empty] | Federally-Regulated Consumer Product | 02/28/2017 |  | 02/28/2017
Armstrong | Armstrong | LUF80B84/95D12*-*** | Oil | Injection Type | False | False | 1 | False | Up | No Match | No Match | Non-Condensing | No Match | No Match |  | No Match |  | 120000 | 97000 |  |  | 114500 | 635 | 81 | 78 | [6 empty] | 0 | 0 | Federally-Regulated Consumer Product | 02/28/2017 |  | 02/28/2017
Armstrong | Ducane | SG10A60125* | Natural Gas | No Match | False | True | 1 | False | Horizontal | No Match | No Match | Non-Condensing | No Match | No Match |  | No Match |  | 125000 | 100000 |  |  | 114400 | 1204 | 80 | 78 | [8 empty] | Federally-Regulated Consumer Product | 02/28/2017 |  | 02/28/2017
Armstrong | Ducane | DOU112/125F5* | Oil | Injection Type | False | False | 1 | False | Up | No Match | No Match | Non-Condensing | No Match | No Match |  | No Match |  | 154000 | 125000 |  |  | 132500 | 917 | 81 | 78 | [8 empty] | Federally-Regulated Consumer Product | 02/28/2017 |  | 02/28/2017
Armstrong | Armstrong | G1D90AH075D14A*-*** | Natural Gas | No Match | False | False | 1 | False | Horizontal | No Match | No Match | Condensing | No Match | No Match |  | No Match |  | 75000 | 67000 |  |  | 68300 | 595 | 90 | 78 | [8 empty] | Federally-Regulated Consumer Product | 02/28/2017 |  | 02/28/2017
Armstrong | Armstrong | PGE(10,12)*30D075** | Natural Gas | No Match | False | True | 1 | False | Down | No Match | No Match | Non-Condensing | No Match | No Match |  | No Match |  | 75000 | 60000 |  |  | 76500 | 639 | 80 | 78 | [8 empty] | Federally-Regulated Consumer Product | 02/28/2017 |  | 02/28/2017
Armstrong | Whirlpool Home Cooling & Heating | WFCC090C16-*** | LPG | No Match | False | False | 1 | False | Down | No Match | No Match | Condensing | No Match | No Match |  | No Match |  | 90000 | 81000 |  |  | 85200 | 673 | 90 | 78 | [8 empty] | Federally-Regulated Consumer Product | 02/28/2017 |  | 02/28/2017
Armstrong | Ducane | SG10A30050* | Natural Gas | No Match | False | True | 1 | False | Down | No Match | No Match | Non-Condensing | No Match | No Match |  | No Match |  | 50000 | 40000 |  |  | 37700 | 394 | 80 | 78 | [8 empty] | Federally-Regulated Consumer Product | 02/28/2017 |  | 02/28/2017
Armstrong | Armstrong | G2D80AR050D12B*-*** | Natural Gas | No Match | False | False | 1 | False | Up | No Match | No Match | Non-Condensing | No Match | No Match |  | No Match |  | 50000 | 40000 |  |  | 38600 | 197 | 80 | 78 | [8 empty] | Federally-Regulated Consumer Product | 02/28/2017 |  | 02/28/2017
Armstrong | Armstrong | PGE(10,12)*24D050** | Natural Gas | No Match | False | True | 1 | False | Horizontal | No Match | No Match | Non-Condensing | No Match | No Match |  | No Match |  | 50000 | 40000 |  |  | 37700 | 394 | 80 | 78 | [8 empty] | Federally-Regulated Consumer Product | 02/28/2017 |  | 02/28/2017
Armstrong | Armstrong | G1D80AT100D14B*-*** | Natural Gas | No Match | False | False | 1 | False | Horizontal | No Match | No Match | Non-Condensing | No Match | No Match |  | No Match |  | 100000 | 80000 |  |  | 96900 | 554 | 80 | 78 | [8 empty] | Federally-Regulated Consumer Product | 02/28/2017 |  | 02/28/2017
Armstrong | Lennox | 10GCS024-75-*P | Natural Gas | No Match | False | True | 1 | False | Horizontal | No Match | No Match | Non-Condensing | No Match | No Match |  | No Match |  | 75000 | 60000 |  |  | 76500 | 639 | 80 | 78 | [6 empty] | 0 | 0 | Federally-Regulated Consumer Product | 02/28/2017 |  | 02/28/2017
Armstrong | Armstrong | PGE10*48D125**-*** | LPG | No Match | False | True | 1 | False | Down | No Match | No Match | Non-Condensing | No Match | No Match |  | No Match |  | 125000 | 100000 |  |  | 114400 | 1204 | 80 | 78 | [6 empty] | 0 | 0 | Federally-Regulated Consumer Product | 02/28/2017 |  | 02/28/2017
Armstrong | Lennox | 12GCS036-100-*P | Natural Gas | No Match | False | True | 1 | False | Down | No Match | No Match | Non-Condensing | No Match | No Match |  | No Match |  | 100000 | 80000 |  |  | 96400 | 665 | 80 | 78 | [6 empty] | 0 | 0 | Federally-Regulated Consumer Product | 02/28/2017 |  | 02/28/2017
Armstrong | Lennox | 12GCS036-75-*P | Natural Gas | No Match | False | True | 1 | False | Horizontal | No Match | No Match | Non-Condensing | No Match | No Match |  | No Match |  | 75000 | 60000 |  |  | 76500 | 639 | 80 | 78 | [6 empty] | 0 | 0 | Federally-Regulated Consumer Product | 02/28/2017 |  | 02/28/2017
Armstrong | Lennox | 10GCS048-150-*P | Natural Gas | No Match | False | True | 1 | False | Down | No Match | No Match | Non-Condensing | No Match | No Match |  | No Match |  | 150000 | 120000 |  |  | 137300 | 1190 | 80 | 78 | [6 empty] | 0 | 0 | Federally-Regulated Consumer Product | 02/28/2017 |  | 02/28/2017
Armstrong | Lennox | 12GCS024-50-*P | Natural Gas | No Match | False | True | 1 | False | Down | No Match | No Match | Non-Condensing | No Match | No Match |  | No Match |  | 50000 | 40000 |  |  | 46600 | 529 | 80 | 78 | [6 empty] | 0 | 0 | Federally-Regulated Consumer Product | 02/28/2017 |  | 02/28/2017
Armstrong | Lennox | 12GCS030-75-*P | LPG | No Match | False | True | 1 | False | Down | No Match | No Match | Non-Condensing | No Match | No Match |  | No Match |  | 75000 | 60000 |  |  | 76500 | 639 | 80 | 78 | [6 empty] | 0 | 0 | Federally-Regulated Consumer Product | 02/28/2017 |  | 02/28/2017
Armstrong | Whirlpool Home Cooling & Heating | WFAT100B14-*** | Natural Gas | No Match | False | False | 1 | False | Horizontal | No Match | No Match | Non-Condensing | No Match | No Match |  | No Match |  | 100000 | 80000 |  |  | 96700 | 605 | 80 | 78 | [8 empty] | Federally-Regulated Consumer Product | 02/28/2017 |  | 02/28/2017
Armstrong | Armstrong | G1N80AU150D20D*-*** | Natural Gas | No Match | False | False | 1 | False | Up | No Match | No Match | Non-Condensing | No Match | No Match |  | No Match |  | 150000 | 120000 |  |  | 135800 | 751 | 80 | 78 | [8 empty] | Federally-Regulated Consumer Product | 02/28/2017 |  | 02/28/2017
Armstrong | Armstrong | PGE10*48D150**-*** | LPG | No Match | False | True | 1 | False | Down | No Match | No Match | Non-Condensing | No Match | No Match |  | No Match |  | 150000 | 120000 |  |  | 134400 | 1190 | 80 | 78 | [6 empty] | 0 | 0 | Federally-Regulated Consumer Product | 02/28/2017 |  | 02/28/2017
Armstrong | Armstrong | LUF80C84/95B10-*** | Oil | Injection Type | False | False | 1 | False | Up | No Match | No Match | Non-Condensing | No Match | No Match |  | No Match |  | 105000 | 85000 |  |  | 94600 | 698 | 81 | 78 | [8 empty] | Federally-Regulated Consumer Product | 02/28/2017 |  | 02/28/2017
Armstrong | Armstrong | RPG10*60D100**-*** | LPG | No Match | False | True | 1 | False | Down | No Match | No Match | Non-Condensing | No Match | No Match |  | No Match |  | 100000 | 80000 |  |  | 94900 | 1066 | 80 | 78 | [6 empty] | 0 | 0 | Federally-Regulated Consumer Product | 02/28/2017 |  | 02/28/2017
Armstrong | Lennox | 10GCS036-75-*P | LPG | No Match | False | True | 1 | False | Down | No Match | No Match | Non-Condensing | No Match | No Match |  | No Match |  | 75000 | 60000 |  |  | 76500 | 639 | 80 | 78 | [6 empty] | 0 | 0 | Federally-Regulated Consumer Product | 02/28/2017 |  | 02/28/2017
Armstrong | Lennox | 10GCS036-50-*P | Natural Gas | No Match | False | True | 1 | False | Down | No Match | No Match | Non-Condensing | No Match | No Match |  | No Match |  | 50000 | 40000 |  |  | 48600 | 529 | 80 | 78 | [6 empty] | 0 | 0 | Federally-Regulated Consumer Product | 02/28/2017 |  | 02/28/2017
Armstrong | Armstrong | G1D80AT075D14B*-*** | Natural Gas | No Match | False | False | 1 | False | Horizontal | No Match | No Match | Non-Condensing | No Match | No Match |  | No Match |  | 75000 | 60000 |  |  | 77000 | 567 | 80 | 78 | [8 empty] | Federally-Regulated Consumer Product | 02/28/2017 |  | 02/28/2017
Armstrong | Armstrong | RPG(10,12)*36D075** | Natural Gas | No Match | False | True | 1 | False | Down | No Match | No Match | Non-Condensing | No Match | No Match |  | No Match |  | 75000 | 60000 |  |  | 76500 | 639 | 80 | 78 | [8 empty] | Federally-Regulated Consumer Product | 02/28/2017 |  | 02/28/2017
Armstrong | Armstrong | PGE10*60D150**-*** | LPG | No Match | False | True | 1 | False | Down | No Match | No Match | Non-Condensing | No Match | No Match |  | No Match |  | 150000 | 120000 |  |  | 134400 | 1190 | 80 | 78 | [6 empty] | 0 | 0 | Federally-Regulated Consumer Product | 02/28/2017 |  | 02/28/2017
Armstrong | Armstrong | PGE10*48D150**-*** | Natural Gas | No Match | False | True | 1 | False | Horizontal | No Match | No Match | Non-Condensing | No Match | No Match |  | No Match |  | 150000 | 120000 |  |  | 134400 | 1190 | 80 | 78 | [6 empty] | 0 | 0 | Federally-Regulated Consumer Product | 02/28/2017 |  | 02/28/2017
Armstrong | Armstrong | 48MGE(10,12)A24A-** | Natural Gas | No Match | False | False | 1 | False | Up | No Match | No Match | Non-Condensing | No Match | No Match |  | No Match |  | 48000 | 38000 |  |  | 37700 | 329 | 80 | 78 | [8 empty] | Federally-Regulated Consumer Product | 02/28/2017 |  | 02/28/2017
Armstrong | Lennox | 12GCS030-50-*P | Natural Gas | No Match | False | True | 1 | False | Down | No Match | No Match | Non-Condensing | No Match | No Match |  | No Match |  | 50000 | 40000 |  |  | 46600 | 529 | 80 | 78 | [6 empty] | 0 | 0 | Federally-Regulated Consumer Product | 02/28/2017 |  | 02/28/2017
Armstrong | Armstrong | LUF80B112/125B16-** | Oil | Injection Type | False | False | 1 | False | Up | No Match | No Match | Non-Condensing | No Match | No Match |  | No Match |  | 140000 | 113000 |  |  | 130900 | 1418 | 81 | 78 | [6 empty] | 0 | 0 | Federally-Regulated Consumer Product | 02/28/2017 |  | 02/28/2017
Armstrong | Whirlpool Home Cooling & Heating | WFAR050A12-*** | LPG | No Match | False | False | 1 | False | Down | No Match | No Match | Non-Condensing | No Match | No Match |  | No Match |  | 50000 | 40000 |  |  | 38000 | 353 | 80 | 78 | [8 empty] | Federally-Regulated Consumer Product | 02/28/2017 |  | 02/28/2017
Armstrong | Lennox | 10GCS036-50-*P | Natural Gas | No Match | False | True | 1 | False | Horizontal | No Match | No Match | Non-Condensing | No Match | No Match |  | No Match |  | 50000 | 40000 |  |  | 48600 | 529 | 80 | 78 | [6 empty] | 0 | 0 | Federally-Regulated Consumer Product | 02/28/2017 |  | 02/28/2017
Armstrong | Lennox | 10GCS060-125-*P | Natural Gas | No Match | False | True | 1 | False | Down | No Match | No Match | Non-Condensing | No Match | No Match |  | No Match |  | 125000 | 100000 |  |  | 116700 | 1204 | 80 | 78 | [6 empty] | 0 | 0 | Federally-Regulated Consumer Product | 02/28/2017 |  | 02/28/2017
Armstrong | Armstrong | PGE(10,12)*42D100** | LPG | No Match | False | True | 1 | False | Down | No Match | No Match | Non-Condensing | No Match | No Match |  | No Match |  | 100000 | 80000 |  |  | 96400 | 710 | 80 | 78 | [8 empty] | Federally-Regulated Consumer Product | 02/28/2017 |  | 02/28/2017
Armstrong | Ducane | SG10A60100* | LPG | No Match | False | True | 1 | False | Down | No Match | No Match | Non-Condensing | No Match | No Match |  | No Match |  | 100000 | 80000 |  |  | 94900 | 1066 | 80 | 78 | [8 empty] | Federally-Regulated Consumer Product | 02/28/2017 |  | 02/28/2017
Armstrong | Armstrong | CG80RA100D14B*-*** | Natural Gas | No Match | False | False | 1 | False | Horizontal | No Match | No Match | Non-Condensing | No Match | No Match |  | No Match |  | 100000 | 80000 |  |  | 97300 | 460 | 80 | 78 | [8 empty] | Federally-Regulated Consumer Product | 02/28/2017 |  | 02/28/2017
Armstrong | Armstrong | PGE10*60D150**-*** | Natural Gas | No Match | False | True | 1 | False | Horizontal | No Match | No Match | Non-Condensing | No Match | No Match |  | No Match |  | 150000 | 120000 |  |  | 134400 | 1190 | 80 | 78 | [6 empty] | 0 | 0 | Federally-Regulated Consumer Product | 02/28/2017 |  | 02/28/2017
Armstrong | Whirlpool Home Cooling & Heating | WFAT100B14-*** | Natural Gas | No Match | False | False | 1 | False | Up | No Match | No Match | Non-Condensing | No Match | No Match |  | No Match |  | 100000 | 80000 |  |  | 96700 | 605 | 80 | 78 | [8 empty] | Federally-Regulated Consumer Product | 02/28/2017 |  | 02/28/2017
Armstrong | Whirlpool Home Cooling & Heating | WFAR075A12-*** | LPG | No Match | False | False | 1 | False | Down | No Match | No Match | Non-Condensing | No Match | No Match |  | No Match |  | 75000 | 60000 |  |  | 77000 | 548 | 80 | 78 | [8 empty] | Federally-Regulated Consumer Product | 02/28/2017 |  | 02/28/2017
Armstrong | Lennox | O23Q4-105/120-*** | Oil | Injection Type | False | False | 1 | False | Up | No Match | No Match | Non-Condensing | No Match | No Match |  | No Match |  | 105000 | 85000 |  |  | 75000 | 668 | 81 | 78 | [8 empty] | Federally-Regulated Consumer Product | 02/28/2017 |  | 02/28/2017
Armstrong | Whirlpool Home Cooling & Heating | WFCU075C16-*** | Natural Gas | No Match | False | False | 1 | False | Up | No Match | No Match | Condensing | No Match | No Match |  | No Match |  | 75000 | 68000 |  |  | 68000 | 516 | 90 | 78 | [8 empty] | Federally-Regulated Consumer Product | 02/28/2017 |  | 02/28/2017
Armstrong | Lennox | 10GCS060-125-*P | LPG | No Match | False | True | 1 | False | Down | No Match | No Match | Non-Condensing | No Match | No Match |  | No Match |  | 125000 | 100000 |  |  | 116700 | 1204 | 80 | 78 | [6 empty] | 0 | 0 | Federally-Regulated Consumer Product | 02/28/2017 |  | 02/28/2017
Armstrong | Armstrong | G1D80AR125D20C*-*** | Natural Gas | No Match | False | False | 1 | False | Horizontal | No Match | No Match | Non-Condensing | No Match | No Match |  | No Match |  | 125000 | 100000 |  |  | 115600 | 863 | 80 | 78 | [8 empty] | Federally-Regulated Consumer Product | 02/28/2017 |  | 02/28/2017
Armstrong | Armstrong | CG80TA075D12A*-*** | Natural Gas | No Match | False | False | 1 | False | Up | No Match | No Match | Non-Condensing | No Match | No Match |  | No Match |  | 75000 | 60000 |  |  | 77900 | 377 | 80 | 78 | [8 empty] | Federally-Regulated Consumer Product | 02/28/2017 |  | 02/28/2017
Armstrong | Armstrong | PGE12*48D125**-*** | Natural Gas | No Match | False | True | 1 | False | Down | No Match | No Match | Non-Condensing | No Match | No Match |  | No Match |  | 125000 | 100000 |  |  | 115600 | 637 | 80 | 78 | [6 empty] | 0 | 0 | Federally-Regulated Consumer Product | 02/28/2017 |  | 02/28/2017
Armstrong | Lennox | 12GCS060-100-*P | Natural Gas | No Match | False | True | 1 | False | Down | No Match | No Match | Non-Condensing | No Match | No Match |  | No Match |  | 100000 | 80000 |  |  | 97300 | 564 | 80 | 78 | [6 empty] | 0 | 0 | Federally-Regulated Consumer Product | 02/28/2017 |  | 02/28/2017
Armstrong | Armstrong | G1N80AR100D20C*-*** | LPG | No Match | False | False | 1 | False | Down | No Match | No Match | Non-Condensing | No Match | No Match |  | No Match |  | 100000 | 80000 |  |  | 96500 | 701 | 80 | 78 | [8 empty] | Federally-Regulated Consumer Product | 02/28/2017 |  | 02/28/2017
Armstrong | Armstrong | PGE12*60D100**-*** | LPG | No Match | False | True | 1 | False | Down | No Match | No Match | Non-Condensing | No Match | No Match |  | No Match |  | 100000 | 80000 |  |  | 97300 | 564 | 80 | 78 | [6 empty] | 0 | 0 | Federally-Regulated Consumer Product | 02/28/2017 |  | 02/28/2017
Armstrong | Lennox | 10GCS042-75-*P | Natural Gas | No Match | False | True | 1 | False | Down | No Match | No Match | Non-Condensing | No Match | No Match |  | No Match |  | 75000 | 60000 |  |  | 75900 | 659 | 80 | 78 | [6 empty] | 0 | 0 | Federally-Regulated Consumer Product | 02/28/2017 |  | 02/28/2017
Armstrong | Whirlpool Home Cooling & Heating | WFAR100C20-*** | Natural Gas | No Match | False | False | 1 | False | Horizontal | No Match | No Match | Non-Condensing | No Match | No Match |  | No Match |  | 100000 | 80000 |  |  | 96500 | 701 | 80 | 78 | [8 empty] | Federally-Regulated Consumer Product | 02/28/2017 |  | 02/28/2017
Armstrong | Armstrong | 36MGE(10)A12A-** | Natural Gas | No Match | False | False | 1 | False | Up | No Match | No Match | Non-Condensing | No Match | No Match |  | No Match |  | 36000 | 28000 |  |  | 38900 | 134 | 80 | 78 | [8 empty] | Federally-Regulated Consumer Product | 02/28/2017 |  | 02/28/2017
Armstrong | Ducane | SG10A24050* | LPG | No Match | False | True | 1 | False | Down | No Match | No Match | Non-Condensing | No Match | No Match |  | No Match |  | 50000 | 40000 |  |  | 37700 | 394 | 80 | 78 | [8 empty] | Federally-Regulated Consumer Product | 02/28/2017 |  | 02/28/2017
Armstrong | Armstrong | RPG(10,12)*24D050** | LPG | No Match | False | True | 1 | False | Down | No Match | No Match | Non-Condensing | No Match | No Match |  | No Match |  | 50000 | 40000 |  |  | 37700 | 394 | 80 | 78 | [8 empty] | Federally-Regulated Consumer Product | 02/28/2017 |  | 02/28/2017
Armstrong | Armstrong | G1N80AT100D20C*-*** | Natural Gas | No Match | False | False | 1 | False | Up | No Match | No Match | Non-Condensing | No Match | No Match |  | No Match |  | 100000 | 80000 |  |  | 96300 | 706 | 80 | 78 | [8 empty] | Federally-Regulated Consumer Product | 02/28/2017 |  | 02/28/2017
Armstrong | Armstrong | CG80UA150D20D*-*** | Natural Gas | No Match | False | False | 1 | False | Up | No Match | No Match | Non-Condensing | No Match | No Match |  | No Match |  | 150000 | 120000 |  |  | 135800 | 751 | 80 | 78 | [8 empty] | Federally-Regulated Consumer Product | 02/28/2017 |  | 02/28/2017
Armstrong | Armstrong | LUF80B84/95B10*-*** | Oil | Injection Type | False | False | 1 | False | Up | No Match | No Match | Non-Condensing | No Match | No Match |  | No Match |  | 120000 | 97000 |  |  | 114500 | 668 | 81 | 78 | [6 empty] | 0 | 0 | Federally-Regulated Consumer Product | 02/28/2017 |  | 02/28/2017
Armstrong | Ducane | SG12A42100* | Natural Gas | No Match | False | True | 1 | False | Horizontal | No Match | No Match | Non-Condensing | No Match | No Match |  | No Match |  | 100000 | 80000 |  |  | 96400 | 710 | 80 | 78 | [8 empty] | Federally-Regulated Consumer Product | 02/28/2017 |  | 02/28/2017
Armstrong | Armstrong | G2D95AU125V20D*-*** | Natural Gas | No Match | False | False | 1 | False | Up | No Match | No Match | Condensing | No Match | No Match |  | No Match |  | 125000 | 118000 |  |  | 117000 | 75 | 94 | 78 | [8 empty] | Federally-Regulated Consumer Product | 02/28/2017 |  | 02/28/2017
Armstrong | Armstrong | LUF80B84/95D16*-*** | Oil | Injection Type | False | False | 1 | False | Up | No Match | No Match | Non-Condensing | No Match | No Match |  | No Match |  | 120000 | 97000 |  |  | 90000 | 678 | 81 | 78 | [8 empty] | Federally-Regulated Consumer Product | 02/28/2017 |  | 02/28/2017
Armstrong | Heat Controller | OUFA75-D3** | Oil | Injection Type | False | False | 1 | False | Up | No Match | No Match | Non-Condensing | No Match | No Match |  | No Match |  | 90000 | 72000 |  |  | 73000 | 518 | 83 | 78 | [8 empty] | Federally-Regulated Consumer Product | 02/28/2017 |  | 02/28/2017
Armstrong | Armstrong | G1N80AT125D20C*-*** | Natural Gas | No Match | False | False | 1 | False | Up | No Match | No Match | Non-Condensing | No Match | No Match |  | No Match |  | 125000 | 100000 |  |  | 115800 | 795 | 80 | 78 | [8 empty] | Federally-Regulated Consumer Product | 02/28/2017 |  | 02/28/2017
Armstrong | Armstrong | G1N80AR075D12A*-*** | LPG | No Match | False | False | 1 | False | Down | No Match | No Match | Non-Condensing | No Match | No Match |  | No Match |  | 75000 | 60000 |  |  | 77000 | 548 | 80 | 78 | [8 empty] | Federally-Regulated Consumer Product | 02/28/2017 |  | 02/28/2017
Armstrong | Lennox | 10GCS060-125-*P | Natural Gas | No Match | False | True | 1 | False | Horizontal | No Match | No Match | Non-Condensing | No Match | No Match |  | No Match |  | 125000 | 100000 |  |  | 116700 | 1204 | 80 | 78 | [6 empty] | 0 | 0 | Federally-Regulated Consumer Product | 02/28/2017 |  | 02/28/2017
Armstrong | Armstrong | CG80RA050D12A*-*** | Natural Gas | No Match | False | False | 1 | False | Horizontal | No Match | No Match | Non-Condensing | No Match | No Match |  | No Match |  | 50000 | 40000 |  |  | 38000 | 353 | 80 | 78 | [8 empty] | Federally-Regulated Consumer Product | 02/28/2017 |  | 02/28/2017
Armstrong | Whirlpool Home Cooling & Heating | WFAU100B14-*** | Natural Gas | No Match | False | False | 1 | False | Up | No Match | No Match | Non-Condensing | No Match | No Match |  | No Match |  | 100000 | 80000 |  |  | 96700 | 605 | 80 | 78 | [8 empty] | Federally-Regulated Consumer Product | 02/28/2017 |  | 02/28/2017
Armstrong | Lennox | 10GCS036-100-*P | Natural Gas | No Match | False | True | 1 | False | Horizontal | No Match | No Match | Non-Condensing | No Match | No Match |  | No Match |  | 100000 | 80000 |  |  | 96400 | 665 | 80 | 78 | [6 empty] | 0 | 0 | Federally-Regulated Consumer Product | 02/28/2017 |  | 02/28/2017
Armstrong | Ducane | SG12A30050* | Natural Gas | No Match | False | True | 1 | False | Down | No Match | No Match | Non-Condensing | No Match | No Match |  | No Match |  | 50000 | 40000 |  |  | 37700 | 394 | 80 | 78 | [8 empty] | Federally-Regulated Consumer Product | 02/28/2017 |  | 02/28/2017
Armstrong | Armstrong | G1N80AT050D12A*-*** | Natural Gas | No Match | False | False | 1 | False | Horizontal | No Match | No Match | Non-Condensing | No Match | No Match |  | No Match |  | 50000 | 40000 |  |  | 38500 | 207 | 80 | 78 | [8 empty] | Federally-Regulated Consumer Product | 02/28/2017 |  | 02/28/2017
Armstrong | Whirlpool Home Cooling & Heating | WFAU150D20-*** | Natural Gas | No Match | False | False | 1 | False | Up | No Match | No Match | Non-Condensing | No Match | No Match |  | No Match |  | 150000 | 120000 |  |  | 135800 | 751 | 80 | 78 | [8 empty] | Federally-Regulated Consumer Product | 02/28/2017 |  | 02/28/2017
Armstrong | Armstrong | G1D91AU075D12B*-*** | Natural Gas | No Match | False | False | 1 | False | Up | No Match | No Match | Condensing | No Match | No Match |  | No Match |  | 75000 | 68000 |  |  | 67700 | 478 | 91 | 78 | [8 empty] | Federally-Regulated Consumer Product | 02/28/2017 |  | 02/28/2017
Armstrong | Ducane | SG12A36050* | LPG | No Match | False | True | 1 | False | Down | No Match | No Match | Non-Condensing | No Match | No Match |  | No Match |  | 50000 | 40000 |  |  | 37700 | 394 | 80 | 78 | [8 empty] | Federally-Regulated Consumer Product | 02/28/2017 |  | 02/28/2017
Armstrong | Armstrong | RLUF80C84/95D16*-*** | Oil | Injection Type | False | False | 1 | False | Up | No Match | No Match | Non-Condensing | No Match | No Match |  | No Match |  | 120000 | 97000 |  |  | 114500 | 678 | 81 | 78 | [8 empty] | Federally-Regulated Consumer Product | 02/28/2017 |  | 02/28/2017
Armstrong | Ducane | SG10A60100* | Natural Gas | No Match | False | True | 1 | False | Horizontal | No Match | No Match | Non-Condensing | No Match | No Match |  | No Match |  | 100000 | 80000 |  |  | 94900 | 1066 | 80 | 78 | [8 empty] | Federally-Regulated Consumer Product | 02/28/2017 |  | 02/28/2017
Armstrong | Ducane | SG10A48100* | LPG | No Match | False | True | 1 | False | Down | No Match | No Match | Non-Condensing | No Match | No Match |  | No Match |  | 100000 | 80000 |  |  | 94900 | 1066 | 80 | 78 | [8 empty] | Federally-Regulated Consumer Product | 02/28/2017 |  | 02/28/2017
Armstrong | Armstrong | RPG(10,12)*42D075** | Natural Gas | No Match | False | True | 1 | False | Horizontal | No Match | No Match | Non-Condensing | No Match | No Match |  | No Match |  | 75000 | 60000 |  |  | 76600 | 659 | 80 | 78 | [8 empty] | Federally-Regulated Consumer Product | 02/28/2017 |  | 02/28/2017
Armstrong | Armstrong | CG80UA075D16B*-*** | Natural Gas | No Match | False | False | 1 | False | Up | No Match | No Match | Non-Condensing | No Match | No Match |  | No Match |  | 75000 | 60000 |  |  | 77500 | 389 | 80 | 78 | [8 empty] | Federally-Regulated Consumer Product | 02/28/2017 |  | 02/28/2017
Armstrong | Armstrong | G2D95AU080V20C*-*** | Natural Gas | No Match | False | False | 1 | False | Up | No Match | No Match | Condensing | No Match | No Match |  | No Match |  | 80000 | 76000 |  |  | 79600 | 3 | 94.5 | 78 | [8 empty] | Federally-Regulated Consumer Product | 02/28/2017 |  | 02/28/2017
Armstrong | Armstrong | PGE10*60D125**-*** | LPG | No Match | False | True | 1 | False | Down | No Match | No Match | Non-Condensing | No Match | No Match |  | No Match |  | 125000 | 100000 |  |  | 114400 | 1204 | 80 | 78 | [6 empty] | 0 | 0 | Federally-Regulated Consumer Product | 02/28/2017 |  | 02/28/2017
Armstrong | Armstrong | G1D91AU050D12B*-*** | Natural Gas | No Match | False | False | 1 | False | Up | No Match | No Match | Condensing | No Match | No Match |  | No Match |  | 50000 | 45000 |  |  | 50000 | 424 | 91 | 78 | [8 empty] | Federally-Regulated Consumer Product | 02/28/2017 |  | 02/28/2017
Armstrong | Lennox | 10GCS036-100-*P | Natural Gas | No Match | False | True | 1 | False | Down | No Match | No Match | Non-Condensing | No Match | No Match |  | No Match |  | 100000 | 80000 |  |  | 96400 | 665 | 80 | 78 | [6 empty] | 0 | 0 | Federally-Regulated Consumer Product | 02/28/2017 |  | 02/28/2017
Armstrong | Lennox | 12GCS024-50-*P | Natural Gas | No Match | False | True | 1 | False | Horizontal | No Match | No Match | Non-Condensing | No Match | No Match |  | No Match |  | 50000 | 40000 |  |  | 46600 | 529 | 80 | 78 | [6 empty] | 0 | 0 | Federally-Regulated Consumer Product | 02/28/2017 |  | 02/28/2017
Armstrong | Armstrong | G1N80AU075D16B*-*** | Natural Gas | No Match | False | False | 1 | False | Up | No Match | No Match | Non-Condensing | No Match | No Match |  | No Match |  | 75000 | 60000 |  |  | 77500 | 389 | 80 | 78 | [8 empty] | Federally-Regulated Consumer Product | 02/28/2017 |  | 02/28/2017
Armstrong | Armstrong | LUF80B112/125B16*-* | Oil | Injection Type | False | False | 1 | False | Up | No Match | No Match | Non-Condensing | No Match | No Match |  | No Match |  | 154000 | 125000 |  |  | 131100 | 1368 | 81 | 78 | [6 empty] | 0 | 0 | Federally-Regulated Consumer Product | 02/28/2017 |  | 02/28/2017
Armstrong | Ducane | SG12A60125* | Natural Gas | No Match | False | True | 1 | False | Down | No Match | No Match | Non-Condensing | No Match | No Match |  | No Match |  | 125000 | 100000 |  |  | 115600 | 637 | 80 | 78 | [8 empty] | Federally-Regulated Consumer Product | 02/28/2017 |  | 02/28/2017
Armstrong | Armstrong | PGE10*48D100**-*** | Natural Gas | No Match | False | True | 1 | False | Horizontal | No Match | No Match | Non-Condensing | No Match | No Match |  | No Match |  | 100000 | 80000 |  |  | 94900 | 1066 | 80 | 78 | [6 empty] | 0 | 0 | Federally-Regulated Consumer Product | 02/28/2017 |  | 02/28/2017
Armstrong | Armstrong | PGE(10,12)*24D075** | Natural Gas | No Match | False | True | 1 | False | Down | No Match | No Match | Non-Condensing | No Match | No Match |  | No Match |  | 75000 | 60000 |  |  | 76500 | 639 | 80 | 78 | [8 empty] | Federally-Regulated Consumer Product | 02/28/2017 |  | 02/28/2017
Armstrong | Armstrong | G1D80AR100D14B*-*** | Natural Gas | No Match | False | False | 1 | False | Horizontal | No Match | No Match | Non-Condensing | No Match | No Match |  | No Match |  | 100000 | 80000 |  |  | 96900 | 554 | 80 | 78 | [8 empty] | Federally-Regulated Consumer Product | 02/28/2017 |  | 02/28/2017
Armstrong | Armstrong | LUF80C57B08-*** | Oil | Injection Type | False | False | 1 | False | Up | No Match | No Match | Non-Condensing | No Match | No Match |  | No Match |  | 70000 | 57000 |  |  | 54600 | 638 | 82 | 78 | [8 empty] | Federally-Regulated Consumer Product | 02/28/2017 |  | 02/28/2017
Armstrong | Armstrong | G1N80AR075D12A*-*** | Natural Gas | No Match | False | False | 1 | False | Horizontal | No Match | No Match | Non-Condensing | No Match | No Match |  | No Match |  | 75000 | 60000 |  |  | 77000 | 548 | 80 | 78 | [8 empty] | Federally-Regulated Consumer Product | 02/28/2017 |  | 02/28/2017
Armstrong | Armstrong | PGE(10,12)*24D050** | Natural Gas | No Match | False | True | 1 | False | Down | No Match | No Match | Non-Condensing | No Match | No Match |  | No Match |  | 50000 | 40000 |  |  | 37700 | 394 | 80 | 78 | [8 empty] | Federally-Regulated Consumer Product | 02/28/2017 |  | 02/28/2017
Armstrong | Armstrong | RPG12*60D125**-*** | LPG | No Match | False | True | 1 | False | Down | No Match | No Match | Non-Condensing | No Match | No Match |  | No Match |  | 125000 | 100000 |  |  | 115600 | 637 | 80 | 78 | [6 empty] | 0 | 0 | Federally-Regulated Consumer Product | 02/28/2017 |  | 02/28/2017
Armstrong | Armstrong | G1D93AC067D12B*-*** | LPG | No Match | False | False | 1 | False | Down | No Match | No Match | Condensing | No Match | No Match |  | No Match |  | 67500 | 62000 |  |  | 66000 | 594 | 92.5 | 78 | [8 empty] | Federally-Regulated Consumer Product | 02/28/2017 |  | 02/28/2017
Armstrong | Armstrong | RPG(10,12)*24D050** | Natural Gas | No Match | False | True | 1 | False | Horizontal | No Match | No Match | Non-Condensing | No Match | No Match |  | No Match |  | 50000 | 40000 |  |  | 37700 | 394 | 80 | 78 | [8 empty] | Federally-Regulated Consumer Product | 02/28/2017 |  | 02/28/2017
Armstrong | Armstrong | CG90UA100D16C*-*** | Natural Gas | No Match | False | False | 1 | False | Up | No Match | No Match | Condensing | No Match | No Match |  | No Match |  | 100000 | 91000 |  |  | 85600 | 626 | 90 | 78 | [8 empty] | Federally-Regulated Consumer Product | 02/28/2017 |  | 02/28/2017
Armstrong | Armstrong | G1D80AT075D14B*-*** | Natural Gas | No Match | False | False | 1 | False | Up | No Match | No Match | Non-Condensing | No Match | No Match |  | No Match |  | 75000 | 60000 |  |  | 77000 | 567 | 80 | 78 | [8 empty] | Federally-Regulated Consumer Product | 02/28/2017 |  | 02/28/2017
Armstrong | Armstrong | 36MGE(10,12)A18A-** | Natural Gas | No Match | False | False | 1 | False | Up | No Match | No Match | Non-Condensing | No Match | No Match |  | No Match |  | 36000 | 28000 |  |  | 38800 | 149 | 80 | 78 | [8 empty] | Federally-Regulated Consumer Product | 02/28/2017 |  | 02/28/2017
Armstrong | Armstrong | RPG10*48D150**-*** | LPG | No Match | False | True | 1 | False | Down | No Match | No Match | Non-Condensing | No Match | No Match |  | No Match |  | 150000 | 120000 |  |  | 134400 | 1190 | 80 | 78 | [6 empty] | 0 | 0 | Federally-Regulated Consumer Product | 02/28/2017 |  | 02/28/2017
Armstrong | Armstrong | RLUF80C84/95B10*-** | Oil | Injection Type | False | False | 1 | False | Up | No Match | No Match | Non-Condensing | No Match | No Match |  | No Match |  | 120000 | 96000 |  |  | 114500 | 668 | 81 | 78 | [8 empty] | Federally-Regulated Consumer Product | 02/28/2017 |  | 02/28/2017
Armstrong | Armstrong | RPG(10,12)*36D050** | Natural Gas | No Match | False | True | 1 | False | Horizontal | No Match | No Match | Non-Condensing | No Match | No Match |  | No Match |  | 50000 | 40000 |  |  | 37700 | 394 | 80 | 78 | [8 empty] | Federally-Regulated Consumer Product | 02/28/2017 |  | 02/28/2017
Armstrong | Whirlpool Home Cooling & Heating | WFAR075A12-*** | Natural Gas | No Match | False | False | 1 | False | Down | No Match | No Match | Non-Condensing | No Match | No Match |  | No Match |  | 75000 | 60000 |  |  | 77000 | 548 | 80 | 78 | [8 empty] | Federally-Regulated Consumer Product | 02/28/2017 |  | 02/28/2017
Armstrong | Armstrong | PGE10*60D125**-*** | Natural Gas | No Match | False | True | 1 | False | Down | No Match | No Match | Non-Condensing | No Match | No Match |  | No Match |  | 125000 | 100000 |  |  | 114400 | 1204 | 80 | 78 | [6 empty] | 0 | 0 | Federally-Regulated Consumer Product | 02/28/2017 |  | 02/28/2017
Armstrong | Armstrong | RLUF80B57D10-*** | Oil | Injection Type | False | False | 1 | False | Up | No Match | No Match | Non-Condensing | No Match | No Match |  | No Match |  | 70000 | 57000 |  |  | 56000 | 299 | 82 | 78 | [6 empty] | 0 | 0 | Federally-Regulated Consumer Product | 02/28/2017 |  | 02/28/2017
Armstrong | Armstrong | G1D93AC112D20D*-*** | LPG | No Match | False | False | 1 | False | Down | No Match | No Match | Condensing | No Match | No Match |  | No Match |  | 112500 | 104000 |  |  | 99200 | 844 | 92.5 | 78 | [8 empty] | Federally-Regulated Consumer Product | 02/28/2017 |  | 02/28/2017
Armstrong | Whirlpool Home Cooling & Heating | WFAT075A12-*** | Natural Gas | No Match | False | False | 1 | False | Up | No Match | No Match | Non-Condensing | No Match | No Match |  | No Match |  | 75000 | 60000 |  |  | 77900 | 377 | 80 | 78 | [8 empty] | Federally-Regulated Consumer Product | 02/28/2017 |  | 02/28/2017
Armstrong | Armstrong | PGE12*60D125**-*** | Natural Gas | No Match | False | True | 1 | False | Down | No Match | No Match | Non-Condensing | No Match | No Match |  | No Match |  | 125000 | 100000 |  |  | 115600 | 637 | 80 | 78 | [6 empty] | 0 | 0 | Federally-Regulated Consumer Product | 02/28/2017 |  | 02/28/2017
Armstrong | Armstrong | RPG12*48D100**-*** | Natural Gas | No Match | False | True | 1 | False | Horizontal | No Match | No Match | Non-Condensing | No Match | No Match |  | No Match |  | 100000 | 80000 |  |  | 97300 | 564 | 80 | 78 | [6 empty] | 0 | 0 | Federally-Regulated Consumer Product | 02/28/2017 |  | 02/28/2017
Armstrong | Lennox | O23Q4-105/120*-*** | Oil | Injection Type | False | False | 1 | False | Up | No Match | No Match | Non-Condensing | No Match | No Match |  | No Match |  | 120000 | 97000 |  |  | 90000 | 678 | 81 | 78 | [8 empty] | Federally-Regulated Consumer Product | 02/28/2017 |  | 02/28/2017
Armstrong | Armstrong | RPG(10,12)*30D050** | Natural Gas | No Match | False | True | 1 | False | Down | No Match | No Match | Non-Condensing | No Match | No Match |  | No Match |  | 50000 | 40000 |  |  | 37700 | 394 | 80 | 78 | [8 empty] | Federally-Regulated Consumer Product | 02/28/2017 |  | 02/28/2017
Armstrong | Ducane | SG10A30075* | Natural Gas | No Match | False | True | 1 | False | Down | No Match | No Match | Non-Condensing | No Match | No Match |  | No Match |  | 75000 | 60000 |  |  | 76500 | 639 | 80 | 78 | [8 empty] | Federally-Regulated Consumer Product | 02/28/2017 |  | 02/28/2017
Armstrong | Armstrong | CG90CA067D12B*-*** | Natural Gas | No Match | False | False | 1 | False | Down | No Match | No Match | Condensing | No Match | No Match |  | No Match |  | 67500 | 60000 |  |  | 68900 | 394 | 90 | 78 | [8 empty] | Federally-Regulated Consumer Product | 02/28/2017 |  | 02/28/2017
Armstrong | Lennox | 12GCS036-100-*P | LPG | No Match | False | True | 1 | False | Down | No Match | No Match | Non-Condensing | No Match | No Match |  | No Match |  | 100000 | 80000 |  |  | 96400 | 665 | 80 | 78 | [6 empty] | 0 | 0 | Federally-Regulated Consumer Product | 02/28/2017 |  | 02/28/2017
Armstrong | Armstrong | LUF80B84/95D12R*-** | Oil | Injection Type | False | False | 1 | False | Up | No Match | No Match | Non-Condensing | No Match | No Match |  | No Match |  | 112000 | 91000 |  |  | 93500 | 659 | 82 | 78 | [6 empty] | 0 | 0 | Federally-Regulated Consumer Product | 02/28/2017 |  | 02/28/2017
Armstrong | Lennox | 10GCS030-75-*P | LPG | No Match | False | True | 1 | False | Down | No Match | No Match | Non-Condensing | No Match | No Match |  | No Match |  | 75000 | 60000 |  |  | 76500 | 639 | 80 | 78 | [6 empty] | 0 | 0 | Federally-Regulated Consumer Product | 02/28/2017 |  | 02/28/2017
Armstrong | Armstrong | G2D80AT150D20D*-*** | Natural Gas | No Match | False | False | 1 | False | Horizontal | No Match | No Match | Non-Condensing | No Match | No Match |  | No Match |  | 150000 | 120000 |  |  | 135800 | 751 | 80 | 78 | [8 empty] | Federally-Regulated Consumer Product | 02/28/2017 |  | 02/28/2017
Armstrong | Whirlpool Home Cooling & Heating | WFAR150D20-*** | Natural Gas | No Match | False | False | 1 | False | Down | No Match | No Match | Non-Condensing | No Match | No Match |  | No Match |  | 150000 | 120000 |  |  | 135600 | 862 | 80 | 78 | [8 empty] | Federally-Regulated Consumer Product | 02/28/2017 |  | 02/28/2017
Armstrong | Ducane | SG10A24075* | Natural Gas | No Match | False | True | 1 | False | Horizontal | No Match | No Match | Non-Condensing | No Match | No Match |  | No Match |  | 75000 | 60000 |  |  | 76500 | 639 | 80 | 78 | [8 empty] | Federally-Regulated Consumer Product | 02/28/2017 |  | 02/28/2017
Armstrong | Armstrong | RLUF80B84/95D16-*** | Oil | Injection Type | False | False | 1 | False | Up | No Match | No Match | Non-Condensing | No Match | No Match |  | No Match |  | 105000 | 85000 |  |  | 75000 | 668 | 81 | 78 | [8 empty] | Federally-Regulated Consumer Product | 02/28/2017 |  | 02/28/2017
Armstrong | Armstrong | CG90CA067D16C*-*** | LPG | No Match | False | False | 1 | False | Down | No Match | No Match | Condensing | No Match | No Match |  | No Match |  | 67500 | 60000 |  |  | 68900 | 353 | 90 | 78 | [8 empty] | Federally-Regulated Consumer Product | 02/28/2017 |  | 02/28/2017
Armstrong | Whirlpool Home Cooling & Heating | WFCH050A12-*** | Natural Gas | No Match | False | False | 1 | False | Horizontal | No Match | No Match | Condensing | No Match | No Match |  | No Match |  | 50000 | 45000 |  |  | 50000 | 657 | 90 | 78 | [8 empty] | Federally-Regulated Consumer Product | 02/28/2017 |  | 02/28/2017
Armstrong | Lennox | 12GCS036-100-*P | Natural Gas | No Match | False | True | 1 | False | Horizontal | No Match | No Match | Non-Condensing | No Match | No Match |  | No Match |  | 100000 | 80000 |  |  | 96400 | 665 | 80 | 78 | [6 empty] | 0 | 0 | Federally-Regulated Consumer Product | 02/28/2017 |  | 02/28/2017
Armstrong | Armstrong | G1N80AT125D20C*-*** | Natural Gas | No Match | False | False | 1 | False | Horizontal | No Match | No Match | Non-Condensing | No Match | No Match |  | No Match |  | 125000 | 100000 |  |  | 115800 | 795 | 80 | 78 | [8 empty] | Federally-Regulated Consumer Product | 02/28/2017 |  | 02/28/2017
Armstrong | Armstrong | PGE(10,12)*24D075** | LPG | No Match | False | True | 1 | False | Down | No Match | No Match | Non-Condensing | No Match | No Match |  | No Match |  | 75000 | 60000 |  |  | 76500 | 639 | 80 | 78 | [8 empty] | Federally-Regulated Consumer Product | 02/28/2017 |  | 02/28/2017
Armstrong | Armstrong | G1D80AT100D20C*-*** | Natural Gas | No Match | False | False | 1 | False | Up | No Match | No Match | Non-Condensing | No Match | No Match |  | No Match |  | 100000 | 80000 |  |  | 96900 | 554 | 80 | 78 | [8 empty] | Federally-Regulated Consumer Product | 02/28/2017 |  | 02/28/2017
Armstrong | Armstrong | CG80RA075D12A*-*** | LPG | No Match | False | False | 1 | False | Down | No Match | No Match | Non-Condensing | No Match | No Match |  | No Match |  | 75000 | 60000 |  |  | 77000 | 548 | 80 | 78 | [8 empty] | Federally-Regulated Consumer Product | 02/28/2017 |  | 02/28/2017
Armstrong | Armstrong | CG80RA075D12A*-*** | Natural Gas | No Match | False | False | 1 | False | Down | No Match | No Match | Non-Condensing | No Match | No Match |  | No Match |  | 75000 | 60000 |  |  | 77000 | 548 | 80 | 78 | [8 empty] | Federally-Regulated Consumer Product | 02/28/2017 |  | 02/28/2017
Armstrong | Armstrong | RPG10*48D125**-*** | Natural Gas | No Match | False | True | 1 | False | Down | No Match | No Match | Non-Condensing | No Match | No Match |  | No Match |  | 125000 | 100000 |  |  | 114400 | 1204 | 80 | 78 | [6 empty] | 0 | 0 | Federally-Regulated Consumer Product | 02/28/2017 |  | 02/28/2017
Armstrong | Whirlpool Home Cooling & Heating | WFCU075B12-*** | Natural Gas | No Match | False | False | 1 | False | Up | No Match | No Match | Condensing | No Match | No Match |  | No Match |  | 75000 | 68000 |  |  | 68000 | 508 | 90 | 78 | [8 empty] | Federally-Regulated Consumer Product | 02/28/2017 |  | 02/28/2017
Armstrong | Armstrong | PGE(10,12)*36D050** | LPG | No Match | False | True | 1 | False | Down | No Match | No Match | Non-Condensing | No Match | No Match |  | No Match |  | 50000 | 40000 |  |  | 37700 | 394 | 80 | 78 | [8 empty] | Federally-Regulated Consumer Product | 02/28/2017 |  | 02/28/2017
Armstrong | Whirlpool Home Cooling & Heating | WFCU100C20-*** | Natural Gas | No Match | False | False | 1 | False | Up | No Match | No Match | Condensing | No Match | No Match |  | No Match |  | 100000 | 91000 |  |  | 85600 | 606 | 90 | 78 | [8 empty] | Federally-Regulated Consumer Product | 02/28/2017 |  | 02/28/2017
Armstrong | Lennox | 12GCS036-50-*P | Natural Gas | No Match | False | True | 1 | False | Down | No Match | No Match | Non-Condensing | No Match | No Match |  | No Match |  | 50000 | 40000 |  |  | 48600 | 529 | 80 | 78 | [6 empty] | 0 | 0 | Federally-Regulated Consumer Product | 02/28/2017 |  | 02/28/2017
Armstrong | Lennox | 10GCS060-100-*P | LPG | No Match | False | True | 1 | False | Down | No Match | No Match | Non-Condensing | No Match | No Match |  | No Match |  | 100000 | 80000 |  |  | 97000 | 1066 | 80 | 78 | [6 empty] | 0 | 0 | Federally-Regulated Consumer Product | 02/28/2017 |  | 02/28/2017
Armstrong | Armstrong | G1D80AT100D14B*-*** | Natural Gas | No Match | False | False | 1 | False | Up | No Match | No Match | Non-Condensing | No Match | No Match |  | No Match |  | 100000 | 80000 |  |  | 96900 | 554 | 80 | 78 | [8 empty] | Federally-Regulated Consumer Product | 02/28/2017 |  | 02/28/2017
Armstrong | Lennox | 10GCS030-50-*P | Natural Gas | No Match | False | True | 1 | False | Down | No Match | No Match | Non-Condensing | No Match | No Match |  | No Match |  | 50000 | 40000 |  |  | 46600 | 529 | 80 | 78 | [6 empty] | 0 | 0 | Federally-Regulated Consumer Product | 02/28/2017 |  | 02/28/2017
Armstrong | Armstrong | G1D93AC067D16C*-*** | Natural Gas | No Match | False | False | 1 | False | Down | No Match | No Match | Condensing | No Match | No Match |  | No Match |  | 67500 | 62000 |  |  | 66000 | 553 | 92.5 | 78 | [8 empty] | Federally-Regulated Consumer Product | 02/28/2017 |  | 02/28/2017
Armstrong | Armstrong | G1D91AU075D16C*-*** | Natural Gas | No Match | False | False | 1 | False | Up | No Match | No Match | Condensing | No Match | No Match |  | No Match |  | 75000 | 68000 |  |  | 67600 | 486 | 91 | 78 | [8 empty] | Federally-Regulated Consumer Product | 02/28/2017 |  | 02/28/2017
Armstrong | Armstrong | 60MGE(10,12)A24A-** | Natural Gas | No Match | False | False | 1 | False | Up | No Match | No Match | Non-Condensing | No Match | No Match |  | No Match |  | 60000 | 48000 |  |  | 57500 | 408 | 80 | 78 | [8 empty] | Federally-Regulated Consumer Product | 02/28/2017 |  | 02/28/2017
Armstrong | Armstrong | RLUF80C112/125D20*-* | Oil | Injection Type | False | False | 1 | False | Up | No Match | No Match | Non-Condensing | No Match | No Match |  | No Match |  | 154000 | 125000 |  |  | 132600 | 917 | 81 | 78 | [8 empty] | Federally-Regulated Consumer Product | 02/28/2017 |  | 02/28/2017
Armstrong | Armstrong | CG80RA150D20D*-*** | LPG | No Match | False | False | 1 | False | Down | No Match | No Match | Non-Condensing | No Match | No Match |  | No Match |  | 150000 | 120000 |  |  | 135600 | 862 | 80 | 78 | [8 empty] | Federally-Regulated Consumer Product | 02/28/2017 |  | 02/28/2017
Armstrong | Armstrong | G1N80AT075D12A*-*** | Natural Gas | No Match | False | False | 1 | False | Up | No Match | No Match | Non-Condensing | No Match | No Match |  | No Match |  | 75000 | 60000 |  |  | 77900 | 377 | 80 | 78 | [8 empty] | Federally-Regulated Consumer Product | 02/28/2017 |  | 02/28/2017
Armstrong | Armstrong | PGE(10,12)*24D075** | Natural Gas | No Match | False | True | 1 | False | Horizontal | No Match | No Match | Non-Condensing | No Match | No Match |  | No Match |  | 75000 | 60000 |  |  | 76500 | 639 | 80 | 78 | [8 empty] | Federally-Regulated Consumer Product | 02/28/2017 |  | 02/28/2017
Armstrong | Armstrong | G2D80AR075D14B*-*** | Natural Gas | No Match | False | False | 1 | False | Up | No Match | No Match | Non-Condensing | No Match | No Match |  | No Match |  | 75000 | 60000 |  |  | 77000 | 462 | 80 | 78 | [8 empty] | Federally-Regulated Consumer Product | 02/28/2017 |  | 02/28/2017
Armstrong | Armstrong | G1D80AR100D20C*-*** | Natural Gas | No Match | False | False | 1 | False | Down | No Match | No Match | Non-Condensing | No Match | No Match |  | No Match |  | 100000 | 80000 |  |  | 96900 | 554 | 80 | 78 | [8 empty] | Federally-Regulated Consumer Product | 02/28/2017 |  | 02/28/2017
Armstrong | Armstrong | 60MGE(10,12)A18A-** | Natural Gas | No Match | False | False | 1 | False | Up | No Match | No Match | Non-Condensing | No Match | No Match |  | No Match |  | 60000 | 48000 |  |  | 58400 | 199 | 80 | 78 | [8 empty] | Federally-Regulated Consumer Product | 02/28/2017 |  | 02/28/2017
Armstrong | Armstrong | CG90UA100D20C*-*** | Natural Gas | No Match | False | False | 1 | False | Up | No Match | No Match | Condensing | No Match | No Match |  | No Match |  | 100000 | 91000 |  |  | 85600 | 606 | 90 | 78 | [8 empty] | Federally-Regulated Consumer Product | 02/28/2017 |  | 02/28/2017
Armstrong | Whirlpool Home Cooling & Heating | WFAT125C20-*** | Natural Gas | No Match | False | False | 1 | False | Up | No Match | No Match | Non-Condensing | No Match | No Match |  | No Match |  | 125000 | 100000 |  |  | 115800 | 795 | 80 | 78 | [8 empty] | Federally-Regulated Consumer Product | 02/28/2017 |  | 02/28/2017
Armstrong | Armstrong | G1D93AC112D20D*-*** | Natural Gas | No Match | False | False | 1 | False | Down | No Match | No Match | Condensing | No Match | No Match |  | No Match |  | 112500 | 104000 |  |  | 99200 | 844 | 92.5 | 78 | [8 empty] | Federally-Regulated Consumer Product | 02/28/2017 |  | 02/28/2017
Armstrong | Whirlpool Home Cooling & Heating | WFAU075A12-*** | Natural Gas | No Match | False | False | 1 | False | Up | No Match | No Match | Non-Condensing | No Match | No Match |  | No Match |  | 75000 | 60000 |  |  | 77400 | 376 | 80 | 78 | [8 empty] | Federally-Regulated Consumer Product | 02/28/2017 |  | 02/28/2017
Armstrong | Ducane | SG12A24050* | Natural Gas | No Match | False | True | 1 | False | Down | No Match | No Match | Non-Condensing | No Match | No Match |  | No Match |  | 50000 | 40000 |  |  | 37700 | 394 | 80 | 78 | [8 empty] | Federally-Regulated Consumer Product | 02/28/2017 |  | 02/28/2017
Armstrong | Armstrong | G1D80AR100D20C*-*** | Natural Gas | No Match | False | False | 1 | False | Horizontal | No Match | No Match | Non-Condensing | No Match | No Match |  | No Match |  | 100000 | 80000 |  |  | 96900 | 554 | 80 | 78 | [8 empty] | Federally-Regulated Consumer Product | 02/28/2017 |  | 02/28/2017
Armstrong | Whirlpool Home Cooling & Heating | WFAR125C20-*** | Natural Gas | No Match | False | False | 1 | False | Down | No Match | No Match | Non-Condensing | No Match | No Match |  | No Match |  | 125000 | 100000 |  |  | 115600 | 865 | 80 | 78 | [8 empty] | Federally-Regulated Consumer Product | 02/28/2017 |  | 02/28/2017
Armstrong | Armstrong | RPG10*60D150**-*** | Natural Gas | No Match | False | True | 1 | False | Horizontal | No Match | No Match | Non-Condensing | No Match | No Match |  | No Match |  | 150000 | 120000 |  |  | 134400 | 1190 | 80 | 78 | [6 empty] | 0 | 0 | Federally-Regulated Consumer Product | 02/28/2017 |  | 02/28/2017
Armstrong | Armstrong | G1D80AR050D12B*-*** | LPG | No Match | False | False | 1 | False | Down | No Match | No Match | Non-Condensing | No Match | No Match |  | No Match |  | 50000 | 40000 |  |  | 38000 | 341 | 80 | 78 | [8 empty] | Federally-Regulated Consumer Product | 02/28/2017 |  | 02/28/2017
Armstrong | Armstrong | RLUF80B57B08-*** | Oil | Injection Type | False | False | 1 | False | Up | No Match | No Match | Non-Condensing | No Match | No Match |  | No Match |  | 70000 | 57000 |  |  | 54500 | 638 | 82 | 78 | [6 empty] | 0 | 0 | Federally-Regulated Consumer Product | 02/28/2017 |  | 02/28/2017
Armstrong | Whirlpool Home Cooling & Heating | WFAR125C20-*** | LPG | No Match | False | False | 1 | False | Down | No Match | No Match | Non-Condensing | No Match | No Match |  | No Match |  | 125000 | 100000 |  |  | 115600 | 865 | 80 | 78 | [8 empty] | Federally-Regulated Consumer Product | 02/28/2017 |  | 02/28/2017
Armstrong | Lennox | 10GCS030-50-*P | Natural Gas | No Match | False | True | 1 | False | Horizontal | No Match | No Match | Non-Condensing | No Match | No Match |  | No Match |  | 50000 | 40000 |  |  | 46600 | 529 | 80 | 78 | [6 empty] | 0 | 0 | Federally-Regulated Consumer Product | 02/28/2017 |  | 02/28/2017
Armstrong | Armstrong | LUF80C57/72D12*-*** | Oil | Injection Type | False | False | 1 | False | Up | No Match | No Match | Non-Condensing | No Match | No Match |  | No Match |  | 90000 | 72000 |  |  | 74700 | 518 | 82 | 78 | [8 empty] | Federally-Regulated Consumer Product | 02/28/2017 |  | 02/28/2017
Armstrong | Armstrong | G2D80AT050D12B*-*** | Natural Gas | No Match | False | False | 1 | False | Horizontal | No Match | No Match | Non-Condensing | No Match | No Match |  | No Match |  | 50000 | 40000 |  |  | 38600 | 197 | 80 | 78 | [8 empty] | Federally-Regulated Consumer Product | 02/28/2017 |  | 02/28/2017
Armstrong | Armstrong | G1D80AR150D20D*-*** | Natural Gas | No Match | False | False | 1 | False | Down | No Match | No Match | Non-Condensing | No Match | No Match |  | No Match |  | 150000 | 120000 |  |  | 135600 | 854 | 80 | 78 | [8 empty] | Federally-Regulated Consumer Product | 02/28/2017 |  | 02/28/2017
Armstrong | Ducane | SG10A36075* | LPG | No Match | False | True | 1 | False | Down | No Match | No Match | Non-Condensing | No Match | No Match |  | No Match |  | 75000 | 60000 |  |  | 76500 | 639 | 80 | 78 | [8 empty] | Federally-Regulated Consumer Product | 02/28/2017 |  | 02/28/2017
Armstrong | Armstrong | LUF80B112/125D20R*- | Oil | Injection Type | False | False | 1 | False | Up | No Match | No Match | Non-Condensing | No Match | No Match |  | No Match |  | 147000 | 120000 |  |  | 131000 | 1372 | 81.2 | 78 | [6 empty] | 0 | 0 | Federally-Regulated Consumer Product | 02/28/2017 |  | 02/28/2017
Armstrong | Armstrong | RLUF80B112/125B16*- | Oil | Injection Type | False | False | 1 | False | Up | No Match | No Match | Non-Condensing | No Match | No Match |  | No Match |  | 154000 | 125000 |  |  | 131100 | 1368 | 81 | 78 | [6 empty] | 0 | 0 | Federally-Regulated Consumer Product | 02/28/2017 |  | 02/28/2017
Armstrong | Armstrong | PGE10*48D125**-*** | Natural Gas | No Match | False | True | 1 | False | Down | No Match | No Match | Non-Condensing | No Match | No Match |  | No Match |  | 125000 | 100000 |  |  | 114400 | 1204 | 80 | 78 | [6 empty] | 0 | 0 | Federally-Regulated Consumer Product | 02/28/2017 |  | 02/28/2017
Armstrong | Ducane | SG12A30075* | Natural Gas | No Match | False | True | 1 | False | Horizontal | No Match | No Match | Non-Condensing | No Match | No Match |  | No Match |  | 75000 | 60000 |  |  | 76500 | 639 | 80 | 78 | [8 empty] | Federally-Regulated Consumer Product | 02/28/2017 |  | 02/28/2017
Armstrong | Lennox | O23Q3-105/120-*** | Oil | Injection Type | False | False | 1 | False | Up | No Match | No Match | Non-Condensing | No Match | No Match |  | No Match |  | 105000 | 85000 |  |  | 95000 | 583 | 81 | 78 | [6 empty] | 0 | 0 | Federally-Regulated Consumer Product | 02/28/2017 |  | 02/28/2017
Armstrong | Ducane | SG12A42100* | Natural Gas | No Match | False | True | 1 | False | Down | No Match | No Match | Non-Condensing | No Match | No Match |  | No Match |  | 100000 | 80000 |  |  | 96400 | 710 | 80 | 78 | [8 empty] | Federally-Regulated Consumer Product | 02/28/2017 |  | 02/28/2017
Armstrong | Ducane | SG12A24075* | LPG | No Match | False | True | 1 | False | Down | No Match | No Match | Non-Condensing | No Match | No Match |  | No Match |  | 75000 | 60000 |  |  | 76500 | 639 | 80 | 78 | [8 empty] | Federally-Regulated Consumer Product | 02/28/2017 |  | 02/28/2017
Armstrong | Armstrong | CG80RA125D20C*-*** | Natural Gas | No Match | False | False | 1 | False | Up | No Match | No Match | Non-Condensing | No Match | No Match |  | No Match |  | 125000 | 100000 |  |  | 115600 | 865 | 80 | 78 | [8 empty] | Federally-Regulated Consumer Product | 02/28/2017 |  | 02/28/2017
Armstrong | Armstrong | G1N80AR100D14B*-*** | Natural Gas | No Match | False | False | 1 | False | Down | No Match | No Match | Non-Condensing | No Match | No Match |  | No Match |  | 100000 | 80000 |  |  | 97300 | 460 | 80 | 78 | [8 empty] | Federally-Regulated Consumer Product | 02/28/2017 |  | 02/28/2017
Armstrong | Whirlpool Home Cooling & Heating | WFAT050A12-*** | Natural Gas | No Match | False | False | 1 | False | Up | No Match | No Match | Non-Condensing | No Match | No Match |  | No Match |  | 50000 | 40000 |  |  | 38500 | 207 | 80 | 78 | [8 empty] | Federally-Regulated Consumer Product | 02/28/2017 |  | 02/28/2017
Armstrong | Armstrong | RPG10*48D125**-*** | LPG | No Match | False | True | 1 | False | Down | No Match | No Match | Non-Condensing | No Match | No Match |  | No Match |  | 125000 | 100000 |  |  | 114400 | 1204 | 80 | 78 | [6 empty] | 0 | 0 | Federally-Regulated Consumer Product | 02/28/2017 |  | 02/28/2017
Armstrong | Ducane | SG12A36075* | Natural Gas | No Match | False | True | 1 | False | Horizontal | No Match | No Match | Non-Condensing | No Match | No Match |  | No Match |  | 75000 | 60000 |  |  | 76600 | 659 | 80 | 78 | [8 empty] | Federally-Regulated Consumer Product | 02/28/2017 |  | 02/28/2017
Armstrong | Whirlpool Home Cooling & Heating | WFAR100B14-*** | Natural Gas | No Match | False | False | 1 | False | Down | No Match | No Match | Non-Condensing | No Match | No Match |  | No Match |  | 100000 | 80000 |  |  | 97300 | 460 | 80 | 78 | [8 empty] | Federally-Regulated Consumer Product | 02/28/2017 |  | 02/28/2017
Armstrong | Armstrong | G1D80AR050D12B*-*** | Natural Gas | No Match | False | False | 1 | False | Down | No Match | No Match | Non-Condensing | No Match | No Match |  | No Match |  | 50000 | 40000 |  |  | 38000 | 341 | 80 | 78 | [8 empty] | Federally-Regulated Consumer Product | 02/28/2017 |  | 02/28/2017
Armstrong | Armstrong | RLUF80C57B08-*** | Oil | Injection Type | False | False | 1 | False | Up | No Match | No Match | Non-Condensing | No Match | No Match |  | No Match |  | 70000 | 57000 |  |  | 54600 | 638 | 82 | 78 | [8 empty] | Federally-Regulated Consumer Product | 02/28/2017 |  | 02/28/2017
Armstrong | Armstrong | PGE10*60D100**-*** | Natural Gas | No Match | False | True | 1 | False | Down | No Match | No Match | Non-Condensing | No Match | No Match |  | No Match |  | 100000 | 80000 |  |  | 94900 | 1066 | 80 | 78 | [6 empty] | 0 | 0 | Federally-Regulated Consumer Product | 02/28/2017 |  | 02/28/2017
Armstrong | Armstrong | G1D91AU100D16C*-*** | Natural Gas | No Match | False | False | 1 | False | Up | No Match | No Match | Condensing | No Match | No Match |  | No Match |  | 100000 | 91000 |  |  | 84500 | 626 | 91 | 78 | [8 empty] | Federally-Regulated Consumer Product | 02/28/2017 |  | 02/28/2017
Armstrong | Armstrong | RPG(10,12)*24D075** | Natural Gas | No Match | False | True | 1 | False | Horizontal | No Match | No Match | Non-Condensing | No Match | No Match |  | No Match |  | 75000 | 60000 |  |  | 76500 | 639 | 80 | 78 | [8 empty] | Federally-Regulated Consumer Product | 02/28/2017 |  | 02/28/2017
Armstrong | Lennox | O23Q2-70-*** | Oil | Injection Type | False | False | 1 | False | Up | No Match | No Match | Non-Condensing | No Match | No Match |  | No Match |  | 70000 | 57000 |  |  | 56000 | 299 | 82 | 78 | [6 empty] | 0 | 0 | Federally-Regulated Consumer Product | 02/28/2017 |  | 02/28/2017
Armstrong | Armstrong | G2D80AT075D14B*-*** | Natural Gas | No Match | False | False | 1 | False | Horizontal | No Match | No Match | Non-Condensing | No Match | No Match |  | No Match |  | 75000 | 60000 |  |  | 77000 | 462 | 80 | 78 | [8 empty] | Federally-Regulated Consumer Product | 02/28/2017 |  | 02/28/2017
Armstrong | Whirlpool Home Cooling & Heating | WFCC045B12-*** | LPG | No Match | False | False | 1 | False | Down | No Match | No Match | Condensing | No Match | No Match |  | No Match |  | 45000 | 40000 |  |  | 34000 | 194 | 90 | 78 | [8 empty] | Federally-Regulated Consumer Product | 02/28/2017 |  | 02/28/2017
Armstrong | Ducane | SG12A36100* | Natural Gas | No Match | False | True | 1 | False | Horizontal | No Match | No Match | Non-Condensing | No Match | No Match |  | No Match |  | 100000 | 80000 |  |  | 96400 | 710 | 80 | 78 | [8 empty] | Federally-Regulated Consumer Product | 02/28/2017 |  | 02/28/2017
Armstrong | Lennox | 10GCS030-75-*P | Natural Gas | No Match | False | True | 1 | False | Horizontal | No Match | No Match | Non-Condensing | No Match | No Match |  | No Match |  | 75000 | 60000 |  |  | 76500 | 639 | 80 | 78 | [6 empty] | 0 | 0 | Federally-Regulated Consumer Product | 02/28/2017 |  | 02/28/2017
Armstrong | Ducane | DOUA84/95F4 | Oil | Injection Type | False | False | 1 | False | Up | No Match | No Match | Non-Condensing | No Match | No Match |  | No Match |  | 105000 | 85000 |  |  | 75000 | 668 | 81 | 78 | [8 empty] | Federally-Regulated Consumer Product | 02/28/2017 |  | 02/28/2017
Armstrong | Armstrong | RLUF80B84/95B10*-** | Oil | Injection Type | False | False | 1 | False | Up | No Match | No Match | Non-Condensing | No Match | No Match |  | No Match |  | 120000 | 97000 |  |  | 114500 | 668 | 81 | 78 | [6 empty] | 0 | 0 | Federally-Regulated Consumer Product | 02/28/2017 |  | 02/28/2017
Armstrong | Ducane | SG12A24075* | Natural Gas | No Match | False | True | 1 | False | Horizontal | No Match | No Match | Non-Condensing | No Match | No Match |  | No Match |  | 75000 | 60000 |  |  | 76500 | 639 | 80 | 78 | [8 empty] | Federally-Regulated Consumer Product | 02/28/2017 |  | 02/28/2017
Armstrong | Whirlpool Home Cooling & Heating | WFCC067C16-*** | Natural Gas | No Match | False | False | 1 | False | Down | No Match | No Match | Condensing | No Match | No Match |  | No Match |  | 67500 | 60000 |  |  | 68900 | 353 | 90 | 78 | [8 empty] | Federally-Regulated Consumer Product | 02/28/2017 |  | 02/28/2017
Armstrong | Armstrong | PGE(10,12)*30D075** | Natural Gas | No Match | False | True | 1 | False | Horizontal | No Match | No Match | Non-Condensing | No Match | No Match |  | No Match |  | 75000 | 60000 |  |  | 76500 | 639 | 80 | 78 | [8 empty] | Federally-Regulated Consumer Product | 02/28/2017 |  | 02/28/2017
Armstrong | Armstrong | PGE12*48D100**-*** | LPG | No Match | False | True | 1 | False | Down | No Match | No Match | Non-Condensing | No Match | No Match |  | No Match |  | 100000 | 80000 |  |  | 97300 | 564 | 80 | 78 | [6 empty] | 0 | 0 | Federally-Regulated Consumer Product | 02/28/2017 |  | 02/28/2017
Armstrong | Lennox | 12GCS042-75-*P | Natural Gas | No Match | False | True | 1 | False | Horizontal | No Match | No Match | Non-Condensing | No Match | No Match |  | No Match |  | 75000 | 60000 |  |  | 75900 | 659 | 80 | 78 | [6 empty] | 0 | 0 | Federally-Regulated Consumer Product | 02/28/2017 |  | 02/28/2017
Armstrong | Armstrong | G1N80AT075D16B*-*** | Natural Gas | No Match | False | False | 1 | False | Horizontal | No Match | No Match | Non-Condensing | No Match | No Match |  | No Match |  | 75000 | 60000 |  |  | 77900 | 390 | 80 | 78 | [8 empty] | Federally-Regulated Consumer Product | 02/28/2017 |  | 02/28/2017
Armstrong | Lennox | 12GCS048-100-*P | Natural Gas | No Match | False | True | 1 | False | Horizontal | No Match | No Match | Non-Condensing | No Match | No Match |  | No Match |  | 100000 | 80000 |  |  | 97300 | 564 | 80 | 78 | [6 empty] | 0 | 0 | Federally-Regulated Consumer Product | 02/28/2017 |  | 02/28/2017
Armstrong | Armstrong | RPG12*60D125**-*** | Natural Gas | No Match | False | True | 1 | False | Horizontal | No Match | No Match | Non-Condensing | No Match | No Match |  | No Match |  | 125000 | 100000 |  |  | 115600 | 637 | 80 | 78 | [6 empty] | 0 | 0 | Federally-Regulated Consumer Product | 02/28/2017 |  | 02/28/2017
Armstrong | Armstrong | RPG10*48D100**-*** | Natural Gas | No Match | False | True | 1 | False | Horizontal | No Match | No Match | Non-Condensing | No Match | No Match |  | No Match |  | 100000 | 80000 |  |  | 94900 | 1066 | 80 | 78 | [6 empty] | 0 | 0 | Federally-Regulated Consumer Product | 02/28/2017 |  | 02/28/2017
Armstrong | Armstrong | PGE10*48D125**-*** | Natural Gas | No Match | False | True | 1 | False | Horizontal | No Match | No Match | Non-Condensing | No Match | No Match |  | No Match |  | 125000 | 100000 |  |  | 114400 | 1204 | 80 | 78 | [6 empty] | 0 | 0 | Federally-Regulated Consumer Product | 02/28/2017 |  | 02/28/2017
Armstrong | Armstrong | CG80UA050D12A*-*** | Natural Gas | No Match | False | False | 1 | False | Up | No Match | No Match | Non-Condensing | No Match | No Match |  | No Match |  | 50000 | 40000 |  |  | 38600 | 197 | 80 | 78 | [8 empty] | Federally-Regulated Consumer Product | 02/28/2017 |  | 02/28/2017
Armstrong | Whirlpool Home Cooling & Heating | WFAR100C20-*** | Natural Gas | No Match | False | False | 1 | False | Down | No Match | No Match | Non-Condensing | No Match | No Match |  | No Match |  | 100000 | 80000 |  |  | 96500 | 701 | 80 | 78 | [8 empty] | Federally-Regulated Consumer Product | 02/28/2017 |  | 02/28/2017
Armstrong | Whirlpool Home Cooling & Heating | WFAT050A12-*** | Natural Gas | No Match | False | False | 1 | False | Horizontal | No Match | No Match | Non-Condensing | No Match | No Match |  | No Match |  | 50000 | 40000 |  |  | 38500 | 207 | 80 | 78 | [8 empty] | Federally-Regulated Consumer Product | 02/28/2017 |  | 02/28/2017
Armstrong | Armstrong | CG80UA100D14B*-*** | Natural Gas | No Match | False | False | 1 | False | Up | No Match | No Match | Non-Condensing | No Match | No Match |  | No Match |  | 100000 | 80000 |  |  | 96700 | 605 | 80 | 78 | [8 empty] | Federally-Regulated Consumer Product | 02/28/2017 |  | 02/28/2017
Armstrong | Armstrong | G1D93AU067D12B*-*** | Natural Gas | No Match | False | False | 1 | False | Up | No Match | No Match | Condensing | No Match | No Match |  | No Match |  | 67500 | 62000 |  |  | 66000 | 594 | 92.5 | 78 | [8 empty] | Federally-Regulated Consumer Product | 02/28/2017 |  | 02/28/2017
Armstrong | Armstrong | G2D80AT100D14B*-*** | Natural Gas | No Match | False | False | 1 | False | Horizontal | No Match | No Match | Non-Condensing | No Match | No Match |  | No Match |  | 100000 | 80000 |  |  | 97000 | 476 | 80 | 78 | [8 empty] | Federally-Regulated Consumer Product | 02/28/2017 |  | 02/28/2017
Armstrong | Armstrong | CG80RA150D20D*-*** | Natural Gas | No Match | False | False | 1 | False | Horizontal | No Match | No Match | Non-Condensing | No Match | No Match |  | No Match |  | 150000 | 120000 |  |  | 135600 | 862 | 80 | 78 | [8 empty] | Federally-Regulated Consumer Product | 02/28/2017 |  | 02/28/2017
Armstrong | Armstrong | G1D80AR125D20C*-*** | LPG | No Match | False | False | 1 | False | Down | No Match | No Match | Non-Condensing | No Match | No Match |  | No Match |  | 125000 | 100000 |  |  | 115600 | 863 | 80 | 78 | [8 empty] | Federally-Regulated Consumer Product | 02/28/2017 |  | 02/28/2017
Armstrong | Armstrong | CG90UA075D12B*-*** | Natural Gas | No Match | False | False | 1 | False | Up | No Match | No Match | Condensing | No Match | No Match |  | No Match |  | 75000 | 68000 |  |  | 68000 | 508 | 90 | 78 | [8 empty] | Federally-Regulated Consumer Product | 02/28/2017 |  | 02/28/2017
Armstrong | Armstrong | 38HWC(123,183,243)- | Natural Gas | No Match | False | False | 1 | False | Up | No Match | No Match | Non-Condensing | No Match | No Match |  | No Match |  | 38000 | 30000 |  |  | 37100 | 460 | 80 | 78 | [8 empty] | Federally-Regulated Consumer Product | 02/28/2017 |  | 02/28/2017
Armstrong | Armstrong | PGE(10,12)*30D050** | LPG | No Match | False | True | 1 | False | Down | No Match | No Match | Non-Condensing | No Match | No Match |  | No Match |  | 50000 | 40000 |  |  | 37700 | 394 | 80 | 78 | [8 empty] | Federally-Regulated Consumer Product | 02/28/2017 |  | 02/28/2017
Armstrong | Armstrong | G1D93AC090D20C*-*** | LPG | No Match | False | False | 1 | False | Down | No Match | No Match | Condensing | No Match | No Match |  | No Match |  | 90000 | 83000 |  |  | 82900 | 596 | 92.5 | 78 | [8 empty] | Federally-Regulated Consumer Product | 02/28/2017 |  | 02/28/2017
Armstrong | Armstrong | G2D80AR100D20C*-*** | Natural Gas | No Match | False | False | 1 | False | Up | No Match | No Match | Non-Condensing | No Match | No Match |  | No Match |  | 100000 | 80000 |  |  | 97000 | 589 | 80 | 78 | [8 empty] | Federally-Regulated Consumer Product | 02/28/2017 |  | 02/28/2017
Armstrong | Armstrong | G2D80AT100D20C*-*** | Natural Gas | No Match | False | False | 1 | False | Up | No Match | No Match | Non-Condensing | No Match | No Match |  | No Match |  | 100000 | 80000 |  |  | 97000 | 589 | 80 | 78 | [8 empty] | Federally-Regulated Consumer Product | 02/28/2017 |  | 02/28/2017
Armstrong | Ducane | SG12A60100* | LPG | No Match | False | True | 1 | False | Down | No Match | No Match | Non-Condensing | No Match | No Match |  | No Match |  | 100000 | 80000 |  |  | 97300 | 564 | 80 | 78 | [8 empty] | Federally-Regulated Consumer Product | 02/28/2017 |  | 02/28/2017
Armstrong | Armstrong | CG80RA100D20C*-*** | Natural Gas | No Match | False | False | 1 | False | Down | No Match | No Match | Non-Condensing | No Match | No Match |  | No Match |  | 100000 | 80000 |  |  | 96500 | 701 | 80 | 78 | [8 empty] | Federally-Regulated Consumer Product | 02/28/2017 |  | 02/28/2017
Armstrong | Armstrong | G1D93AC045D12B*-*** | Natural Gas | No Match | False | False | 1 | False | Down | No Match | No Match | Condensing | No Match | No Match |  | No Match |  | 45000 | 41000 |  |  | 32000 | 404 | 92.5 | 78 | [8 empty] | Federally-Regulated Consumer Product | 02/28/2017 |  | 02/28/2017
Armstrong | Armstrong | RPG(10,12)*30D075** | LPG | No Match | False | True | 1 | False | Down | No Match | No Match | Non-Condensing | No Match | No Match |  | No Match |  | 75000 | 60000 |  |  | 76500 | 639 | 80 | 78 | [8 empty] | Federally-Regulated Consumer Product | 02/28/2017 |  | 02/28/2017
Armstrong | Whirlpool Home Cooling & Heating | WFCC090C20-*** | Natural Gas | No Match | False | False | 1 | False | Down | No Match | No Match | Condensing | No Match | No Match |  | No Match |  | 90000 | 81000 |  |  | 85200 | 646 | 90 | 78 | [8 empty] | Federally-Regulated Consumer Product | 02/28/2017 |  | 02/28/2017
Armstrong | Armstrong | G2D80AT075D14B*-*** | Natural Gas | No Match | False | False | 1 | False | Up | No Match | No Match | Non-Condensing | No Match | No Match |  | No Match |  | 75000 | 60000 |  |  | 77000 | 462 | 80 | 78 | [8 empty] | Federally-Regulated Consumer Product | 02/28/2017 |  | 02/28/2017
Armstrong | Ducane | SG12A48125* | LPG | No Match | False | True | 1 | False | Down | No Match | No Match | Non-Condensing | No Match | No Match |  | No Match |  | 125000 | 100000 |  |  | 115600 | 637 | 80 | 78 | [8 empty] | Federally-Regulated Consumer Product | 02/28/2017 |  | 02/28/2017
Armstrong | Armstrong | CG80TA125D20C*-*** | Natural Gas | No Match | False | False | 1 | False | Up | No Match | No Match | Non-Condensing | No Match | No Match |  | No Match |  | 125000 | 100000 |  |  | 115800 | 795 | 80 | 78 | [8 empty] | Federally-Regulated Consumer Product | 02/28/2017 |  | 02/28/2017
Armstrong | Armstrong | G1D80AT050D12B*-*** | Natural Gas | No Match | False | False | 1 | False | Horizontal | No Match | No Match | Non-Condensing | No Match | No Match |  | No Match |  | 50000 | 40000 |  |  | 38600 | 197 | 80 | 78 | [8 empty] | Federally-Regulated Consumer Product | 02/28/2017 |  | 02/28/2017
Armstrong | Ducane | SG12A36100* | Natural Gas | No Match | False | True | 1 | False | Down | No Match | No Match | Non-Condensing | No Match | No Match |  | No Match |  | 100000 | 80000 |  |  | 96400 | 710 | 80 | 78 | [8 empty] | Federally-Regulated Consumer Product | 02/28/2017 |  | 02/28/2017
Armstrong | Armstrong | PGE(10,12)*36D075** | Natural Gas | No Match | False | True | 1 | False | Horizontal | No Match | No Match | Non-Condensing | No Match | No Match |  | No Match |  | 75000 | 60000 |  |  | 76500 | 639 | 80 | 78 | [8 empty] | Federally-Regulated Consumer Product | 02/28/2017 |  | 02/28/2017
Armstrong | Lennox | 10GCS042-75-*P | LPG | No Match | False | True | 1 | False | Down | No Match | No Match | Non-Condensing | No Match | No Match |  | No Match |  | 75000 | 60000 |  |  | 75900 | 659 | 80 | 78 | [6 empty] | 0 | 0 | Federally-Regulated Consumer Product | 02/28/2017 |  | 02/28/2017
Armstrong | Armstrong | G1D80AR125D20C*-*** | Natural Gas | No Match | False | False | 1 | False | Down | No Match | No Match | Non-Condensing | No Match | No Match |  | No Match |  | 125000 | 100000 |  |  | 115600 | 863 | 80 | 78 | [8 empty] | Federally-Regulated Consumer Product | 02/28/2017 |  | 02/28/2017
Armstrong | Ducane | SG10A30075* | Natural Gas | No Match | False | True | 1 | False | Horizontal | No Match | No Match | Non-Condensing | No Match | No Match |  | No Match |  | 75000 | 60000 |  |  | 76500 | 639 | 80 | 78 | [8 empty] | Federally-Regulated Consumer Product | 02/28/2017 |  | 02/28/2017
Armstrong | Whirlpool Home Cooling & Heating | WFAU100C20-*** | Natural Gas | No Match | False | False | 1 | False | Up | No Match | No Match | Non-Condensing | No Match | No Match |  | No Match |  | 100000 | 80000 |  |  | 96300 | 706 | 80 | 78 | [8 empty] | Federally-Regulated Consumer Product | 02/28/2017 |  | 02/28/2017
Armstrong | Armstrong | G2D80AR125D20C*-*** | Natural Gas | No Match | False | False | 1 | False | Up | No Match | No Match | Non-Condensing | No Match | No Match |  | No Match |  | 125000 | 100000 |  |  | 115700 | 795 | 80 | 78 | [8 empty] | Federally-Regulated Consumer Product | 02/28/2017 |  | 02/28/2017
Armstrong | Armstrong | G1D90AH050D12A*-*** | Natural Gas | No Match | False | False | 1 | False | Horizontal | No Match | No Match | Condensing | No Match | No Match |  | No Match |  | 50000 | 45000 |  |  | 50000 | 657 | 90 | 78 | [8 empty] | Federally-Regulated Consumer Product | 02/28/2017 |  | 02/28/2017
Armstrong | Lennox | 12GCS060-100-*P | Natural Gas | No Match | False | True | 1 | False | Horizontal | No Match | No Match | Non-Condensing | No Match | No Match |  | No Match |  | 100000 | 80000 |  |  | 97300 | 564 | 80 | 78 | [6 empty] | 0 | 0 | Federally-Regulated Consumer Product | 02/28/2017 |  | 02/28/2017
Armstrong | Lennox | 10GCS036-50-*P | LPG | No Match | False | True | 1 | False | Down | No Match | No Match | Non-Condensing | No Match | No Match |  | No Match |  | 50000 | 40000 |  |  | 48600 | 529 | 80 | 78 | [6 empty] | 0 | 0 | Federally-Regulated Consumer Product | 02/28/2017 |  | 02/28/2017
Armstrong | Armstrong | LUF80C112/125B16-** | Oil | Injection Type | False | False | 1 | False | Up | No Match | No Match | Non-Condensing | No Match | No Match |  | No Match |  | 140000 | 113000 |  |  | 131100 | 1418 | 81 | 78 | [8 empty] | Federally-Regulated Consumer Product | 02/28/2017 |  | 02/28/2017
Armstrong | Whirlpool Home Cooling & Heating | WFCC112D20-*** | Natural Gas | No Match | False | False | 1 | False | Down | No Match | No Match | Condensing | No Match | No Match |  | No Match |  | 112500 | 100000 |  |  | 102800 | 794 | 90 | 78 | [8 empty] | Federally-Regulated Consumer Product | 02/28/2017 |  | 02/28/2017
Armstrong | Armstrong | RLUF80B84/95D12*-** | Oil | Injection Type | False | False | 1 | False | Up | No Match | No Match | Non-Condensing | No Match | No Match |  | No Match |  | 120000 | 97000 |  |  | 114500 | 635 | 81 | 78 | [6 empty] | 0 | 0 | Federally-Regulated Consumer Product | 02/28/2017 |  | 02/28/2017
Armstrong | Armstrong | RLUF80B112/125D20-* | Oil | Injection Type | False | False | 1 | False | Up | No Match | No Match | Non-Condensing | No Match | No Match |  | No Match |  | 140000 | 113000 |  |  | 133000 | 774 | 81 | 78 | [6 empty] | 0 | 0 | Federally-Regulated Consumer Product | 02/28/2017 |  | 02/28/2017
Armstrong | Armstrong | G1N80AU125D20C*-*** | Natural Gas | No Match | False | False | 1 | False | Up | No Match | No Match | Non-Condensing | No Match | No Match |  | No Match |  | 125000 | 100000 |  |  | 115700 | 795 | 80 | 78 | [8 empty] | Federally-Regulated Consumer Product | 02/28/2017 |  | 02/28/2017
Armstrong | Armstrong | LUF80C84/95B10*-** | Oil | Injection Type | False | False | 1 | False | Up | No Match | No Match | Non-Condensing | No Match | No Match |  | No Match |  | 120000 | 96000 |  |  | 114500 | 668 | 81 | 78 | [8 empty] | Federally-Regulated Consumer Product | 02/28/2017 |  | 02/28/2017
Armstrong | Lennox | 12GCS060-125-*P | LPG | No Match | False | True | 1 | False | Down | No Match | No Match | Non-Condensing | No Match | No Match |  | No Match |  | 125000 | 100000 |  |  | 115600 | 637 | 80 | 78 | [6 empty] | 0 | 0 | Federally-Regulated Consumer Product | 02/28/2017 |  | 02/28/2017
Armstrong | Armstrong | CG80RA100D20C*-*** | Natural Gas | No Match | False | False | 1 | False | Horizontal | No Match | No Match | Non-Condensing | No Match | No Match |  | No Match |  | 100000 | 80000 |  |  | 96500 | 701 | 80 | 78 | [8 empty] | Federally-Regulated Consumer Product | 02/28/2017 |  | 02/28/2017
Armstrong | Armstrong | RPG(10,12)*42D100** | LPG | No Match | False | True | 1 | False | Down | No Match | No Match | Non-Condensing | No Match | No Match |  | No Match |  | 100000 | 80000 |  |  | 96400 | 710 | 80 | 78 | [8 empty] | Federally-Regulated Consumer Product | 02/28/2017 |  | 02/28/2017
Armstrong | Lennox | 10GCS060-100-*P | Natural Gas | No Match | False | True | 1 | False | Horizontal | No Match | No Match | Non-Condensing | No Match | No Match |  | No Match |  | 100000 | 80000 |  |  | 97000 | 1066 | 80 | 78 | [6 empty] | 0 | 0 | Federally-Regulated Consumer Product | 02/28/2017 |  | 02/28/2017
Armstrong | Armstrong | G1N80AR125D20C*-*** | Natural Gas | No Match | False | False | 1 | False | Horizontal | No Match | No Match | Non-Condensing | No Match | No Match |  | No Match |  | 125000 | 100000 |  |  | 115600 | 865 | 80 | 78 | [8 empty] | Federally-Regulated Consumer Product | 02/28/2017 |  | 02/28/2017
Armstrong | Armstrong | CG90CA045D12B*-*** | LPG | No Match | False | False | 1 | False | Down | No Match | No Match | Condensing | No Match | No Match |  | No Match |  | 45000 | 40000 |  |  | 34000 | 194 | 90 | 78 | [8 empty] | Federally-Regulated Consumer Product | 02/28/2017 |  | 02/28/2017
Armstrong | Armstrong | RPG10*48D125**-*** | Natural Gas | No Match | False | True | 1 | False | Horizontal | No Match | No Match | Non-Condensing | No Match | No Match |  | No Match |  | 125000 | 100000 |  |  | 114400 | 1204 | 80 | 78 | [6 empty] | 0 | 0 | Federally-Regulated Consumer Product | 02/28/2017 |  | 02/28/2017
Armstrong | Armstrong | CG80TA075D16B*-*** | Natural Gas | No Match | False | False | 1 | False | Up | No Match | No Match | Non-Condensing | No Match | No Match |  | No Match |  | 75000 | 60000 |  |  | 77900 | 390 | 80 | 78 | [8 empty] | Federally-Regulated Consumer Product | 02/28/2017 |  | 02/28/2017
Armstrong | Lennox | 10GCS060-150-*P | Natural Gas | No Match | False | True | 1 | False | Horizontal | No Match | No Match | Non-Condensing | No Match | No Match |  | No Match |  | 150000 | 120000 |  |  | 137300 | 1190 | 80 | 78 | [6 empty] | 0 | 0 | Federally-Regulated Consumer Product | 02/28/2017 |  | 02/28/2017
Armstrong | Armstrong | CG80TA100D14B*-*** | Natural Gas | No Match | False | False | 1 | False | Horizontal | No Match | No Match | Non-Condensing | No Match | No Match |  | No Match |  | 100000 | 80000 |  |  | 96700 | 605 | 80 | 78 | [8 empty] | Federally-Regulated Consumer Product | 02/28/2017 |  | 02/28/2017
Armstrong | Armstrong | CG90HA050D12A*-*** | Natural Gas | No Match | False | False | 1 | False | Horizontal | No Match | No Match | Condensing | No Match | No Match |  | No Match |  | 50000 | 45000 |  |  | 50000 | 657 | 90 | 78 | [8 empty] | Federally-Regulated Consumer Product | 02/28/2017 |  | 02/28/2017
Armstrong | Armstrong | RLUF80B84/95D16*-*** | Oil | Injection Type | False | False | 1 | False | Up | No Match | No Match | Non-Condensing | No Match | No Match |  | No Match |  | 120000 | 97000 |  |  | 90000 | 678 | 81 | 78 | [8 empty] | Federally-Regulated Consumer Product | 02/28/2017 |  | 02/28/2017
Armstrong | Ducane | SG10A48100* | Natural Gas | No Match | False | True | 1 | False | Down | No Match | No Match | Non-Condensing | No Match | No Match |  | No Match |  | 100000 | 80000 |  |  | 94900 | 1066 | 80 | 78 | [8 empty] | Federally-Regulated Consumer Product | 02/28/2017 |  | 02/28/2017
Armstrong | Armstrong | RPG(10,12)*36D050** | LPG | No Match | False | True | 1 | False | Down | No Match | No Match | Non-Condensing | No Match | No Match |  | No Match |  | 50000 | 40000 |  |  | 37700 | 394 | 80 | 78 | [8 empty] | Federally-Regulated Consumer Product | 02/28/2017 |  | 02/28/2017
Armstrong | Armstrong | G1D93AU112D20D*-*** | Natural Gas | No Match | False | False | 1 | False | Up | No Match | No Match | Condensing | No Match | No Match |  | No Match |  | 112500 | 104000 |  |  | 99200 | 844 | 92.5 | 78 | [8 empty] | Federally-Regulated Consumer Product | 02/28/2017 |  | 02/28/2017
Armstrong | Ducane | DOUA84/95F4* | Oil | Injection Type | False | False | 1 | False | Up | No Match | No Match | Non-Condensing | No Match | No Match |  | No Match |  | 120000 | 97000 |  |  | 90000 | 678 | 81 | 78 | [8 empty] | Federally-Regulated Consumer Product | 02/28/2017 |  | 02/28/2017
Armstrong | Armstrong | G1D90AH100D20B*-*** | Natural Gas | No Match | False | False | 1 | False | Horizontal | No Match | No Match | Condensing | No Match | No Match |  | No Match |  | 100000 | 90000 |  |  | 85300 | 842 | 90 | 78 | [8 empty] | Federally-Regulated Consumer Product | 02/28/2017 |  | 02/28/2017
Armstrong | Armstrong | G2D80AT125D20C*-*** | Natural Gas | No Match | False | False | 1 | False | Horizontal | No Match | No Match | Non-Condensing | No Match | No Match |  | No Match |  | 125000 | 100000 |  |  | 115700 | 795 | 80 | 78 | [8 empty] | Federally-Regulated Consumer Product | 02/28/2017 |  | 02/28/2017
Armstrong | Lennox | 12GCS042-75-*P | Natural Gas | No Match | False | True | 1 | False | Down | No Match | No Match | Non-Condensing | No Match | No Match |  | No Match |  | 75000 | 60000 |  |  | 75900 | 659 | 80 | 78 | [6 empty] | 0 | 0 | Federally-Regulated Consumer Product | 02/28/2017 |  | 02/28/2017
Armstrong | Ducane | SG12A36050* | Natural Gas | No Match | False | True | 1 | False | Horizontal | No Match | No Match | Non-Condensing | No Match | No Match |  | No Match |  | 50000 | 40000 |  |  | 37700 | 394 | 80 | 78 | [8 empty] | Federally-Regulated Consumer Product | 02/28/2017 |  | 02/28/2017
Armstrong | Lennox | O24Q3-105/120-*** | Oil | Injection Type | False | False | 1 | False | Up | No Match | No Match | Non-Condensing | No Match | No Match |  | No Match |  | 105000 | 85000 |  |  | 94500 | 698 | 81 | 78 | [6 empty] | 0 | 0 | Federally-Regulated Consumer Product | 02/28/2017 |  | 02/28/2017
Armstrong | Armstrong | G2D80AT125D20C*-*** | Natural Gas | No Match | False | False | 1 | False | Up | No Match | No Match | Non-Condensing | No Match | No Match |  | No Match |  | 125000 | 100000 |  |  | 115700 | 795 | 80 | 78 | [8 empty] | Federally-Regulated Consumer Product | 02/28/2017 |  | 02/28/2017
Armstrong | Lennox | O23Q5-140/154-*** | Oil | Injection Type | False | False | 1 | False | Up | No Match | No Match | Non-Condensing | No Match | No Match |  | No Match |  | 140000 | 113000 |  |  | 133000 | 774 | 81 | 78 | [6 empty] | 0 | 0 | Federally-Regulated Consumer Product | 02/28/2017 |  | 02/28/2017
Armstrong | Lennox | 10GCS024-50-*P | Natural Gas | No Match | False | True | 1 | False | Down | No Match | No Match | Non-Condensing | No Match | No Match |  | No Match |  | 50000 | 40000 |  |  | 46600 | 529 | 80 | 78 | [6 empty] | 0 | 0 | Federally-Regulated Consumer Product | 02/28/2017 |  | 02/28/2017
Armstrong | Armstrong | RPG12*48D125**-*** | LPG | No Match | False | True | 1 | False | Down | No Match | No Match | Non-Condensing | No Match | No Match |  | No Match |  | 125000 | 100000 |  |  | 115600 | 637 | 80 | 78 | [6 empty] | 0 | 0 | Federally-Regulated Consumer Product | 02/28/2017 |  | 02/28/2017
Armstrong | Ducane | SG12A48125* | Natural Gas | No Match | False | True | 1 | False | Down | No Match | No Match | Non-Condensing | No Match | No Match |  | No Match |  | 125000 | 100000 |  |  | 115600 | 637 | 80 | 78 | [8 empty] | Federally-Regulated Consumer Product | 02/28/2017 |  | 02/28/2017
Armstrong | Lennox | 10GCS048-125-*P | Natural Gas | No Match | False | True | 1 | False | Horizontal | No Match | No Match | Non-Condensing | No Match | No Match |  | No Match |  | 125000 | 100000 |  |  | 116700 | 1204 | 80 | 78 | [6 empty] | 0 | 0 | Federally-Regulated Consumer Product | 02/28/2017 |  | 02/28/2017
Armstrong | Armstrong | G1N80AT100D20C*-*** | Natural Gas | No Match | False | False | 1 | False | Horizontal | No Match | No Match | Non-Condensing | No Match | No Match |  | No Match |  | 100000 | 80000 |  |  | 96300 | 706 | 80 | 78 | [8 empty] | Federally-Regulated Consumer Product | 02/28/2017 |  | 02/28/2017
Armstrong | Armstrong | G1N80AR075D16B*-*** | Natural Gas | No Match | False | False | 1 | False | Horizontal | No Match | No Match | Non-Condensing | No Match | No Match |  | No Match |  | 75000 | 60000 |  |  | 77000 | 570 | 80 | 78 | [8 empty] | Federally-Regulated Consumer Product | 02/28/2017 |  | 02/28/2017
Armstrong | Ducane | SG12A24075* | Natural Gas | No Match | False | True | 1 | False | Down | No Match | No Match | Non-Condensing | No Match | No Match |  | No Match |  | 75000 | 60000 |  |  | 76500 | 639 | 80 | 78 | [8 empty] | Federally-Regulated Consumer Product | 02/28/2017 |  | 02/28/2017
Armstrong | Armstrong | G1N80AT100D14B*-*** | Natural Gas | No Match | False | False | 1 | False | Up | No Match | No Match | Non-Condensing | No Match | No Match |  | No Match |  | 100000 | 80000 |  |  | 96700 | 605 | 80 | 78 | [8 empty] | Federally-Regulated Consumer Product | 02/28/2017 |  | 02/28/2017
Armstrong | Armstrong | LUF80C112/125D20-** | Oil | Injection Type | False | False | 1 | False | Up | No Match | No Match | Non-Condensing | No Match | No Match |  | No Match |  | 140000 | 113000 |  |  | 132800 | 774 | 81 | 78 | [8 empty] | Federally-Regulated Consumer Product | 02/28/2017 |  | 02/28/2017
Armstrong | Ducane | SG12A24050* | LPG | No Match | False | True | 1 | False | Down | No Match | No Match | Non-Condensing | No Match | No Match |  | No Match |  | 50000 | 40000 |  |  | 37700 | 394 | 80 | 78 | [8 empty] | Federally-Regulated Consumer Product | 02/28/2017 |  | 02/28/2017
Armstrong | Armstrong | G2D80AT100D14B*-*** | Natural Gas | No Match | False | False | 1 | False | Up | No Match | No Match | Non-Condensing | No Match | No Match |  | No Match |  | 100000 | 80000 |  |  | 97000 | 476 | 80 | 78 | [8 empty] | Federally-Regulated Consumer Product | 02/28/2017 |  | 02/28/2017
Armstrong | Armstrong | CG90CA090D16C*-*** | LPG | No Match | False | False | 1 | False | Down | No Match | No Match | Condensing | No Match | No Match |  | No Match |  | 90000 | 81000 |  |  | 85200 | 673 | 90 | 78 | [8 empty] | Federally-Regulated Consumer Product | 02/28/2017 |  | 02/28/2017
Armstrong | Ducane | SG10A60125* | LPG | No Match | False | True | 1 | False | Down | No Match | No Match | Non-Condensing | No Match | No Match |  | No Match |  | 125000 | 100000 |  |  | 114400 | 1204 | 80 | 78 | [8 empty] | Federally-Regulated Consumer Product | 02/28/2017 |  | 02/28/2017
Armstrong | Armstrong | CG90CA090D16C*-*** | Natural Gas | No Match | False | False | 1 | False | Down | No Match | No Match | Condensing | No Match | No Match |  | No Match |  | 90000 | 81000 |  |  | 85200 | 673 | 90 | 78 | [8 empty] | Federally-Regulated Consumer Product | 02/28/2017 |  | 02/28/2017
Armstrong | Armstrong | 48MGE(10,12)A30A-** | Natural Gas | No Match | False | False | 1 | False | Up | No Match | No Match | Non-Condensing | No Match | No Match |  | No Match |  | 48000 | 38000 |  |  | 37700 | 329 | 80 | 78 | [8 empty] | Federally-Regulated Consumer Product | 02/28/2017 |  | 02/28/2017
Armstrong | Ducane | SG10A60100* | Natural Gas | No Match | False | True | 1 | False | Down | No Match | No Match | Non-Condensing | No Match | No Match |  | No Match |  | 100000 | 80000 |  |  | 94900 | 1066 | 80 | 78 | [8 empty] | Federally-Regulated Consumer Product | 02/28/2017 |  | 02/28/2017
Armstrong | Armstrong | G2D95AC080V20C*-*** | Natural Gas | No Match | False | False | 1 | False | Down | No Match | No Match | Condensing | No Match | No Match |  | No Match |  | 80000 | 76000 |  |  | 79600 | 3 | 94.5 | 78 | [8 empty] | Federally-Regulated Consumer Product | 02/28/2017 |  | 02/28/2017
Armstrong | Ducane | SG10A42075* | LPG | No Match | False | True | 1 | False | Down | No Match | No Match | Non-Condensing | No Match | No Match |  | No Match |  | 75000 | 60000 |  |  | 76600 | 659 | 80 | 78 | [8 empty] | Federally-Regulated Consumer Product | 02/28/2017 |  | 02/28/2017
Armstrong | Armstrong | LUF80B84/95B10-*** | Oil | Injection Type | False | False | 1 | False | Up | No Match | No Match | Non-Condensing | No Match | No Match |  | No Match |  | 105000 | 85000 |  |  | 94500 | 698 | 81 | 78 | [6 empty] | 0 | 0 | Federally-Regulated Consumer Product | 02/28/2017 |  | 02/28/2017
Armstrong | Lennox | 10GCS036-75-*P | Natural Gas | No Match | False | True | 1 | False | Horizontal | No Match | No Match | Non-Condensing | No Match | No Match |  | No Match |  | 75000 | 60000 |  |  | 76500 | 639 | 80 | 78 | [6 empty] | 0 | 0 | Federally-Regulated Consumer Product | 02/28/2017 |  | 02/28/2017
Armstrong | Armstrong | PGE12*48D125**-*** | LPG | No Match | False | True | 1 | False | Down | No Match | No Match | Non-Condensing | No Match | No Match |  | No Match |  | 125000 | 100000 |  |  | 115600 | 637 | 80 | 78 | [6 empty] | 0 | 0 | Federally-Regulated Consumer Product | 02/28/2017 |  | 02/28/2017
Armstrong | Armstrong | 48MGE(10,12)A18A-** | Natural Gas | No Match | False | False | 1 | False | Up | No Match | No Match | Non-Condensing | No Match | No Match |  | No Match |  | 48000 | 38000 |  |  | 38200 | 226 | 80 | 78 | [8 empty] | Federally-Regulated Consumer Product | 02/28/2017 |  | 02/28/2017
Armstrong | Whirlpool Home Cooling & Heating | WFCU050B12-*** | Natural Gas | No Match | False | False | 1 | False | Up | No Match | No Match | Condensing | No Match | No Match |  | No Match |  | 50000 | 45000 |  |  | 51000 | 424 | 90 | 78 | [8 empty] | Federally-Regulated Consumer Product | 02/28/2017 |  | 02/28/2017
Armstrong | Armstrong | G1D80AT125D20C*-*** | Natural Gas | No Match | False | False | 1 | False | Horizontal | No Match | No Match | Non-Condensing | No Match | No Match |  | No Match |  | 125000 | 100000 |  |  | 115700 | 795 | 80 | 78 | [8 empty] | Federally-Regulated Consumer Product | 02/28/2017 |  | 02/28/2017
Armstrong | Armstrong | RPG(10,12)*24D050** | Natural Gas | No Match | False | True | 1 | False | Down | No Match | No Match | Non-Condensing | No Match | No Match |  | No Match |  | 50000 | 40000 |  |  | 37700 | 394 | 80 | 78 | [8 empty] | Federally-Regulated Consumer Product | 02/28/2017 |  | 02/28/2017
Armstrong | Whirlpool Home Cooling & Heating | WFAR100C20-*** | LPG | No Match | False | False | 1 | False | Down | No Match | No Match | Non-Condensing | No Match | No Match |  | No Match |  | 100000 | 80000 |  |  | 96500 | 701 | 80 | 78 | [8 empty] | Federally-Regulated Consumer Product | 02/28/2017 |  | 02/28/2017
Armstrong | Armstrong | G1D91AU125D20D*-*** | Natural Gas | No Match | False | False | 1 | False | Up | No Match | No Match | Condensing | No Match | No Match |  | No Match |  | 125000 | 113000 |  |  | 118900 | 805 | 91 | 78 | [8 empty] | Federally-Regulated Consumer Product | 02/28/2017 |  | 02/28/2017
Armstrong | Lennox | O23Q5-140/154*-*** | Oil | Injection Type | False | False | 1 | False | Up | No Match | No Match | Non-Condensing | No Match | No Match |  | No Match |  | 154000 | 125000 |  |  | 132500 | 917 | 81 | 78 | [6 empty] | 0 | 0 | Federally-Regulated Consumer Product | 02/28/2017 |  | 02/28/2017
Armstrong | Armstrong | CG90HA125D20C*-*** | Natural Gas | No Match | False | False | 1 | False | Horizontal | No Match | No Match | Condensing | No Match | No Match |  | No Match |  | 125000 | 112000 |  |  | 119800 | 1068 | 90 | 78 | [8 empty] | Federally-Regulated Consumer Product | 02/28/2017 |  | 02/28/2017
Armstrong | Armstrong | G2D80AT100D20C*-*** | Natural Gas | No Match | False | False | 1 | False | Horizontal | No Match | No Match | Non-Condensing | No Match | No Match |  | No Match |  | 100000 | 80000 |  |  | 97000 | 589 | 80 | 78 | [8 empty] | Federally-Regulated Consumer Product | 02/28/2017 |  | 02/28/2017
Armstrong | Armstrong | RLUF80B57D10R-*** | Oil | Injection Type | False | False | 1 | False | Up | No Match | No Match | Non-Condensing | No Match | No Match |  | No Match |  | 70000 | 57000 |  |  | 53200 | 648 | 84 | 78 | [6 empty] | 0 | 0 | Federally-Regulated Consumer Product | 02/28/2017 |  | 02/28/2017
Armstrong | Whirlpool Home Cooling & Heating | WFCU125D20-*** | Natural Gas | No Match | False | False | 1 | False | Up | No Match | No Match | Condensing | No Match | No Match |  | No Match |  | 125000 | 113000 |  |  | 120000 | 844 | 90 | 78 | [8 empty] | Federally-Regulated Consumer Product | 02/28/2017 |  | 02/28/2017
Armstrong | Lennox | 12GCS024-75-*P | Natural Gas | No Match | False | True | 1 | False | Horizontal | No Match | No Match | Non-Condensing | No Match | No Match |  | No Match |  | 75000 | 60000 |  |  | 76500 | 639 | 80 | 78 | [6 empty] | 0 | 0 | Federally-Regulated Consumer Product | 02/28/2017 |  | 02/28/2017
Armstrong | Lennox | 12GCS030-50-*P | LPG | No Match | False | True | 1 | False | Down | No Match | No Match | Non-Condensing | No Match | No Match |  | No Match |  | 50000 | 40000 |  |  | 46600 | 529 | 80 | 78 | [6 empty] | 0 | 0 | Federally-Regulated Consumer Product | 02/28/2017 |  | 02/28/2017
Armstrong | Armstrong | PGE12*48D125**-*** | Natural Gas | No Match | False | True | 1 | False | Horizontal | No Match | No Match | Non-Condensing | No Match | No Match |  | No Match |  | 125000 | 100000 |  |  | 115600 | 637 | 80 | 78 | [6 empty] | 0 | 0 | Federally-Regulated Consumer Product | 02/28/2017 |  | 02/28/2017
Armstrong | Armstrong | PGE(10,12)*36D100** | Natural Gas | No Match | False | True | 1 | False | Horizontal | No Match | No Match | Non-Condensing | No Match | No Match |  | No Match |  | 100000 | 80000 |  |  | 96400 | 665 | 80 | 78 | [8 empty] | Federally-Regulated Consumer Product | 02/28/2017 |  | 02/28/2017
Armstrong | Armstrong | G1D80AT050D12B*-*** | Natural Gas | No Match | False | False | 1 | False | Up | No Match | No Match | Non-Condensing | No Match | No Match |  | No Match |  | 50000 | 40000 |  |  | 38600 | 197 | 80 | 78 | [8 empty] | Federally-Regulated Consumer Product | 02/28/2017 |  | 02/28/2017
Armstrong | Armstrong | LUF80B57/72D12*-*** | Oil | Injection Type | False | False | 1 | False | Up | No Match | No Match | Non-Condensing | No Match | No Match |  | No Match |  | 90000 | 72000 |  |  | 73000 | 518 | 83 | 78 | [8 empty] | Federally-Regulated Consumer Product | 02/28/2017 |  | 02/28/2017
Armstrong | Armstrong | G1D93AU067D16C*-*** | Natural Gas | No Match | False | False | 1 | False | Up | No Match | No Match | Condensing | No Match | No Match |  | No Match |  | 67500 | 62000 |  |  | 66000 | 553 | 92.5 | 78 | [8 empty] | Federally-Regulated Consumer Product | 02/28/2017 |  | 02/28/2017
Armstrong | Ducane | SG10A36100* | Natural Gas | No Match | False | True | 1 | False | Horizontal | No Match | No Match | Non-Condensing | No Match | No Match |  | No Match |  | 100000 | 80000 |  |  | 96400 | 665 | 80 | 78 | [8 empty] | Federally-Regulated Consumer Product | 02/28/2017 |  | 02/28/2017
Armstrong | Armstrong | RPG10*60D125**-*** | Natural Gas | No Match | False | True | 1 | False | Horizontal | No Match | No Match | Non-Condensing | No Match | No Match |  | No Match |  | 125000 | 100000 |  |  | 114400 | 1204 | 80 | 78 | [6 empty] | 0 | 0 | Federally-Regulated Consumer Product | 02/28/2017 |  | 02/28/2017
Armstrong | Armstrong | LUF80C112/125B16*-* | Oil | Injection Type | False | False | 1 | False | Up | No Match | No Match | Non-Condensing | No Match | No Match |  | No Match |  | 154000 | 125000 |  |  | 131300 | 1368 | 81 | 78 | [8 empty] | Federally-Regulated Consumer Product | 02/28/2017 |  | 02/28/2017
Armstrong | Lennox | O23Q3-70/90*-*** | Oil | Injection Type | False | False | 1 | False | Up | No Match | No Match | Non-Condensing | No Match | No Match |  | No Match |  | 90000 | 72000 |  |  | 73000 | 518 | 83 | 78 | [8 empty] | Federally-Regulated Consumer Product | 02/28/2017 |  | 02/28/2017
Armstrong | Armstrong | G2D80AR150D20D*-*** | Natural Gas | No Match | False | False | 1 | False | Horizontal | No Match | No Match | Non-Condensing | No Match | No Match |  | No Match |  | 150000 | 120000 |  |  | 135800 | 751 | 80 | 78 | [8 empty] | Federally-Regulated Consumer Product | 02/28/2017 |  | 02/28/2017
Armstrong | Armstrong | G1D80AR100D14B*-*** | LPG | No Match | False | False | 1 | False | Down | No Match | No Match | Non-Condensing | No Match | No Match |  | No Match |  | 100000 | 80000 |  |  | 96900 | 554 | 80 | 78 | [8 empty] | Federally-Regulated Consumer Product | 02/28/2017 |  | 02/28/2017
Armstrong | Armstrong | CG80TA100D20C*-*** | Natural Gas | No Match | False | False | 1 | False | Horizontal | No Match | No Match | Non-Condensing | No Match | No Match |  | No Match |  | 100000 | 80000 |  |  | 96300 | 706 | 80 | 78 | [8 empty] | Federally-Regulated Consumer Product | 02/28/2017 |  | 02/28/2017
Armstrong | Armstrong | G1N80AR125D20C*-*** | LPG | No Match | False | False | 1 | False | Down | No Match | No Match | Non-Condensing | No Match | No Match |  | No Match |  | 125000 | 100000 |  |  | 115600 | 865 | 80 | 78 | [8 empty] | Federally-Regulated Consumer Product | 02/28/2017 |  | 02/28/2017
Armstrong | Ducane | SG12A60125* | Natural Gas | No Match | False | True | 1 | False | Horizontal | No Match | No Match | Non-Condensing | No Match | No Match |  | No Match |  | 125000 | 100000 |  |  | 115600 | 637 | 80 | 78 | [8 empty] | Federally-Regulated Consumer Product | 02/28/2017 |  | 02/28/2017
Armstrong | Ducane | SG10A30050* | Natural Gas | No Match | False | True | 1 | False | Horizontal | No Match | No Match | Non-Condensing | No Match | No Match |  | No Match |  | 50000 | 40000 |  |  | 37700 | 394 | 80 | 78 | [8 empty] | Federally-Regulated Consumer Product | 02/28/2017 |  | 02/28/2017
Armstrong | Lennox | O23Q3-105/120*-*** | Oil | Injection Type | False | False | 1 | False | Up | No Match | No Match | Non-Condensing | No Match | No Match |  | No Match |  | 120000 | 97000 |  |  | 114500 | 635 | 81 | 78 | [6 empty] | 0 | 0 | Federally-Regulated Consumer Product | 02/28/2017 |  | 02/28/2017
Armstrong | Lennox | 12GCS030-75-*P | Natural Gas | No Match | False | True | 1 | False | Horizontal | No Match | No Match | Non-Condensing | No Match | No Match |  | No Match |  | 75000 | 60000 |  |  | 76500 | 639 | 80 | 78 | [6 empty] | 0 | 0 | Federally-Regulated Consumer Product | 02/28/2017 |  | 02/28/2017
Armstrong | Ducane | SG12A48125* | Natural Gas | No Match | False | True | 1 | False | Horizontal | No Match | No Match | Non-Condensing | No Match | No Match |  | No Match |  | 125000 | 100000 |  |  | 115600 | 637 | 80 | 78 | [8 empty] | Federally-Regulated Consumer Product | 02/28/2017 |  | 02/28/2017
Armstrong | Armstrong | RLUF80B84/95D12R-** | Oil | Injection Type | False | False | 1 | False | Up | No Match | No Match | Non-Condensing | No Match | No Match |  | No Match |  | 105000 | 85000 |  |  | 93600 | 707 | 82 | 78 | [6 empty] | 0 | 0 | Federally-Regulated Consumer Product | 02/28/2017 |  | 02/28/2017
Armstrong | Lennox | 12GCS042-75-*P | LPG | No Match | False | True | 1 | False | Down | No Match | No Match | Non-Condensing | No Match | No Match |  | No Match |  | 75000 | 60000 |  |  | 75900 | 659 | 80 | 78 | [6 empty] | 0 | 0 | Federally-Regulated Consumer Product | 02/28/2017 |  | 02/28/2017
Armstrong | Armstrong | RPG(10,12)*24D075** | Natural Gas | No Match | False | True | 1 | False | Down | No Match | No Match | Non-Condensing | No Match | No Match |  | No Match |  | 75000 | 60000 |  |  | 76500 | 639 | 80 | 78 | [8 empty] | Federally-Regulated Consumer Product | 02/28/2017 |  | 02/28/2017
Armstrong | Armstrong | RLUF80B84/95B10-*** | Oil | Injection Type | False | False | 1 | False | Up | No Match | No Match | Non-Condensing | No Match | No Match |  | No Match |  | 105000 | 85000 |  |  | 94500 | 698 | 81 | 78 | [6 empty] | 0 | 0 | Federally-Regulated Consumer Product | 02/28/2017 |  | 02/28/2017
Armstrong | Armstrong | RPG(10,12)*30D050** | LPG | No Match | False | True | 1 | False | Down | No Match | No Match | Non-Condensing | No Match | No Match |  | No Match |  | 50000 | 40000 |  |  | 37700 | 394 | 80 | 78 | [8 empty] | Federally-Regulated Consumer Product | 02/28/2017 |  | 02/28/2017
Armstrong | Armstrong | RPG(10,12)*42D075** | LPG | No Match | False | True | 1 | False | Down | No Match | No Match | Non-Condensing | No Match | No Match |  | No Match |  | 75000 | 60000 |  |  | 76600 | 659 | 80 | 78 | [8 empty] | Federally-Regulated Consumer Product | 02/28/2017 |  | 02/28/2017
Armstrong | Armstrong | G1D80AR075D14B*-*** | Natural Gas | No Match | False | False | 1 | False | Down | No Match | No Match | Non-Condensing | No Match | No Match |  | No Match |  | 75000 | 60000 |  |  | 77000 | 567 | 80 | 78 | [8 empty] | Federally-Regulated Consumer Product | 02/28/2017 |  | 02/28/2017
Armstrong | Ducane | SG12A30050* | Natural Gas | No Match | False | True | 1 | False | Horizontal | No Match | No Match | Non-Condensing | No Match | No Match |  | No Match |  | 50000 | 40000 |  |  | 37700 | 394 | 80 | 78 | [8 empty] | Federally-Regulated Consumer Product | 02/28/2017 |  | 02/28/2017
Armstrong | Armstrong | PGE(10,12)*30D050** | Natural Gas | No Match | False | True | 1 | False | Horizontal | No Match | No Match | Non-Condensing | No Match | No Match |  | No Match |  | 50000 | 40000 |  |  | 37700 | 394 | 80 | 78 | [8 empty] | Federally-Regulated Consumer Product | 02/28/2017 |  | 02/28/2017
Armstrong | Whirlpool Home Cooling & Heating | WFCC045B12-*** | Natural Gas | No Match | False | False | 1 | False | Down | No Match | No Match | Condensing | No Match | No Match |  | No Match |  | 45000 | 40000 |  |  | 34000 | 194 | 90 | 78 | [8 empty] | Federally-Regulated Consumer Product | 02/28/2017 |  | 02/28/2017
Armstrong | Armstrong | G1D93AC045D12B*-*** | LPG | No Match | False | False | 1 | False | Down | No Match | No Match | Condensing | No Match | No Match |  | No Match |  | 45000 | 41000 |  |  | 32000 | 404 | 92.5 | 78 | [8 empty] | Federally-Regulated Consumer Product | 02/28/2017 |  | 02/28/2017
Armstrong | Lennox | O24Q2-70-*** | Oil | Injection Type | False | False | 1 | False | Up | No Match | No Match | Non-Condensing | No Match | No Match |  | No Match |  | 70000 | 57000 |  |  | 54500 | 638 | 82 | 78 | [6 empty] | 0 | 0 | Federally-Regulated Consumer Product | 02/28/2017 |  | 02/28/2017
Armstrong | Armstrong | CG80RA075D16B*-*** | Natural Gas | No Match | False | False | 1 | False | Down | No Match | No Match | Non-Condensing | No Match | No Match |  | No Match |  | 75000 | 60000 |  |  | 77000 | 570 | 80 | 78 | [8 empty] | Federally-Regulated Consumer Product | 02/28/2017 |  | 02/28/2017
Armstrong | Armstrong | CG80UA100D20C*-*** | Natural Gas | No Match | False | False | 1 | False | Up | No Match | No Match | Non-Condensing | No Match | No Match |  | No Match |  | 100000 | 80000 |  |  | 96300 | 706 | 80 | 78 | [8 empty] | Federally-Regulated Consumer Product | 02/28/2017 |  | 02/28/2017
Armstrong | Armstrong | G1D90AH100D14B*-*** | Natural Gas | No Match | False | False | 1 | False | Horizontal | No Match | No Match | Condensing | No Match | No Match |  | No Match |  | 100000 | 90000 |  |  | 85900 | 636 | 90 | 78 | [8 empty] | Federally-Regulated Consumer Product | 02/28/2017 |  | 02/28/2017
Armstrong | Ducane | SG10A48125* | Natural Gas | No Match | False | True | 1 | False | Horizontal | No Match | No Match | Non-Condensing | No Match | No Match |  | No Match |  | 125000 | 100000 |  |  | 114400 | 1204 | 80 | 78 | [8 empty] | Federally-Regulated Consumer Product | 02/28/2017 |  | 02/28/2017
Armstrong | Lennox | 10GCS048-100-*P | Natural Gas | No Match | False | True | 1 | False | Down | No Match | No Match | Non-Condensing | No Match | No Match |  | No Match |  | 100000 | 80000 |  |  | 97000 | 1066 | 80 | 78 | [6 empty] | 0 | 0 | Federally-Regulated Consumer Product | 02/28/2017 |  | 02/28/2017
Armstrong | Armstrong | CG90CA067D16C*-*** | Natural Gas | No Match | False | False | 1 | False | Down | No Match | No Match | Condensing | No Match | No Match |  | No Match |  | 67500 | 60000 |  |  | 68900 | 353 | 90 | 78 | [8 empty] | Federally-Regulated Consumer Product | 02/28/2017 |  | 02/28/2017
Armstrong | Armstrong | G1N80AU100D14B*-*** | Natural Gas | No Match | False | False | 1 | False | Up | No Match | No Match | Non-Condensing | No Match | No Match |  | No Match |  | 100000 | 80000 |  |  | 96700 | 605 | 80 | 78 | [8 empty] | Federally-Regulated Consumer Product | 02/28/2017 |  | 02/28/2017
Armstrong | Armstrong | PGE(10,12)*36D100** | LPG | No Match | False | True | 1 | False | Down | No Match | No Match | Non-Condensing | No Match | No Match |  | No Match |  | 100000 | 80000 |  |  | 96400 | 665 | 80 | 78 | [8 empty] | Federally-Regulated Consumer Product | 02/28/2017 |  | 02/28/2017
Armstrong | Lennox | O24Q5-140/154-*** | Oil | Injection Type | False | False | 1 | False | Up | No Match | No Match | Non-Condensing | No Match | No Match |  | No Match |  | 140000 | 113000 |  |  | 130900 | 1418 | 81 | 78 | [8 empty] | Federally-Regulated Consumer Product | 02/28/2017 |  | 02/28/2017
Armstrong | Armstrong | PGE10*48D100**-*** | Natural Gas | No Match | False | True | 1 | False | Down | No Match | No Match | Non-Condensing | No Match | No Match |  | No Match |  | 100000 | 80000 |  |  | 94900 | 1066 | 80 | 78 | [6 empty] | 0 | 0 | Federally-Regulated Consumer Product | 02/28/2017 |  | 02/28/2017
Armstrong | Armstrong | PGE10*48D150**-*** | Natural Gas | No Match | False | True | 1 | False | Down | No Match | No Match | Non-Condensing | No Match | No Match |  | No Match |  | 150000 | 120000 |  |  | 134400 | 1190 | 80 | 78 | [6 empty] | 0 | 0 | Federally-Regulated Consumer Product | 02/28/2017 |  | 02/28/2017
Armstrong | Lennox | 12GCS060-125-*P | Natural Gas | No Match | False | True | 1 | False | Down | No Match | No Match | Non-Condensing | No Match | No Match |  | No Match |  | 125000 | 100000 |  |  | 115600 | 637 | 80 | 78 | [6 empty] | 0 | 0 | Federally-Regulated Consumer Product | 02/28/2017 |  | 02/28/2017
Armstrong | Ducane | SG10A42100* | LPG | No Match | False | True | 1 | False | Down | No Match | No Match | Non-Condensing | No Match | No Match |  | No Match |  | 100000 | 80000 |  |  | 96400 | 710 | 80 | 78 | [8 empty] | Federally-Regulated Consumer Product | 02/28/2017 |  | 02/28/2017
Armstrong | Lennox | 10GCS024-75-*P | Natural Gas | No Match | False | True | 1 | False | Down | No Match | No Match | Non-Condensing | No Match | No Match |  | No Match |  | 75000 | 60000 |  |  | 76500 | 639 | 80 | 78 | [6 empty] | 0 | 0 | Federally-Regulated Consumer Product | 02/28/2017 |  | 02/28/2017
Armstrong | Armstrong | G1N80AR150D20D*-*** | LPG | No Match | False | False | 1 | False | Down | No Match | No Match | Non-Condensing | No Match | No Match |  | No Match |  | 150000 | 120000 |  |  | 135600 | 862 | 80 | 78 | [8 empty] | Federally-Regulated Consumer Product | 02/28/2017 |  | 02/28/2017
Armstrong | Armstrong | RPG(10,12)*36D050** | Natural Gas | No Match | False | True | 1 | False | Down | No Match | No Match | Non-Condensing | No Match | No Match |  | No Match |  | 50000 | 40000 |  |  | 37700 | 394 | 80 | 78 | [8 empty] | Federally-Regulated Consumer Product | 02/28/2017 |  | 02/28/2017
Armstrong | Armstrong | LUF80B84/95D16-*** | Oil | Injection Type | False | False | 1 | False | Up | No Match | No Match | Non-Condensing | No Match | No Match |  | No Match |  | 105000 | 85000 |  |  | 75000 | 668 | 81 | 78 | [8 empty] | Federally-Regulated Consumer Product | 02/28/2017 |  | 02/28/2017
Armstrong | Armstrong | 38HW**-*** | Natural Gas | No Match | False | False | 1 | False | Up | No Match | No Match | Non-Condensing | No Match | No Match |  | No Match |  | 38000 | 30000 |  |  | 37100 | 460 | 80 | 78 | [6 empty] | 0 | 0 | Federally-Regulated Consumer Product | 02/28/2017 |  | 02/28/2017
Armstrong | Armstrong | RLUF80C84/95B10-*** | Oil | Injection Type | False | False | 1 | False | Up | No Match | No Match | Non-Condensing | No Match | No Match |  | No Match |  | 105000 | 85000 |  |  | 94600 | 698 | 81 | 78 | [8 empty] | Federally-Regulated Consumer Product | 02/28/2017 |  | 02/28/2017
Armstrong | Armstrong | PGE12*60D125**-*** | LPG | No Match | False | True | 1 | False | Down | No Match | No Match | Non-Condensing | No Match | No Match |  | No Match |  | 125000 | 100000 |  |  | 115600 | 637 | 80 | 78 | [6 empty] | 0 | 0 | Federally-Regulated Consumer Product | 02/28/2017 |  | 02/28/2017
Armstrong | Ducane | SG10A48125* | Natural Gas | No Match | False | True | 1 | False | Down | No Match | No Match | Non-Condensing | No Match | No Match |  | No Match |  | 125000 | 100000 |  |  | 114400 | 1204 | 80 | 78 | [8 empty] | Federally-Regulated Consumer Product | 02/28/2017 |  | 02/28/2017
Armstrong | Lennox | 10GCS060-150-*P | Natural Gas | No Match | False | True | 1 | False | Down | No Match | No Match | Non-Condensing | No Match | No Match |  | No Match |  | 150000 | 120000 |  |  | 137300 | 1190 | 80 | 78 | [6 empty] | 0 | 0 | Federally-Regulated Consumer Product | 02/28/2017 |  | 02/28/2017
Armstrong | Armstrong | G1D80AR100D14B*-*** | Natural Gas | No Match | False | False | 1 | False | Down | No Match | No Match | Non-Condensing | No Match | No Match |  | No Match |  | 100000 | 80000 |  |  | 96900 | 554 | 80 | 78 | [8 empty] | Federally-Regulated Consumer Product | 02/28/2017 |  | 02/28/2017
Armstrong | Lennox | 10GCS036-100-*P | LPG | No Match | False | True | 1 | False | Down | No Match | No Match | Non-Condensing | No Match | No Match |  | No Match |  | 100000 | 80000 |  |  | 96400 | 665 | 80 | 78 | [6 empty] | 0 | 0 | Federally-Regulated Consumer Product | 02/28/2017 |  | 02/28/2017
Armstrong | Whirlpool Home Cooling & Heating | WFAR050A12-*** | Natural Gas | No Match | False | False | 1 | False | Down | No Match | No Match | Non-Condensing | No Match | No Match |  | No Match |  | 50000 | 40000 |  |  | 38000 | 353 | 80 | 78 | [8 empty] | Federally-Regulated Consumer Product | 02/28/2017 |  | 02/28/2017
Armstrong | Armstrong | LUF80B112/125D20R-* | Oil | Injection Type | False | False | 1 | False | Up | No Match | No Match | Non-Condensing | No Match | No Match |  | No Match |  | 140000 | 113000 |  |  | 130500 | 1442 | 81.3 | 78 | [6 empty] | 0 | 0 | Federally-Regulated Consumer Product | 02/28/2017 |  | 02/28/2017
Armstrong | Armstrong | G1D80AT125D20C*-*** | Natural Gas | No Match | False | False | 1 | False | Up | No Match | No Match | Non-Condensing | No Match | No Match |  | No Match |  | 125000 | 100000 |  |  | 115700 | 795 | 80 | 78 | [8 empty] | Federally-Regulated Consumer Product | 02/28/2017 |  | 02/28/2017
Armstrong | Ducane | SG12A42075* | Natural Gas | No Match | False | True | 1 | False | Horizontal | No Match | No Match | Non-Condensing | No Match | No Match |  | No Match |  | 75000 | 60000 |  |  | 76600 | 659 | 80 | 78 | [8 empty] | Federally-Regulated Consumer Product | 02/28/2017 |  | 02/28/2017
Armstrong | Ducane | SG10A24050* | Natural Gas | No Match | False | True | 1 | False | Down | No Match | No Match | Non-Condensing | No Match | No Match |  | No Match |  | 50000 | 40000 |  |  | 37700 | 394 | 80 | 78 | [8 empty] | Federally-Regulated Consumer Product | 02/28/2017 |  | 02/28/2017
Armstrong | Armstrong | G2D80AR100D14B*-*** | Natural Gas | No Match | False | False | 1 | False | Horizontal | No Match | No Match | Non-Condensing | No Match | No Match |  | No Match |  | 100000 | 80000 |  |  | 97000 | 476 | 80 | 78 | [8 empty] | Federally-Regulated Consumer Product | 02/28/2017 |  | 02/28/2017
Armstrong | Whirlpool Home Cooling & Heating | WFAR100B14-*** | LPG | No Match | False | False | 1 | False | Down | No Match | No Match | Non-Condensing | No Match | No Match |  | No Match |  | 100000 | 80000 |  |  | 97300 | 460 | 80 | 78 | [8 empty] | Federally-Regulated Consumer Product | 02/28/2017 |  | 02/28/2017
Armstrong | Armstrong | CG90CA112D20D*-*** | Natural Gas | No Match | False | False | 1 | False | Down | No Match | No Match | Condensing | No Match | No Match |  | No Match |  | 112500 | 100000 |  |  | 102800 | 794 | 90 | 78 | [8 empty] | Federally-Regulated Consumer Product | 02/28/2017 |  | 02/28/2017
Armstrong | Armstrong | G1N80AR100D14B*-*** | Natural Gas | No Match | False | False | 1 | False | Horizontal | No Match | No Match | Non-Condensing | No Match | No Match |  | No Match |  | 100000 | 80000 |  |  | 97300 | 460 | 80 | 78 | [8 empty] | Federally-Regulated Consumer Product | 02/28/2017 |  | 02/28/2017
Armstrong | Armstrong | G1N80AT100D14B*-*** | Natural Gas | No Match | False | False | 1 | False | Horizontal | No Match | No Match | Non-Condensing | No Match | No Match |  | No Match |  | 100000 | 80000 |  |  | 96700 | 605 | 80 | 78 | [8 empty] | Federally-Regulated Consumer Product | 02/28/2017 |  | 02/28/2017
Armstrong | Armstrong | CG90HA100D14B*-*** | Natural Gas | No Match | False | False | 1 | False | Horizontal | No Match | No Match | Condensing | No Match | No Match |  | No Match |  | 100000 | 90000 |  |  | 85900 | 636 | 90 | 78 | [8 empty] | Federally-Regulated Consumer Product | 02/28/2017 |  | 02/28/2017
Armstrong | Armstrong | CG80RA150D20D*-*** | Natural Gas | No Match | False | False | 1 | False | Down | No Match | No Match | Non-Condensing | No Match | No Match |  | No Match |  | 150000 | 120000 |  |  | 135600 | 862 | 80 | 78 | [8 empty] | Federally-Regulated Consumer Product | 02/28/2017 |  | 02/28/2017
Armstrong | Heat Controller | OUFA75-D3 | Oil | Injection Type | False | False | 1 | False | Up | No Match | No Match | Non-Condensing | No Match | No Match |  | No Match |  | 70000 | 57000 |  |  | 64000 | 441 | 83 | 78 | [8 empty] | Federally-Regulated Consumer Product | 02/28/2017 |  | 02/28/2017
Armstrong | Armstrong | G1D91AU100D20C*-*** | Natural Gas | No Match | False | False | 1 | False | Up | No Match | No Match | Condensing | No Match | No Match |  | No Match |  | 100000 | 91000 |  |  | 84500 | 623 | 91 | 78 | [8 empty] | Federally-Regulated Consumer Product | 02/28/2017 |  | 02/28/2017
Armstrong | Armstrong | CG80TA125D20C*-*** | Natural Gas | No Match | False | False | 1 | False | Horizontal | No Match | No Match | Non-Condensing | No Match | No Match |  | No Match |  | 125000 | 100000 |  |  | 115800 | 795 | 80 | 78 | [8 empty] | Federally-Regulated Consumer Product | 02/28/2017 |  | 02/28/2017
Armstrong | Ducane | SG10A48125* | LPG | No Match | False | True | 1 | False | Down | No Match | No Match | Non-Condensing | No Match | No Match |  | No Match |  | 125000 | 100000 |  |  | 114400 | 1204 | 80 | 78 | [8 empty] | Federally-Regulated Consumer Product | 02/28/2017 |  | 02/28/2017
Armstrong | Lennox | O24Q3-105/120*-*** | Oil | Injection Type | False | False | 1 | False | Up | No Match | No Match | Non-Condensing | No Match | No Match |  | No Match |  | 120000 | 97000 |  |  | 114500 | 668 | 81 | 78 | [6 empty] | 0 | 0 | Federally-Regulated Consumer Product | 02/28/2017 |  | 02/28/2017
Armstrong | Lennox | 12GCS048-100-*P | Natural Gas | No Match | False | True | 1 | False | Down | No Match | No Match | Non-Condensing | No Match | No Match |  | No Match |  | 100000 | 80000 |  |  | 97300 | 564 | 80 | 78 | [6 empty] | 0 | 0 | Federally-Regulated Consumer Product | 02/28/2017 |  | 02/28/2017
Armstrong | Armstrong | G1N80AT075D12A*-*** | Natural Gas | No Match | False | False | 1 | False | Horizontal | No Match | No Match | Non-Condensing | No Match | No Match |  | No Match |  | 75000 | 60000 |  |  | 77900 | 377 | 80 | 78 | [8 empty] | Federally-Regulated Consumer Product | 02/28/2017 |  | 02/28/2017
Armstrong | Armstrong | PGE10*48D100**-*** | LPG | No Match | False | True | 1 | False | Down | No Match | No Match | Non-Condensing | No Match | No Match |  | No Match |  | 100000 | 80000 |  |  | 94900 | 1066 | 80 | 78 | [6 empty] | 0 | 0 | Federally-Regulated Consumer Product | 02/28/2017 |  | 02/28/2017
Armstrong | Lennox | 10GCS042-100-*P | Natural Gas | No Match | False | True | 1 | False | Down | No Match | No Match | Non-Condensing | No Match | No Match |  | No Match |  | 100000 | 80000 |  |  | 96100 | 710 | 80 | 78 | [6 empty] | 0 | 0 | Federally-Regulated Consumer Product | 02/28/2017 |  | 02/28/2017
Armstrong | Armstrong | RPG12*60D100**-*** | LPG | No Match | False | True | 1 | False | Down | No Match | No Match | Non-Condensing | No Match | No Match |  | No Match |  | 100000 | 80000 |  |  | 97300 | 564 | 80 | 78 | [6 empty] | 0 | 0 | Federally-Regulated Consumer Product | 02/28/2017 |  | 02/28/2017
Armstrong | Armstrong | CG80UA075D12A*-*** | Natural Gas | No Match | False | False | 1 | False | Up | No Match | No Match | Non-Condensing | No Match | No Match |  | No Match |  | 75000 | 60000 |  |  | 77400 | 376 | 80 | 78 | [8 empty] | Federally-Regulated Consumer Product | 02/28/2017 |  | 02/28/2017
Armstrong | Armstrong | G1D93AU090D16C*-*** | Natural Gas | No Match | False | False | 1 | False | Up | No Match | No Match | Condensing | No Match | No Match |  | No Match |  | 90000 | 83000 |  |  | 82900 | 623 | 92.5 | 78 | [8 empty] | Federally-Regulated Consumer Product | 02/28/2017 |  | 02/28/2017
Armstrong | Lennox | 12GCS030-50-*P | Natural Gas | No Match | False | True | 1 | False | Horizontal | No Match | No Match | Non-Condensing | No Match | No Match |  | No Match |  | 50000 | 40000 |  |  | 46600 | 529 | 80 | 78 | [6 empty] | 0 | 0 | Federally-Regulated Consumer Product | 02/28/2017 |  | 02/28/2017
Armstrong | Armstrong | CG90CA090D20C*-*** | Natural Gas | No Match | False | False | 1 | False | Down | No Match | No Match | Condensing | No Match | No Match |  | No Match |  | 90000 | 81000 |  |  | 85200 | 646 | 90 | 78 | [8 empty] | Federally-Regulated Consumer Product | 02/28/2017 |  | 02/28/2017
Armstrong | Armstrong | CG80TA100D20C*-*** | Natural Gas | No Match | False | False | 1 | False | Up | No Match | No Match | Non-Condensing | No Match | No Match |  | No Match |  | 100000 | 80000 |  |  | 96300 | 706 | 80 | 78 | [8 empty] | Federally-Regulated Consumer Product | 02/28/2017 |  | 02/28/2017
Armstrong | Armstrong | 51HW**-*** | Natural Gas | No Match | False | False | 1 | False | Up | No Match | No Match | Non-Condensing | No Match | No Match |  | No Match |  | 51000 | 40000 |  |  | 37700 | 376 | 80 | 78 | [6 empty] | 0 | 0 | Federally-Regulated Consumer Product | 02/28/2017 |  | 02/28/2017
Armstrong | Armstrong | G1N80AR075D16B*-*** | Natural Gas | No Match | False | False | 1 | False | Down | No Match | No Match | Non-Condensing | No Match | No Match |  | No Match |  | 75000 | 60000 |  |  | 77000 | 570 | 80 | 78 | [8 empty] | Federally-Regulated Consumer Product | 02/28/2017 |  | 02/28/2017
Armstrong | Ducane | SG12A60125* | LPG | No Match | False | True | 1 | False | Down | No Match | No Match | Non-Condensing | No Match | No Match |  | No Match |  | 125000 | 100000 |  |  | 115600 | 637 | 80 | 78 | [8 empty] | Federally-Regulated Consumer Product | 02/28/2017 |  | 02/28/2017
Armstrong | Lennox | 10GCS048-125-*P | LPG | No Match | False | True | 1 | False | Down | No Match | No Match | Non-Condensing | No Match | No Match |  | No Match |  | 125000 | 100000 |  |  | 116700 | 1204 | 80 | 78 | [6 empty] | 0 | 0 | Federally-Regulated Consumer Product | 02/28/2017 |  | 02/28/2017
Armstrong | Armstrong | PGE12*60D100**-*** | Natural Gas | No Match | False | True | 1 | False | Down | No Match | No Match | Non-Condensing | No Match | No Match |  | No Match |  | 100000 | 80000 |  |  | 97300 | 564 | 80 | 78 | [6 empty] | 0 | 0 | Federally-Regulated Consumer Product | 02/28/2017 |  | 02/28/2017
Armstrong | Armstrong | RLUF80C57/72D12-*** | Oil | Injection Type | False | False | 1 | False | Up | No Match | No Match | Non-Condensing | No Match | No Match |  | No Match |  | 70000 | 57000 |  |  | 54800 | 441 | 83 | 78 | [8 empty] | Federally-Regulated Consumer Product | 02/28/2017 |  | 02/28/2017
Suburban | Suburban | HF-50E | LPG | No Match | False | False | 1 | False | Horizontal | No Match | No Match | Non-Condensing | No Match | No Match |  | No Match |  | 50000 | 40000 | 1100 | 810 | 39008 | 433 | 78.4 | 78 | 81 | [5 empty] | 0 | 0 | Federally-Regulated Consumer Product | 03/01/2017 |  | 03/01/2017
Suburban | Suburban | HF-50EC | Natural Gas | No Match | False | False | 1 | False | Horizontal | No Match | No Match | Non-Condensing | No Match | No Match |  | No Match |  | 50000 | 40000 | 1100 | 810 | 39008 | 433 | 78.4 | 78 | 81 | [5 empty] | 0 | 0 | Federally-Regulated Consumer Product | 03/01/2017 |  | 03/01/2017
Suburban | Suburban | HF-35EC | LPG | No Match | False | False | 1 | False | Horizontal | No Match | No Match | Non-Condensing | No Match | No Match |  | No Match |  | 35000 | 28000 | 810 | 600 | 39033 | 195 | 85.9 | 78 | 80 | [5 empty] | 0 | 0 | Federally-Regulated Consumer Product | 03/01/2017 |  | 03/01/2017
Suburban | Suburban | HF-35E | LPG | No Match | False | False | 1 | False | Horizontal | No Match | No Match | Non-Condensing | No Match | No Match |  | No Match |  | 35000 | 28000 | 810 | 600 | 39033 | 195 | 85.9 | 78 | 80 | [5 empty] | 0 | 0 | Federally-Regulated Consumer Product | 03/01/2017 |  | 03/01/2017
Suburban | Suburban | HF-35EC | Natural Gas | No Match | False | False | 1 | False | Horizontal | No Match | No Match | Non-Condensing | No Match | No Match |  | No Match |  | 35000 | 35000 | 810 | 600 | 39033 | 195 | 85.9 | 78 | 80 | [5 empty] | 0 | 0 | Federally-Regulated Consumer Product | 03/01/2017 |  | 03/01/2017
Suburban | Suburban | DCF-30G | Natural Gas | No Match | False | False | 1 | False | Horizontal | No Match | No Match | Non-Condensing | No Match | No Match |  | No Match |  | 30000 | 24150 | 305 |  | 34033 | 195 | 80.5 | 78 | [6 empty] | 0 | 2 | Federally-Regulated Consumer Product | 03/01/2017 |  | 03/01/2017
York | York | TP9C120D20MP12 | Natural Gas | Induced Draft | False | False | 1 | False | Up |  | None | Condensing | Step Modulating |  | 1 | Premium |  | 120000 | 116000 |  |  | 112400 | 597 | 98 | 78 | [8 empty] | Federally-Regulated Consumer Product | 03/08/2017 |  | 03/08/2017
York | Coleman | TM9M080C16MP12 | Natural Gas | Induced Draft | False | False | 1 | False | Up |  | None | Condensing | Step Modulating |  | 0.75 | Standard |  | 80000 | 78000 |  |  | 76300 | 1530 | 97 | 78 | [8 empty] | Federally-Regulated Consumer Product | 03/08/2017 |  | 03/08/2017
York | Coleman | D6NZ036N07206NX | Natural Gas | Induced Draft | False | True | 1 | False | Horizontal |  | None | Non-Condensing | Single-Stage |  | 0.75 | Premium |  | 90000 | 72000 |  |  | 75500 | 1056 | 80.1 | 78 | [8 empty] | Federally-Regulated Consumer Product | 03/08/2017 |  | 03/08/2017
York | Luxaire | TGLS130D20MP11 | Natural Gas | Induced Draft | False | False | 1 | False | Up | None | None | Non-Condensing | Single-Stage | Multiple-Speed | 1 | Standard |  | 130000 | 104000 | 2399 | 1324 | 114700 | 1265 | 80 | 78 | [8 empty] | Federally-Regulated Consumer Product | 03/08/2017 |  | 03/08/2017
York | York | TM8T100C20MP11 | LPG | Induced Draft | False | False | 1 | False | Down |  | None | Non-Condensing | Two-Stage Modulating |  | 1 | Standard |  | 100000 | 80000 |  |  | 97200 | 688 | 80 | 78 | [8 empty] | Federally-Regulated Consumer Product | 03/08/2017 |  | 03/08/2017
York | Evcon | D7NQ048N06506NX | Natural Gas | Induced Draft | False | True | 1 | False | Down |  | None | Non-Condensing | Single-Stage |  | 1 | Premium |  | 80000 | 66000 |  |  | 77300 | 424 | 81 | 78 | [8 empty] | Federally-Regulated Consumer Product | 03/08/2017 |  | 03/08/2017
York | Evcon | TG8S130D20MP11 | Natural Gas | Induced Draft | False | False | 1 | False | Horizontal | None | None | Non-Condensing | Single-Stage | Multiple-Speed | 1 | Standard |  | 130000 | 104000 | 2399 | 1324 | 114700 | 1265 | 80 | 78 | [8 empty] | Federally-Regulated Consumer Product | 03/08/2017 |  | 03/08/2017
York | Coleman | TM8T080B12MP11 | Natural Gas | Induced Draft | False | False | 1 | False | Horizontal |  | None | Non-Condensing | Two-Stage Modulating |  | 0.33 | Standard |  | 80000 | 63000 |  |  | 77700 | 568 | 80 | 78 | [8 empty] | Federally-Regulated Consumer Product | 03/08/2017 |  | 03/08/2017
York | York | YP9C120D20MP12 | LPG | Induced Draft | False | False | 1 | False | Up |  | None | Condensing | Step Modulating |  | 1 | Premium |  | 120000 | 116000 |  |  | 112400 | 597 | 98 | 78 | [8 empty] | Federally-Regulated Consumer Product | 03/08/2017 |  | 03/08/2017
York | York | TG8S120C16MP11 | LPG | Induced Draft | False | False | 1 | False | Horizontal | None | None | Non-Condensing | Single-Stage | Multiple-Speed | 0.5 | Standard |  | 120000 | 96000 | 1600 | 1002 | 115100 | 1166 | 80 | 78 | [8 empty] | Federally-Regulated Consumer Product | 03/08/2017 |  | 03/08/2017
York | Fraser Johnston | TMLT080B12MP11 | LPG | Induced Draft | False | False | 1 | False | Horizontal |  | None | Non-Condensing | Two-Stage Modulating |  | 0.33 | Standard |  | 80000 | 63000 |  |  | 77700 | 568 | 80 | 78 | [8 empty] | Federally-Regulated Consumer Product | 03/08/2017 |  | 03/08/2017
York | York | TP9C080C16MP12 | Natural Gas | Induced Draft | False | False | 1 | False | Down |  | None | Condensing | Step Modulating |  | 0.75 | Premium |  | 80000 | 78000 |  |  | 80600 | 460 | 97.7 | 78 | [8 empty] | Federally-Regulated Consumer Product | 03/08/2017 |  | 03/08/2017
York | Fraser Johnston | TMLV100C20MP11 | Natural Gas | Induced Draft | False | False | 1 | False | Up |  | None | Non-Condensing | Two-Stage Modulating |  | 1 | Premium |  | 100000 | 80000 |  |  | 95200 | 380 | 80 | 78 | [8 empty] | Federally-Regulated Consumer Product | 03/08/2017 |  | 03/08/2017
York | Fraser Johnston | TM9E080C16MP11 | Natural Gas | Induced Draft | False | False | 1 | False | Down |  | None | Condensing | Single-Stage |  | 0.5 | Premium |  | 80000 | 77000 |  |  | 82800 | 429 | 95 | 78 | [8 empty] | Federally-Regulated Consumer Product | 03/08/2017 |  | 03/08/2017
York | Coleman | TMLT120C20MP11 | Natural Gas | Induced Draft | False | False | 1 | False | Down |  | None | Non-Condensing | Two-Stage Modulating |  | 1 | Standard |  | 120000 | 96000 |  |  | 116600 | 832 | 80 | 78 | [8 empty] | Federally-Regulated Consumer Product | 03/08/2017 |  | 03/08/2017
York | Fraser Johnston | TP9C060B12MP12 | Natural Gas | Induced Draft | False | False | 1 | False | Up |  | None | Condensing | Step Modulating |  | 0.5 | Premium |  | 60000 | 58000 |  |  | 48400 | 241 | 97.5 | 78 | [8 empty] | Federally-Regulated Consumer Product | 03/08/2017 |  | 03/08/2017
York | Coleman | TGLS060A10MP11 | LPG | Induced Draft | False | False | 1 | False | Up | None | None | Non-Condensing | Single-Stage | Multiple-Speed | 0.33 | Standard |  | 60000 | 48000 | 1004 | 708 | 57700 | 553 | 80 | 78 | [8 empty] | Federally-Regulated Consumer Product | 03/08/2017 |  | 03/08/2017
York | Evcon | TG8S080C22MP11 | LPG | Induced Draft | False | False | 1 | False | Up | None | None | Non-Condensing | Single-Stage | Multiple-Speed | 1 | Standard |  | 80000 | 64000 | 2448 | 1263 | 74800 | 1234 | 80 | 78 | [8 empty] | Federally-Regulated Consumer Product | 03/08/2017 |  | 03/08/2017
York | Coleman | D6NX048D11006NX | Natural Gas | Induced Draft | False | True | 1 | False | Horizontal |  | None | Non-Condensing | Two-Stage Modulating |  | 1 | Premium |  | 135000 | 108000 |  |  | 114400 | 262 | 80 | 78 | [8 empty] | Federally-Regulated Consumer Product | 03/08/2017 |  | 03/08/2017
York | Johnson Controls | H33A[D,T]3******** | LPG | Induced Draft | False | True | 3 | False | Horizontal |  | None | Non-Condensing | Step Modulating |  | 10 | Standard |  | 267000 | 213000 | [6 empty] | 80 | 80 | [6 empty] | Federally-Regulated Commercial & Industrial Equipment | 03/08/2017 |  | 03/08/2017
York | Evcon | TG8S080C22MP11 | LPG | Induced Draft | False | False | 1 | False | Down | None | None | Non-Condensing | Single-Stage | Multiple-Speed | 1 | Standard |  | 80000 | 64000 | 2448 | 1263 | 74800 | 1234 | 80 | 78 | [8 empty] | Federally-Regulated Consumer Product | 03/08/2017 |  | 03/08/2017
York | Luxaire | TG9S040A08MP11 | LPG | Induced Draft | False | False | 1 | False | Down | None | None | Condensing | Single-Stage | Multiple-Speed | 0.5 | Standard |  | 40000 | 39000 | 950 | 581 | 31900 | 458 | 95.5 | 78 | [8 empty] | Federally-Regulated Consumer Product | 03/08/2017 |  | 03/08/2017
York | York | TMLT120C20MP11 | Natural Gas | Induced Draft | False | False | 1 | False | Horizontal |  | None | Non-Condensing | Two-Stage Modulating |  | 1 | Standard |  | 120000 | 96000 |  |  | 116600 | 832 | 80 | 78 | [8 empty] | Federally-Regulated Consumer Product | 03/08/2017 |  | 03/08/2017
York | Guardian | GG8S060A10MP11 | Natural Gas | Induced Draft | False | False | 1 | False | Up | None | None | Non-Condensing | Single-Stage | Multiple-Speed | 0.33 | Standard |  | 60000 | 48000 | 1004 | 708 | 57700 | 553 | 80 | 78 | [8 empty] | Federally-Regulated Consumer Product | 03/08/2017 |  | 03/08/2017
York | Fraser Johnston | D7HQ048D09006NX | Natural Gas | Induced Draft | False | True | 1 | False | Down |  | None | Non-Condensing | Two-Stage Modulating |  | 1 | Premium |  | 108000 | 89000 |  |  | 94500 | 338 | 81 | 78 | [8 empty] | Federally-Regulated Consumer Product | 03/08/2017 |  | 03/08/2017
York | Evcon | TG9S080B12MP11 | LPG | Induced Draft | False | False | 1 | False | Down | None | None | Condensing | Single-Stage | Multiple-Speed | 0.5 | Standard |  | 80000 | 78000 | 1370 | 854 | 80600 | 920 | 95.5 | 78 | [8 empty] | Federally-Regulated Consumer Product | 03/08/2017 |  | 03/08/2017
York | Luxaire | TG8S080C22MP11 | Natural Gas | Induced Draft | False | False | 1 | False | Down | None | None | Non-Condensing | Single-Stage | Multiple-Speed | 1 | Standard |  | 80000 | 64000 | 2448 | 1263 | 74800 | 1234 | 80 | 78 | [8 empty] | Federally-Regulated Consumer Product | 03/08/2017 |  | 03/08/2017
York | York | TMLV100C20MP11 | LPG | Induced Draft | False | False | 1 | False | Up |  | None | Non-Condensing | Two-Stage Modulating |  | 1 | Premium |  | 100000 | 80000 |  |  | 95200 | 380 | 80 | 78 | [8 empty] | Federally-Regulated Consumer Product | 03/08/2017 |  | 03/08/2017
York | Fraser Johnston | TG8S080C16MP11 | Natural Gas | Induced Draft | False | False | 1 | False | Down | None | None | Non-Condensing | Single-Stage | Multiple-Speed | 0.5 | Standard |  | 80000 | 64000 | 1602 | 1069 | 75100 | 1168 | 80 | 78 | [8 empty] | Federally-Regulated Consumer Product | 03/08/2017 |  | 03/08/2017
York | Luxaire | G33E[N,S]3******** | LPG | Induced Draft | False | True | 3 | False | Horizontal |  | None | Non-Condensing | Single-Stage |  | 10 | Standard |  | 267000 | 213000 | [6 empty] | 80 | 80 | [6 empty] | Federally-Regulated Commercial & Industrial Equipment | 03/08/2017 |  | 03/08/2017
York | York | ZR060*10*1**** | Natural Gas | Induced Draft | False | True | 1 | False | Horizontal |  | None | Non-Condensing | Single-Stage |  | 1.5 | Standard |  | 125000 | 100000 |  |  | 117500 | 510 | 80.3 | 78 | [8 empty] | Federally-Regulated Consumer Product | 03/08/2017 |  | 03/08/2017
York | Luxaire | TM9M100C16MP12 | Natural Gas | Induced Draft | False | False | 1 | False | Down |  | None | Condensing | Step Modulating |  | 0.75 | Standard |  | 100000 | 97000 |  |  | 93000 | 1500 | 97 | 78 | [8 empty] | Federally-Regulated Consumer Product | 03/08/2017 |  | 03/08/2017
York | Evcon | TMLT100C20MP11 | LPG | Induced Draft | False | False | 1 | False | Horizontal |  | None | Non-Condensing | Two-Stage Modulating |  | 1 | Standard |  | 100000 | 80000 |  |  | 97200 | 688 | 80 | 78 | [8 empty] | Federally-Regulated Consumer Product | 03/08/2017 |  | 03/08/2017
York | Coleman | D6NZ060D09006NX | Natural Gas | Induced Draft | False | True | 1 | False | Horizontal |  | None | Non-Condensing | Two-Stage Modulating |  | 1 | Premium |  | 108000 | 87000 |  |  | 94100 | 544 | 80 | 78 | [8 empty] | Federally-Regulated Consumer Product | 03/08/2017 |  | 03/08/2017
York | Coleman | TPLC100C16MP12 | Natural Gas | Induced Draft | False | False | 1 | False | Horizontal |  | None | Non-Condensing | Step Modulating |  | 0.75 | Premium |  | 100000 | 78000 |  |  | 97300 | 253 | 80 | 78 | [8 empty] | Federally-Regulated Consumer Product | 03/08/2017 |  | 03/08/2017
York | York | TM8X080C16MP11 | Natural Gas | Induced Draft | False | False | 1 | False | Up |  | None | Non-Condensing | Single-Stage |  | 0.5 | Premium |  | 80000 | 64000 |  |  | 78300 | 444 | 80 | 78 | [8 empty] | Federally-Regulated Consumer Product | 03/08/2017 |  | 03/08/2017
York | York | D6NZ036N05606NX | LPG | Induced Draft | False | True | 1 | False | Horizontal |  | None | Non-Condensing | Single-Stage |  | 0.75 | Premium |  | 70000 | 56000 |  |  | 56200 | 876 | 80.2 | 78 | [8 empty] | Federally-Regulated Consumer Product | 03/08/2017 |  | 03/08/2017
York | Coleman | D6HQ036D05606NX | LPG | Induced Draft | False | True | 1 | False | Horizontal |  | None | Non-Condensing | Two-Stage Modulating |  | 0.75 | Premium |  | 70000 | 56000 |  |  | 58000 | 263 | 80 | 78 | [8 empty] | Federally-Regulated Consumer Product | 03/08/2017 |  | 03/08/2017
York | Evcon | TM8X060A12MP11 | LPG | Induced Draft | False | False | 1 | False | Up |  | None | Non-Condensing | Single-Stage |  | 0.5 | Premium |  | 60000 | 48000 |  |  | 59100 | 243 | 80 | 78 | [8 empty] | Federally-Regulated Consumer Product | 03/08/2017 |  | 03/08/2017
York | Coleman | TGLS100C16MP11 | LPG | Induced Draft | False | False | 1 | False | Horizontal | None | None | Non-Condensing | Single-Stage | Multiple-Speed | 0.5 | Standard |  | 100000 | 80000 | 1820 | 1012 | 96100 | 930 | 80 | 78 | [8 empty] | Federally-Regulated Consumer Product | 03/08/2017 |  | 03/08/2017
York | Fraser Johnston | D6NX024N05606NX | Natural Gas | Induced Draft | False | True | 1 | False | Horizontal |  | None | Non-Condensing | Single-Stage |  | 0.5 | Premium |  | 70000 | 56000 |  |  | 56700 | 764 | 80.2 | 78 | [8 empty] | Federally-Regulated Consumer Product | 03/08/2017 |  | 03/08/2017
York | Fraser Johnston | D6NQ042N06506NX | LPG | Induced Draft | False | True | 1 | False | Horizontal |  | None | Non-Condensing | Single-Stage |  | 1 | Premium |  | 80000 | 64000 |  |  | 74700 | 1140 | 80.8 | 78 | [8 empty] | Federally-Regulated Consumer Product | 03/08/2017 |  | 03/08/2017
York | Guardian | RGF19080CE16MP11 | LPG | Induced Draft | False | False | 1 | False | Down |  | None | Condensing | Single-Stage |  | 0.5 | Premium |  | 80000 | 76000 |  |  | 65200 | 539 | 95.5 | 78 | [8 empty] | Federally-Regulated Consumer Product | 03/08/2017 |  | 03/08/2017
York | Luxaire | TP9C060B12MP12 | LPG | Induced Draft | False | False | 1 | False | Down |  | None | Condensing | Step Modulating |  | 0.5 | Premium |  | 60000 | 58000 |  |  | 48400 | 241 | 97.5 | 78 | [8 empty] | Federally-Regulated Consumer Product | 03/08/2017 |  | 03/08/2017
York | Coleman | TM8T060A12MP11 | LPG | Induced Draft | False | False | 1 | False | Down |  | None | Non-Condensing | Two-Stage Modulating |  | 0.33 | Standard |  | 60000 | 47000 |  |  | 58100 | 450 | 80 | 78 | [8 empty] | Federally-Regulated Consumer Product | 03/08/2017 |  | 03/08/2017
York | Coleman | D6NZ036D05606NX | LPG | Induced Draft | False | True | 1 | False | Horizontal |  | None | Non-Condensing | Two-Stage Modulating |  | 0.75 | Premium |  | 70000 | 56000 |  |  | 58000 | 263 | 80 | 78 | [8 empty] | Federally-Regulated Consumer Product | 03/08/2017 |  | 03/08/2017
York | York | D6NZ060D09006NX | LPG | Induced Draft | False | True | 1 | False | Down |  | None | Non-Condensing | Two-Stage Modulating |  | 1 | Premium |  | 108000 | 87000 |  |  | 94100 | 544 | 80 | 78 | [8 empty] | Federally-Regulated Consumer Product | 03/08/2017 |  | 03/08/2017
York | Coleman | D6NZ036D07206NX | LPG | Induced Draft | False | True | 1 | False | Down |  | None | Non-Condensing | Two-Stage Modulating |  | 0.75 | Premium |  | 90000 | 72000 |  |  | 74700 | 273 | 80 | 78 | [8 empty] | Federally-Regulated Consumer Product | 03/08/2017 |  | 03/08/2017
York | Guardian | RGF1L040AP08MP11 | LPG | Induced Draft | False | False | 1 | False | Down |  | None | Non-Condensing | Single-Stage |  | 0.2 | Standard |  | 40000 | 32000 |  |  | 38300 | 473 | 80 | 78 | [8 empty] | Federally-Regulated Consumer Product | 03/08/2017 |  | 03/08/2017
York | Evcon | TG8S100C20MP11 | LPG | Induced Draft | False | False | 1 | False | Horizontal | None | None | Non-Condensing | Single-Stage | Multiple-Speed | 1 | Standard |  | 100000 | 80000 | 2478 | 1307 | 95100 | 1178 | 80 | 78 | [8 empty] | Federally-Regulated Consumer Product | 03/08/2017 |  | 03/08/2017
York | Luxaire | TM8V080C16MP11 | Natural Gas | Induced Draft | False | False | 1 | False | Horizontal |  | None | Non-Condensing | Two-Stage Modulating |  | 0.75 | Premium |  | 80000 | 63000 |  |  | 76900 | 323 | 80 | 78 | [8 empty] | Federally-Regulated Consumer Product | 03/08/2017 |  | 03/08/2017
York | Coleman | G33A[D,T]3******** | LPG | Induced Draft | False | True | 3 | False | Down |  | None | Non-Condensing | Step Modulating |  | 10 | Standard |  | 267000 | 213000 | [6 empty] | 80 | 80 | [6 empty] | Federally-Regulated Commercial & Industrial Equipment | 03/08/2017 |  | 03/08/2017
York | Fraser Johnston | TG9S100C20MP11 | Natural Gas | Induced Draft | False | False | 1 | False | Horizontal | None | None | Condensing | Single-Stage | Multiple-Speed | 1 | Standard |  | 100000 | 97000 | 1934 | 1183 | 96600 | 1118 | 95.5 | 78 | [8 empty] | Federally-Regulated Consumer Product | 03/08/2017 |  | 03/08/2017
York | Luxaire | TMLT100C16MP11 | LPG | Induced Draft | False | False | 1 | False | Up |  | None | Non-Condensing | Two-Stage Modulating |  | 0.5 | Standard |  | 100000 | 80000 |  |  | 96500 | 850 | 80 | 78 | [8 empty] | Federally-Regulated Consumer Product | 03/08/2017 |  | 03/08/2017
York | Johnson Controls | H33E[N,S]3******** | Natural Gas | Induced Draft | False | True | 3 | False | Horizontal |  | None | Non-Condensing | Single-Stage |  | 10 | Standard |  | 267000 | 213000 | [6 empty] | 80 | 80 | [6 empty] | Federally-Regulated Commercial & Industrial Equipment | 03/08/2017 |  | 03/08/2017
York | Luxaire | TM8V080C16MP11 | LPG | Induced Draft | False | False | 1 | False | Horizontal |  | None | Non-Condensing | Two-Stage Modulating |  | 0.75 | Premium |  | 80000 | 63000 |  |  | 76900 | 323 | 80 | 78 | [8 empty] | Federally-Regulated Consumer Product | 03/08/2017 |  | 03/08/2017
York | Luxaire | TP9C100C16MP12 | Natural Gas | Induced Draft | False | False | 1 | False | Up |  | None | Condensing | Step Modulating |  | 0.75 | Premium |  | 100000 | 97000 |  |  | 96500 | 536 | 97.7 | 78 | [8 empty] | Federally-Regulated Consumer Product | 03/08/2017 |  | 03/08/2017
York | Luxaire | LPLC100C16MP12 | Natural Gas | Induced Draft | False | False | 1 | False | Up |  | None | Non-Condensing | Step Modulating |  | 0.75 | Premium |  | 100000 | 78000 |  |  | 97300 | 253 | 80 | 78 | [8 empty] | Federally-Regulated Consumer Product | 03/08/2017 |  | 03/08/2017
York | Evcon | D7NX048N09006NX | Natural Gas | Induced Draft | False | True | 1 | False | Horizontal |  | None | Non-Condensing | Single-Stage |  | 1 | Premium |  | 108000 | 88000 |  |  | 96900 | 467 | 81 | 78 | [8 empty] | Federally-Regulated Consumer Product | 03/08/2017 |  | 03/08/2017
York | Coleman | D7NX048N09006NX | Natural Gas | Induced Draft | False | True | 1 | False | Horizontal |  | None | Non-Condensing | Single-Stage |  | 1 | Premium |  | 108000 | 88000 |  |  | 96900 | 467 | 81 | 78 | [8 empty] | Federally-Regulated Consumer Product | 03/08/2017 |  | 03/08/2017
York | Coleman | D6NQ036D07206NX | LPG | Induced Draft | False | True | 1 | False | Horizontal |  | None | Non-Condensing | Two-Stage Modulating |  | 0.75 | Premium |  | 90000 | 72000 |  |  | 74700 | 273 | 80 | 78 | [8 empty] | Federally-Regulated Consumer Product | 03/08/2017 |  | 03/08/2017
York | Luxaire | D6NQ060D09006NX | Natural Gas | Induced Draft | False | True | 1 | False | Horizontal |  | None | Non-Condensing | Two-Stage Modulating |  | 1 | Premium |  | 108000 | 87000 |  |  | 94100 | 287 | 80 | 78 | [8 empty] | Federally-Regulated Consumer Product | 03/08/2017 |  | 03/08/2017
York | York | TM9E060B12MP11 | LPG | Induced Draft | False | False | 1 | False | Up |  | None | Condensing | Single-Stage |  | 0.5 | Premium |  | 60000 | 57000 |  |  | 49600 | 284 | 95 | 78 | [8 empty] | Federally-Regulated Consumer Product | 03/08/2017 |  | 03/08/2017
York | York | ZR060*08*1**** | LPG | Induced Draft | False | True | 1 | False | Down |  | None | Non-Condensing | Single-Stage |  | 1.5 | Standard |  | 100000 | 80000 |  |  | 93400 | 1438 | 80.5 | 78 | [8 empty] | Federally-Regulated Consumer Product | 03/08/2017 |  | 03/08/2017
York | Guardian | RGF19100CE16MP11 | LPG | Induced Draft | False | False | 1 | False | Down |  | None | Condensing | Single-Stage |  | 0.5 | Premium |  | 100000 | 95000 |  |  | 98400 | 638 | 95.5 | 78 | [8 empty] | Federally-Regulated Consumer Product | 03/08/2017 |  | 03/08/2017
York | York | D7HQ042D09006NX | Natural Gas | Induced Draft | False | True | 1 | False | Down |  | None | Non-Condensing | Two-Stage Modulating |  | 1 | Premium |  | 108000 | 89000 |  |  | 94500 | 338 | 81 | 78 | [8 empty] | Federally-Regulated Consumer Product | 03/08/2017 |  | 03/08/2017
York | York | ZF048*06*1**** | LPG | Induced Draft | False | True | 1 | False | Horizontal |  | None | Non-Condensing | Single-Stage |  | 1.5 | Standard |  | 75000 | 60000 |  |  | 57700 | 396 | 80.9 | 78 | [8 empty] | Federally-Regulated Consumer Product | 03/08/2017 |  | 03/08/2017
York | Evcon | RGF19100CE16MP11 | LPG | Induced Draft | False | False | 1 | False | Horizontal |  | None | Condensing | Single-Stage |  | 0.5 | Premium |  | 100000 | 95000 |  |  | 98400 | 638 | 95.5 | 78 | [8 empty] | Federally-Regulated Consumer Product | 03/08/2017 |  | 03/08/2017
York | York | TMLV100C20MP11 | LPG | Induced Draft | False | False | 1 | False | Horizontal |  | None | Non-Condensing | Two-Stage Modulating |  | 1 | Premium |  | 100000 | 80000 |  |  | 95200 | 380 | 80 | 78 | [8 empty] | Federally-Regulated Consumer Product | 03/08/2017 |  | 03/08/2017
York | Fraser Johnston | ZS036*08*F**** | LPG | Induced Draft | False | True | 1 | False | Down |  | None | Non-Condensing | Single-Stage |  | 1.5 | Standard |  | 100000 | 80000 |  |  | 93400 | 1438 | 80.5 | 78 | [8 empty] | Federally-Regulated Consumer Product | 03/08/2017 |  | 03/08/2017
York | Evcon | TG8S080B12MP11 | LPG | Induced Draft | False | False | 1 | False | Up | None | None | Non-Condensing | Single-Stage | Multiple-Speed | 0.33 | Standard |  | 80000 | 64000 | 1195 | 620 | 76700 | 793 | 80 | 78 | [8 empty] | Federally-Regulated Consumer Product | 03/08/2017 |  | 03/08/2017
York | Luxaire | TG8S100C16MP11 | LPG | Induced Draft | False | False | 1 | False | Horizontal | None | None | Non-Condensing | Single-Stage | Multiple-Speed | 0.5 | Standard |  | 100000 | 80000 | 1820 | 1012 | 96100 | 930 | 80 | 78 | [8 empty] | Federally-Regulated Consumer Product | 03/08/2017 |  | 03/08/2017
York | Guardian | RGF1L060AE12MP11 | Natural Gas | Induced Draft | False | False | 1 | False | Down |  | None | Non-Condensing | Single-Stage |  | 0.5 | Premium |  | 60000 | 48000 |  |  | 59100 | 243 | 80 | 78 | [8 empty] | Federally-Regulated Consumer Product | 03/08/2017 |  | 03/08/2017
York | Luxaire | TMLV100C16MP11 | Natural Gas | Induced Draft | False | False | 1 | False | Horizontal |  | None | Non-Condensing | Two-Stage Modulating |  | 0.75 | Premium |  | 100000 | 80000 |  |  | 94700 | 368 | 80 | 78 | [8 empty] | Federally-Regulated Consumer Product | 03/08/2017 |  | 03/08/2017
York | Evcon | D6NZ030N03606NX | LPG | Induced Draft | False | True | 1 | False | Horizontal |  | None | Non-Condensing | Single-Stage |  | 0.75 | Premium |  | 45000 | 36000 |  |  | 37900 | 468 | 80.5 | 78 | [8 empty] | Federally-Regulated Consumer Product | 03/08/2017 |  | 03/08/2017
York | Fraser Johnston | TM8T100C20MP11 | LPG | Induced Draft | False | False | 1 | False | Up |  | None | Non-Condensing | Two-Stage Modulating |  | 1 | Standard |  | 100000 | 80000 |  |  | 97200 | 688 | 80 | 78 | [8 empty] | Federally-Regulated Consumer Product | 03/08/2017 |  | 03/08/2017
York | Coleman | X33B[D,T]5******** | LPG | Induced Draft | False | True | 3 | False | Horizontal |  | None | Non-Condensing | Step Modulating |  | 10 | Standard |  | 533000 | 426000 | [6 empty] | 80 | 80 | [6 empty] | Federally-Regulated Commercial & Industrial Equipment | 03/08/2017 |  | 03/08/2017
York | Evcon | TM9V120D20MP11 | Natural Gas | Induced Draft | False | False | 1 | False | Horizontal | None | None | Condensing | Two-Stage Modulating | Variable-Speed | 1 | Premium | 60 | 120000 | 115000 | 2006 | 718 | 109300 | 407 | 96 | 78 | [8 empty] | Federally-Regulated Consumer Product | 03/08/2017 |  | 03/08/2017
York | Luxaire | D7NQ042N09006NX | Natural Gas | Induced Draft | False | True | 1 | False | Horizontal |  | None | Non-Condensing | Single-Stage |  | 1 | Premium |  | 108000 | 88000 |  |  | 96900 | 467 | 81 | 78 | [8 empty] | Federally-Regulated Consumer Product | 03/08/2017 |  | 03/08/2017
York | York | TGLS120C20MP11 | Natural Gas | Induced Draft | False | False | 1 | False | Up | None | None | Non-Condensing | Single-Stage | Multiple-Speed | 1 | Standard |  | 120000 | 96000 | 2338 | 1286 | 115200 | 1150 | 80 | 78 | [8 empty] | Federally-Regulated Consumer Product | 03/08/2017 |  | 03/08/2017
York | Evcon | TG9S100C20MP11 | LPG | Induced Draft | False | False | 1 | False | Horizontal | None | None | Condensing | Single-Stage | Multiple-Speed | 1 | Standard |  | 100000 | 97000 | 1934 | 1183 | 96600 | 1118 | 95.5 | 78 | [8 empty] | Federally-Regulated Consumer Product | 03/08/2017 |  | 03/08/2017
York | Fraser Johnston | TG9S130D20MP11 | Natural Gas | Induced Draft | False | False | 1 | False | Up | None | None | Condensing | Single-Stage | Multiple-Speed | 1 | Standard |  | 130000 | 125000 | 2047 | 1198 | 112700 | 1305 | 95.5 | 78 | [8 empty] | Federally-Regulated Consumer Product | 03/08/2017 |  | 03/08/2017
York | Fraser Johnston | TM9V080C16MP11 | LPG | Induced Draft | False | False | 1 | False | Down | None | None | Condensing | Two-Stage Modulating | Variable-Speed | 0.75 | Premium | 60 | 80000 | 77000 | 1787 | 544 | 79000 | 273 | 96 | 78 | [8 empty] | Federally-Regulated Consumer Product | 03/08/2017 |  | 03/08/2017
York | Fraser Johnston | TG9S080B12MP11 | Natural Gas | Induced Draft | False | False | 1 | False | Horizontal | None | None | Condensing | Single-Stage | Multiple-Speed | 0.5 | Standard |  | 80000 | 78000 | 1370 | 854 | 80600 | 920 | 95.5 | 78 | [8 empty] | Federally-Regulated Consumer Product | 03/08/2017 |  | 03/08/2017
York | Evcon | TMLX120C20MP11 | LPG | Induced Draft | False | False | 1 | False | Up |  | None | Non-Condensing | Single-Stage |  | 0.75 | Premium |  | 120000 | 96000 |  |  | 117500 | 635 | 80 | 78 | [8 empty] | Federally-Regulated Consumer Product | 03/08/2017 |  | 03/08/2017
York | Luxaire | TMLX100C16MP11 | LPG | Induced Draft | False | False | 1 | False | Down |  | None | Non-Condensing | Single-Stage |  | 0.5 | Premium |  | 100000 | 80000 |  |  | 98400 | 431 | 80 | 78 | [8 empty] | Federally-Regulated Consumer Product | 03/08/2017 |  | 03/08/2017
York | Fraser Johnston | D6HQ024D05606NX | LPG | Induced Draft | False | True | 1 | False | Horizontal |  | None | Non-Condensing | Two-Stage Modulating |  | 0.5 | Premium |  | 70000 | 56000 |  |  | 57600 | 151 | 80 | 78 | [8 empty] | Federally-Regulated Consumer Product | 03/08/2017 |  | 03/08/2017
York | Fraser Johnston | TMLT080B12MP11 | LPG | Induced Draft | False | False | 1 | False | Down |  | None | Non-Condensing | Two-Stage Modulating |  | 0.33 | Standard |  | 80000 | 63000 |  |  | 77700 | 568 | 80 | 78 | [8 empty] | Federally-Regulated Consumer Product | 03/08/2017 |  | 03/08/2017
York | Fraser Johnston | TMLV100C16MP11 | Natural Gas | Induced Draft | False | False | 1 | False | Up |  | None | Non-Condensing | Two-Stage Modulating |  | 0.75 | Premium |  | 100000 | 80000 |  |  | 94700 | 368 | 80 | 78 | [8 empty] | Federally-Regulated Consumer Product | 03/08/2017 |  | 03/08/2017
York | Evcon | D7NQ030N03606NX | Natural Gas | Induced Draft | False | True | 1 | False | Down |  | None | Non-Condensing | Single-Stage |  | 0.75 | Premium |  | 45000 | 37000 |  |  | 38700 | 212 | 81 | 78 | [8 empty] | Federally-Regulated Consumer Product | 03/08/2017 |  | 03/08/2017
York | Evcon | TMLT120C20MP11 | LPG | Induced Draft | False | False | 1 | False | Horizontal |  | None | Non-Condensing | Two-Stage Modulating |  | 1 | Standard |  | 120000 | 96000 |  |  | 116600 | 832 | 80 | 78 | [8 empty] | Federally-Regulated Consumer Product | 03/08/2017 |  | 03/08/2017
York | Coleman | TMLX080C16MP11 | Natural Gas | Induced Draft | False | False | 1 | False | Horizontal |  | None | Non-Condensing | Single-Stage |  | 0.5 | Premium |  | 80000 | 64000 |  |  | 78300 | 444 | 80 | 78 | [8 empty] | Federally-Regulated Consumer Product | 03/08/2017 |  | 03/08/2017
York | Evcon | D6NX048D11006NX | Natural Gas | Induced Draft | False | True | 1 | False | Horizontal |  | None | Non-Condensing | Two-Stage Modulating |  | 1 | Premium |  | 135000 | 108000 |  |  | 114400 | 262 | 80 | 78 | [8 empty] | Federally-Regulated Consumer Product | 03/08/2017 |  | 03/08/2017
York | Evcon | D7HQ042D09006NX | LPG | Induced Draft | False | True | 1 | False | Down |  | None | Non-Condensing | Two-Stage Modulating |  | 1 | Premium |  | 108000 | 89000 |  |  | 94500 | 338 | 81 | 78 | [8 empty] | Federally-Regulated Consumer Product | 03/08/2017 |  | 03/08/2017
York | Fraser Johnston | ZS060*08*F**** | LPG | Induced Draft | False | True | 1 | False | Horizontal |  | None | Non-Condensing | Single-Stage |  | 1.5 | Standard |  | 100000 | 80000 |  |  | 93400 | 1438 | 80.5 | 78 | [8 empty] | Federally-Regulated Consumer Product | 03/08/2017 |  | 03/08/2017
York | Coleman | CPLC080C16MP12 | Natural Gas | Induced Draft | False | False | 1 | False | Horizontal |  | None | Non-Condensing | Step Modulating |  | 0.75 | Premium |  | 80000 | 62000 |  |  | 77700 | 199 | 80 | 78 | [8 empty] | Federally-Regulated Consumer Product | 03/08/2017 |  | 03/08/2017
York | Coleman | DGAA077BDT* | Natural Gas | Induced Draft | False | False | 1 | True | Down |  | None | Non-Condensing | Single-Stage |  | 0.33 | Standard |  | 77000 | 62000 |  |  | 76900 | 733 | 80 | 75 | [8 empty] | Federally-Regulated Consumer Product | 03/08/2017 |  | 03/08/2017
York | York | TM9E100C20MP11 | LPG | Induced Draft | False | False | 1 | False | Horizontal |  | None | Condensing | Single-Stage |  | 0.75 | Premium |  | 100000 | 96000 |  |  | 99800 | 410 | 95 | 78 | [8 empty] | Federally-Regulated Consumer Product | 03/08/2017 |  | 03/08/2017
York | York | TPLC100C16MP12 | Natural Gas | Induced Draft | False | False | 1 | False | Down |  | None | Non-Condensing | Step Modulating |  | 0.75 | Premium |  | 100000 | 78000 |  |  | 97300 | 253 | 80 | 78 | [8 empty] | Federally-Regulated Consumer Product | 03/08/2017 |  | 03/08/2017
York | York | D6NX036N06506NX | LPG | Induced Draft | False | True | 1 | False | Horizontal |  | None | Non-Condensing | Single-Stage |  | 1 | Premium |  | 80000 | 64000 |  |  | 74700 | 1140 | 80.6 | 78 | [8 empty] | Federally-Regulated Consumer Product | 03/08/2017 |  | 03/08/2017
York | Luxaire | TM9V040A10MP11 | Natural Gas | Induced Draft | False | False | 1 | False | Horizontal |  | None | Condensing | Two-Stage Modulating |  | 0.5 | Premium |  | 40000 | 38000 |  |  | 30800 | 180 | 96 | 78 | [8 empty] | Federally-Regulated Consumer Product | 03/08/2017 |  | 03/08/2017
York | Luxaire | D6NQ042D09006NX | Natural Gas | Induced Draft | False | True | 1 | False | Down |  | None | Non-Condensing | Two-Stage Modulating |  | 0.75 | Premium |  | 108000 | 87000 |  |  | 94900 | 259 | 80 | 78 | [8 empty] | Federally-Regulated Consumer Product | 03/08/2017 |  | 03/08/2017
York | Luxaire | D6NQ060N11006NX | Natural Gas | Induced Draft | False | True | 1 | False | Horizontal |  | None | Non-Condensing | Single-Stage |  | 1 | Premium |  | 135000 | 108000 |  |  | 115300 | 1073 | 80.2 | 78 | [8 empty] | Federally-Regulated Consumer Product | 03/08/2017 |  | 03/08/2017
York | Fraser Johnston | TG8S080C22MP11 | Natural Gas | Induced Draft | False | False | 1 | False | Down | None | None | Non-Condensing | Single-Stage | Multiple-Speed | 1 | Standard |  | 80000 | 64000 | 2448 | 1263 | 74800 | 1234 | 80 | 78 | [8 empty] | Federally-Regulated Consumer Product | 03/08/2017 |  | 03/08/2017
York | Luxaire | D7NX048N09006NX | Natural Gas | Induced Draft | False | True | 1 | False | Horizontal |  | None | Non-Condensing | Single-Stage |  | 1 | Premium |  | 108000 | 88000 |  |  | 96900 | 467 | 81 | 78 | [8 empty] | Federally-Regulated Consumer Product | 03/08/2017 |  | 03/08/2017
York | Guardian | RGF1L080BE12MP11 | LPG | Induced Draft | False | False | 1 | False | Up |  | None | Non-Condensing | Single-Stage |  | 0.5 | Premium |  | 80000 | 64000 |  |  | 78600 | 379 | 80 | 78 | [8 empty] | Federally-Regulated Consumer Product | 03/08/2017 |  | 03/08/2017
York | York | YPAL060G******** | Natural Gas | Induced Draft | False | True | 3 | False | Horizontal | None | None | Non-Condensing | Step Modulating | Single-Speed | 10 | Standard |  | 375000 | 300000 | [6 empty] | 80 | 80 | [5 empty] | 3 | Federally-Regulated Commercial & Industrial Equipment | 03/08/2017 |  | 03/08/2017
York | Fraser Johnston | TM9X100C20MP11 | LPG | Induced Draft | False | False | 1 | False | Horizontal | None | None | Condensing | Single-Stage | Multiple-Speed | 0.75 | Premium |  | 100000 | 95000 | 1989 | 660 | 97700 | 833 | 95.5 | 78 | [8 empty] | Federally-Regulated Consumer Product | 03/08/2017 |  | 03/08/2017
York | Evcon | ZS060*F0*F**** | LPG | Induced Draft | False | True | 1 | False | Horizontal |  | None | Non-Condensing | Single-Stage |  | 1.5 | Standard |  | 125000 | 100000 |  |  | 117500 | 510 | 80.3 | 78 | [8 empty] | Federally-Regulated Consumer Product | 03/08/2017 |  | 03/08/2017
York | Evcon | D7NQ048D09006NX | Natural Gas | Induced Draft | False | True | 1 | False | Down |  | None | Non-Condensing | Two-Stage Modulating |  | 1 | Premium |  | 108000 | 89000 |  |  | 94500 | 338 | 81 | 78 | [8 empty] | Federally-Regulated Consumer Product | 03/08/2017 |  | 03/08/2017
York | Fraser Johnston | TG8S120C20MP11 | LPG | Induced Draft | False | False | 1 | False | Up | None | None | Non-Condensing | Single-Stage | Multiple-Speed | 1 | Standard |  | 120000 | 96000 | 2338 | 1286 | 115200 | 1150 | 80 | 78 | [8 empty] | Federally-Regulated Consumer Product | 03/08/2017 |  | 03/08/2017
York | Fraser Johnston | TMLX080C16MP11 | Natural Gas | Induced Draft | False | False | 1 | False | Up |  | None | Non-Condensing | Single-Stage |  | 0.5 | Premium |  | 80000 | 64000 |  |  | 78300 | 444 | 80 | 78 | [8 empty] | Federally-Regulated Consumer Product | 03/08/2017 |  | 03/08/2017
York | Fraser Johnston | ZS048*10*F**** | Natural Gas | Induced Draft | False | True | 1 | False | Down |  | None | Non-Condensing | Single-Stage |  | 1.5 | Standard |  | 125000 | 100000 |  |  | 117500 | 510 | 80.3 | 78 | [8 empty] | Federally-Regulated Consumer Product | 03/08/2017 |  | 03/08/2017
York | Coleman | D7NQ036N07206NX | LPG | Induced Draft | False | True | 1 | False | Down |  | None | Non-Condensing | Single-Stage |  | 0.75 | Premium |  | 90000 | 73000 |  |  | 76900 | 510 | 81 | 78 | [8 empty] | Federally-Regulated Consumer Product | 03/08/2017 |  | 03/08/2017
York | Evcon | TGLS080C16MP11 | Natural Gas | Induced Draft | False | False | 1 | False | Horizontal | None | None | Non-Condensing | Single-Stage | Multiple-Speed | 0.5 | Standard |  | 80000 | 64000 | 1602 | 1069 | 75100 | 1168 | 80 | 78 | [8 empty] | Federally-Regulated Consumer Product | 03/08/2017 |  | 03/08/2017
York | Evcon | RGF19080CP16MP11 | LPG | Induced Draft | False | False | 1 | False | Up |  | None | Condensing | Single-Stage |  | 0.75 | Standard |  | 80000 | 78000 |  |  | 80500 | 968 | 95.5 | 78 | [8 empty] | Federally-Regulated Consumer Product | 03/08/2017 |  | 03/08/2017
York | Evcon | D7HQ024D05606NX | LPG | Induced Draft | False | True | 1 | False | Horizontal |  | None | Non-Condensing | Two-Stage Modulating |  | 0.5 | Premium |  | 70000 | 57000 |  |  | 56100 | 215 | 81 | 78 | [8 empty] | Federally-Regulated Consumer Product | 03/08/2017 |  | 03/08/2017
York | Fraser Johnston | TM8T080C16MP11 | Natural Gas | Induced Draft | False | False | 1 | False | Up |  | None | Non-Condensing | Two-Stage Modulating |  | 0.5 | Standard |  | 80000 | 63000 |  |  | 77500 | 607 | 80 | 78 | [8 empty] | Federally-Regulated Consumer Product | 03/08/2017 |  | 03/08/2017
York | Coleman | X33A[D,T]3******** | LPG | Induced Draft | False | True | 3 | False | Horizontal |  | None | Non-Condensing | Step Modulating |  | 10 | Standard |  | 267000 | 213000 | [6 empty] | 80 | 80 | [6 empty] | Federally-Regulated Commercial & Industrial Equipment | 03/08/2017 |  | 03/08/2017
York | Luxaire | LPLC080B12MP12 | LPG | Induced Draft | False | False | 1 | False | Down |  | None | Non-Condensing | Step Modulating |  | 0.5 | Premium |  | 80000 | 62000 |  |  | 77900 | 235 | 80 | 78 | [8 empty] | Federally-Regulated Consumer Product | 03/08/2017 |  | 03/08/2017
York | Guardian | GG9S120D16MP11 | Natural Gas | Induced Draft | False | False | 1 | False | Up | None | None | Condensing | Single-Stage | Multiple-Speed | 0.75 | Standard |  | 120000 | 116000 | 1805 | 876 | 113200 | 1185 | 95.5 | 78 | [8 empty] | Federally-Regulated Consumer Product | 03/08/2017 |  | 03/08/2017
York | Fraser Johnston | D7NQ048N09006NX | LPG | Induced Draft | False | True | 1 | False | Down |  | None | Non-Condensing | Single-Stage |  | 1 | Premium |  | 108000 | 88000 |  |  | 96900 | 467 | 81 | 78 | [8 empty] | Federally-Regulated Consumer Product | 03/08/2017 |  | 03/08/2017
York | Coleman | CPLC060A12MP12 | Natural Gas | Induced Draft | False | False | 1 | False | Horizontal |  | None | Non-Condensing | Step Modulating |  | 0.5 | Premium |  | 60000 | 47000 |  |  | 58100 | 167 | 80 | 78 | [8 empty] | Federally-Regulated Consumer Product | 03/08/2017 |  | 03/08/2017
York | Guardian | GG8S120C20MP11 | Natural Gas | Induced Draft | False | False | 1 | False | Horizontal | None | None | Non-Condensing | Single-Stage | Multiple-Speed | 1 | Standard |  | 120000 | 96000 | 2338 | 1286 | 115200 | 1150 | 80 | 78 | [8 empty] | Federally-Regulated Consumer Product | 03/08/2017 |  | 03/08/2017
York | Coleman | TP9C100C20MP12 | Natural Gas | Induced Draft | False | False | 1 | False | Up |  | None | Condensing | Step Modulating |  | 1 | Premium |  | 100000 | 97000 |  |  | 96400 | 558 | 97.7 | 78 | [8 empty] | Federally-Regulated Consumer Product | 03/08/2017 |  | 03/08/2017
York | York | TM8V120C20MP11 | LPG | Induced Draft | False | False | 1 | False | Down |  | None | Non-Condensing | Two-Stage Modulating |  | 1 | Premium |  | 120000 | 96000 |  |  | 111300 | 456 | 80 | 78 | [8 empty] | Federally-Regulated Consumer Product | 03/08/2017 |  | 03/08/2017
York | Evcon | RGF1L060AP12MP11 | LPG | Induced Draft | False | False | 1 | False | Up |  | None | Non-Condensing | Single-Stage |  | 0.33 | Standard |  | 60000 | 48000 |  |  | 57400 | 656 | 80 | 78 | [8 empty] | Federally-Regulated Consumer Product | 03/08/2017 |  | 03/08/2017
York | Evcon | TM9M080C16MP12 | Natural Gas | Induced Draft | False | False | 1 | False | Horizontal |  | None | Condensing | Step Modulating |  | 0.75 | Standard |  | 80000 | 78000 |  |  | 76300 | 1530 | 97 | 78 | [8 empty] | Federally-Regulated Consumer Product | 03/08/2017 |  | 03/08/2017
York | Evcon | D6HQ036D07206NX | Natural Gas | Induced Draft | False | True | 1 | False | Down |  | None | Non-Condensing | Two-Stage Modulating |  | 0.75 | Premium |  | 90000 | 72000 |  |  | 74700 | 273 | 80 | 78 | [8 empty] | Federally-Regulated Consumer Product | 03/08/2017 |  | 03/08/2017
York | Luxaire | TM9X040A10MP11 | Natural Gas | Induced Draft | False | False | 1 | False | Up |  | None | Condensing | Single-Stage |  | 0.5 | Premium |  | 40000 | 38000 |  |  | 32700 | 256 | 95.5 | 78 | [8 empty] | Federally-Regulated Consumer Product | 03/08/2017 |  | 03/08/2017
York | York | YPAL050G******** | Natural Gas | Induced Draft | False | True | 3 | False | Down | None | None | Non-Condensing | Step Modulating | Single-Speed | 10 | Standard |  | 375000 | 300000 | [6 empty] | 80 | 80 | [5 empty] | 3 | Federally-Regulated Commercial & Industrial Equipment | 03/08/2017 |  | 03/08/2017
York | York | TM8V100C16MP11 | Natural Gas | Induced Draft | False | False | 1 | False | Up |  | None | Non-Condensing | Two-Stage Modulating |  | 0.75 | Premium |  | 100000 | 80000 |  |  | 94700 | 368 | 80 | 78 | [8 empty] | Federally-Regulated Consumer Product | 03/08/2017 |  | 03/08/2017
York | Fraser Johnston | TM8V100C16MP11 | LPG | Induced Draft | False | False | 1 | False | Up |  | None | Non-Condensing | Two-Stage Modulating |  | 0.75 | Premium |  | 100000 | 80000 |  |  | 94700 | 368 | 80 | 78 | [8 empty] | Federally-Regulated Consumer Product | 03/08/2017 |  | 03/08/2017
York | Luxaire | LP9C080C16MP12 | Natural Gas | Induced Draft | False | False | 1 | False | Horizontal |  | None | Condensing | Step Modulating |  | 0.75 | Premium |  | 80000 | 78000 |  |  | 80600 | 460 | 97.7 | 78 | [8 empty] | Federally-Regulated Consumer Product | 03/08/2017 |  | 03/08/2017
York | Coleman | TG9S100C16MP11 | LPG | Induced Draft | False | False | 1 | False | Down | None | None | Condensing | Single-Stage | Multiple-Speed | 0.75 | Standard |  | 100000 | 97000 | 1706 | 819 | 96500 | 1156 | 95.5 | 78 | [8 empty] | Federally-Regulated Consumer Product | 03/08/2017 |  | 03/08/2017
York | York | TM8X080B12MP11 | LPG | Induced Draft | False | False | 1 | False | Up |  | None | Non-Condensing | Single-Stage |  | 0.5 | Premium |  | 80000 | 64000 |  |  | 78600 | 379 | 80 | 78 | [8 empty] | Federally-Regulated Consumer Product | 03/08/2017 |  | 03/08/2017
York | Fraser Johnston | TM8T100C20MP11 | Natural Gas | Induced Draft | False | False | 1 | False | Horizontal |  | None | Non-Condensing | Two-Stage Modulating |  | 1 | Standard |  | 100000 | 80000 |  |  | 97200 | 688 | 80 | 78 | [8 empty] | Federally-Regulated Consumer Product | 03/08/2017 |  | 03/08/2017
York | York | D6NQ030N05606NX | LPG | Induced Draft | False | True | 1 | False | Down |  | None | Non-Condensing | Single-Stage |  | 0.75 | Premium |  | 70000 | 56000 |  |  | 56700 | 764 | 80.5 | 78 | [8 empty] | Federally-Regulated Consumer Product | 03/08/2017 |  | 03/08/2017
York | Evcon | D7NX048D09006NX | Natural Gas | Induced Draft | False | True | 1 | False | Horizontal |  | None | Non-Condensing | Two-Stage Modulating |  | 1 | Premium |  | 108000 | 89000 |  |  | 94500 | 338 | 81 | 78 | [8 empty] | Federally-Regulated Consumer Product | 03/08/2017 |  | 03/08/2017
York | Fraser Johnston | D7NQ030N03606NX | LPG | Induced Draft | False | True | 1 | False | Down |  | None | Non-Condensing | Single-Stage |  | 0.75 | Premium |  | 45000 | 37000 |  |  | 38700 | 212 | 81 | 78 | [8 empty] | Federally-Regulated Consumer Product | 03/08/2017 |  | 03/08/2017
York | Johnson Controls | V33A[D,T]3******** | LPG | Induced Draft | False | True | 3 | False | Down |  | None | Non-Condensing | Step Modulating |  | 10 | Standard |  | 267000 | 213000 | [6 empty] | 80 | 80 | [6 empty] | Federally-Regulated Commercial & Industrial Equipment | 03/08/2017 |  | 03/08/2017
York | Luxaire | TG9S080B12MP11 | LPG | Induced Draft | False | False | 1 | False | Horizontal | None | None | Condensing | Single-Stage | Multiple-Speed | 0.5 | Standard |  | 80000 | 78000 | 1370 | 854 | 80600 | 920 | 95.5 | 78 | [8 empty] | Federally-Regulated Consumer Product | 03/08/2017 |  | 03/08/2017
York | Luxaire | D7NX048N06506NX | Natural Gas | Induced Draft | False | True | 1 | False | Down |  | None | Non-Condensing | Single-Stage |  | 1 | Premium |  | 80000 | 66000 |  |  | 77300 | 424 | 81 | 78 | [8 empty] | Federally-Regulated Consumer Product | 03/08/2017 |  | 03/08/2017
York | Coleman | ZS048*06*F**** | Natural Gas | Induced Draft | False | True | 1 | False | Horizontal |  | None | Non-Condensing | Single-Stage |  | 1.5 | Standard |  | 75000 | 60000 |  |  | 57700 | 396 | 80.9 | 78 | [8 empty] | Federally-Regulated Consumer Product | 03/08/2017 |  | 03/08/2017
York | York | ZR048*06*1**** | LPG | Induced Draft | False | True | 1 | False | Horizontal |  | None | Non-Condensing | Single-Stage |  | 1.5 | Standard |  | 75000 | 60000 |  |  | 57700 | 396 | 80.9 | 78 | [8 empty] | Federally-Regulated Consumer Product | 03/08/2017 |  | 03/08/2017
York | Evcon | D7NQ048D11006NX | LPG | Induced Draft | False | True | 1 | False | Down |  | None | Non-Condensing | Two-Stage Modulating |  | 1 | Premium |  | 135000 | 110000 |  |  | 112900 | 413 | 81 | 78 | [8 empty] | Federally-Regulated Consumer Product | 03/08/2017 |  | 03/08/2017
York | Coleman | TG8S120C16MP11 | LPG | Induced Draft | False | False | 1 | False | Down | None | None | Non-Condensing | Single-Stage | Multiple-Speed | 0.5 | Standard |  | 120000 | 96000 | 1600 | 1002 | 115100 | 1166 | 80 | 78 | [8 empty] | Federally-Regulated Consumer Product | 03/08/2017 |  | 03/08/2017
York | Evcon | D7HQ024D05606NX | Natural Gas | Induced Draft | False | True | 1 | False | Horizontal |  | None | Non-Condensing | Two-Stage Modulating |  | 0.5 | Premium |  | 70000 | 57000 |  |  | 56100 | 215 | 81 | 78 | [8 empty] | Federally-Regulated Consumer Product | 03/08/2017 |  | 03/08/2017
York | Fraser Johnston | ZS060*F0*F**** | Natural Gas | Induced Draft | False | True | 1 | False | Down |  | None | Non-Condensing | Single-Stage |  | 1.5 | Standard |  | 125000 | 100000 |  |  | 117500 | 510 | 80.3 | 78 | [8 empty] | Federally-Regulated Consumer Product | 03/08/2017 |  | 03/08/2017
York | Coleman | CP9C060B12MP12 | Natural Gas | Induced Draft | False | False | 1 | False | Horizontal |  | None | Condensing | Step Modulating |  | 0.5 | Premium |  | 60000 | 58000 |  |  | 48400 | 241 | 97.5 | 78 | [8 empty] | Federally-Regulated Consumer Product | 03/08/2017 |  | 03/08/2017
York | York | D7HQ048D11006NX | LPG | Induced Draft | False | True | 1 | False | Down |  | None | Non-Condensing | Two-Stage Modulating |  | 1 | Premium |  | 135000 | 110000 |  |  | 112900 | 413 | 81 | 78 | [8 empty] | Federally-Regulated Consumer Product | 03/08/2017 |  | 03/08/2017
York | Guardian | RGF19120DE20MP11 | LPG | Induced Draft | False | False | 1 | False | Horizontal |  | None | Condensing | Single-Stage |  | 0.75 | Premium |  | 120000 | 114000 |  |  | 114600 | 816 | 95.5 | 78 | [8 empty] | Federally-Regulated Consumer Product | 03/08/2017 |  | 03/08/2017
York | Evcon | D6NZ060D09006NX | Natural Gas | Induced Draft | False | True | 1 | False | Horizontal |  | None | Non-Condensing | Two-Stage Modulating |  | 1 | Premium |  | 108000 | 87000 |  |  | 94100 | 544 | 80 | 78 | [8 empty] | Federally-Regulated Consumer Product | 03/08/2017 |  | 03/08/2017
York | Fraser Johnston | TM9M060B12MP12 | LPG | Induced Draft | False | False | 1 | False | Up |  | None | Condensing | Step Modulating |  | 0.5 | Standard |  | 60000 | 58000 |  |  | 46700 | 716 | 97 | 78 | [8 empty] | Federally-Regulated Consumer Product | 03/08/2017 |  | 03/08/2017
York | Evcon | TMLT080C16MP11 | LPG | Induced Draft | False | False | 1 | False | Horizontal |  | None | Non-Condensing | Two-Stage Modulating |  | 0.5 | Standard |  | 80000 | 63000 |  |  | 77500 | 607 | 80 | 78 | [8 empty] | Federally-Regulated Consumer Product | 03/08/2017 |  | 03/08/2017
York | Evcon | TG9S080B12MP11 | Natural Gas | Induced Draft | False | False | 1 | False | Horizontal | None | None | Condensing | Single-Stage | Multiple-Speed | 0.5 | Standard |  | 80000 | 78000 | 1370 | 854 | 80600 | 920 | 95.5 | 78 | [8 empty] | Federally-Regulated Consumer Product | 03/08/2017 |  | 03/08/2017
York | Evcon | D7NX048N06506NX | LPG | Induced Draft | False | True | 1 | False | Horizontal |  | None | Non-Condensing | Single-Stage |  | 1 | Premium |  | 80000 | 66000 |  |  | 77300 | 424 | 81 | 78 | [8 empty] | Federally-Regulated Consumer Product | 03/08/2017 |  | 03/08/2017
York | Luxaire | D6NQ036N03606NX | Natural Gas | Induced Draft | False | True | 1 | False | Down |  | None | Non-Condensing | Single-Stage |  | 0.75 | Premium |  | 45000 | 36000 |  |  | 37300 | 590 | 80.4 | 78 | [8 empty] | Federally-Regulated Consumer Product | 03/08/2017 |  | 03/08/2017
York | Luxaire | TG8S100C20MP11 | LPG | Induced Draft | False | False | 1 | False | Down | None | None | Non-Condensing | Single-Stage | Multiple-Speed | 1 | Standard |  | 100000 | 80000 | 2478 | 1307 | 95100 | 1178 | 80 | 78 | [8 empty] | Federally-Regulated Consumer Product | 03/08/2017 |  | 03/08/2017
York | York | TGLS120C16MP11 | Natural Gas | Induced Draft | False | False | 1 | False | Up | None | None | Non-Condensing | Single-Stage | Multiple-Speed | 0.5 | Standard |  | 120000 | 96000 | 1600 | 1002 | 115100 | 1166 | 80 | 78 | [8 empty] | Federally-Regulated Consumer Product | 03/08/2017 |  | 03/08/2017
York | Luxaire | TG8S080C16MP11 | LPG | Induced Draft | False | False | 1 | False | Horizontal | None | None | Non-Condensing | Single-Stage | Multiple-Speed | 0.5 | Standard |  | 80000 | 64000 | 1602 | 1069 | 75100 | 1168 | 80 | 78 | [8 empty] | Federally-Regulated Consumer Product | 03/08/2017 |  | 03/08/2017
York | Evcon | TGLS120C16MP11 | Natural Gas | Induced Draft | False | False | 1 | False | Up | None | None | Non-Condensing | Single-Stage | Multiple-Speed | 0.5 | Standard |  | 120000 | 96000 | 1600 | 1002 | 115100 | 1166 | 80 | 78 | [8 empty] | Federally-Regulated Consumer Product | 03/08/2017 |  | 03/08/2017
York | Evcon | D7HQ060D09006NX | Natural Gas | Induced Draft | False | True | 1 | False | Down |  | None | Non-Condensing | Two-Stage Modulating |  | 1 | Premium |  | 108000 | 89000 |  |  | 94500 | 338 | 81 | 78 | [8 empty] | Federally-Regulated Consumer Product | 03/08/2017 |  | 03/08/2017
York | Coleman | TM8T100C20MP11 | Natural Gas | Induced Draft | False | False | 1 | False | Down |  | None | Non-Condensing | Two-Stage Modulating |  | 1 | Standard |  | 100000 | 80000 |  |  | 97200 | 688 | 80 | 78 | [8 empty] | Federally-Regulated Consumer Product | 03/08/2017 |  | 03/08/2017
York | Coleman | TM9X100C20MP11 | LPG | Induced Draft | False | False | 1 | False | Up | None | None | Condensing | Single-Stage | Multiple-Speed | 0.75 | Premium |  | 100000 | 95000 | 1989 | 660 | 97700 | 833 | 95.5 | 78 | [8 empty] | Federally-Regulated Consumer Product | 03/08/2017 |  | 03/08/2017
York | Evcon | D6NQ030N03606NX | Natural Gas | Induced Draft | False | True | 1 | False | Down |  | None | Non-Condensing | Single-Stage |  | 0.75 | Premium |  | 45000 | 36000 |  |  | 37900 | 468 | 80.5 | 78 | [8 empty] | Federally-Regulated Consumer Product | 03/08/2017 |  | 03/08/2017
York | Evcon | RGF19080BE12MP11 | Natural Gas | Induced Draft | False | False | 1 | False | Up |  | None | Condensing | Single-Stage |  | 0.5 | Premium |  | 80000 | 76000 |  |  | 65700 | 408 | 95.5 | 78 | [8 empty] | Federally-Regulated Consumer Product | 03/08/2017 |  | 03/08/2017
York | Coleman | G33B[N,S]3******** | LPG | Induced Draft | False | True | 3 | False | Horizontal |  | None | Non-Condensing | Single-Stage |  | 10 | Standard |  | 267000 | 213000 | [6 empty] | 80 | 80 | [6 empty] | Federally-Regulated Commercial & Industrial Equipment | 03/08/2017 |  | 03/08/2017
York | Luxaire | TG9S080B12MP11 | LPG | Induced Draft | False | False | 1 | False | Up | None | None | Condensing | Single-Stage | Multiple-Speed | 0.5 | Standard |  | 80000 | 78000 | 1370 | 854 | 80600 | 920 | 95.5 | 78 | [8 empty] | Federally-Regulated Consumer Product | 03/08/2017 |  | 03/08/2017
York | Fraser Johnston | TP9C100C20MP12 | Natural Gas | Induced Draft | False | False | 1 | False | Down |  | None | Condensing | Step Modulating |  | 1 | Premium |  | 100000 | 97000 |  |  | 96400 | 558 | 97.7 | 78 | [8 empty] | Federally-Regulated Consumer Product | 03/08/2017 |  | 03/08/2017
York | Fraser Johnston | D7NQ060N09006NX | LPG | Induced Draft | False | True | 1 | False | Horizontal |  | None | Non-Condensing | Single-Stage |  | 1 | Premium |  | 108000 | 88000 |  |  | 96900 | 467 | 81 | 78 | [8 empty] | Federally-Regulated Consumer Product | 03/08/2017 |  | 03/08/2017
York | Coleman | TGLS120C20MP11 | Natural Gas | Induced Draft | False | False | 1 | False | Down | None | None | Non-Condensing | Single-Stage | Multiple-Speed | 1 | Standard |  | 120000 | 96000 | 2338 | 1286 | 115200 | 1150 | 80 | 78 | [8 empty] | Federally-Regulated Consumer Product | 03/08/2017 |  | 03/08/2017
York | Evcon | TMLT080B12MP11 | Natural Gas | Induced Draft | False | False | 1 | False | Up |  | None | Non-Condensing | Two-Stage Modulating |  | 0.33 | Standard |  | 80000 | 63000 |  |  | 77700 | 568 | 80 | 78 | [8 empty] | Federally-Regulated Consumer Product | 03/08/2017 |  | 03/08/2017
York | York | TP9C100C16MP12 | LPG | Induced Draft | False | False | 1 | False | Horizontal |  | None | Condensing | Step Modulating |  | 0.75 | Premium |  | 100000 | 97000 |  |  | 96500 | 536 | 97.7 | 78 | [8 empty] | Federally-Regulated Consumer Product | 03/08/2017 |  | 03/08/2017
York | Evcon | RGF19060BP12MP11 | LPG | Induced Draft | False | False | 1 | False | Horizontal |  | None | Condensing | Single-Stage |  | 0.5 | Standard |  | 60000 | 58000 |  |  | 48100 | 650 | 95.5 | 78 | [8 empty] | Federally-Regulated Consumer Product | 03/08/2017 |  | 03/08/2017
York | Luxaire | TM9E100C20MP11 | LPG | Induced Draft | False | False | 1 | False | Down |  | None | Condensing | Single-Stage |  | 0.75 | Premium |  | 100000 | 96000 |  |  | 99800 | 410 | 95 | 78 | [8 empty] | Federally-Regulated Consumer Product | 03/08/2017 |  | 03/08/2017
York | Fraser Johnston | TG9S130D20MP11 | Natural Gas | Induced Draft | False | False | 1 | False | Down | None | None | Condensing | Single-Stage | Multiple-Speed | 1 | Standard |  | 130000 | 125000 | 2047 | 1198 | 112700 | 1305 | 95.5 | 78 | [8 empty] | Federally-Regulated Consumer Product | 03/08/2017 |  | 03/08/2017
York | Luxaire | D6NQ030N03606NX | LPG | Induced Draft | False | True | 1 | False | Horizontal |  | None | Non-Condensing | Single-Stage |  | 0.75 | Premium |  | 45000 | 36000 |  |  | 37900 | 468 | 80.5 | 78 | [8 empty] | Federally-Regulated Consumer Product | 03/08/2017 |  | 03/08/2017
York | Evcon | D7NQ030D05606NX | Natural Gas | Induced Draft | False | True | 1 | False | Horizontal |  | None | Non-Condensing | Two-Stage Modulating |  | 0.75 | Premium |  | 70000 | 57000 |  |  | 56100 | 216 | 81 | 78 | [8 empty] | Federally-Regulated Consumer Product | 03/08/2017 |  | 03/08/2017
York | Fraser Johnston | TM9E100C20MP11 | Natural Gas | Induced Draft | False | False | 1 | False | Horizontal |  | None | Condensing | Single-Stage |  | 0.75 | Premium |  | 100000 | 96000 |  |  | 99800 | 410 | 95 | 78 | [8 empty] | Federally-Regulated Consumer Product | 03/08/2017 |  | 03/08/2017
York | Evcon | TMLT060A12MP11 | Natural Gas | Induced Draft | False | False | 1 | False | Down |  | None | Non-Condensing | Two-Stage Modulating |  | 0.33 | Standard |  | 60000 | 47000 |  |  | 58100 | 450 | 80 | 78 | [8 empty] | Federally-Regulated Consumer Product | 03/08/2017 |  | 03/08/2017
York | Coleman | D6NZ030D05606NX | Natural Gas | Induced Draft | False | True | 1 | False | Down |  | None | Non-Condensing | Two-Stage Modulating |  | 0.75 | Premium |  | 70000 | 56000 |  |  | 55700 | 252 | 80 | 78 | [8 empty] | Federally-Regulated Consumer Product | 03/08/2017 |  | 03/08/2017
York | Fraser Johnston | D6NQ036N07206NX | Natural Gas | Induced Draft | False | True | 1 | False | Down |  | None | Non-Condensing | Single-Stage |  | 0.75 | Premium |  | 90000 | 72000 |  |  | 75500 | 1056 | 80.1 | 78 | [8 empty] | Federally-Regulated Consumer Product | 03/08/2017 |  | 03/08/2017
York | Coleman | TM9V120D20MP11 | Natural Gas | Induced Draft | False | False | 1 | False | Horizontal | None | None | Condensing | Two-Stage Modulating | Variable-Speed | 1 | Premium | 60 | 120000 | 115000 | 2006 | 718 | 109300 | 407 | 96 | 78 | [8 empty] | Federally-Regulated Consumer Product | 03/08/2017 |  | 03/08/2017
York | Evcon | TM8X060A12MP11 | Natural Gas | Induced Draft | False | False | 1 | False | Horizontal |  | None | Non-Condensing | Single-Stage |  | 0.5 | Premium |  | 60000 | 48000 |  |  | 59100 | 243 | 80 | 78 | [8 empty] | Federally-Regulated Consumer Product | 03/08/2017 |  | 03/08/2017
York | Fraser Johnston | D7NQ042D09006NX | Natural Gas | Induced Draft | False | True | 1 | False | Down |  | None | Non-Condensing | Two-Stage Modulating |  | 1 | Premium |  | 108000 | 89000 |  |  | 94500 | 338 | 81 | 78 | [8 empty] | Federally-Regulated Consumer Product | 03/08/2017 |  | 03/08/2017
York | Evcon | TM8X100C20MP11 | Natural Gas | Induced Draft | False | False | 1 | False | Down |  | None | Non-Condensing | Single-Stage |  | 0.75 | Premium |  | 100000 | 80000 |  |  | 97800 | 568 | 80 | 78 | [8 empty] | Federally-Regulated Consumer Product | 03/08/2017 |  | 03/08/2017
York | York | TP9C100C20MP12 | Natural Gas | Induced Draft | False | False | 1 | False | Horizontal |  | None | Condensing | Step Modulating |  | 1 | Premium |  | 100000 | 97000 |  |  | 96400 | 558 | 97.7 | 78 | [8 empty] | Federally-Regulated Consumer Product | 03/08/2017 |  | 03/08/2017
York | Evcon | RGF1L100CP20MP11 | Natural Gas | Induced Draft | False | False | 1 | False | Down |  | None | Non-Condensing | Single-Stage |  | 1 | Standard |  | 100000 | 80000 |  |  | 95100 | 1226 | 80 | 78 | [8 empty] | Federally-Regulated Consumer Product | 03/08/2017 |  | 03/08/2017
York | Fraser Johnston | TM9X080C16MP11 | Natural Gas | Induced Draft | False | False | 1 | False | Horizontal | None | None | Condensing | Single-Stage | Multiple-Speed | 0.5 | Premium |  | 80000 | 76000 | 1558 | 457 | 65200 | 513 | 95.5 | 78 | [8 empty] | Federally-Regulated Consumer Product | 03/08/2017 |  | 03/08/2017
York | Coleman | D6NZ060N06506NX | LPG | Induced Draft | False | True | 1 | False | Down |  | None | Non-Condensing | Single-Stage |  | 1 | Premium |  | 80000 | 64000 |  |  | 75500 | 910 | 80.7 | 78 | [8 empty] | Federally-Regulated Consumer Product | 03/08/2017 |  | 03/08/2017
York | Evcon | RGF1L060AE12MP11 | Natural Gas | Induced Draft | False | False | 1 | False | Horizontal |  | None | Non-Condensing | Single-Stage |  | 0.5 | Premium |  | 60000 | 48000 |  |  | 59100 | 243 | 80 | 78 | [8 empty] | Federally-Regulated Consumer Product | 03/08/2017 |  | 03/08/2017
York | Coleman | TG8S080C22MP11 | LPG | Induced Draft | False | False | 1 | False | Horizontal | None | None | Non-Condensing | Single-Stage | Multiple-Speed | 1 | Standard |  | 80000 | 64000 | 2448 | 1263 | 74800 | 1234 | 80 | 78 | [8 empty] | Federally-Regulated Consumer Product | 03/08/2017 |  | 03/08/2017
York | York | D6NZ030N05606NX | LPG | Induced Draft | False | True | 1 | False | Horizontal |  | None | Non-Condensing | Single-Stage |  | 0.75 | Premium |  | 70000 | 56000 |  |  | 56700 | 764 | 80.5 | 78 | [8 empty] | Federally-Regulated Consumer Product | 03/08/2017 |  | 03/08/2017
York | Evcon | TM9X040A10MP11 | LPG | Induced Draft | False | False | 1 | False | Down |  | None | Condensing | Single-Stage |  | 0.5 | Premium |  | 40000 | 38000 |  |  | 32700 | 256 | 95.5 | 78 | [8 empty] | Federally-Regulated Consumer Product | 03/08/2017 |  | 03/08/2017
York | Evcon | TM9V060B12MP11 | Natural Gas | Induced Draft | False | False | 1 | False | Down | None | None | Condensing | Two-Stage Modulating | Variable-Speed | 0.5 | Premium | 60 | 60000 | 58000 | 1343 | 456 | 47800 | 284 | 96 | 78 | [8 empty] | Federally-Regulated Consumer Product | 03/08/2017 |  | 03/08/2017
York | Coleman | TM8T060A12MP11 | Natural Gas | Induced Draft | False | False | 1 | False | Horizontal |  | None | Non-Condensing | Two-Stage Modulating |  | 0.33 | Standard |  | 60000 | 47000 |  |  | 58100 | 450 | 80 | 78 | [8 empty] | Federally-Regulated Consumer Product | 03/08/2017 |  | 03/08/2017
York | York | TM9X080B12MP11 | Natural Gas | Induced Draft | False | False | 1 | False | Horizontal | None | None | Condensing | Single-Stage | Multiple-Speed | 0.5 | Premium |  | 80000 | 76000 | 1221 | 403 | 65700 | 408 | 95.5 | 78 | [8 empty] | Federally-Regulated Consumer Product | 03/08/2017 |  | 03/08/2017
York | York | TM8T060A12MP11 | Natural Gas | Induced Draft | False | False | 1 | False | Up |  | None | Non-Condensing | Two-Stage Modulating |  | 0.33 | Standard |  | 60000 | 47000 |  |  | 58100 | 450 | 80 | 78 | [8 empty] | Federally-Regulated Consumer Product | 03/08/2017 |  | 03/08/2017
York | Luxaire | TP9C120D20MP12 | LPG | Induced Draft | False | False | 1 | False | Down |  | None | Condensing | Step Modulating |  | 1 | Premium |  | 120000 | 116000 |  |  | 112400 | 597 | 98 | 78 | [8 empty] | Federally-Regulated Consumer Product | 03/08/2017 |  | 03/08/2017
York | York | TMLX080B12MP11 | Natural Gas | Induced Draft | False | False | 1 | False | Up |  | None | Non-Condensing | Single-Stage |  | 0.5 | Premium |  | 80000 | 64000 |  |  | 78600 | 379 | 80 | 78 | [8 empty] | Federally-Regulated Consumer Product | 03/08/2017 |  | 03/08/2017
York | Guardian | RGF19120DE20MP12 | Natural Gas | Induced Draft | False | False | 1 | False | Up |  | None | Condensing | Single-Stage |  | 0.75 | Premium |  | 120000 | 114000 |  |  | 115900 | 624 | 95 | 78 | [8 empty] | Federally-Regulated Consumer Product | 03/08/2017 |  | 03/08/2017
York | Fraser Johnston | TG9S040A08MP11 | Natural Gas | Induced Draft | False | False | 1 | False | Horizontal | None | None | Condensing | Single-Stage | Multiple-Speed | 0.5 | Standard |  | 40000 | 39000 | 950 | 581 | 31900 | 458 | 95.5 | 78 | [8 empty] | Federally-Regulated Consumer Product | 03/08/2017 |  | 03/08/2017
York | Fraser Johnston | TM8V060A12MP11 | LPG | Induced Draft | False | False | 1 | False | Up |  | None | Non-Condensing | Two-Stage Modulating |  | 0.5 | Premium |  | 60000 | 47000 |  |  | 57000 | 259 | 80 | 78 | [8 empty] | Federally-Regulated Consumer Product | 03/08/2017 |  | 03/08/2017
York | Evcon | TM9E100C16MP11 | Natural Gas | Induced Draft | False | False | 1 | False | Up |  | None | Condensing | Single-Stage |  | 0.5 | Premium |  | 100000 | 96000 |  |  | 99600 | 463 | 95 | 78 | [8 empty] | Federally-Regulated Consumer Product | 03/08/2017 |  | 03/08/2017
York | Fraser Johnston | TP9C100C16MP12 | Natural Gas | Induced Draft | False | False | 1 | False | Horizontal |  | None | Condensing | Step Modulating |  | 0.75 | Premium |  | 100000 | 97000 |  |  | 96500 | 536 | 97.7 | 78 | [8 empty] | Federally-Regulated Consumer Product | 03/08/2017 |  | 03/08/2017
York | Evcon | TM9T100C16MP11 | Natural Gas | Induced Draft | False | False | 1 | False | Horizontal | None | None | Condensing | Two-Stage Modulating | Multiple-Speed | 0.75 | Standard |  | 100000 | 96000 | 1706 | 819 | 97000 | 874 | 96 | 78 | [8 empty] | Federally-Regulated Consumer Product | 03/08/2017 |  | 03/08/2017
York | Coleman | TG9S100C16MP11 | LPG | Induced Draft | False | False | 1 | False | Up | None | None | Condensing | Single-Stage | Multiple-Speed | 0.75 | Standard |  | 100000 | 97000 | 1706 | 819 | 96500 | 1156 | 95.5 | 78 | [8 empty] | Federally-Regulated Consumer Product | 03/08/2017 |  | 03/08/2017
York | Evcon | TPLC080B12MP12 | LPG | Induced Draft | False | False | 1 | False | Horizontal |  | None | Non-Condensing | Step Modulating |  | 0.5 | Premium |  | 80000 | 62000 |  |  | 77900 | 235 | 80 | 78 | [8 empty] | Federally-Regulated Consumer Product | 03/08/2017 |  | 03/08/2017
York | Fraser Johnston | D7NQ042D09006NX | LPG | Induced Draft | False | True | 1 | False | Down |  | None | Non-Condensing | Two-Stage Modulating |  | 1 | Premium |  | 108000 | 89000 |  |  | 94500 | 338 | 81 | 78 | [8 empty] | Federally-Regulated Consumer Product | 03/08/2017 |  | 03/08/2017
York | York | TMLX060A12MP11 | LPG | Induced Draft | False | False | 1 | False | Up |  | None | Non-Condensing | Single-Stage |  | 0.5 | Premium |  | 60000 | 48000 |  |  | 59100 | 243 | 80 | 78 | [8 empty] | Federally-Regulated Consumer Product | 03/08/2017 |  | 03/08/2017
York | Coleman | D6NQ030N05606NX | Natural Gas | Induced Draft | False | True | 1 | False | Horizontal |  | None | Non-Condensing | Single-Stage |  | 0.75 | Premium |  | 70000 | 56000 |  |  | 56700 | 764 | 80.5 | 78 | [8 empty] | Federally-Regulated Consumer Product | 03/08/2017 |  | 03/08/2017
York | Evcon | D6NZ036N05606NX | LPG | Induced Draft | False | True | 1 | False | Down |  | None | Non-Condensing | Single-Stage |  | 0.75 | Premium |  | 70000 | 56000 |  |  | 56200 | 876 | 80.2 | 78 | [8 empty] | Federally-Regulated Consumer Product | 03/08/2017 |  | 03/08/2017
York | Evcon | TGLS100C16MP11 | LPG | Induced Draft | False | False | 1 | False | Up | None | None | Non-Condensing | Single-Stage | Multiple-Speed | 0.5 | Standard |  | 100000 | 80000 | 1820 | 1012 | 96100 | 930 | 80 | 78 | [8 empty] | Federally-Regulated Consumer Product | 03/08/2017 |  | 03/08/2017
York | Fraser Johnston | D6NX048D11006NX | LPG | Induced Draft | False | True | 1 | False | Down |  | None | Non-Condensing | Two-Stage Modulating |  | 1 | Premium |  | 135000 | 108000 |  |  | 114400 | 262 | 80 | 78 | [8 empty] | Federally-Regulated Consumer Product | 03/08/2017 |  | 03/08/2017
York | Evcon | TM9E080B12MP11 | LPG | Induced Draft | False | False | 1 | False | Up |  | None | Condensing | Single-Stage |  | 0.5 | Premium |  | 80000 | 77000 |  |  | 83000 | 382 | 95 | 78 | [8 empty] | Federally-Regulated Consumer Product | 03/08/2017 |  | 03/08/2017
York | Luxaire | TG9S130D20MP11 | Natural Gas | Induced Draft | False | False | 1 | False | Down | None | None | Condensing | Single-Stage | Multiple-Speed | 1 | Standard |  | 130000 | 125000 | 2047 | 1198 | 112700 | 1305 | 95.5 | 78 | [8 empty] | Federally-Regulated Consumer Product | 03/08/2017 |  | 03/08/2017
York | York | TPLC080C16MP12 | Natural Gas | Induced Draft | False | False | 1 | False | Up |  | None | Non-Condensing | Step Modulating |  | 0.75 | Premium |  | 80000 | 62000 |  |  | 77700 | 199 | 80 | 78 | [8 empty] | Federally-Regulated Consumer Product | 03/08/2017 |  | 03/08/2017
York | Evcon | TMLX100C16MP11 | Natural Gas | Induced Draft | False | False | 1 | False | Up |  | None | Non-Condensing | Single-Stage |  | 0.5 | Premium |  | 100000 | 80000 |  |  | 98400 | 431 | 80 | 78 | [8 empty] | Federally-Regulated Consumer Product | 03/08/2017 |  | 03/08/2017
York | Evcon | D7NQ036N05606NX | Natural Gas | Induced Draft | False | True | 1 | False | Horizontal |  | None | Non-Condensing | Single-Stage |  | 0.75 | Premium |  | 70000 | 57000 |  |  | 57700 | 375 | 81 | 78 | [8 empty] | Federally-Regulated Consumer Product | 03/08/2017 |  | 03/08/2017
York | Guardian | RGF19080CP16MP11 | Natural Gas | Induced Draft | False | False | 1 | False | Up |  | None | Condensing | Single-Stage |  | 0.75 | Standard |  | 80000 | 78000 |  |  | 80500 | 968 | 95.5 | 78 | [8 empty] | Federally-Regulated Consumer Product | 03/08/2017 |  | 03/08/2017
York | Coleman | ZK048*06*F**** | Natural Gas | Induced Draft | False | True | 1 | False | Horizontal |  | None | Non-Condensing | Single-Stage |  | 1.5 | Standard |  | 75000 | 60000 |  |  | 57700 | 396 | 80.9 | 78 | [8 empty] | Federally-Regulated Consumer Product | 03/08/2017 |  | 03/08/2017
York | Coleman | D7HQ036D05606NX | Natural Gas | Induced Draft | False | True | 1 | False | Down |  | None | Non-Condensing | Two-Stage Modulating |  | 0.75 | Premium |  | 70000 | 58000 |  |  | 54800 | 320 | 81 | 78 | [8 empty] | Federally-Regulated Consumer Product | 03/08/2017 |  | 03/08/2017
York | Evcon | D7NQ042N06506NX | LPG | Induced Draft | False | True | 1 | False | Horizontal |  | None | Non-Condensing | Single-Stage |  | 1 | Premium |  | 80000 | 66000 |  |  | 77300 | 424 | 81 | 78 | [8 empty] | Federally-Regulated Consumer Product | 03/08/2017 |  | 03/08/2017
York | Evcon | TG8S060A12MP11 | Natural Gas | Induced Draft | False | False | 1 | False | Up | None | None | Non-Condensing | Single-Stage | Multiple-Speed | 0.33 | Standard |  | 60000 | 48000 | 1275 | 711 | 57400 | 623 | 80 | 78 | [8 empty] | Federally-Regulated Consumer Product | 03/08/2017 |  | 03/08/2017
York | Fraser Johnston | TP9C120D20MP12 | LPG | Induced Draft | False | False | 1 | False | Up |  | None | Condensing | Step Modulating |  | 1 | Premium |  | 120000 | 116000 |  |  | 112400 | 597 | 98 | 78 | [8 empty] | Federally-Regulated Consumer Product | 03/08/2017 |  | 03/08/2017
York | Coleman | TMLX120C20MP11 | Natural Gas | Induced Draft | False | False | 1 | False | Horizontal |  | None | Non-Condensing | Single-Stage |  | 0.75 | Premium |  | 120000 | 96000 |  |  | 117500 | 635 | 80 | 78 | [8 empty] | Federally-Regulated Consumer Product | 03/08/2017 |  | 03/08/2017
York | York | TPLC080B12MP12 | LPG | Induced Draft | False | False | 1 | False | Down |  | None | Non-Condensing | Step Modulating |  | 0.5 | Premium |  | 80000 | 62000 |  |  | 77900 | 235 | 80 | 78 | [8 empty] | Federally-Regulated Consumer Product | 03/08/2017 |  | 03/08/2017
York | York | D7NQ042D09006NX | LPG | Induced Draft | False | True | 1 | False | Down |  | None | Non-Condensing | Two-Stage Modulating |  | 1 | Premium |  | 108000 | 89000 |  |  | 94500 | 338 | 81 | 78 | [8 empty] | Federally-Regulated Consumer Product | 03/08/2017 |  | 03/08/2017
York | Coleman | TM9V060B12MP11 | Natural Gas | Induced Draft | False | False | 1 | False | Up | None | None | Condensing | Two-Stage Modulating | Variable-Speed | 0.5 | Premium | 60 | 60000 | 58000 | 1343 | 456 | 47800 | 284 | 96 | 78 | [8 empty] | Federally-Regulated Consumer Product | 03/08/2017 |  | 03/08/2017
York | Luxaire | TM9V040A10MP11 | LPG | Induced Draft | False | False | 1 | False | Up |  | None | Condensing | Two-Stage Modulating |  | 0.5 | Premium |  | 40000 | 38000 |  |  | 30800 | 180 | 96 | 78 | [8 empty] | Federally-Regulated Consumer Product | 03/08/2017 |  | 03/08/2017
York | Evcon | D6NZ024D05606NX | LPG | Induced Draft | False | True | 1 | False | Horizontal |  | None | Non-Condensing | Two-Stage Modulating |  | 0.5 | Premium |  | 70000 | 56000 |  |  | 57600 | 151 | 80 | 78 | [8 empty] | Federally-Regulated Consumer Product | 03/08/2017 |  | 03/08/2017
York | York | TG8S080C16MP11 | Natural Gas | Induced Draft | False | False | 1 | False | Up | None | None | Non-Condensing | Single-Stage | Multiple-Speed | 0.5 | Standard |  | 80000 | 64000 | 1602 | 1069 | 75100 | 1168 | 80 | 78 | [8 empty] | Federally-Regulated Consumer Product | 03/08/2017 |  | 03/08/2017
York | Luxaire | TMLV100C20MP11 | LPG | Induced Draft | False | False | 1 | False | Down |  | None | Non-Condensing | Two-Stage Modulating |  | 1 | Premium |  | 100000 | 80000 |  |  | 95200 | 380 | 80 | 78 | [8 empty] | Federally-Regulated Consumer Product | 03/08/2017 |  | 03/08/2017
York | Evcon | TM9E120D20MP11 | LPG | Induced Draft | False | False | 1 | False | Down |  | None | Condensing | Single-Stage |  | 0.75 | Premium |  | 120000 | 114000 |  |  | 115900 | 624 | 95 | 78 | [8 empty] | Federally-Regulated Consumer Product | 03/08/2017 |  | 03/08/2017
York | Coleman | TG8S080B12MP11 | Natural Gas | Induced Draft | False | False | 1 | False | Horizontal | None | None | Non-Condensing | Single-Stage | Multiple-Speed | 0.33 | Standard |  | 80000 | 64000 | 1195 | 620 | 76700 | 793 | 80 | 78 | [8 empty] | Federally-Regulated Consumer Product | 03/08/2017 |  | 03/08/2017
York | Fraser Johnston | D6NQ036N05606NX | LPG | Induced Draft | False | True | 1 | False | Down |  | None | Non-Condensing | Single-Stage |  | 0.75 | Premium |  | 70000 | 56000 |  |  | 56200 | 876 | 80.2 | 78 | [8 empty] | Federally-Regulated Consumer Product | 03/08/2017 |  | 03/08/2017
York | Coleman | D6NQ048D11006NX | Natural Gas | Induced Draft | False | True | 1 | False | Horizontal |  | None | Non-Condensing | Two-Stage Modulating |  | 1 | Premium |  | 135000 | 108000 |  |  | 114400 | 300 | 80 | 78 | [8 empty] | Federally-Regulated Consumer Product | 03/08/2017 |  | 03/08/2017
York | Luxaire | D7NX024N03606NX | Natural Gas | Induced Draft | False | True | 1 | False | Down |  | None | Non-Condensing | Single-Stage |  | 0.5 | Premium |  | 45000 | 37000 |  |  | 38700 | 201 | 81 | 78 | [8 empty] | Federally-Regulated Consumer Product | 03/08/2017 |  | 03/08/2017
York | Evcon | TGLS080B12MP11 | LPG | Induced Draft | False | False | 1 | False | Up | None | None | Non-Condensing | Single-Stage | Multiple-Speed | 0.33 | Standard |  | 80000 | 64000 | 1195 | 620 | 76700 | 793 | 80 | 78 | [8 empty] | Federally-Regulated Consumer Product | 03/08/2017 |  | 03/08/2017
York | Coleman | D6NZ036N05606NX | Natural Gas | Induced Draft | False | True | 1 | False | Horizontal |  | None | Non-Condensing | Single-Stage |  | 0.75 | Premium |  | 70000 | 56000 |  |  | 56200 | 876 | 80.2 | 78 | [8 empty] | Federally-Regulated Consumer Product | 03/08/2017 |  | 03/08/2017
York | Guardian | GGLS120C20MP11 | LPG | Induced Draft | False | False | 1 | False | Down | None | None | Non-Condensing | Single-Stage | Multiple-Speed | 1 | Standard |  | 120000 | 96000 | 2338 | 1286 | 115200 | 1150 | 80 | 78 | [8 empty] | Federally-Regulated Consumer Product | 03/08/2017 |  | 03/08/2017
York | York | TGLS080B12MP11 | LPG | Induced Draft | False | False | 1 | False | Up | None | None | Non-Condensing | Single-Stage | Multiple-Speed | 0.33 | Standard |  | 80000 | 64000 | 1195 | 620 | 76700 | 793 | 80 | 78 | [8 empty] | Federally-Regulated Consumer Product | 03/08/2017 |  | 03/08/2017
York | Coleman | TPLC080C16MP12 | Natural Gas | Induced Draft | False | False | 1 | False | Horizontal |  | None | Non-Condensing | Step Modulating |  | 0.75 | Premium |  | 80000 | 62000 |  |  | 77700 | 199 | 80 | 78 | [8 empty] | Federally-Regulated Consumer Product | 03/08/2017 |  | 03/08/2017
York | Luxaire | TMLX080B12MP11 | Natural Gas | Induced Draft | False | False | 1 | False | Up |  | None | Non-Condensing | Single-Stage |  | 0.5 | Premium |  | 80000 | 64000 |  |  | 78600 | 379 | 80 | 78 | [8 empty] | Federally-Regulated Consumer Product | 03/08/2017 |  | 03/08/2017
York | Evcon | TM8T100C16MP11 | Natural Gas | Induced Draft | False | False | 1 | False | Horizontal |  | None | Non-Condensing | Two-Stage Modulating |  | 0.5 | Standard |  | 100000 | 80000 |  |  | 96500 | 850 | 80 | 78 | [8 empty] | Federally-Regulated Consumer Product | 03/08/2017 |  | 03/08/2017
York | Coleman | TM9V080C16MP11 | LPG | Induced Draft | False | False | 1 | False | Down | None | None | Condensing | Two-Stage Modulating | Variable-Speed | 0.75 | Premium | 60 | 80000 | 77000 | 1787 | 544 | 79000 | 273 | 96 | 78 | [8 empty] | Federally-Regulated Consumer Product | 03/08/2017 |  | 03/08/2017
York | York | TM8V100C16MP11 | Natural Gas | Induced Draft | False | False | 1 | False | Horizontal |  | None | Non-Condensing | Two-Stage Modulating |  | 0.75 | Premium |  | 100000 | 80000 |  |  | 94700 | 368 | 80 | 78 | [8 empty] | Federally-Regulated Consumer Product | 03/08/2017 |  | 03/08/2017
York | Guardian | GG8S120C20MP11 | Natural Gas | Induced Draft | False | False | 1 | False | Up | None | None | Non-Condensing | Single-Stage | Multiple-Speed | 1 | Standard |  | 120000 | 96000 | 2338 | 1286 | 115200 | 1150 | 80 | 78 | [8 empty] | Federally-Regulated Consumer Product | 03/08/2017 |  | 03/08/2017
York | Coleman | D6NQ060D09006NX | LPG | Induced Draft | False | True | 1 | False | Down |  | None | Non-Condensing | Two-Stage Modulating |  | 1 | Premium |  | 108000 | 87000 |  |  | 94100 | 287 | 80 | 78 | [8 empty] | Federally-Regulated Consumer Product | 03/08/2017 |  | 03/08/2017
York | Guardian | GG8S100B12MP11 | Natural Gas | Induced Draft | False | False | 1 | False | Horizontal | None | None | Non-Condensing | Single-Stage | Multiple-Speed | 0.33 | Standard |  | 100000 | 80000 | 1223 | 614 | 96100 | 935 | 80 | 78 | [8 empty] | Federally-Regulated Consumer Product | 03/08/2017 |  | 03/08/2017
York | Johnson Controls | V33D[D,T]3******** | LPG | Induced Draft | False | True | 3 | False | Down |  | None | Non-Condensing | Step Modulating |  | 10 | Standard |  | 267000 | 213000 | [6 empty] | 80 | 80 | [6 empty] | Federally-Regulated Commercial & Industrial Equipment | 03/08/2017 |  | 03/08/2017
York | York | Z33B[D,T]5******** | Natural Gas | Induced Draft | False | True | 3 | False | Down |  | None | Non-Condensing | Step Modulating |  | 10 | Standard |  | 533000 | 426000 | [6 empty] | 80 | 80 | [6 empty] | Federally-Regulated Commercial & Industrial Equipment | 03/08/2017 |  | 03/08/2017
York | York | ZF036*08*1**** | Natural Gas | Induced Draft | False | True | 1 | False | Horizontal |  | None | Non-Condensing | Single-Stage |  | 1.5 | Standard |  | 100000 | 80000 |  |  | 93400 | 1438 | 80.5 | 78 | [8 empty] | Federally-Regulated Consumer Product | 03/08/2017 |  | 03/08/2017
York | Coleman | D6NZ024D05606NX | Natural Gas | Induced Draft | False | True | 1 | False | Down |  | None | Non-Condensing | Two-Stage Modulating |  | 0.5 | Premium |  | 70000 | 56000 |  |  | 57600 | 151 | 80 | 78 | [8 empty] | Federally-Regulated Consumer Product | 03/08/2017 |  | 03/08/2017
York | York | TM9X060B12MP11 | LPG | Induced Draft | False | False | 1 | False | Horizontal | None | None | Condensing | Single-Stage | Multiple-Speed | 0.5 | Premium |  | 60000 | 57000 | 1197 | 398 | 49000 | 394 | 95.5 | 78 | [8 empty] | Federally-Regulated Consumer Product | 03/08/2017 |  | 03/08/2017
York | Evcon | TM8T080C16MP11 | Natural Gas | Induced Draft | False | False | 1 | False | Horizontal |  | None | Non-Condensing | Two-Stage Modulating |  | 0.5 | Standard |  | 80000 | 63000 |  |  | 77500 | 607 | 80 | 78 | [8 empty] | Federally-Regulated Consumer Product | 03/08/2017 |  | 03/08/2017
York | Luxaire | ZS036*08*F**** | LPG | Induced Draft | False | True | 1 | False | Down |  | None | Non-Condensing | Single-Stage |  | 1.5 | Standard |  | 100000 | 80000 |  |  | 93400 | 1438 | 80.5 | 78 | [8 empty] | Federally-Regulated Consumer Product | 03/08/2017 |  | 03/08/2017
York | Luxaire | ZK036*04*F**** | Natural Gas | Induced Draft | False | True | 1 | False | Down |  | None | Non-Condensing | Single-Stage |  | 1.5 | Standard |  | 50000 | 40000 |  |  | 38000 | 371 | 80.9 | 78 | [8 empty] | Federally-Regulated Consumer Product | 03/08/2017 |  | 03/08/2017
York | Fraser Johnston | TGLS100C16MP11 | Natural Gas | Induced Draft | False | False | 1 | False | Down | None | None | Non-Condensing | Single-Stage | Multiple-Speed | 0.5 | Standard |  | 100000 | 80000 | 1820 | 1012 | 96100 | 930 | 80 | 78 | [8 empty] | Federally-Regulated Consumer Product | 03/08/2017 |  | 03/08/2017
York | Coleman | TM9V080B12MP11 | Natural Gas | Induced Draft | False | False | 1 | False | Down | None | None | Condensing | Two-Stage Modulating | Variable-Speed | 0.5 | Premium | 60 | 80000 | 77000 | 1320 | 529 | 79500 | 339 | 96 | 78 | [8 empty] | Federally-Regulated Consumer Product | 03/08/2017 |  | 03/08/2017
York | Coleman | ZK048*10*F**** | LPG | Induced Draft | False | True | 1 | False | Horizontal |  | None | Non-Condensing | Single-Stage |  | 1.5 | Standard |  | 125000 | 100000 |  |  | 117500 | 510 | 80.3 | 78 | [8 empty] | Federally-Regulated Consumer Product | 03/08/2017 |  | 03/08/2017
York | York | D7NQ042N06506NX | Natural Gas | Induced Draft | False | True | 1 | False | Horizontal |  | None | Non-Condensing | Single-Stage |  | 1 | Premium |  | 80000 | 66000 |  |  | 77300 | 424 | 81 | 78 | [8 empty] | Federally-Regulated Consumer Product | 03/08/2017 |  | 03/08/2017
York | York | D6NZ048D11006NX | Natural Gas | Induced Draft | False | True | 1 | False | Horizontal |  | None | Non-Condensing | Two-Stage Modulating |  | 1 | Premium |  | 135000 | 108000 |  |  | 114400 | 262 | 80 | 78 | [8 empty] | Federally-Regulated Consumer Product | 03/08/2017 |  | 03/08/2017
York | Coleman | TM9E120D20MP11 | Natural Gas | Induced Draft | False | False | 1 | False | Down |  | None | Condensing | Single-Stage |  | 0.75 | Premium |  | 120000 | 114000 |  |  | 115900 | 624 | 95 | 78 | [8 empty] | Federally-Regulated Consumer Product | 03/08/2017 |  | 03/08/2017
York | York | MG9S100C20MP11 | Natural Gas | Induced Draft | False | False | 1 | True | Down |  | None | Condensing | Single-Stage |  | 1 | Standard |  | 100000 | 97000 |  |  | 96600 | 1161 | 95.5 | 75 | [8 empty] | Federally-Regulated Consumer Product | 03/08/2017 |  | 03/08/2017
York | Johnson Controls | H33E[D,T]5******** | LPG | Induced Draft | False | True | 3 | False | Down |  | None | Non-Condensing | Step Modulating |  | 10 | Standard |  | 533000 | 426000 | [6 empty] | 80 | 80 | [6 empty] | Federally-Regulated Commercial & Industrial Equipment | 03/08/2017 |  | 03/08/2017
York | Luxaire | D6NZ048D09006NX | LPG | Induced Draft | False | True | 1 | False | Down |  | None | Non-Condensing | Two-Stage Modulating |  | 1 | Premium |  | 108000 | 87000 |  |  | 94100 | 544 | 80 | 78 | [8 empty] | Federally-Regulated Consumer Product | 03/08/2017 |  | 03/08/2017
York | Luxaire | TG8S060A10MP11 | Natural Gas | Induced Draft | False | False | 1 | False | Up | None | None | Non-Condensing | Single-Stage | Multiple-Speed | 0.33 | Standard |  | 60000 | 48000 | 1004 | 708 | 57700 | 553 | 80 | 78 | [8 empty] | Federally-Regulated Consumer Product | 03/08/2017 |  | 03/08/2017
York | Coleman | D6NZ048N06506NX | LPG | Induced Draft | False | True | 1 | False | Horizontal |  | None | Non-Condensing | Single-Stage |  | 1 | Premium |  | 80000 | 64000 |  |  | 73900 | 1250 | 80.8 | 78 | [8 empty] | Federally-Regulated Consumer Product | 03/08/2017 |  | 03/08/2017
York | Coleman | X33B[D,T]5******** | Natural Gas | Induced Draft | False | True | 3 | False | Horizontal |  | None | Non-Condensing | Step Modulating |  | 10 | Standard |  | 533000 | 426000 | [6 empty] | 80 | 80 | [6 empty] | Federally-Regulated Commercial & Industrial Equipment | 03/08/2017 |  | 03/08/2017
York | Evcon | TG8S080B12MP11 | Natural Gas | Induced Draft | False | False | 1 | False | Horizontal | None | None | Non-Condensing | Single-Stage | Multiple-Speed | 0.33 | Standard |  | 80000 | 64000 | 1195 | 620 | 76700 | 793 | 80 | 78 | [8 empty] | Federally-Regulated Consumer Product | 03/08/2017 |  | 03/08/2017
York | Coleman | TM9V040A10MP11 | LPG | Induced Draft | False | False | 1 | False | Down |  | None | Condensing | Two-Stage Modulating |  | 0.5 | Premium |  | 40000 | 38000 |  |  | 30800 | 180 | 96 | 78 | [8 empty] | Federally-Regulated Consumer Product | 03/08/2017 |  | 03/08/2017
York | Evcon | TGLS100C20MP11 | Natural Gas | Induced Draft | False | False | 1 | False | Down | None | None | Non-Condensing | Single-Stage | Multiple-Speed | 1 | Standard |  | 100000 | 80000 | 2478 | 1307 | 95100 | 1178 | 80 | 78 | [8 empty] | Federally-Regulated Consumer Product | 03/08/2017 |  | 03/08/2017
York | Evcon | TGLS120C16MP11 | LPG | Induced Draft | False | False | 1 | False | Horizontal | None | None | Non-Condensing | Single-Stage | Multiple-Speed | 0.5 | Standard |  | 120000 | 96000 | 1600 | 1002 | 115100 | 1166 | 80 | 78 | [8 empty] | Federally-Regulated Consumer Product | 03/08/2017 |  | 03/08/2017
York | Luxaire | TM9E100C16MP11 | LPG | Induced Draft | False | False | 1 | False | Horizontal |  | None | Condensing | Single-Stage |  | 0.5 | Premium |  | 100000 | 96000 |  |  | 99600 | 463 | 95 | 78 | [8 empty] | Federally-Regulated Consumer Product | 03/08/2017 |  | 03/08/2017
York | Guardian | GGLS040A08MP11 | LPG | Induced Draft | False | False | 1 | False | Horizontal | None | None | Non-Condensing | Single-Stage | Multiple-Speed | 0.2 | Standard |  | 40000 | 32000 | 717 | 489 | 38300 | 473 | 80 | 78 | [8 empty] | Federally-Regulated Consumer Product | 03/08/2017 |  | 03/08/2017
York | Coleman | TM9V040A10MP11 | Natural Gas | Induced Draft | False | False | 1 | False | Down |  | None | Condensing | Two-Stage Modulating |  | 0.5 | Premium |  | 40000 | 38000 |  |  | 30800 | 180 | 96 | 78 | [8 empty] | Federally-Regulated Consumer Product | 03/08/2017 |  | 03/08/2017
York | Coleman | TG8S100C16MP11 | Natural Gas | Induced Draft | False | False | 1 | False | Down | None | None | Non-Condensing | Single-Stage | Multiple-Speed | 0.5 | Standard |  | 100000 | 80000 | 1820 | 1012 | 96100 | 930 | 80 | 78 | [8 empty] | Federally-Regulated Consumer Product | 03/08/2017 |  | 03/08/2017
York | Johnson Controls | H33B[N,S]3******** | Natural Gas | Induced Draft | False | True | 3 | False | Horizontal |  | None | Non-Condensing | Single-Stage |  | 10 | Standard |  | 267000 | 213000 | [6 empty] | 80 | 80 | [6 empty] | Federally-Regulated Commercial & Industrial Equipment | 03/08/2017 |  | 03/08/2017
York | York | D6NZ060D09006NX | LPG | Induced Draft | False | True | 1 | False | Horizontal |  | None | Non-Condensing | Two-Stage Modulating |  | 1 | Premium |  | 108000 | 87000 |  |  | 94100 | 544 | 80 | 78 | [8 empty] | Federally-Regulated Consumer Product | 03/08/2017 |  | 03/08/2017
York | York | TG8S130D20MP11 | Natural Gas | Induced Draft | False | False | 1 | False | Up | None | None | Non-Condensing | Single-Stage | Multiple-Speed | 1 | Standard |  | 130000 | 104000 | 2399 | 1324 | 114700 | 1265 | 80 | 78 | [8 empty] | Federally-Regulated Consumer Product | 03/08/2017 |  | 03/08/2017
York | York | D7HQ048D11006NX | Natural Gas | Induced Draft | False | True | 1 | False | Horizontal |  | None | Non-Condensing | Two-Stage Modulating |  | 1 | Premium |  | 135000 | 110000 |  |  | 112900 | 413 | 81 | 78 | [8 empty] | Federally-Regulated Consumer Product | 03/08/2017 |  | 03/08/2017
York | Luxaire | TG8S060A10MP11 | Natural Gas | Induced Draft | False | False | 1 | False | Horizontal | None | None | Non-Condensing | Single-Stage | Multiple-Speed | 0.33 | Standard |  | 60000 | 48000 | 1004 | 708 | 57700 | 553 | 80 | 78 | [8 empty] | Federally-Regulated Consumer Product | 03/08/2017 |  | 03/08/2017
York | Luxaire | TMLT100C20MP11 | Natural Gas | Induced Draft | False | False | 1 | False | Horizontal |  | None | Non-Condensing | Two-Stage Modulating |  | 1 | Standard |  | 100000 | 80000 |  |  | 97200 | 688 | 80 | 78 | [8 empty] | Federally-Regulated Consumer Product | 03/08/2017 |  | 03/08/2017
York | Coleman | TPLC100C20MP12 | Natural Gas | Induced Draft | False | False | 1 | False | Horizontal |  | None | Non-Condensing | Step Modulating |  | 1 | Premium |  | 100000 | 78000 |  |  | 97500 | 238 | 80 | 78 | [8 empty] | Federally-Regulated Consumer Product | 03/08/2017 |  | 03/08/2017
York | Luxaire | TM8X080C16MP11 | LPG | Induced Draft | False | False | 1 | False | Up |  | None | Non-Condensing | Single-Stage |  | 0.5 | Premium |  | 80000 | 64000 |  |  | 78300 | 444 | 80 | 78 | [8 empty] | Federally-Regulated Consumer Product | 03/08/2017 |  | 03/08/2017
York | York | D7HQ060D11006NX | Natural Gas | Induced Draft | False | True | 1 | False | Down |  | None | Non-Condensing | Two-Stage Modulating |  | 1 | Premium |  | 135000 | 110000 |  |  | 112900 | 413 | 81 | 78 | [8 empty] | Federally-Regulated Consumer Product | 03/08/2017 |  | 03/08/2017
York | Evcon | D6NQ030D05606NX | Natural Gas | Induced Draft | False | True | 1 | False | Horizontal |  | None | Non-Condensing | Two-Stage Modulating |  | 0.75 | Premium |  | 70000 | 56000 |  |  | 55700 | 252 | 80 | 78 | [8 empty] | Federally-Regulated Consumer Product | 03/08/2017 |  | 03/08/2017
York | York | YPAL050F******** | Natural Gas | Induced Draft | False | True | 3 | False | Down | None | None | Non-Condensing | Step Modulating | Single-Speed | 10 | Standard |  | 375000 | 300000 | [6 empty] | 80 | 80 | [5 empty] | 3 | Federally-Regulated Commercial & Industrial Equipment | 03/08/2017 |  | 03/08/2017
York | York | TM9E060B12MP11 | Natural Gas | Induced Draft | False | False | 1 | False | Up |  | None | Condensing | Single-Stage |  | 0.5 | Premium |  | 60000 | 57000 |  |  | 49600 | 284 | 95 | 78 | [8 empty] | Federally-Regulated Consumer Product | 03/08/2017 |  | 03/08/2017
York | Coleman | TM8V060A12MP11 | LPG | Induced Draft | False | False | 1 | False | Horizontal |  | None | Non-Condensing | Two-Stage Modulating |  | 0.5 | Premium |  | 60000 | 47000 |  |  | 57000 | 259 | 80 | 78 | [8 empty] | Federally-Regulated Consumer Product | 03/08/2017 |  | 03/08/2017
York | Coleman | D6NQ024D05606NX | Natural Gas | Induced Draft | False | True | 1 | False | Down |  | None | Non-Condensing | Two-Stage Modulating |  | 0.5 | Premium |  | 70000 | 56000 |  |  | 57600 | 151 | 80 | 78 | [8 empty] | Federally-Regulated Consumer Product | 03/08/2017 |  | 03/08/2017
York | Luxaire | LP9C100C16MP12 | LPG | Induced Draft | False | False | 1 | False | Horizontal |  | None | Condensing | Step Modulating |  | 0.75 | Premium |  | 100000 | 97000 |  |  | 96500 | 536 | 97.7 | 78 | [8 empty] | Federally-Regulated Consumer Product | 03/08/2017 |  | 03/08/2017
York | Coleman | TG8S100C20MP11 | Natural Gas | Induced Draft | False | False | 1 | False | Down | None | None | Non-Condensing | Single-Stage | Multiple-Speed | 1 | Standard |  | 100000 | 80000 | 2478 | 1307 | 95100 | 1178 | 80 | 78 | [8 empty] | Federally-Regulated Consumer Product | 03/08/2017 |  | 03/08/2017
York | Fraser Johnston | TM9M100C20MP12 | Natural Gas | Induced Draft | False | False | 1 | False | Horizontal |  | None | Condensing | Step Modulating |  | 1 | Standard |  | 100000 | 97000 |  |  | 93900 | 1231 | 97 | 78 | [8 empty] | Federally-Regulated Consumer Product | 03/08/2017 |  | 03/08/2017
York | Coleman | TG8S040A08MP11 | Natural Gas | Induced Draft | False | False | 1 | False | Up | None | None | Non-Condensing | Single-Stage | Multiple-Speed | 0.2 | Standard |  | 40000 | 32000 | 717 | 489 | 38100 | 444 | 80 | 78 | [8 empty] | Federally-Regulated Consumer Product | 03/08/2017 |  | 03/08/2017
York | Fraser Johnston | D6NQ048N11006NX | LPG | Induced Draft | False | True | 1 | False | Horizontal |  | None | Non-Condensing | Single-Stage |  | 1 | Premium |  | 135000 | 108000 |  |  | 114000 | 1275 | 80.5 | 78 | [8 empty] | Federally-Regulated Consumer Product | 03/08/2017 |  | 03/08/2017
York | York | TM9T080B12MP11 | LPG | Induced Draft | False | False | 1 | False | Up | None | None | Condensing | Two-Stage Modulating | Multiple-Speed | 0.5 | Standard |  | 80000 | 77000 | 1370 | 854 | 81300 | 588 | 96 | 78 | [8 empty] | Federally-Regulated Consumer Product | 03/08/2017 |  | 03/08/2017
York | Fraser Johnston | ZK048*06*F**** | LPG | Induced Draft | False | True | 1 | False | Horizontal |  | None | Non-Condensing | Single-Stage |  | 1.5 | Standard |  | 75000 | 60000 |  |  | 57700 | 396 | 80.9 | 78 | [8 empty] | Federally-Regulated Consumer Product | 03/08/2017 |  | 03/08/2017
York | Fraser Johnston | ZS036*08*F**** | Natural Gas | Induced Draft | False | True | 1 | False | Horizontal |  | None | Non-Condensing | Single-Stage |  | 1.5 | Standard |  | 100000 | 80000 |  |  | 93400 | 1438 | 80.5 | 78 | [8 empty] | Federally-Regulated Consumer Product | 03/08/2017 |  | 03/08/2017
York | Fraser Johnston | TM9X100C16MP11 | Natural Gas | Induced Draft | False | False | 1 | False | Horizontal | None | None | Condensing | Single-Stage | Multiple-Speed | 0.5 | Premium |  | 100000 | 95000 | 1570 | 464 | 98400 | 638 | 95.5 | 78 | [8 empty] | Federally-Regulated Consumer Product | 03/08/2017 |  | 03/08/2017
York | York | TGLS080C16MP11 | LPG | Induced Draft | False | False | 1 | False | Horizontal | None | None | Non-Condensing | Single-Stage | Multiple-Speed | 0.5 | Standard |  | 80000 | 64000 | 1602 | 1069 | 75100 | 1168 | 80 | 78 | [8 empty] | Federally-Regulated Consumer Product | 03/08/2017 |  | 03/08/2017
York | Fraser Johnston | TM8V100C16MP11 | Natural Gas | Induced Draft | False | False | 1 | False | Down |  | None | Non-Condensing | Two-Stage Modulating |  | 0.75 | Premium |  | 100000 | 80000 |  |  | 94700 | 368 | 80 | 78 | [8 empty] | Federally-Regulated Consumer Product | 03/08/2017 |  | 03/08/2017
York | Fraser Johnston | D6NX036N09006NX | Natural Gas | Induced Draft | False | True | 1 | False | Down |  | None | Non-Condensing | Single-Stage |  | 1 | Premium |  | 108000 | 87000 |  |  | 94400 | 1124 | 80.8 | 78 | [8 empty] | Federally-Regulated Consumer Product | 03/08/2017 |  | 03/08/2017
York | Luxaire | TM9X040A10MP11 | Natural Gas | Induced Draft | False | False | 1 | False | Down |  | None | Condensing | Single-Stage |  | 0.5 | Premium |  | 40000 | 38000 |  |  | 32700 | 256 | 95.5 | 78 | [8 empty] | Federally-Regulated Consumer Product | 03/08/2017 |  | 03/08/2017
York | York | D6NQ030N03606NX | LPG | Induced Draft | False | True | 1 | False | Down |  | None | Non-Condensing | Single-Stage |  | 0.75 | Premium |  | 45000 | 36000 |  |  | 37900 | 468 | 80.5 | 78 | [8 empty] | Federally-Regulated Consumer Product | 03/08/2017 |  | 03/08/2017
York | Luxaire | D6NQ042N06506NX | LPG | Induced Draft | False | True | 1 | False | Down |  | None | Non-Condensing | Single-Stage |  | 1 | Premium |  | 80000 | 64000 |  |  | 74700 | 1140 | 80.8 | 78 | [8 empty] | Federally-Regulated Consumer Product | 03/08/2017 |  | 03/08/2017
York | Fraser Johnston | TG8S130D20MP11 | Natural Gas | Induced Draft | False | False | 1 | False | Horizontal | None | None | Non-Condensing | Single-Stage | Multiple-Speed | 1 | Standard |  | 130000 | 104000 | 2399 | 1324 | 114700 | 1265 | 80 | 78 | [8 empty] | Federally-Regulated Consumer Product | 03/08/2017 |  | 03/08/2017
York | York | D7NX024N03606NX | Natural Gas | Induced Draft | False | True | 1 | False | Horizontal |  | None | Non-Condensing | Single-Stage |  | 0.5 | Premium |  | 45000 | 37000 |  |  | 38700 | 201 | 81 | 78 | [8 empty] | Federally-Regulated Consumer Product | 03/08/2017 |  | 03/08/2017
York | York | TM9V080B12MP11 | Natural Gas | Induced Draft | False | False | 1 | False | Horizontal | None | None | Condensing | Two-Stage Modulating | Variable-Speed | 0.5 | Premium | 60 | 80000 | 77000 | 1320 | 529 | 79500 | 339 | 96 | 78 | [8 empty] | Federally-Regulated Consumer Product | 03/08/2017 |  | 03/08/2017
York | Fraser Johnston | TMLX100C16MP11 | LPG | Induced Draft | False | False | 1 | False | Down |  | None | Non-Condensing | Single-Stage |  | 0.5 | Premium |  | 100000 | 80000 |  |  | 98400 | 431 | 80 | 78 | [8 empty] | Federally-Regulated Consumer Product | 03/08/2017 |  | 03/08/2017
York | Coleman | D7NQ036D07206NX | Natural Gas | Induced Draft | False | True | 1 | False | Horizontal |  | None | Non-Condensing | Two-Stage Modulating |  | 0.75 | Premium |  | 90000 | 74000 |  |  | 73500 | 341 | 81 | 78 | [8 empty] | Federally-Regulated Consumer Product | 03/08/2017 |  | 03/08/2017
York | Coleman | TP9C080C16MP12 | Natural Gas | Induced Draft | False | False | 1 | False | Horizontal |  | None | Condensing | Step Modulating |  | 0.75 | Premium |  | 80000 | 78000 |  |  | 80600 | 460 | 97.7 | 78 | [8 empty] | Federally-Regulated Consumer Product | 03/08/2017 |  | 03/08/2017
York | Coleman | TG9S120D16MP11 | LPG | Induced Draft | False | False | 1 | False | Horizontal | None | None | Condensing | Single-Stage | Multiple-Speed | 0.75 | Standard |  | 120000 | 116000 | 1805 | 876 | 113200 | 1185 | 95.5 | 78 | [8 empty] | Federally-Regulated Consumer Product | 03/08/2017 |  | 03/08/2017
York | York | ZR048*10*1**** | LPG | Induced Draft | False | True | 1 | False | Horizontal |  | None | Non-Condensing | Single-Stage |  | 1.5 | Standard |  | 125000 | 100000 |  |  | 117500 | 510 | 80.3 | 78 | [8 empty] | Federally-Regulated Consumer Product | 03/08/2017 |  | 03/08/2017
York | Johnson Controls | T33E[N,S]3******** | Natural Gas | Induced Draft | False | True | 3 | False | Horizontal |  | None | Non-Condensing | Single-Stage |  | 10 | Standard |  | 267000 | 213000 | [6 empty] | 80 | 80 | [6 empty] | Federally-Regulated Commercial & Industrial Equipment | 03/08/2017 |  | 03/08/2017
York | Coleman | D7NQ036D05606NX | LPG | Induced Draft | False | True | 1 | False | Down |  | None | Non-Condensing | Two-Stage Modulating |  | 0.75 | Premium |  | 70000 | 58000 |  |  | 54800 | 320 | 81 | 78 | [8 empty] | Federally-Regulated Consumer Product | 03/08/2017 |  | 03/08/2017
York | Johnson Controls | S33D[D,T]5******** | Natural Gas | Induced Draft | False | True | 3 | False | Horizontal |  | None | Non-Condensing | Step Modulating |  | 10 | Standard |  | 533000 | 426000 | [6 empty] | 80 | 80 | [6 empty] | Federally-Regulated Commercial & Industrial Equipment | 03/08/2017 |  | 03/08/2017
York | Evcon | RGF1L080BE12MP11 | Natural Gas | Induced Draft | False | False | 1 | False | Up |  | None | Non-Condensing | Single-Stage |  | 0.5 | Premium |  | 80000 | 64000 |  |  | 78600 | 379 | 80 | 78 | [8 empty] | Federally-Regulated Consumer Product | 03/08/2017 |  | 03/08/2017
York | York | TM9X040A10MP11 | LPG | Induced Draft | False | False | 1 | False | Up |  | None | Condensing | Single-Stage |  | 0.5 | Premium |  | 40000 | 38000 |  |  | 32700 | 256 | 95.5 | 78 | [8 empty] | Federally-Regulated Consumer Product | 03/08/2017 |  | 03/08/2017
York | Evcon | TG8S130D20MP11 | Natural Gas | Induced Draft | False | False | 1 | False | Up | None | None | Non-Condensing | Single-Stage | Multiple-Speed | 1 | Standard |  | 130000 | 104000 | 2399 | 1324 | 114700 | 1265 | 80 | 78 | [8 empty] | Federally-Regulated Consumer Product | 03/08/2017 |  | 03/08/2017
York | Johnson Controls | H33D[D,T]5******** | Natural Gas | Induced Draft | False | True | 3 | False | Horizontal |  | None | Non-Condensing | Step Modulating |  | 10 | Standard |  | 533000 | 426000 | [6 empty] | 80 | 80 | [6 empty] | Federally-Regulated Commercial & Industrial Equipment | 03/08/2017 |  | 03/08/2017
York | Coleman | D6NQ030N03606NX | LPG | Induced Draft | False | True | 1 | False | Down |  | None | Non-Condensing | Single-Stage |  | 0.75 | Premium |  | 45000 | 36000 |  |  | 37900 | 468 | 80.5 | 78 | [8 empty] | Federally-Regulated Consumer Product | 03/08/2017 |  | 03/08/2017
York | Fraser Johnston | TM9E060B12MP11 | Natural Gas | Induced Draft | False | False | 1 | False | Down |  | None | Condensing | Single-Stage |  | 0.5 | Premium |  | 60000 | 57000 |  |  | 49600 | 284 | 95 | 78 | [8 empty] | Federally-Regulated Consumer Product | 03/08/2017 |  | 03/08/2017
York | Luxaire | TM9T100C16MP11 | LPG | Induced Draft | False | False | 1 | False | Up | None | None | Condensing | Two-Stage Modulating | Multiple-Speed | 0.75 | Standard |  | 100000 | 96000 | 1706 | 819 | 97000 | 874 | 96 | 78 | [8 empty] | Federally-Regulated Consumer Product | 03/08/2017 |  | 03/08/2017
York | Coleman | MG9S080B12MP11 | Natural Gas | Induced Draft | False | False | 1 | True | Horizontal |  | None | Condensing | Single-Stage |  | 0.5 | Standard |  | 80000 | 78000 |  |  | 80600 | 960 | 95.5 | 75 | [8 empty] | Federally-Regulated Consumer Product | 03/08/2017 |  | 03/08/2017
York | Fraser Johnston | D6NZ042N09006NX | Natural Gas | Induced Draft | False | True | 1 | False | Down |  | None | Non-Condensing | Single-Stage |  | 1 | Premium |  | 108000 | 87000 |  |  | 94400 | 1124 | 80.8 | 78 | [8 empty] | Federally-Regulated Consumer Product | 03/08/2017 |  | 03/08/2017
York | Evcon | TG8S100C16MP11 | Natural Gas | Induced Draft | False | False | 1 | False | Up | None | None | Non-Condensing | Single-Stage | Multiple-Speed | 0.5 | Standard |  | 100000 | 80000 | 1820 | 1012 | 96100 | 930 | 80 | 78 | [8 empty] | Federally-Regulated Consumer Product | 03/08/2017 |  | 03/08/2017
York | York | TG8S100C20MP11 | LPG | Induced Draft | False | False | 1 | False | Up | None | None | Non-Condensing | Single-Stage | Multiple-Speed | 1 | Standard |  | 100000 | 80000 | 2478 | 1307 | 95100 | 1178 | 80 | 78 | [8 empty] | Federally-Regulated Consumer Product | 03/08/2017 |  | 03/08/2017
York | York | TM8T060A12MP11 | LPG | Induced Draft | False | False | 1 | False | Horizontal |  | None | Non-Condensing | Two-Stage Modulating |  | 0.33 | Standard |  | 60000 | 47000 |  |  | 58100 | 450 | 80 | 78 | [8 empty] | Federally-Regulated Consumer Product | 03/08/2017 |  | 03/08/2017
York | Fraser Johnston | D7NX048D11006NX | LPG | Induced Draft | False | True | 1 | False | Horizontal |  | None | Non-Condensing | Two-Stage Modulating |  | 1 | Premium |  | 135000 | 110000 |  |  | 112900 | 413 | 81 | 78 | [8 empty] | Federally-Regulated Consumer Product | 03/08/2017 |  | 03/08/2017
York | Guardian | GG9S100C16MP11 | Natural Gas | Induced Draft | False | False | 1 | False | Up | None | None | Condensing | Single-Stage | Multiple-Speed | 0.75 | Standard |  | 100000 | 97000 | 1706 | 819 | 96500 | 1156 | 95.5 | 78 | [8 empty] | Federally-Regulated Consumer Product | 03/08/2017 |  | 03/08/2017
York | Fraser Johnston | D6NQ030N05606NX | Natural Gas | Induced Draft | False | True | 1 | False | Down |  | None | Non-Condensing | Single-Stage |  | 0.75 | Premium |  | 70000 | 56000 |  |  | 56700 | 764 | 80.5 | 78 | [8 empty] | Federally-Regulated Consumer Product | 03/08/2017 |  | 03/08/2017
York | Fraser Johnston | D6NZ042N06506NX | LPG | Induced Draft | False | True | 1 | False | Horizontal |  | None | Non-Condensing | Single-Stage |  | 1 | Premium |  | 80000 | 64000 |  |  | 74700 | 1140 | 80.6 | 78 | [8 empty] | Federally-Regulated Consumer Product | 03/08/2017 |  | 03/08/2017
York | Evcon | D7HQ048D11006NX | LPG | Induced Draft | False | True | 1 | False | Horizontal |  | None | Non-Condensing | Two-Stage Modulating |  | 1 | Premium |  | 135000 | 110000 |  |  | 112900 | 413 | 81 | 78 | [8 empty] | Federally-Regulated Consumer Product | 03/08/2017 |  | 03/08/2017
York | Guardian | RGF19100CE16MP11 | LPG | Induced Draft | False | False | 1 | False | Horizontal |  | None | Condensing | Single-Stage |  | 0.5 | Premium |  | 100000 | 95000 |  |  | 98400 | 638 | 95.5 | 78 | [8 empty] | Federally-Regulated Consumer Product | 03/08/2017 |  | 03/08/2017
York | Coleman | TM9X040A10MP11 | Natural Gas | Induced Draft | False | False | 1 | False | Up |  | None | Condensing | Single-Stage |  | 0.5 | Premium |  | 40000 | 38000 |  |  | 32700 | 256 | 95.5 | 78 | [8 empty] | Federally-Regulated Consumer Product | 03/08/2017 |  | 03/08/2017
York | Fraser Johnston | TP9C060B12MP12 | Natural Gas | Induced Draft | False | False | 1 | False | Down |  | None | Condensing | Step Modulating |  | 0.5 | Premium |  | 60000 | 58000 |  |  | 48400 | 241 | 97.5 | 78 | [8 empty] | Federally-Regulated Consumer Product | 03/08/2017 |  | 03/08/2017
York | York | ZR036*08*1**** | Natural Gas | Induced Draft | False | True | 1 | False | Horizontal |  | None | Non-Condensing | Single-Stage |  | 1.5 | Standard |  | 100000 | 80000 |  |  | 93400 | 1438 | 80.5 | 78 | [8 empty] | Federally-Regulated Consumer Product | 03/08/2017 |  | 03/08/2017
York | Fraser Johnston | TP9C120D20MP12 | Natural Gas | Induced Draft | False | False | 1 | False | Down |  | None | Condensing | Step Modulating |  | 1 | Premium |  | 120000 | 116000 |  |  | 112400 | 597 | 98 | 78 | [8 empty] | Federally-Regulated Consumer Product | 03/08/2017 |  | 03/08/2017
York | Fraser Johnston | TPLC060A12MP12 | Natural Gas | Induced Draft | False | False | 1 | False | Down |  | None | Non-Condensing | Step Modulating |  | 0.5 | Premium |  | 60000 | 47000 |  |  | 58100 | 167 | 80 | 78 | [8 empty] | Federally-Regulated Consumer Product | 03/08/2017 |  | 03/08/2017
York | York | Z33E[D,T]3******** | LPG | Induced Draft | False | True | 3 | False | Horizontal |  | None | Non-Condensing | Step Modulating |  | 10 | Standard |  | 267000 | 213000 | [6 empty] | 80 | 80 | [6 empty] | Federally-Regulated Commercial & Industrial Equipment | 03/08/2017 |  | 03/08/2017
York | Coleman | D6NX024D05606NX | Natural Gas | Induced Draft | False | True | 1 | False | Horizontal |  | None | Non-Condensing | Two-Stage Modulating |  | 0.5 | Premium |  | 70000 | 56000 |  |  | 57600 | 151 | 80 | 78 | [8 empty] | Federally-Regulated Consumer Product | 03/08/2017 |  | 03/08/2017
York | Evcon | TMLV060A12MP11 | LPG | Induced Draft | False | False | 1 | False | Horizontal |  | None | Non-Condensing | Two-Stage Modulating |  | 0.5 | Premium |  | 60000 | 47000 |  |  | 57000 | 259 | 80 | 78 | [8 empty] | Federally-Regulated Consumer Product | 03/08/2017 |  | 03/08/2017
York | Luxaire | D6HQ024D05606NX | LPG | Induced Draft | False | True | 1 | False | Horizontal |  | None | Non-Condensing | Two-Stage Modulating |  | 0.5 | Premium |  | 70000 | 56000 |  |  | 57600 | 151 | 80 | 78 | [8 empty] | Federally-Regulated Consumer Product | 03/08/2017 |  | 03/08/2017
York | Evcon | RGF19080BE12MP11 | Natural Gas | Induced Draft | False | False | 1 | False | Horizontal |  | None | Condensing | Single-Stage |  | 0.5 | Premium |  | 80000 | 76000 |  |  | 65700 | 408 | 95.5 | 78 | [8 empty] | Federally-Regulated Consumer Product | 03/08/2017 |  | 03/08/2017
York | Luxaire | TM9X120D20MP11 | LPG | Induced Draft | False | False | 1 | False | Down | None | None | Condensing | Single-Stage | Multiple-Speed | 0.75 | Premium |  | 120000 | 114000 | 2036 | 671 | 114600 | 816 | 95.5 | 78 | [8 empty] | Federally-Regulated Consumer Product | 03/08/2017 |  | 03/08/2017
York | York | TM9V100C16MP11 | LPG | Induced Draft | False | False | 1 | False | Up | None | None | Condensing | Two-Stage Modulating | Variable-Speed | 0.75 | Premium | 60 | 100000 | 96000 | 1818 | 519 | 95600 | 364 | 96 | 78 | [8 empty] | Federally-Regulated Consumer Product | 03/08/2017 |  | 03/08/2017
York | Coleman | X33A[N,S]3******** | Natural Gas | Induced Draft | False | True | 3 | False | Down |  | None | Non-Condensing | Single-Stage |  | 10 | Standard |  | 267000 | 213000 | [6 empty] | 80 | 80 | [6 empty] | Federally-Regulated Commercial & Industrial Equipment | 03/08/2017 |  | 03/08/2017
York | Evcon | RGF1L080BE12MP11 | LPG | Induced Draft | False | False | 1 | False | Down |  | None | Non-Condensing | Single-Stage |  | 0.5 | Premium |  | 80000 | 64000 |  |  | 78600 | 379 | 80 | 78 | [8 empty] | Federally-Regulated Consumer Product | 03/08/2017 |  | 03/08/2017
York | Coleman | MG9S100C20MP11 | Natural Gas | Induced Draft | False | False | 1 | True | Up |  | None | Condensing | Single-Stage |  | 1 | Standard |  | 100000 | 97000 |  |  | 96600 | 1161 | 95.5 | 75 | [8 empty] | Federally-Regulated Consumer Product | 03/08/2017 |  | 03/08/2017
York | Luxaire | X33A[N,S]3******** | LPG | Induced Draft | False | True | 3 | False | Down |  | None | Non-Condensing | Single-Stage |  | 10 | Standard |  | 267000 | 213000 | [6 empty] | 80 | 80 | [6 empty] | Federally-Regulated Commercial & Industrial Equipment | 03/08/2017 |  | 03/08/2017
York | York | MG9S100C16MP11 | Natural Gas | Induced Draft | False | False | 1 | True | Down |  | None | Condensing | Single-Stage |  | 0.75 | Standard |  | 100000 | 97000 |  |  | 96400 | 1200 | 95.5 | 75 | [8 empty] | Federally-Regulated Consumer Product | 03/08/2017 |  | 03/08/2017
York | Coleman | TPLC100C16MP12 | LPG | Induced Draft | False | False | 1 | False | Up |  | None | Non-Condensing | Step Modulating |  | 0.75 | Premium |  | 100000 | 78000 |  |  | 97300 | 253 | 80 | 78 | [8 empty] | Federally-Regulated Consumer Product | 03/08/2017 |  | 03/08/2017
York | Evcon | TM9E100C16MP11 | LPG | Induced Draft | False | False | 1 | False | Up |  | None | Condensing | Single-Stage |  | 0.5 | Premium |  | 100000 | 96000 |  |  | 99600 | 463 | 95 | 78 | [8 empty] | Federally-Regulated Consumer Product | 03/08/2017 |  | 03/08/2017
York | York | Z33E[N,S]3******** | LPG | Induced Draft | False | True | 3 | False | Horizontal |  | None | Non-Condensing | Single-Stage |  | 10 | Standard |  | 267000 | 213000 | [6 empty] | 80 | 80 | [6 empty] | Federally-Regulated Commercial & Industrial Equipment | 03/08/2017 |  | 03/08/2017
York | Coleman | ZS060*F0*F**** | Natural Gas | Induced Draft | False | True | 1 | False | Down |  | None | Non-Condensing | Single-Stage |  | 1.5 | Standard |  | 125000 | 100000 |  |  | 117500 | 510 | 80.3 | 78 | [8 empty] | Federally-Regulated Consumer Product | 03/08/2017 |  | 03/08/2017
York | Luxaire | TM9E080C16MP11 | Natural Gas | Induced Draft | False | False | 1 | False | Down |  | None | Condensing | Single-Stage |  | 0.5 | Premium |  | 80000 | 77000 |  |  | 82800 | 429 | 95 | 78 | [8 empty] | Federally-Regulated Consumer Product | 03/08/2017 |  | 03/08/2017
York | Evcon | RGF19040AP08MP11 | LPG | Induced Draft | False | False | 1 | False | Down |  | None | Condensing | Single-Stage |  | 0.5 | Standard |  | 40000 | 39000 |  |  | 31900 | 482 | 95.5 | 78 | [8 empty] | Federally-Regulated Consumer Product | 03/08/2017 |  | 03/08/2017
York | Evcon | TPLC080B12MP12 | LPG | Induced Draft | False | False | 1 | False | Up |  | None | Non-Condensing | Step Modulating |  | 0.5 | Premium |  | 80000 | 62000 |  |  | 77900 | 235 | 80 | 78 | [8 empty] | Federally-Regulated Consumer Product | 03/08/2017 |  | 03/08/2017
York | Luxaire | D7NQ024N03606NX | Natural Gas | Induced Draft | False | True | 1 | False | Horizontal |  | None | Non-Condensing | Single-Stage |  | 0.5 | Premium |  | 45000 | 37000 |  |  | 38700 | 201 | 81 | 78 | [8 empty] | Federally-Regulated Consumer Product | 03/08/2017 |  | 03/08/2017
York | Guardian | RGF1L120CP20MP11 | Natural Gas | Induced Draft | False | False | 1 | False | Up |  | None | Non-Condensing | Single-Stage |  | 1 | Standard |  | 120000 | 96000 |  |  | 115200 | 1197 | 80 | 78 | [8 empty] | Federally-Regulated Consumer Product | 03/08/2017 |  | 03/08/2017
York | York | TG8S130D20MP11 | Natural Gas | Induced Draft | False | False | 1 | False | Down | None | None | Non-Condensing | Single-Stage | Multiple-Speed | 1 | Standard |  | 130000 | 104000 | 2399 | 1324 | 114700 | 1265 | 80 | 78 | [8 empty] | Federally-Regulated Consumer Product | 03/08/2017 |  | 03/08/2017
York | Evcon | TM8X100C16MP11 | Natural Gas | Induced Draft | False | False | 1 | False | Horizontal |  | None | Non-Condensing | Single-Stage |  | 0.5 | Premium |  | 100000 | 80000 |  |  | 98400 | 431 | 80 | 78 | [8 empty] | Federally-Regulated Consumer Product | 03/08/2017 |  | 03/08/2017
York | Evcon | TM8T080C16MP11 | LPG | Induced Draft | False | False | 1 | False | Up |  | None | Non-Condensing | Two-Stage Modulating |  | 0.5 | Standard |  | 80000 | 63000 |  |  | 77500 | 607 | 80 | 78 | [8 empty] | Federally-Regulated Consumer Product | 03/08/2017 |  | 03/08/2017
York | Evcon | D7NQ060N11006NX | Natural Gas | Induced Draft | False | True | 1 | False | Horizontal |  | None | Non-Condensing | Single-Stage |  | 1 | Premium |  | 135000 | 109000 |  |  | 116700 | 462 | 81 | 78 | [8 empty] | Federally-Regulated Consumer Product | 03/08/2017 |  | 03/08/2017
York | Fraser Johnston | D6NZ024N03606NX | Natural Gas | Induced Draft | False | True | 1 | False | Down |  | None | Non-Condensing | Single-Stage |  | 0.5 | Premium |  | 45000 | 36000 |  |  | 37900 | 468 | 80.2 | 78 | [8 empty] | Federally-Regulated Consumer Product | 03/08/2017 |  | 03/08/2017
York | Evcon | TM9V040A10MP11 | Natural Gas | Induced Draft | False | False | 1 | False | Down |  | None | Condensing | Two-Stage Modulating |  | 0.5 | Premium |  | 40000 | 38000 |  |  | 30800 | 180 | 96 | 78 | [8 empty] | Federally-Regulated Consumer Product | 03/08/2017 |  | 03/08/2017
York | Coleman | TMLV100C20MP11 | Natural Gas | Induced Draft | False | False | 1 | False | Up |  | None | Non-Condensing | Two-Stage Modulating |  | 1 | Premium |  | 100000 | 80000 |  |  | 95200 | 380 | 80 | 78 | [8 empty] | Federally-Regulated Consumer Product | 03/08/2017 |  | 03/08/2017
York | Evcon | TPLC080B12MP12 | Natural Gas | Induced Draft | False | False | 1 | False | Horizontal |  | None | Non-Condensing | Step Modulating |  | 0.5 | Premium |  | 80000 | 62000 |  |  | 77900 | 235 | 80 | 78 | [8 empty] | Federally-Regulated Consumer Product | 03/08/2017 |  | 03/08/2017
York | Evcon | TGLS100C20MP11 | Natural Gas | Induced Draft | False | False | 1 | False | Horizontal | None | None | Non-Condensing | Single-Stage | Multiple-Speed | 1 | Standard |  | 100000 | 80000 | 2478 | 1307 | 95100 | 1178 | 80 | 78 | [8 empty] | Federally-Regulated Consumer Product | 03/08/2017 |  | 03/08/2017
York | Luxaire | D6NZ048D09006NX | Natural Gas | Induced Draft | False | True | 1 | False | Horizontal |  | None | Non-Condensing | Two-Stage Modulating |  | 1 | Premium |  | 108000 | 87000 |  |  | 94100 | 544 | 80 | 78 | [8 empty] | Federally-Regulated Consumer Product | 03/08/2017 |  | 03/08/2017
York | York | TMLT080C16MP11 | LPG | Induced Draft | False | False | 1 | False | Horizontal |  | None | Non-Condensing | Two-Stage Modulating |  | 0.5 | Standard |  | 80000 | 63000 |  |  | 77500 | 607 | 80 | 78 | [8 empty] | Federally-Regulated Consumer Product | 03/08/2017 |  | 03/08/2017
York | Evcon | RGF1L100CE20MP11 | Natural Gas | Induced Draft | False | False | 1 | False | Up |  | None | Non-Condensing | Single-Stage |  | 0.75 | Premium |  | 100000 | 80000 |  |  | 97800 | 568 | 80 | 78 | [8 empty] | Federally-Regulated Consumer Product | 03/08/2017 |  | 03/08/2017
York | Coleman | G33A[D,T]5******** | LPG | Induced Draft | False | True | 3 | False | Horizontal |  | None | Non-Condensing | Step Modulating |  | 10 | Standard |  | 533000 | 426000 | [6 empty] | 80 | 80 | [6 empty] | Federally-Regulated Commercial & Industrial Equipment | 03/08/2017 |  | 03/08/2017
York | Luxaire | TGLS100C16MP11 | Natural Gas | Induced Draft | False | False | 1 | False | Horizontal | None | None | Non-Condensing | Single-Stage | Multiple-Speed | 0.5 | Standard |  | 100000 | 80000 | 1820 | 1012 | 96100 | 930 | 80 | 78 | [8 empty] | Federally-Regulated Consumer Product | 03/08/2017 |  | 03/08/2017
York | Fraser Johnston | TM9E080B12MP11 | LPG | Induced Draft | False | False | 1 | False | Up |  | None | Condensing | Single-Stage |  | 0.5 | Premium |  | 80000 | 77000 |  |  | 83000 | 382 | 95 | 78 | [8 empty] | Federally-Regulated Consumer Product | 03/08/2017 |  | 03/08/2017
York | Guardian | GGLS130D20MP11 | LPG | Induced Draft | False | False | 1 | False | Horizontal | None | None | Non-Condensing | Single-Stage | Multiple-Speed | 1 | Standard |  | 130000 | 104000 | 2399 | 1324 | 114700 | 1265 | 80 | 78 | [8 empty] | Federally-Regulated Consumer Product | 03/08/2017 |  | 03/08/2017
York | York | TM8X060A12MP11 | Natural Gas | Induced Draft | False | False | 1 | False | Horizontal |  | None | Non-Condensing | Single-Stage |  | 0.5 | Premium |  | 60000 | 48000 |  |  | 59100 | 243 | 80 | 78 | [8 empty] | Federally-Regulated Consumer Product | 03/08/2017 |  | 03/08/2017
York | Fraser Johnston | D6HQ060D11006NX | Natural Gas | Induced Draft | False | True | 1 | False | Down |  | None | Non-Condensing | Two-Stage Modulating |  | 1 | Premium |  | 135000 | 108000 |  |  | 114400 | 300 | 80 | 78 | [8 empty] | Federally-Regulated Consumer Product | 03/08/2017 |  | 03/08/2017
York | York | TM8V080C16MP11 | LPG | Induced Draft | False | False | 1 | False | Horizontal |  | None | Non-Condensing | Two-Stage Modulating |  | 0.75 | Premium |  | 80000 | 63000 |  |  | 76900 | 323 | 80 | 78 | [8 empty] | Federally-Regulated Consumer Product | 03/08/2017 |  | 03/08/2017
York | Luxaire | TMLV120C20MP11 | LPG | Induced Draft | False | False | 1 | False | Horizontal |  | None | Non-Condensing | Two-Stage Modulating |  | 1 | Premium |  | 120000 | 96000 |  |  | 111300 | 456 | 80 | 78 | [8 empty] | Federally-Regulated Consumer Product | 03/08/2017 |  | 03/08/2017
York | York | YP9C120D20MP12 | Natural Gas | Induced Draft | False | False | 1 | False | Up |  | None | Condensing | Step Modulating |  | 1 | Premium |  | 120000 | 116000 |  |  | 112400 | 597 | 98 | 78 | [8 empty] | Federally-Regulated Consumer Product | 03/08/2017 |  | 03/08/2017
York | Evcon | RGF19100CE20MP11 | Natural Gas | Induced Draft | False | False | 1 | False | Down |  | None | Condensing | Single-Stage |  | 0.75 | Premium |  | 100000 | 95000 |  |  | 97700 | 833 | 95.5 | 78 | [8 empty] | Federally-Regulated Consumer Product | 03/08/2017 |  | 03/08/2017
York | Coleman | D6NQ048N09006NX | LPG | Induced Draft | False | True | 1 | False | Down |  | None | Non-Condensing | Single-Stage |  | 1 | Premium |  | 108000 | 87000 |  |  | 93800 | 1315 | 80.6 | 78 | [8 empty] | Federally-Regulated Consumer Product | 03/08/2017 |  | 03/08/2017
York | York | YPAL060F******** | Natural Gas | Induced Draft | False | True | 3 | False | Down | None | None | Non-Condensing | Step Modulating | Single-Speed | 10 | Standard |  | 375000 | 300000 | [6 empty] | 80 | 80 | [5 empty] | 3 | Federally-Regulated Commercial & Industrial Equipment | 03/08/2017 |  | 03/08/2017
York | Evcon | RGF19040AP08MP11 | LPG | Induced Draft | False | False | 1 | False | Up |  | None | Condensing | Single-Stage |  | 0.5 | Standard |  | 40000 | 39000 |  |  | 31900 | 482 | 95.5 | 78 | [8 empty] | Federally-Regulated Consumer Product | 03/08/2017 |  | 03/08/2017
York | Coleman | D6NZ060N09006NX | LPG | Induced Draft | False | True | 1 | False | Down |  | None | Non-Condensing | Single-Stage |  | 1 | Premium |  | 108000 | 87000 |  |  | 93400 | 1313 | 80.9 | 78 | [8 empty] | Federally-Regulated Consumer Product | 03/08/2017 |  | 03/08/2017
York | Evcon | TP9C100C16MP12 | LPG | Induced Draft | False | False | 1 | False | Horizontal |  | None | Condensing | Step Modulating |  | 0.75 | Premium |  | 100000 | 97000 |  |  | 96500 | 536 | 97.7 | 78 | [8 empty] | Federally-Regulated Consumer Product | 03/08/2017 |  | 03/08/2017
York | Luxaire | TMLX080C16MP11 | Natural Gas | Induced Draft | False | False | 1 | False | Down |  | None | Non-Condensing | Single-Stage |  | 0.5 | Premium |  | 80000 | 64000 |  |  | 78300 | 444 | 80 | 78 | [8 empty] | Federally-Regulated Consumer Product | 03/08/2017 |  | 03/08/2017
York | Luxaire | TM9E060B12MP11 | LPG | Induced Draft | False | False | 1 | False | Up |  | None | Condensing | Single-Stage |  | 0.5 | Premium |  | 60000 | 57000 |  |  | 49600 | 284 | 95 | 78 | [8 empty] | Federally-Regulated Consumer Product | 03/08/2017 |  | 03/08/2017
York | York | TM9T120D20MP11 | LPG | Induced Draft | False | False | 1 | False | Down | None | None | Condensing | Two-Stage Modulating | Multiple-Speed | 1 | Standard |  | 120000 | 115000 | 1977 | 1190 | 113900 | 801 | 96 | 78 | [8 empty] | Federally-Regulated Consumer Product | 03/08/2017 |  | 03/08/2017
York | Coleman | X33D[N,S]3******** | LPG | Induced Draft | False | True | 3 | False | Down |  | None | Non-Condensing | Single-Stage |  | 10 | Standard |  | 267000 | 213000 | [6 empty] | 80 | 80 | [6 empty] | Federally-Regulated Commercial & Industrial Equipment | 03/08/2017 |  | 03/08/2017
York | Luxaire | TG8S080C22MP11 | LPG | Induced Draft | False | False | 1 | False | Up | None | None | Non-Condensing | Single-Stage | Multiple-Speed | 1 | Standard |  | 80000 | 64000 | 2448 | 1263 | 74800 | 1234 | 80 | 78 | [8 empty] | Federally-Regulated Consumer Product | 03/08/2017 |  | 03/08/2017
York | York | TGLS100C16MP11 | LPG | Induced Draft | False | False | 1 | False | Up | None | None | Non-Condensing | Single-Stage | Multiple-Speed | 0.5 | Standard |  | 100000 | 80000 | 1820 | 1012 | 96100 | 930 | 80 | 78 | [8 empty] | Federally-Regulated Consumer Product | 03/08/2017 |  | 03/08/2017
York | York | D7NQ036D07206NX | Natural Gas | Induced Draft | False | True | 1 | False | Down |  | None | Non-Condensing | Two-Stage Modulating |  | 0.75 | Premium |  | 90000 | 74000 |  |  | 73500 | 341 | 81 | 78 | [8 empty] | Federally-Regulated Consumer Product | 03/08/2017 |  | 03/08/2017
York | Luxaire | X33D[D,T]5******** | Natural Gas | Induced Draft | False | True | 3 | False | Down |  | None | Non-Condensing | Step Modulating |  | 10 | Standard |  | 533000 | 426000 | [6 empty] | 80 | 80 | [6 empty] | Federally-Regulated Commercial & Industrial Equipment | 03/08/2017 |  | 03/08/2017
York | Johnson Controls | V33D[D,T]5******** | LPG | Induced Draft | False | True | 3 | False | Down |  | None | Non-Condensing | Step Modulating |  | 10 | Standard |  | 533000 | 426000 | [6 empty] | 80 | 80 | [6 empty] | Federally-Regulated Commercial & Industrial Equipment | 03/08/2017 |  | 03/08/2017
York | Fraser Johnston | TM9V060B12MP11 | Natural Gas | Induced Draft | False | False | 1 | False | Down | None | None | Condensing | Two-Stage Modulating | Variable-Speed | 0.5 | Premium | 60 | 60000 | 58000 | 1343 | 456 | 47800 | 284 | 96 | 78 | [8 empty] | Federally-Regulated Consumer Product | 03/08/2017 |  | 03/08/2017
York | Evcon | RGF19100CE16MP11 | Natural Gas | Induced Draft | False | False | 1 | False | Horizontal |  | None | Condensing | Single-Stage |  | 0.5 | Premium |  | 100000 | 95000 |  |  | 98400 | 638 | 95.5 | 78 | [8 empty] | Federally-Regulated Consumer Product | 03/08/2017 |  | 03/08/2017
York | Coleman | D6HQ036D05606NX | LPG | Induced Draft | False | True | 1 | False | Down |  | None | Non-Condensing | Two-Stage Modulating |  | 0.75 | Premium |  | 70000 | 56000 |  |  | 58000 | 263 | 80 | 78 | [8 empty] | Federally-Regulated Consumer Product | 03/08/2017 |  | 03/08/2017
York | Evcon | TM9V080C16MP11 | LPG | Induced Draft | False | False | 1 | False | Up | None | None | Condensing | Two-Stage Modulating | Variable-Speed | 0.75 | Premium | 60 | 80000 | 77000 | 1787 | 544 | 79000 | 273 | 96 | 78 | [8 empty] | Federally-Regulated Consumer Product | 03/08/2017 |  | 03/08/2017
York | Luxaire | TM9V080C16MP11 | Natural Gas | Induced Draft | False | False | 1 | False | Horizontal | None | None | Condensing | Two-Stage Modulating | Variable-Speed | 0.75 | Premium | 60 | 80000 | 77000 | 1787 | 544 | 79000 | 273 | 96 | 78 | [8 empty] | Federally-Regulated Consumer Product | 03/08/2017 |  | 03/08/2017
York | Coleman | D6NQ042D09006NX | Natural Gas | Induced Draft | False | True | 1 | False | Down |  | None | Non-Condensing | Two-Stage Modulating |  | 0.75 | Premium |  | 108000 | 87000 |  |  | 94900 | 259 | 80 | 78 | [8 empty] | Federally-Regulated Consumer Product | 03/08/2017 |  | 03/08/2017
York | Fraser Johnston | TPLC080C16MP12 | Natural Gas | Induced Draft | False | False | 1 | False | Down |  | None | Non-Condensing | Step Modulating |  | 0.75 | Premium |  | 80000 | 62000 |  |  | 77700 | 199 | 80 | 78 | [8 empty] | Federally-Regulated Consumer Product | 03/08/2017 |  | 03/08/2017
York | Fraser Johnston | D6NZ048D11006NX | LPG | Induced Draft | False | True | 1 | False | Down |  | None | Non-Condensing | Two-Stage Modulating |  | 1 | Premium |  | 135000 | 108000 |  |  | 114400 | 262 | 80 | 78 | [8 empty] | Federally-Regulated Consumer Product | 03/08/2017 |  | 03/08/2017
York | Luxaire | TGLS100B12MP11 | Natural Gas | Induced Draft | False | False | 1 | False | Horizontal | None | None | Non-Condensing | Single-Stage | Multiple-Speed | 0.33 | Standard |  | 100000 | 80000 | 1223 | 614 | 96100 | 935 | 80 | 78 | [8 empty] | Federally-Regulated Consumer Product | 03/08/2017 |  | 03/08/2017
York | Evcon | TGLS060A10MP11 | Natural Gas | Induced Draft | False | False | 1 | False | Up | None | None | Non-Condensing | Single-Stage | Multiple-Speed | 0.33 | Standard |  | 60000 | 48000 | 1004 | 708 | 57700 | 553 | 80 | 78 | [8 empty] | Federally-Regulated Consumer Product | 03/08/2017 |  | 03/08/2017
York | Luxaire | TGLS100C20MP11 | Natural Gas | Induced Draft | False | False | 1 | False | Horizontal | None | None | Non-Condensing | Single-Stage | Multiple-Speed | 1 | Standard |  | 100000 | 80000 | 2478 | 1307 | 95100 | 1178 | 80 | 78 | [8 empty] | Federally-Regulated Consumer Product | 03/08/2017 |  | 03/08/2017
York | Guardian | RGF1L080BP12MP11 | Natural Gas | Induced Draft | False | False | 1 | False | Horizontal |  | None | Non-Condensing | Single-Stage |  | 0.33 | Standard |  | 80000 | 64000 |  |  | 76800 | 831 | 80 | 78 | [8 empty] | Federally-Regulated Consumer Product | 03/08/2017 |  | 03/08/2017
York | Coleman | TGLS100C20MP11 | LPG | Induced Draft | False | False | 1 | False | Down | None | None | Non-Condensing | Single-Stage | Multiple-Speed | 1 | Standard |  | 100000 | 80000 | 2478 | 1307 | 95100 | 1178 | 80 | 78 | [8 empty] | Federally-Regulated Consumer Product | 03/08/2017 |  | 03/08/2017
York | Fraser Johnston | D7HQ024D05606NX | LPG | Induced Draft | False | True | 1 | False | Down |  | None | Non-Condensing | Two-Stage Modulating |  | 0.5 | Premium |  | 70000 | 57000 |  |  | 56100 | 215 | 81 | 78 | [8 empty] | Federally-Regulated Consumer Product | 03/08/2017 |  | 03/08/2017
York | York | YPLC080B12MP12 | Natural Gas | Induced Draft | False | False | 1 | False | Horizontal |  | None | Non-Condensing | Step Modulating |  | 0.5 | Premium |  | 80000 | 62000 |  |  | 77900 | 235 | 80 | 78 | [8 empty] | Federally-Regulated Consumer Product | 03/08/2017 |  | 03/08/2017
York | Luxaire | D7HQ036D05606NX | LPG | Induced Draft | False | True | 1 | False | Horizontal |  | None | Non-Condensing | Two-Stage Modulating |  | 0.75 | Premium |  | 70000 | 58000 |  |  | 54800 | 320 | 81 | 78 | [8 empty] | Federally-Regulated Consumer Product | 03/08/2017 |  | 03/08/2017
York | Johnson Controls | H33E[N,S]3******** | LPG | Induced Draft | False | True | 3 | False | Horizontal |  | None | Non-Condensing | Single-Stage |  | 10 | Standard |  | 267000 | 213000 | [6 empty] | 80 | 80 | [6 empty] | Federally-Regulated Commercial & Industrial Equipment | 03/08/2017 |  | 03/08/2017
York | Luxaire | D6NZ030N03606NX | LPG | Induced Draft | False | True | 1 | False | Down |  | None | Non-Condensing | Single-Stage |  | 0.75 | Premium |  | 45000 | 36000 |  |  | 37900 | 468 | 80.5 | 78 | [8 empty] | Federally-Regulated Consumer Product | 03/08/2017 |  | 03/08/2017
York | Coleman | TM9V100C16MP11 | LPG | Induced Draft | False | False | 1 | False | Up | None | None | Condensing | Two-Stage Modulating | Variable-Speed | 0.75 | Premium | 60 | 100000 | 96000 | 1818 | 519 | 95600 | 364 | 96 | 78 | [8 empty] | Federally-Regulated Consumer Product | 03/08/2017 |  | 03/08/2017
York | Fraser Johnston | TM9X080B12MP11 | LPG | Induced Draft | False | False | 1 | False | Down | None | None | Condensing | Single-Stage | Multiple-Speed | 0.5 | Premium |  | 80000 | 76000 | 1221 | 403 | 65700 | 408 | 95.5 | 78 | [8 empty] | Federally-Regulated Consumer Product | 03/08/2017 |  | 03/08/2017
York | Fraser Johnston | TM9T060B12MP11 | Natural Gas | Induced Draft | False | False | 1 | False | Up | None | None | Condensing | Two-Stage Modulating | Multiple-Speed | 0.5 | Standard |  | 60000 | 58000 | 1243 | 713 | 48700 | 371 | 96 | 78 | [8 empty] | Federally-Regulated Consumer Product | 03/08/2017 |  | 03/08/2017
York | Luxaire | ZS060*F0*F**** | LPG | Induced Draft | False | True | 1 | False | Horizontal |  | None | Non-Condensing | Single-Stage |  | 1.5 | Standard |  | 125000 | 100000 |  |  | 117500 | 510 | 80.3 | 78 | [8 empty] | Federally-Regulated Consumer Product | 03/08/2017 |  | 03/08/2017
York | Coleman | TG8S040A08MP11 | LPG | Induced Draft | False | False | 1 | False | Down | None | None | Non-Condensing | Single-Stage | Multiple-Speed | 0.2 | Standard |  | 40000 | 32000 | 717 | 489 | 38100 | 444 | 80 | 78 | [8 empty] | Federally-Regulated Consumer Product | 03/08/2017 |  | 03/08/2017
York | Johnson Controls | T33D[N,S]3******** | LPG | Induced Draft | False | True | 3 | False | Horizontal |  | None | Non-Condensing | Single-Stage |  | 10 | Standard |  | 267000 | 213000 | [6 empty] | 80 | 80 | [6 empty] | Federally-Regulated Commercial & Industrial Equipment | 03/08/2017 |  | 03/08/2017
York | Luxaire | TG9S060A10MP11 | Natural Gas | Induced Draft | False | False | 1 | False | Up | None | None | Condensing | Single-Stage | Multiple-Speed | 0.5 | Standard |  | 60000 | 58000 | 1103 | 769 | 47900 | 674 | 95.5 | 78 | [8 empty] | Federally-Regulated Consumer Product | 03/08/2017 |  | 03/08/2017
York | Fraser Johnston | TM8V100C16MP11 | LPG | Induced Draft | False | False | 1 | False | Horizontal |  | None | Non-Condensing | Two-Stage Modulating |  | 0.75 | Premium |  | 100000 | 80000 |  |  | 94700 | 368 | 80 | 78 | [8 empty] | Federally-Regulated Consumer Product | 03/08/2017 |  | 03/08/2017
York | York | ZR048*06*1**** | Natural Gas | Induced Draft | False | True | 1 | False | Down |  | None | Non-Condensing | Single-Stage |  | 1.5 | Standard |  | 75000 | 60000 |  |  | 57700 | 396 | 80.9 | 78 | [8 empty] | Federally-Regulated Consumer Product | 03/08/2017 |  | 03/08/2017
York | Fraser Johnston | TM9T120D20MP11 | Natural Gas | Induced Draft | False | False | 1 | False | Down | None | None | Condensing | Two-Stage Modulating | Multiple-Speed | 1 | Standard |  | 120000 | 115000 | 1977 | 1190 | 113900 | 801 | 96 | 78 | [8 empty] | Federally-Regulated Consumer Product | 03/08/2017 |  | 03/08/2017
York | Evcon | TM9T080C16MP11 | LPG | Induced Draft | False | False | 1 | False | Horizontal | None | None | Condensing | Two-Stage Modulating | Multiple-Speed | 0.75 | Standard |  | 80000 | 77000 | 1671 | 838 | 80400 | 849 | 96 | 78 | [8 empty] | Federally-Regulated Consumer Product | 03/08/2017 |  | 03/08/2017
York | York | TMLX060A12MP11 | LPG | Induced Draft | False | False | 1 | False | Down |  | None | Non-Condensing | Single-Stage |  | 0.5 | Premium |  | 60000 | 48000 |  |  | 59100 | 243 | 80 | 78 | [8 empty] | Federally-Regulated Consumer Product | 03/08/2017 |  | 03/08/2017
York | Evcon | D6NZ048N11006NX | Natural Gas | Induced Draft | False | True | 1 | False | Horizontal |  | None | Non-Condensing | Single-Stage |  | 1 | Premium |  | 135000 | 108000 |  |  | 114000 | 1275 | 80.2 | 78 | [8 empty] | Federally-Regulated Consumer Product | 03/08/2017 |  | 03/08/2017
York | Fraser Johnston | D6NQ030N03606NX | Natural Gas | Induced Draft | False | True | 1 | False | Horizontal |  | None | Non-Condensing | Single-Stage |  | 0.75 | Premium |  | 45000 | 36000 |  |  | 37900 | 468 | 80.5 | 78 | [8 empty] | Federally-Regulated Consumer Product | 03/08/2017 |  | 03/08/2017
York | Fraser Johnston | TP9C120D20MP12 | Natural Gas | Induced Draft | False | False | 1 | False | Horizontal |  | None | Condensing | Step Modulating |  | 1 | Premium |  | 120000 | 116000 |  |  | 112400 | 597 | 98 | 78 | [8 empty] | Federally-Regulated Consumer Product | 03/08/2017 |  | 03/08/2017
York | York | TGLS100B12MP11 | LPG | Induced Draft | False | False | 1 | False | Up | None | None | Non-Condensing | Single-Stage | Multiple-Speed | 0.33 | Standard |  | 100000 | 80000 | 1223 | 614 | 96100 | 935 | 80 | 78 | [8 empty] | Federally-Regulated Consumer Product | 03/08/2017 |  | 03/08/2017
York | Luxaire | D7NQ048D09006NX | Natural Gas | Induced Draft | False | True | 1 | False | Horizontal |  | None | Non-Condensing | Two-Stage Modulating |  | 1 | Premium |  | 108000 | 89000 |  |  | 94500 | 338 | 81 | 78 | [8 empty] | Federally-Regulated Consumer Product | 03/08/2017 |  | 03/08/2017
York | Luxaire | TGLS100B12MP11 | Natural Gas | Induced Draft | False | False | 1 | False | Up | None | None | Non-Condensing | Single-Stage | Multiple-Speed | 0.33 | Standard |  | 100000 | 80000 | 1223 | 614 | 96100 | 935 | 80 | 78 | [8 empty] | Federally-Regulated Consumer Product | 03/08/2017 |  | 03/08/2017
York | Coleman | TMLX080C16MP11 | Natural Gas | Induced Draft | False | False | 1 | False | Up |  | None | Non-Condensing | Single-Stage |  | 0.5 | Premium |  | 80000 | 64000 |  |  | 78300 | 444 | 80 | 78 | [8 empty] | Federally-Regulated Consumer Product | 03/08/2017 |  | 03/08/2017
York | Fraser Johnston | TM8X120C20MP11 | LPG | Induced Draft | False | False | 1 | False | Horizontal |  | None | Non-Condensing | Single-Stage |  | 0.75 | Premium |  | 120000 | 96000 |  |  | 117500 | 635 | 80 | 78 | [8 empty] | Federally-Regulated Consumer Product | 03/08/2017 |  | 03/08/2017
York | Evcon | D6NQ024N05606NX | LPG | Induced Draft | False | True | 1 | False | Down |  | None | Non-Condensing | Single-Stage |  | 0.5 | Premium |  | 70000 | 56000 |  |  | 56700 | 764 | 80.2 | 78 | [8 empty] | Federally-Regulated Consumer Product | 03/08/2017 |  | 03/08/2017
York | Fraser Johnston | D7NX024N03606NX | LPG | Induced Draft | False | True | 1 | False | Down |  | None | Non-Condensing | Single-Stage |  | 0.5 | Premium |  | 45000 | 37000 |  |  | 38700 | 201 | 81 | 78 | [8 empty] | Federally-Regulated Consumer Product | 03/08/2017 |  | 03/08/2017
York | Evcon | TG9S040A08MP11 | Natural Gas | Induced Draft | False | False | 1 | False | Down | None | None | Condensing | Single-Stage | Multiple-Speed | 0.5 | Standard |  | 40000 | 39000 | 950 | 581 | 31900 | 458 | 95.5 | 78 | [8 empty] | Federally-Regulated Consumer Product | 03/08/2017 |  | 03/08/2017
York | Fraser Johnston | D7HQ060D11006NX | LPG | Induced Draft | False | True | 1 | False | Down |  | None | Non-Condensing | Two-Stage Modulating |  | 1 | Premium |  | 135000 | 110000 |  |  | 112900 | 413 | 81 | 78 | [8 empty] | Federally-Regulated Consumer Product | 03/08/2017 |  | 03/08/2017
York | Fraser Johnston | TPLC100C20MP12 | LPG | Induced Draft | False | False | 1 | False | Down |  | None | Non-Condensing | Step Modulating |  | 1 | Premium |  | 100000 | 78000 |  |  | 97500 | 238 | 80 | 78 | [8 empty] | Federally-Regulated Consumer Product | 03/08/2017 |  | 03/08/2017
York | York | DGAH056BBS* | Natural Gas | Induced Draft | False | False | 1 | True | Down |  | None | Non-Condensing | Single-Stage |  | 0.17 | Standard |  | 56000 | 45000 |  |  | 57800 | 535 | 80 | 75 | [8 empty] | Federally-Regulated Consumer Product | 03/08/2017 |  | 03/08/2017
York | Guardian | GG8S080C16MP11 | Natural Gas | Induced Draft | False | False | 1 | False | Horizontal | None | None | Non-Condensing | Single-Stage | Multiple-Speed | 0.5 | Standard |  | 80000 | 64000 | 1602 | 1069 | 75100 | 1168 | 80 | 78 | [8 empty] | Federally-Regulated Consumer Product | 03/08/2017 |  | 03/08/2017
York | Evcon | D6NZ030N03606NX | LPG | Induced Draft | False | True | 1 | False | Down |  | None | Non-Condensing | Single-Stage |  | 0.75 | Premium |  | 45000 | 36000 |  |  | 37900 | 468 | 80.5 | 78 | [8 empty] | Federally-Regulated Consumer Product | 03/08/2017 |  | 03/08/2017
York | Fraser Johnston | TPLC100C20MP12 | Natural Gas | Induced Draft | False | False | 1 | False | Down |  | None | Non-Condensing | Step Modulating |  | 1 | Premium |  | 100000 | 78000 |  |  | 97500 | 238 | 80 | 78 | [8 empty] | Federally-Regulated Consumer Product | 03/08/2017 |  | 03/08/2017
York | York | TM9X100C20MP11 | Natural Gas | Induced Draft | False | False | 1 | False | Horizontal | None | None | Condensing | Single-Stage | Multiple-Speed | 0.75 | Premium |  | 100000 | 95000 | 1989 | 660 | 97700 | 833 | 95.5 | 78 | [8 empty] | Federally-Regulated Consumer Product | 03/08/2017 |  | 03/08/2017
York | Fraser Johnston | TGLS080C16MP11 | LPG | Induced Draft | False | False | 1 | False | Up | None | None | Non-Condensing | Single-Stage | Multiple-Speed | 0.5 | Standard |  | 80000 | 64000 | 1602 | 1069 | 75100 | 1168 | 80 | 78 | [8 empty] | Federally-Regulated Consumer Product | 03/08/2017 |  | 03/08/2017
York | York | TG8S040A08MP11 | LPG | Induced Draft | False | False | 1 | False | Up | None | None | Non-Condensing | Single-Stage | Multiple-Speed | 0.2 | Standard |  | 40000 | 32000 | 717 | 489 | 38100 | 444 | 80 | 78 | [8 empty] | Federally-Regulated Consumer Product | 03/08/2017 |  | 03/08/2017
York | Coleman | TMLX100C16MP11 | LPG | Induced Draft | False | False | 1 | False | Up |  | None | Non-Condensing | Single-Stage |  | 0.5 | Premium |  | 100000 | 80000 |  |  | 98400 | 431 | 80 | 78 | [8 empty] | Federally-Regulated Consumer Product | 03/08/2017 |  | 03/08/2017
York | Luxaire | TG8S120C20MP11 | Natural Gas | Induced Draft | False | False | 1 | False | Horizontal | None | None | Non-Condensing | Single-Stage | Multiple-Speed | 1 | Standard |  | 120000 | 96000 | 2338 | 1286 | 115200 | 1150 | 80 | 78 | [8 empty] | Federally-Regulated Consumer Product | 03/08/2017 |  | 03/08/2017
York | Luxaire | X33D[D,T]5******** | LPG | Induced Draft | False | True | 3 | False | Down |  | None | Non-Condensing | Step Modulating |  | 10 | Standard |  | 533000 | 426000 | [6 empty] | 80 | 80 | [6 empty] | Federally-Regulated Commercial & Industrial Equipment | 03/08/2017 |  | 03/08/2017
York | Luxaire | D6NQ048D11006NX | Natural Gas | Induced Draft | False | True | 1 | False | Down |  | None | Non-Condensing | Two-Stage Modulating |  | 1 | Premium |  | 135000 | 108000 |  |  | 114400 | 300 | 80 | 78 | [8 empty] | Federally-Regulated Consumer Product | 03/08/2017 |  | 03/08/2017
York | Luxaire | D6NZ048D11006NX | Natural Gas | Induced Draft | False | True | 1 | False | Horizontal |  | None | Non-Condensing | Two-Stage Modulating |  | 1 | Premium |  | 135000 | 108000 |  |  | 114400 | 262 | 80 | 78 | [8 empty] | Federally-Regulated Consumer Product | 03/08/2017 |  | 03/08/2017
York | York | TG9S060A10MP11 | Natural Gas | Induced Draft | False | False | 1 | False | Down | None | None | Condensing | Single-Stage | Multiple-Speed | 0.5 | Standard |  | 60000 | 58000 | 1103 | 769 | 47900 | 674 | 95.5 | 78 | [8 empty] | Federally-Regulated Consumer Product | 03/08/2017 |  | 03/08/2017
York | Coleman | D6NQ036N03606NX | LPG | Induced Draft | False | True | 1 | False | Horizontal |  | None | Non-Condensing | Single-Stage |  | 0.75 | Premium |  | 45000 | 36000 |  |  | 37300 | 590 | 80.4 | 78 | [8 empty] | Federally-Regulated Consumer Product | 03/08/2017 |  | 03/08/2017
York | Luxaire | TMLX080B12MP11 | LPG | Induced Draft | False | False | 1 | False | Horizontal |  | None | Non-Condensing | Single-Stage |  | 0.5 | Premium |  | 80000 | 64000 |  |  | 78600 | 379 | 80 | 78 | [8 empty] | Federally-Regulated Consumer Product | 03/08/2017 |  | 03/08/2017
York | Guardian | RGF1L100CP20MP11 | Natural Gas | Induced Draft | False | False | 1 | False | Horizontal |  | None | Non-Condensing | Single-Stage |  | 1 | Standard |  | 100000 | 80000 |  |  | 95100 | 1226 | 80 | 78 | [8 empty] | Federally-Regulated Consumer Product | 03/08/2017 |  | 03/08/2017
York | Fraser Johnston | TMLX060A12MP11 | LPG | Induced Draft | False | False | 1 | False | Down |  | None | Non-Condensing | Single-Stage |  | 0.5 | Premium |  | 60000 | 48000 |  |  | 59100 | 243 | 80 | 78 | [8 empty] | Federally-Regulated Consumer Product | 03/08/2017 |  | 03/08/2017
York | Evcon | D6NZ036N03606NX | Natural Gas | Induced Draft | False | True | 1 | False | Down |  | None | Non-Condensing | Single-Stage |  | 0.75 | Premium |  | 45000 | 36000 |  |  | 37300 | 590 | 80.4 | 78 | [8 empty] | Federally-Regulated Consumer Product | 03/08/2017 |  | 03/08/2017
York | Fraser Johnston | D6NQ036N07206NX | Natural Gas | Induced Draft | False | True | 1 | False | Horizontal |  | None | Non-Condensing | Single-Stage |  | 0.75 | Premium |  | 90000 | 72000 |  |  | 75500 | 1056 | 80.1 | 78 | [8 empty] | Federally-Regulated Consumer Product | 03/08/2017 |  | 03/08/2017
York | Coleman | TGLS100B12MP11 | Natural Gas | Induced Draft | False | False | 1 | False | Down | None | None | Non-Condensing | Single-Stage | Multiple-Speed | 0.33 | Standard |  | 100000 | 80000 | 1223 | 614 | 96100 | 935 | 80 | 78 | [8 empty] | Federally-Regulated Consumer Product | 03/08/2017 |  | 03/08/2017
York | York | TM9X060B12MP11 | Natural Gas | Induced Draft | False | False | 1 | False | Up | None | None | Condensing | Single-Stage | Multiple-Speed | 0.5 | Premium |  | 60000 | 57000 | 1197 | 398 | 49000 | 394 | 95.5 | 78 | [8 empty] | Federally-Regulated Consumer Product | 03/08/2017 |  | 03/08/2017
York | Coleman | TM9V100C16MP11 | Natural Gas | Induced Draft | False | False | 1 | False | Horizontal | None | None | Condensing | Two-Stage Modulating | Variable-Speed | 0.75 | Premium | 60 | 100000 | 96000 | 1818 | 519 | 95600 | 364 | 96 | 78 | [8 empty] | Federally-Regulated Consumer Product | 03/08/2017 |  | 03/08/2017
York | Evcon | D6NZ060D11006NX | LPG | Induced Draft | False | True | 1 | False | Horizontal |  | None | Non-Condensing | Two-Stage Modulating |  | 1 | Premium |  | 135000 | 108000 |  |  | 114400 | 262 | 80 | 78 | [8 empty] | Federally-Regulated Consumer Product | 03/08/2017 |  | 03/08/2017
York | Coleman | TM8V080C16MP11 | Natural Gas | Induced Draft | False | False | 1 | False | Up |  | None | Non-Condensing | Two-Stage Modulating |  | 0.75 | Premium |  | 80000 | 63000 |  |  | 76900 | 323 | 80 | 78 | [8 empty] | Federally-Regulated Consumer Product | 03/08/2017 |  | 03/08/2017
York | York | TM9V080C16MP11 | Natural Gas | Induced Draft | False | False | 1 | False | Horizontal | None | None | Condensing | Two-Stage Modulating | Variable-Speed | 0.75 | Premium | 60 | 80000 | 77000 | 1787 | 544 | 79000 | 273 | 96 | 78 | [8 empty] | Federally-Regulated Consumer Product | 03/08/2017 |  | 03/08/2017
York | Fraser Johnston | D6NQ036D05606NX | LPG | Induced Draft | False | True | 1 | False | Down |  | None | Non-Condensing | Two-Stage Modulating |  | 0.75 | Premium |  | 70000 | 56000 |  |  | 58000 | 263 | 80 | 78 | [8 empty] | Federally-Regulated Consumer Product | 03/08/2017 |  | 03/08/2017
York | Coleman | TM9T100C16MP11 | Natural Gas | Induced Draft | False | False | 1 | False | Up | None | None | Condensing | Two-Stage Modulating | Multiple-Speed | 0.75 | Standard |  | 100000 | 96000 | 1706 | 819 | 97000 | 874 | 96 | 78 | [8 empty] | Federally-Regulated Consumer Product | 03/08/2017 |  | 03/08/2017
York | Luxaire | D6NX024D05606NX | Natural Gas | Induced Draft | False | True | 1 | False | Down |  | None | Non-Condensing | Two-Stage Modulating |  | 0.5 | Premium |  | 70000 | 56000 |  |  | 57600 | 151 | 80 | 78 | [8 empty] | Federally-Regulated Consumer Product | 03/08/2017 |  | 03/08/2017
York | Luxaire | TM9X040A10MP11 | LPG | Induced Draft | False | False | 1 | False | Up |  | None | Condensing | Single-Stage |  | 0.5 | Premium |  | 40000 | 38000 |  |  | 32700 | 256 | 95.5 | 78 | [8 empty] | Federally-Regulated Consumer Product | 03/08/2017 |  | 03/08/2017
York | York | D6HQ036D05606NX | LPG | Induced Draft | False | True | 1 | False | Down |  | None | Non-Condensing | Two-Stage Modulating |  | 0.75 | Premium |  | 70000 | 56000 |  |  | 58000 | 263 | 80 | 78 | [8 empty] | Federally-Regulated Consumer Product | 03/08/2017 |  | 03/08/2017
York | Luxaire | D7NQ048N06506NX | Natural Gas | Induced Draft | False | True | 1 | False | Horizontal |  | None | Non-Condensing | Single-Stage |  | 1 | Premium |  | 80000 | 66000 |  |  | 77300 | 424 | 81 | 78 | [8 empty] | Federally-Regulated Consumer Product | 03/08/2017 |  | 03/08/2017
York | Fraser Johnston | TM9M080C16MP12 | LPG | Induced Draft | False | False | 1 | False | Up |  | None | Condensing | Step Modulating |  | 0.75 | Standard |  | 80000 | 78000 |  |  | 76300 | 1530 | 97 | 78 | [8 empty] | Federally-Regulated Consumer Product | 03/08/2017 |  | 03/08/2017
York | Fraser Johnston | TG8S060A12MP11 | Natural Gas | Induced Draft | False | False | 1 | False | Up | None | None | Non-Condensing | Single-Stage | Multiple-Speed | 0.33 | Standard |  | 60000 | 48000 | 1275 | 711 | 57400 | 623 | 80 | 78 | [8 empty] | Federally-Regulated Consumer Product | 03/08/2017 |  | 03/08/2017
York | York | D6NQ036N05606NX | Natural Gas | Induced Draft | False | True | 1 | False | Horizontal |  | None | Non-Condensing | Single-Stage |  | 0.75 | Premium |  | 70000 | 56000 |  |  | 56200 | 876 | 80.2 | 78 | [8 empty] | Federally-Regulated Consumer Product | 03/08/2017 |  | 03/08/2017
York | Fraser Johnston | TM9E100C20MP11 | LPG | Induced Draft | False | False | 1 | False | Up |  | None | Condensing | Single-Stage |  | 0.75 | Premium |  | 100000 | 96000 |  |  | 99800 | 410 | 95 | 78 | [8 empty] | Federally-Regulated Consumer Product | 03/08/2017 |  | 03/08/2017
York | Guardian | RGF1L100CP16MP11 | LPG | Induced Draft | False | False | 1 | False | Up |  | None | Non-Condensing | Single-Stage |  | 0.5 | Standard |  | 100000 | 80000 |  |  | 96100 | 972 | 80 | 78 | [8 empty] | Federally-Regulated Consumer Product | 03/08/2017 |  | 03/08/2017
York | Luxaire | D6NQ042N06506NX | Natural Gas | Induced Draft | False | True | 1 | False | Down |  | None | Non-Condensing | Single-Stage |  | 1 | Premium |  | 80000 | 64000 |  |  | 74700 | 1140 | 80.8 | 78 | [8 empty] | Federally-Regulated Consumer Product | 03/08/2017 |  | 03/08/2017
York | York | TG8S100C20MP11 | Natural Gas | Induced Draft | False | False | 1 | False | Horizontal | None | None | Non-Condensing | Single-Stage | Multiple-Speed | 1 | Standard |  | 100000 | 80000 | 2478 | 1307 | 95100 | 1178 | 80 | 78 | [8 empty] | Federally-Regulated Consumer Product | 03/08/2017 |  | 03/08/2017
York | Coleman | D7NQ060N09006NX | Natural Gas | Induced Draft | False | True | 1 | False | Horizontal |  | None | Non-Condensing | Single-Stage |  | 1 | Premium |  | 108000 | 88000 |  |  | 96900 | 467 | 81 | 78 | [8 empty] | Federally-Regulated Consumer Product | 03/08/2017 |  | 03/08/2017
York | Guardian | GG9S060A10MP11 | LPG | Induced Draft | False | False | 1 | False | Up | None | None | Condensing | Single-Stage | Multiple-Speed | 0.5 | Standard |  | 60000 | 58000 | 1103 | 769 | 47900 | 674 | 95.5 | 78 | [8 empty] | Federally-Regulated Consumer Product | 03/08/2017 |  | 03/08/2017
York | Fraser Johnston | D6NQ060N09006NX | LPG | Induced Draft | False | True | 1 | False | Down |  | None | Non-Condensing | Single-Stage |  | 1 | Premium |  | 108000 | 87000 |  |  | 93400 | 1313 | 80.6 | 78 | [8 empty] | Federally-Regulated Consumer Product | 03/08/2017 |  | 03/08/2017
York | Fraser Johnston | TGLS080C16MP11 | LPG | Induced Draft | False | False | 1 | False | Horizontal | None | None | Non-Condensing | Single-Stage | Multiple-Speed | 0.5 | Standard |  | 80000 | 64000 | 1602 | 1069 | 75100 | 1168 | 80 | 78 | [8 empty] | Federally-Regulated Consumer Product | 03/08/2017 |  | 03/08/2017
York | York | TGLS130D20MP11 | Natural Gas | Induced Draft | False | False | 1 | False | Up | None | None | Non-Condensing | Single-Stage | Multiple-Speed | 1 | Standard |  | 130000 | 104000 | 2399 | 1324 | 114700 | 1265 | 80 | 78 | [8 empty] | Federally-Regulated Consumer Product | 03/08/2017 |  | 03/08/2017
York | Coleman | D6HQ060D09006NX | Natural Gas | Induced Draft | False | True | 1 | False | Horizontal |  | None | Non-Condensing | Two-Stage Modulating |  | 1 | Premium |  | 108000 | 87000 |  |  | 94100 | 287 | 80 | 78 | [8 empty] | Federally-Regulated Consumer Product | 03/08/2017 |  | 03/08/2017
York | Evcon | TGLS100C20MP11 | Natural Gas | Induced Draft | False | False | 1 | False | Up | None | None | Non-Condensing | Single-Stage | Multiple-Speed | 1 | Standard |  | 100000 | 80000 | 2478 | 1307 | 95100 | 1178 | 80 | 78 | [8 empty] | Federally-Regulated Consumer Product | 03/08/2017 |  | 03/08/2017
York | Fraser Johnston | TM9E040A10MP11 | Natural Gas | Induced Draft | False | False | 1 | False | Up |  | None | Condensing | Single-Stage |  | 0.5 | Premium |  | 40000 | 38000 |  |  | 33100 | 195 | 95 | 78 | [8 empty] | Federally-Regulated Consumer Product | 03/08/2017 |  | 03/08/2017
York | Evcon | RGF1L060AE12MP11 | LPG | Induced Draft | False | False | 1 | False | Down |  | None | Non-Condensing | Single-Stage |  | 0.5 | Premium |  | 60000 | 48000 |  |  | 59100 | 243 | 80 | 78 | [8 empty] | Federally-Regulated Consumer Product | 03/08/2017 |  | 03/08/2017
York | Coleman | D6HQ036D07206NX | LPG | Induced Draft | False | True | 1 | False | Down |  | None | Non-Condensing | Two-Stage Modulating |  | 0.75 | Premium |  | 90000 | 72000 |  |  | 74700 | 273 | 80 | 78 | [8 empty] | Federally-Regulated Consumer Product | 03/08/2017 |  | 03/08/2017
York | Evcon | TM8X080B12MP11 | LPG | Induced Draft | False | False | 1 | False | Up |  | None | Non-Condensing | Single-Stage |  | 0.5 | Premium |  | 80000 | 64000 |  |  | 78600 | 379 | 80 | 78 | [8 empty] | Federally-Regulated Consumer Product | 03/08/2017 |  | 03/08/2017
York | Fraser Johnston | TM9E080B12MP11 | Natural Gas | Induced Draft | False | False | 1 | False | Up |  | None | Condensing | Single-Stage |  | 0.5 | Premium |  | 80000 | 77000 |  |  | 83000 | 382 | 95 | 78 | [8 empty] | Federally-Regulated Consumer Product | 03/08/2017 |  | 03/08/2017
York | Fraser Johnston | TMLX100C20MP11 | Natural Gas | Induced Draft | False | False | 1 | False | Horizontal |  | None | Non-Condensing | Single-Stage |  | 0.75 | Premium |  | 100000 | 80000 |  |  | 97800 | 568 | 80 | 78 | [8 empty] | Federally-Regulated Consumer Product | 03/08/2017 |  | 03/08/2017
York | Fraser Johnston | TM8V100C20MP11 | LPG | Induced Draft | False | False | 1 | False | Up |  | None | Non-Condensing | Two-Stage Modulating |  | 1 | Premium |  | 100000 | 80000 |  |  | 95200 | 380 | 80 | 78 | [8 empty] | Federally-Regulated Consumer Product | 03/08/2017 |  | 03/08/2017
York | Coleman | TGLS130D20MP11 | LPG | Induced Draft | False | False | 1 | False | Up | None | None | Non-Condensing | Single-Stage | Multiple-Speed | 1 | Standard |  | 130000 | 104000 | 2399 | 1324 | 114700 | 1265 | 80 | 78 | [8 empty] | Federally-Regulated Consumer Product | 03/08/2017 |  | 03/08/2017
York | Luxaire | LP9C080B12MP12 | LPG | Induced Draft | False | False | 1 | False | Down |  | None | Condensing | Step Modulating |  | 0.5 | Premium |  | 80000 | 77000 |  |  | 80800 | 435 | 97.5 | 78 | [8 empty] | Federally-Regulated Consumer Product | 03/08/2017 |  | 03/08/2017
York | Evcon | RGF19100CP20MP11 | Natural Gas | Induced Draft | False | False | 1 | False | Horizontal |  | None | Condensing | Single-Stage |  | 1 | Standard |  | 100000 | 97000 |  |  | 96600 | 1161 | 95.5 | 78 | [8 empty] | Federally-Regulated Consumer Product | 03/08/2017 |  | 03/08/2017
York | Coleman | D6NZ042D09006NX | Natural Gas | Induced Draft | False | True | 1 | False | Horizontal |  | None | Non-Condensing | Two-Stage Modulating |  | 0.75 | Premium |  | 108000 | 87000 |  |  | 95300 | 362 | 80 | 78 | [8 empty] | Federally-Regulated Consumer Product | 03/08/2017 |  | 03/08/2017
York | Evcon | TM8T100C20MP11 | Natural Gas | Induced Draft | False | False | 1 | False | Up |  | None | Non-Condensing | Two-Stage Modulating |  | 1 | Standard |  | 100000 | 80000 |  |  | 97200 | 688 | 80 | 78 | [8 empty] | Federally-Regulated Consumer Product | 03/08/2017 |  | 03/08/2017
York | York | ZR036*08*1**** | LPG | Induced Draft | False | True | 1 | False | Down |  | None | Non-Condensing | Single-Stage |  | 1.5 | Standard |  | 100000 | 80000 |  |  | 93400 | 1438 | 80.5 | 78 | [8 empty] | Federally-Regulated Consumer Product | 03/08/2017 |  | 03/08/2017
York | Coleman | D6NZ030D05606NX | LPG | Induced Draft | False | True | 1 | False | Horizontal |  | None | Non-Condensing | Two-Stage Modulating |  | 0.75 | Premium |  | 70000 | 56000 |  |  | 55700 | 252 | 80 | 78 | [8 empty] | Federally-Regulated Consumer Product | 03/08/2017 |  | 03/08/2017
York | Coleman | TP9C120D20MP12 | LPG | Induced Draft | False | False | 1 | False | Up |  | None | Condensing | Step Modulating |  | 1 | Premium |  | 120000 | 116000 |  |  | 112400 | 597 | 98 | 78 | [8 empty] | Federally-Regulated Consumer Product | 03/08/2017 |  | 03/08/2017
York | York | TMLT080C16MP11 | Natural Gas | Induced Draft | False | False | 1 | False | Up |  | None | Non-Condensing | Two-Stage Modulating |  | 0.5 | Standard |  | 80000 | 63000 |  |  | 77500 | 607 | 80 | 78 | [8 empty] | Federally-Regulated Consumer Product | 03/08/2017 |  | 03/08/2017
York | Luxaire | TG9S060A10MP11 | Natural Gas | Induced Draft | False | False | 1 | False | Horizontal | None | None | Condensing | Single-Stage | Multiple-Speed | 0.5 | Standard |  | 60000 | 58000 | 1103 | 769 | 47900 | 674 | 95.5 | 78 | [8 empty] | Federally-Regulated Consumer Product | 03/08/2017 |  | 03/08/2017
York | York | D6NZ048D11006NX | LPG | Induced Draft | False | True | 1 | False | Horizontal |  | None | Non-Condensing | Two-Stage Modulating |  | 1 | Premium |  | 135000 | 108000 |  |  | 114400 | 262 | 80 | 78 | [8 empty] | Federally-Regulated Consumer Product | 03/08/2017 |  | 03/08/2017
York | Luxaire | D6NQ048N09006NX | Natural Gas | Induced Draft | False | True | 1 | False | Horizontal |  | None | Non-Condensing | Single-Stage |  | 1 | Premium |  | 108000 | 87000 |  |  | 93800 | 1315 | 80.6 | 78 | [8 empty] | Federally-Regulated Consumer Product | 03/08/2017 |  | 03/08/2017
York | Evcon | TM8V100C16MP11 | LPG | Induced Draft | False | False | 1 | False | Horizontal |  | None | Non-Condensing | Two-Stage Modulating |  | 0.75 | Premium |  | 100000 | 80000 |  |  | 94700 | 368 | 80 | 78 | [8 empty] | Federally-Regulated Consumer Product | 03/08/2017 |  | 03/08/2017
York | Coleman | D6NY060D11006NX | Natural Gas | Induced Draft | False | True | 1 | False | Horizontal |  | None | Non-Condensing | Two-Stage Modulating |  | 1 | Premium |  | 135000 | 108000 |  |  | 114400 | 300 | 80 | 78 | [8 empty] | Federally-Regulated Consumer Product | 03/08/2017 |  | 03/08/2017
York | Evcon | TM9X100C16MP11 | Natural Gas | Induced Draft | False | False | 1 | False | Up | None | None | Condensing | Single-Stage | Multiple-Speed | 0.5 | Premium |  | 100000 | 95000 | 1570 | 464 | 98400 | 638 | 95.5 | 78 | [8 empty] | Federally-Regulated Consumer Product | 03/08/2017 |  | 03/08/2017
York | Evcon | D6NQ060N06506NX | Natural Gas | Induced Draft | False | True | 1 | False | Horizontal |  | None | Non-Condensing | Single-Stage |  | 1 | Premium |  | 80000 | 64000 |  |  | 75500 | 910 | 80.8 | 78 | [8 empty] | Federally-Regulated Consumer Product | 03/08/2017 |  | 03/08/2017
York | Fraser Johnston | D6NQ030N05606NX | LPG | Induced Draft | False | True | 1 | False | Horizontal |  | None | Non-Condensing | Single-Stage |  | 0.75 | Premium |  | 70000 | 56000 |  |  | 56700 | 764 | 80.5 | 78 | [8 empty] | Federally-Regulated Consumer Product | 03/08/2017 |  | 03/08/2017
York | Luxaire | TM9M120D20MP12 | LPG | Induced Draft | False | False | 1 | False | Down |  | None | Condensing | Step Modulating |  | 1 | Standard |  | 120000 | 116000 |  |  | 111200 | 1144 | 97 | 78 | [8 empty] | Federally-Regulated Consumer Product | 03/08/2017 |  | 03/08/2017
York | Coleman | TG8S120C20MP11 | LPG | Induced Draft | False | False | 1 | False | Down | None | None | Non-Condensing | Single-Stage | Multiple-Speed | 1 | Standard |  | 120000 | 96000 | 2338 | 1286 | 115200 | 1150 | 80 | 78 | [8 empty] | Federally-Regulated Consumer Product | 03/08/2017 |  | 03/08/2017
York | Luxaire | ZS060*F0*F**** | LPG | Induced Draft | False | True | 1 | False | Down |  | None | Non-Condensing | Single-Stage |  | 1.5 | Standard |  | 125000 | 100000 |  |  | 117500 | 510 | 80.3 | 78 | [8 empty] | Federally-Regulated Consumer Product | 03/08/2017 |  | 03/08/2017
York | Fraser Johnston | TMLV100C16MP11 | LPG | Induced Draft | False | False | 1 | False | Horizontal |  | None | Non-Condensing | Two-Stage Modulating |  | 0.75 | Premium |  | 100000 | 80000 |  |  | 94700 | 368 | 80 | 78 | [8 empty] | Federally-Regulated Consumer Product | 03/08/2017 |  | 03/08/2017
York | Coleman | TPLC120C20MP12 | LPG | Induced Draft | False | False | 1 | False | Up |  | None | Non-Condensing | Step Modulating |  | 1 | Premium |  | 120000 | 95000 |  |  | 115200 | 484 | 80 | 78 | [8 empty] | Federally-Regulated Consumer Product | 03/08/2017 |  | 03/08/2017
York | Guardian | RGF19100CE20MP11 | LPG | Induced Draft | False | False | 1 | False | Up |  | None | Condensing | Single-Stage |  | 0.75 | Premium |  | 100000 | 95000 |  |  | 97700 | 833 | 95.5 | 78 | [8 empty] | Federally-Regulated Consumer Product | 03/08/2017 |  | 03/08/2017
York | Evcon | D6NY060D09006NX | LPG | Induced Draft | False | True | 1 | False | Down |  | None | Non-Condensing | Two-Stage Modulating |  | 1 | Premium |  | 108000 | 87000 |  |  | 94100 | 287 | 80 | 78 | [8 empty] | Federally-Regulated Consumer Product | 03/08/2017 |  | 03/08/2017
York | York | TP9C080C16MP12 | Natural Gas | Induced Draft | False | False | 1 | False | Up |  | None | Condensing | Step Modulating |  | 0.75 | Premium |  | 80000 | 78000 |  |  | 80600 | 460 | 97.7 | 78 | [8 empty] | Federally-Regulated Consumer Product | 03/08/2017 |  | 03/08/2017
York | Luxaire | TG8S080C16MP11 | LPG | Induced Draft | False | False | 1 | False | Down | None | None | Non-Condensing | Single-Stage | Multiple-Speed | 0.5 | Standard |  | 80000 | 64000 | 1602 | 1069 | 75100 | 1168 | 80 | 78 | [8 empty] | Federally-Regulated Consumer Product | 03/08/2017 |  | 03/08/2017
York | Fraser Johnston | TM8T100C20MP11 | Natural Gas | Induced Draft | False | False | 1 | False | Down |  | None | Non-Condensing | Two-Stage Modulating |  | 1 | Standard |  | 100000 | 80000 |  |  | 97200 | 688 | 80 | 78 | [8 empty] | Federally-Regulated Consumer Product | 03/08/2017 |  | 03/08/2017
York | Luxaire | ZK048*06*F**** | LPG | Induced Draft | False | True | 1 | False | Down |  | None | Non-Condensing | Single-Stage |  | 1.5 | Standard |  | 75000 | 60000 |  |  | 57700 | 396 | 80.9 | 78 | [8 empty] | Federally-Regulated Consumer Product | 03/08/2017 |  | 03/08/2017
York | Fraser Johnston | D6NZ048N06506NX | Natural Gas | Induced Draft | False | True | 1 | False | Horizontal |  | None | Non-Condensing | Single-Stage |  | 1 | Premium |  | 80000 | 64000 |  |  | 73900 | 1250 | 80.8 | 78 | [8 empty] | Federally-Regulated Consumer Product | 03/08/2017 |  | 03/08/2017
York | Fraser Johnston | D7HQ060D11006NX | Natural Gas | Induced Draft | False | True | 1 | False | Down |  | None | Non-Condensing | Two-Stage Modulating |  | 1 | Premium |  | 135000 | 110000 |  |  | 112900 | 413 | 81 | 78 | [8 empty] | Federally-Regulated Consumer Product | 03/08/2017 |  | 03/08/2017
York | Fraser Johnston | D6NZ060D11006NX | LPG | Induced Draft | False | True | 1 | False | Down |  | None | Non-Condensing | Two-Stage Modulating |  | 1 | Premium |  | 135000 | 108000 |  |  | 114400 | 262 | 80 | 78 | [8 empty] | Federally-Regulated Consumer Product | 03/08/2017 |  | 03/08/2017
York | Evcon | TM8V060A12MP11 | Natural Gas | Induced Draft | False | False | 1 | False | Horizontal |  | None | Non-Condensing | Two-Stage Modulating |  | 0.5 | Premium |  | 60000 | 47000 |  |  | 57000 | 259 | 80 | 78 | [8 empty] | Federally-Regulated Consumer Product | 03/08/2017 |  | 03/08/2017
York | Johnson Controls | H33D[D,T]5******** | LPG | Induced Draft | False | True | 3 | False | Horizontal |  | None | Non-Condensing | Step Modulating |  | 10 | Standard |  | 533000 | 426000 | [6 empty] | 80 | 80 | [6 empty] | Federally-Regulated Commercial & Industrial Equipment | 03/08/2017 |  | 03/08/2017
York | York | TM9E100C20MP11 | LPG | Induced Draft | False | False | 1 | False | Down |  | None | Condensing | Single-Stage |  | 0.75 | Premium |  | 100000 | 96000 |  |  | 99800 | 410 | 95 | 78 | [8 empty] | Federally-Regulated Consumer Product | 03/08/2017 |  | 03/08/2017
York | Guardian | RGF1L100CE16MP11 | LPG | Induced Draft | False | False | 1 | False | Horizontal |  | None | Non-Condensing | Single-Stage |  | 0.5 | Premium |  | 100000 | 80000 |  |  | 98400 | 431 | 80 | 78 | [8 empty] | Federally-Regulated Consumer Product | 03/08/2017 |  | 03/08/2017
York | York | D6NQ048D11006NX | Natural Gas | Induced Draft | False | True | 1 | False | Horizontal |  | None | Non-Condensing | Two-Stage Modulating |  | 1 | Premium |  | 135000 | 108000 |  |  | 114400 | 300 | 80 | 78 | [8 empty] | Federally-Regulated Consumer Product | 03/08/2017 |  | 03/08/2017
York | York | D6NQ048D11006NX | Natural Gas | Induced Draft | False | True | 1 | False | Down |  | None | Non-Condensing | Two-Stage Modulating |  | 1 | Premium |  | 135000 | 108000 |  |  | 114400 | 300 | 80 | 78 | [8 empty] | Federally-Regulated Consumer Product | 03/08/2017 |  | 03/08/2017
York | York | TMLV080C16MP11 | LPG | Induced Draft | False | False | 1 | False | Up |  | None | Non-Condensing | Two-Stage Modulating |  | 0.75 | Premium |  | 80000 | 63000 |  |  | 76900 | 323 | 80 | 78 | [8 empty] | Federally-Regulated Consumer Product | 03/08/2017 |  | 03/08/2017
York | York | TMLT100C20MP11 | LPG | Induced Draft | False | False | 1 | False | Up |  | None | Non-Condensing | Two-Stage Modulating |  | 1 | Standard |  | 100000 | 80000 |  |  | 97200 | 688 | 80 | 78 | [8 empty] | Federally-Regulated Consumer Product | 03/08/2017 |  | 03/08/2017
York | York | TG8S080C22MP11 | Natural Gas | Induced Draft | False | False | 1 | False | Horizontal | None | None | Non-Condensing | Single-Stage | Multiple-Speed | 1 | Standard |  | 80000 | 64000 | 2448 | 1263 | 74800 | 1234 | 80 | 78 | [8 empty] | Federally-Regulated Consumer Product | 03/08/2017 |  | 03/08/2017
York | Johnson Controls | V33E[N,S]3******** | LPG | Induced Draft | False | True | 3 | False | Horizontal |  | None | Non-Condensing | Single-Stage |  | 10 | Standard |  | 267000 | 213000 | [6 empty] | 80 | 80 | [6 empty] | Federally-Regulated Commercial & Industrial Equipment | 03/08/2017 |  | 03/08/2017
York | York | TG9S080B12MP11 | LPG | Induced Draft | False | False | 1 | False | Down | None | None | Condensing | Single-Stage | Multiple-Speed | 0.5 | Standard |  | 80000 | 78000 | 1370 | 854 | 80600 | 920 | 95.5 | 78 | [8 empty] | Federally-Regulated Consumer Product | 03/08/2017 |  | 03/08/2017
York | Evcon | TM9V100C20MP11 | LPG | Induced Draft | False | False | 1 | False | Up | None | None | Condensing | Two-Stage Modulating | Variable-Speed | 1 | Premium | 60 | 100000 | 96000 | 2019 | 576 | 94300 | 386 | 96 | 78 | [8 empty] | Federally-Regulated Consumer Product | 03/08/2017 |  | 03/08/2017
York | Evcon | TGLS100C20MP11 | LPG | Induced Draft | False | False | 1 | False | Down | None | None | Non-Condensing | Single-Stage | Multiple-Speed | 1 | Standard |  | 100000 | 80000 | 2478 | 1307 | 95100 | 1178 | 80 | 78 | [8 empty] | Federally-Regulated Consumer Product | 03/08/2017 |  | 03/08/2017
York | York | D7NQ042N06506NX | LPG | Induced Draft | False | True | 1 | False | Horizontal |  | None | Non-Condensing | Single-Stage |  | 1 | Premium |  | 80000 | 66000 |  |  | 77300 | 424 | 81 | 78 | [8 empty] | Federally-Regulated Consumer Product | 03/08/2017 |  | 03/08/2017
York | Coleman | CP9C100C20MP12 | LPG | Induced Draft | False | False | 1 | False | Up |  | None | Condensing | Step Modulating |  | 1 | Premium |  | 100000 | 97000 |  |  | 96400 | 558 | 97.7 | 78 | [8 empty] | Federally-Regulated Consumer Product | 03/08/2017 |  | 03/08/2017
York | Evcon | TG8S060A10MP11 | LPG | Induced Draft | False | False | 1 | False | Horizontal | None | None | Non-Condensing | Single-Stage | Multiple-Speed | 0.33 | Standard |  | 60000 | 48000 | 1004 | 708 | 57700 | 553 | 80 | 78 | [8 empty] | Federally-Regulated Consumer Product | 03/08/2017 |  | 03/08/2017
York | York | D6NZ024N05606NX | LPG | Induced Draft | False | True | 1 | False | Horizontal |  | None | Non-Condensing | Single-Stage |  | 0.5 | Premium |  | 70000 | 56000 |  |  | 56700 | 764 | 80.2 | 78 | [8 empty] | Federally-Regulated Consumer Product | 03/08/2017 |  | 03/08/2017
York | Coleman | D7NX036N09006NX | Natural Gas | Induced Draft | False | True | 1 | False | Horizontal |  | None | Non-Condensing | Single-Stage |  | 1 | Premium |  | 108000 | 88000 |  |  | 96900 | 467 | 81 | 78 | [8 empty] | Federally-Regulated Consumer Product | 03/08/2017 |  | 03/08/2017
York | Guardian | GGLS080C16MP11 | LPG | Induced Draft | False | False | 1 | False | Horizontal | None | None | Non-Condensing | Single-Stage | Multiple-Speed | 0.5 | Standard |  | 80000 | 64000 | 1602 | 1069 | 75100 | 1168 | 80 | 78 | [8 empty] | Federally-Regulated Consumer Product | 03/08/2017 |  | 03/08/2017
York | Fraser Johnston | TGLS060A12MP11 | Natural Gas | Induced Draft | False | False | 1 | False | Down | None | None | Non-Condensing | Single-Stage | Multiple-Speed | 0.33 | Standard |  | 60000 | 48000 | 1275 | 711 | 57400 | 623 | 80 | 78 | [8 empty] | Federally-Regulated Consumer Product | 03/08/2017 |  | 03/08/2017
York | Fraser Johnston | TM9T080B12MP11 | Natural Gas | Induced Draft | False | False | 1 | False | Horizontal | None | None | Condensing | Two-Stage Modulating | Multiple-Speed | 0.5 | Standard |  | 80000 | 77000 | 1370 | 854 | 81300 | 588 | 96 | 78 | [8 empty] | Federally-Regulated Consumer Product | 03/08/2017 |  | 03/08/2017
York | York | TP9C060B12MP12 | Natural Gas | Induced Draft | False | False | 1 | False | Down |  | None | Condensing | Step Modulating |  | 0.5 | Premium |  | 60000 | 58000 |  |  | 48400 | 241 | 97.5 | 78 | [8 empty] | Federally-Regulated Consumer Product | 03/08/2017 |  | 03/08/2017
York | Evcon | D6NX024N05606NX | Natural Gas | Induced Draft | False | True | 1 | False | Down |  | None | Non-Condensing | Single-Stage |  | 0.5 | Premium |  | 70000 | 56000 |  |  | 56700 | 764 | 80.2 | 78 | [8 empty] | Federally-Regulated Consumer Product | 03/08/2017 |  | 03/08/2017
York | Fraser Johnston | TMLV080B12MP11 | LPG | Induced Draft | False | False | 1 | False | Up |  | None | Non-Condensing | Two-Stage Modulating |  | 0.5 | Premium |  | 80000 | 63000 |  |  | 75800 | 315 | 80 | 78 | [8 empty] | Federally-Regulated Consumer Product | 03/08/2017 |  | 03/08/2017
York | Guardian | GGLS120C20MP11 | Natural Gas | Induced Draft | False | False | 1 | False | Up | None | None | Non-Condensing | Single-Stage | Multiple-Speed | 1 | Standard |  | 120000 | 96000 | 2338 | 1286 | 115200 | 1150 | 80 | 78 | [8 empty] | Federally-Regulated Consumer Product | 03/08/2017 |  | 03/08/2017
York | Evcon | TM9X080C16MP11 | Natural Gas | Induced Draft | False | False | 1 | False | Down | None | None | Condensing | Single-Stage | Multiple-Speed | 0.5 | Premium |  | 80000 | 76000 | 1558 | 457 | 65200 | 513 | 95.5 | 78 | [8 empty] | Federally-Regulated Consumer Product | 03/08/2017 |  | 03/08/2017
York | Evcon | D7NQ024N05606NX | LPG | Induced Draft | False | True | 1 | False | Horizontal |  | None | Non-Condensing | Single-Stage |  | 0.5 | Premium |  | 70000 | 57000 |  |  | 58300 | 241 | 81 | 78 | [8 empty] | Federally-Regulated Consumer Product | 03/08/2017 |  | 03/08/2017
York | Luxaire | TM9V080B12MP11 | LPG | Induced Draft | False | False | 1 | False | Up | None | None | Condensing | Two-Stage Modulating | Variable-Speed | 0.5 | Premium | 60 | 80000 | 77000 | 1320 | 529 | 79500 | 339 | 96 | 78 | [8 empty] | Federally-Regulated Consumer Product | 03/08/2017 |  | 03/08/2017
York | Coleman | D6NQ042D09006NX | LPG | Induced Draft | False | True | 1 | False | Down |  | None | Non-Condensing | Two-Stage Modulating |  | 0.75 | Premium |  | 108000 | 87000 |  |  | 94900 | 259 | 80 | 78 | [8 empty] | Federally-Regulated Consumer Product | 03/08/2017 |  | 03/08/2017
York | Evcon | TG9S040A08MP11 | Natural Gas | Induced Draft | False | False | 1 | False | Up | None | None | Condensing | Single-Stage | Multiple-Speed | 0.5 | Standard |  | 40000 | 39000 | 950 | 581 | 31900 | 458 | 95.5 | 78 | [8 empty] | Federally-Regulated Consumer Product | 03/08/2017 |  | 03/08/2017
York | Evcon | D6HQ036D07206NX | Natural Gas | Induced Draft | False | True | 1 | False | Horizontal |  | None | Non-Condensing | Two-Stage Modulating |  | 0.75 | Premium |  | 90000 | 72000 |  |  | 74700 | 273 | 80 | 78 | [8 empty] | Federally-Regulated Consumer Product | 03/08/2017 |  | 03/08/2017
York | Fraser Johnston | TM9T100C16MP11 | Natural Gas | Induced Draft | False | False | 1 | False | Down | None | None | Condensing | Two-Stage Modulating | Multiple-Speed | 0.75 | Standard |  | 100000 | 96000 | 1706 | 819 | 97000 | 874 | 96 | 78 | [8 empty] | Federally-Regulated Consumer Product | 03/08/2017 |  | 03/08/2017
York | Coleman | TM9V080C16MP11 | LPG | Induced Draft | False | False | 1 | False | Up | None | None | Condensing | Two-Stage Modulating | Variable-Speed | 0.75 | Premium | 60 | 80000 | 77000 | 1787 | 544 | 79000 | 273 | 96 | 78 | [8 empty] | Federally-Regulated Consumer Product | 03/08/2017 |  | 03/08/2017
York | Luxaire | X33E[N,S]3******** | Natural Gas | Induced Draft | False | True | 3 | False | Horizontal |  | None | Non-Condensing | Single-Stage |  | 10 | Standard |  | 267000 | 213000 | [6 empty] | 80 | 80 | [6 empty] | Federally-Regulated Commercial & Industrial Equipment | 03/08/2017 |  | 03/08/2017
York | Luxaire | TGLS060A12MP11 | LPG | Induced Draft | False | False | 1 | False | Down | None | None | Non-Condensing | Single-Stage | Multiple-Speed | 0.33 | Standard |  | 60000 | 48000 | 1275 | 711 | 57400 | 623 | 80 | 78 | [8 empty] | Federally-Regulated Consumer Product | 03/08/2017 |  | 03/08/2017
York | York | TPLC120C20MP11 | LPG | Induced Draft | False | False | 1 | False | Up | None | None | Non-Condensing | Step Modulating | Variable-Speed | 1 | Premium | 60 | 120000 | 95000 | 1990 | 650 | 119100 | 273 | 80 | 78 | [8 empty] | Federally-Regulated Consumer Product | 03/08/2017 |  | 03/08/2017
York | Luxaire | TMLV100C20MP11 | LPG | Induced Draft | False | False | 1 | False | Up |  | None | Non-Condensing | Two-Stage Modulating |  | 1 | Premium |  | 100000 | 80000 |  |  | 95200 | 380 | 80 | 78 | [8 empty] | Federally-Regulated Consumer Product | 03/08/2017 |  | 03/08/2017
York | Luxaire | TM9V060B12MP11 | Natural Gas | Induced Draft | False | False | 1 | False | Down | None | None | Condensing | Two-Stage Modulating | Variable-Speed | 0.5 | Premium | 60 | 60000 | 58000 | 1343 | 456 | 47800 | 284 | 96 | 78 | [8 empty] | Federally-Regulated Consumer Product | 03/08/2017 |  | 03/08/2017
York | York | TM8X120C20MP11 | Natural Gas | Induced Draft | False | False | 1 | False | Horizontal |  | None | Non-Condensing | Single-Stage |  | 0.75 | Premium |  | 120000 | 96000 |  |  | 117500 | 635 | 80 | 78 | [8 empty] | Federally-Regulated Consumer Product | 03/08/2017 |  | 03/08/2017
York | Luxaire | TM8X100C20MP11 | LPG | Induced Draft | False | False | 1 | False | Down |  | None | Non-Condensing | Single-Stage |  | 0.75 | Premium |  | 100000 | 80000 |  |  | 97800 | 568 | 80 | 78 | [8 empty] | Federally-Regulated Consumer Product | 03/08/2017 |  | 03/08/2017
York | York | ZF060*10*1**** | Natural Gas | Induced Draft | False | True | 1 | False | Horizontal |  | None | Non-Condensing | Single-Stage |  | 1.5 | Standard |  | 125000 | 100000 |  |  | 117500 | 510 | 80.3 | 78 | [8 empty] | Federally-Regulated Consumer Product | 03/08/2017 |  | 03/08/2017
York | Luxaire | D7HQ048D11006NX | Natural Gas | Induced Draft | False | True | 1 | False | Down |  | None | Non-Condensing | Two-Stage Modulating |  | 1 | Premium |  | 135000 | 110000 |  |  | 112900 | 413 | 81 | 78 | [8 empty] | Federally-Regulated Consumer Product | 03/08/2017 |  | 03/08/2017
York | Fraser Johnston | TM8T080B12MP11 | LPG | Induced Draft | False | False | 1 | False | Up |  | None | Non-Condensing | Two-Stage Modulating |  | 0.33 | Standard |  | 80000 | 63000 |  |  | 77700 | 568 | 80 | 78 | [8 empty] | Federally-Regulated Consumer Product | 03/08/2017 |  | 03/08/2017
York | Evcon | TM9X040A10MP11 | LPG | Induced Draft | False | False | 1 | False | Up |  | None | Condensing | Single-Stage |  | 0.5 | Premium |  | 40000 | 38000 |  |  | 32700 | 256 | 95.5 | 78 | [8 empty] | Federally-Regulated Consumer Product | 03/08/2017 |  | 03/08/2017
York | Guardian | GG9S120D16MP11 | LPG | Induced Draft | False | False | 1 | False | Up | None | None | Condensing | Single-Stage | Multiple-Speed | 0.75 | Standard |  | 120000 | 116000 | 1805 | 876 | 113200 | 1185 | 95.5 | 78 | [8 empty] | Federally-Regulated Consumer Product | 03/08/2017 |  | 03/08/2017
York | Fraser Johnston | TM9V080C16MP11 | LPG | Induced Draft | False | False | 1 | False | Up | None | None | Condensing | Two-Stage Modulating | Variable-Speed | 0.75 | Premium | 60 | 80000 | 77000 | 1787 | 544 | 79000 | 273 | 96 | 78 | [8 empty] | Federally-Regulated Consumer Product | 03/08/2017 |  | 03/08/2017
York | Luxaire | D7NX048D11006NX | Natural Gas | Induced Draft | False | True | 1 | False | Horizontal |  | None | Non-Condensing | Two-Stage Modulating |  | 1 | Premium |  | 135000 | 110000 |  |  | 112900 | 413 | 81 | 78 | [8 empty] | Federally-Regulated Consumer Product | 03/08/2017 |  | 03/08/2017
York | Evcon | TG8S100C16MP11 | LPG | Induced Draft | False | False | 1 | False | Up | None | None | Non-Condensing | Single-Stage | Multiple-Speed | 0.5 | Standard |  | 100000 | 80000 | 1820 | 1012 | 96100 | 930 | 80 | 78 | [8 empty] | Federally-Regulated Consumer Product | 03/08/2017 |  | 03/08/2017
York | Evcon | TM8T100C16MP11 | LPG | Induced Draft | False | False | 1 | False | Horizontal |  | None | Non-Condensing | Two-Stage Modulating |  | 0.5 | Standard |  | 100000 | 80000 |  |  | 96500 | 850 | 80 | 78 | [8 empty] | Federally-Regulated Consumer Product | 03/08/2017 |  | 03/08/2017
York | Luxaire | TPLC080C16MP12 | Natural Gas | Induced Draft | False | False | 1 | False | Horizontal |  | None | Non-Condensing | Step Modulating |  | 0.75 | Premium |  | 80000 | 62000 |  |  | 77700 | 199 | 80 | 78 | [8 empty] | Federally-Regulated Consumer Product | 03/08/2017 |  | 03/08/2017
York | Evcon | ZK060*10*F**** | Natural Gas | Induced Draft | False | True | 1 | False | Horizontal |  | None | Non-Condensing | Single-Stage |  | 1.5 | Standard |  | 125000 | 100000 |  |  | 117500 | 510 | 80.3 | 78 | [8 empty] | Federally-Regulated Consumer Product | 03/08/2017 |  | 03/08/2017
York | Fraser Johnston | TG8S120C20MP11 | Natural Gas | Induced Draft | False | False | 1 | False | Horizontal | None | None | Non-Condensing | Single-Stage | Multiple-Speed | 1 | Standard |  | 120000 | 96000 | 2338 | 1286 | 115200 | 1150 | 80 | 78 | [8 empty] | Federally-Regulated Consumer Product | 03/08/2017 |  | 03/08/2017
York | York | TGLS130D20MP11 | LPG | Induced Draft | False | False | 1 | False | Up | None | None | Non-Condensing | Single-Stage | Multiple-Speed | 1 | Standard |  | 130000 | 104000 | 2399 | 1324 | 114700 | 1265 | 80 | 78 | [8 empty] | Federally-Regulated Consumer Product | 03/08/2017 |  | 03/08/2017
York | Fraser Johnston | D6NX048D09006NX | LPG | Induced Draft | False | True | 1 | False | Horizontal |  | None | Non-Condensing | Two-Stage Modulating |  | 1 | Premium |  | 108000 | 87000 |  |  | 94100 | 544 | 80 | 78 | [8 empty] | Federally-Regulated Consumer Product | 03/08/2017 |  | 03/08/2017
York | Luxaire | TMLT080C16MP11 | Natural Gas | Induced Draft | False | False | 1 | False | Horizontal |  | None | Non-Condensing | Two-Stage Modulating |  | 0.5 | Standard |  | 80000 | 63000 |  |  | 77500 | 607 | 80 | 78 | [8 empty] | Federally-Regulated Consumer Product | 03/08/2017 |  | 03/08/2017
York | Evcon | D7HQ030D05606NX | LPG | Induced Draft | False | True | 1 | False | Down |  | None | Non-Condensing | Two-Stage Modulating |  | 0.75 | Premium |  | 70000 | 57000 |  |  | 56100 | 216 | 81 | 78 | [8 empty] | Federally-Regulated Consumer Product | 03/08/2017 |  | 03/08/2017
York | Johnson Controls | T33D[D,T]5******** | Natural Gas | Induced Draft | False | True | 3 | False | Horizontal |  | None | Non-Condensing | Step Modulating |  | 10 | Standard |  | 533000 | 426000 | [6 empty] | 80 | 80 | [6 empty] | Federally-Regulated Commercial & Industrial Equipment | 03/08/2017 |  | 03/08/2017
York | York | TM8T100C16MP11 | LPG | Induced Draft | False | False | 1 | False | Down |  | None | Non-Condensing | Two-Stage Modulating |  | 0.5 | Standard |  | 100000 | 80000 |  |  | 96500 | 850 | 80 | 78 | [8 empty] | Federally-Regulated Consumer Product | 03/08/2017 |  | 03/08/2017
York | Fraser Johnston | ZK060*10*F**** | LPG | Induced Draft | False | True | 1 | False | Down |  | None | Non-Condensing | Single-Stage |  | 1.5 | Standard |  | 125000 | 100000 |  |  | 117500 | 510 | 80.3 | 78 | [8 empty] | Federally-Regulated Consumer Product | 03/08/2017 |  | 03/08/2017
York | Evcon | TM8V060A12MP11 | LPG | Induced Draft | False | False | 1 | False | Up |  | None | Non-Condensing | Two-Stage Modulating |  | 0.5 | Premium |  | 60000 | 47000 |  |  | 57000 | 259 | 80 | 78 | [8 empty] | Federally-Regulated Consumer Product | 03/08/2017 |  | 03/08/2017
York | York | D6NQ036N05606NX | LPG | Induced Draft | False | True | 1 | False | Horizontal |  | None | Non-Condensing | Single-Stage |  | 0.75 | Premium |  | 70000 | 56000 |  |  | 56200 | 876 | 80.2 | 78 | [8 empty] | Federally-Regulated Consumer Product | 03/08/2017 |  | 03/08/2017
York | Evcon | D6NZ042N09006NX | LPG | Induced Draft | False | True | 1 | False | Down |  | None | Non-Condensing | Single-Stage |  | 1 | Premium |  | 108000 | 87000 |  |  | 94400 | 1124 | 80.8 | 78 | [8 empty] | Federally-Regulated Consumer Product | 03/08/2017 |  | 03/08/2017
York | Fraser Johnston | TGLS080B12MP11 | LPG | Induced Draft | False | False | 1 | False | Horizontal | None | None | Non-Condensing | Single-Stage | Multiple-Speed | 0.33 | Standard |  | 80000 | 64000 | 1195 | 620 | 76700 | 793 | 80 | 78 | [8 empty] | Federally-Regulated Consumer Product | 03/08/2017 |  | 03/08/2017
York | York | TMLT060A12MP11 | Natural Gas | Induced Draft | False | False | 1 | False | Up |  | None | Non-Condensing | Two-Stage Modulating |  | 0.33 | Standard |  | 60000 | 47000 |  |  | 58100 | 450 | 80 | 78 | [8 empty] | Federally-Regulated Consumer Product | 03/08/2017 |  | 03/08/2017
York | Evcon | D6NZ036N07206NX | Natural Gas | Induced Draft | False | True | 1 | False | Down |  | None | Non-Condensing | Single-Stage |  | 0.75 | Premium |  | 90000 | 72000 |  |  | 75500 | 1056 | 80.1 | 78 | [8 empty] | Federally-Regulated Consumer Product | 03/08/2017 |  | 03/08/2017
York | Coleman | TM9T080C16MP11 | Natural Gas | Induced Draft | False | False | 1 | False | Horizontal | None | None | Condensing | Two-Stage Modulating | Multiple-Speed | 0.75 | Standard |  | 80000 | 77000 | 1671 | 838 | 80400 | 849 | 96 | 78 | [8 empty] | Federally-Regulated Consumer Product | 03/08/2017 |  | 03/08/2017
York | Fraser Johnston | TM8X100C20MP11 | Natural Gas | Induced Draft | False | False | 1 | False | Down |  | None | Non-Condensing | Single-Stage |  | 0.75 | Premium |  | 100000 | 80000 |  |  | 97800 | 568 | 80 | 78 | [8 empty] | Federally-Regulated Consumer Product | 03/08/2017 |  | 03/08/2017
York | Fraser Johnston | D7NX036D09006NX | Natural Gas | Induced Draft | False | True | 1 | False | Horizontal |  | None | Non-Condensing | Two-Stage Modulating |  | 1 | Premium |  | 108000 | 89000 |  |  | 94500 | 338 | 81 | 78 | [8 empty] | Federally-Regulated Consumer Product | 03/08/2017 |  | 03/08/2017
York | Luxaire | TM9M120D20MP12 | Natural Gas | Induced Draft | False | False | 1 | False | Down |  | None | Condensing | Step Modulating |  | 1 | Standard |  | 120000 | 116000 |  |  | 111200 | 1144 | 97 | 78 | [8 empty] | Federally-Regulated Consumer Product | 03/08/2017 |  | 03/08/2017
York | York | TM9X120D20MP11 | LPG | Induced Draft | False | False | 1 | False | Up | None | None | Condensing | Single-Stage | Multiple-Speed | 0.75 | Premium |  | 120000 | 114000 | 2036 | 671 | 114600 | 816 | 95.5 | 78 | [8 empty] | Federally-Regulated Consumer Product | 03/08/2017 |  | 03/08/2017
York | Coleman | ZS048*06*F**** | Natural Gas | Induced Draft | False | True | 1 | False | Down |  | None | Non-Condensing | Single-Stage |  | 1.5 | Standard |  | 75000 | 60000 |  |  | 57700 | 396 | 80.9 | 78 | [8 empty] | Federally-Regulated Consumer Product | 03/08/2017 |  | 03/08/2017
York | York | TG9S130D20MP11 | LPG | Induced Draft | False | False | 1 | False | Down | None | None | Condensing | Single-Stage | Multiple-Speed | 1 | Standard |  | 130000 | 125000 | 2047 | 1198 | 112700 | 1305 | 95.5 | 78 | [8 empty] | Federally-Regulated Consumer Product | 03/08/2017 |  | 03/08/2017
York | Coleman | TM9X120D20MP11 | Natural Gas | Induced Draft | False | False | 1 | False | Down | None | None | Condensing | Single-Stage | Multiple-Speed | 0.75 | Premium |  | 120000 | 114000 | 2036 | 671 | 114600 | 816 | 95.5 | 78 | [8 empty] | Federally-Regulated Consumer Product | 03/08/2017 |  | 03/08/2017
York | Luxaire | D6NQ060N09006NX | Natural Gas | Induced Draft | False | True | 1 | False | Down |  | None | Non-Condensing | Single-Stage |  | 1 | Premium |  | 108000 | 87000 |  |  | 93400 | 1313 | 80.6 | 78 | [8 empty] | Federally-Regulated Consumer Product | 03/08/2017 |  | 03/08/2017
York | Fraser Johnston | TG9S120D20MP11 | LPG | Induced Draft | False | False | 1 | False | Horizontal | None | None | Condensing | Single-Stage | Multiple-Speed | 1 | Standard |  | 120000 | 116000 | 1977 | 1190 | 112700 | 1311 | 95.5 | 78 | [8 empty] | Federally-Regulated Consumer Product | 03/08/2017 |  | 03/08/2017
York | Luxaire | D6NQ042N09006NX | LPG | Induced Draft | False | True | 1 | False | Horizontal |  | None | Non-Condensing | Single-Stage |  | 1 | Premium |  | 108000 | 87000 |  |  | 94400 | 1124 | 80.6 | 78 | [8 empty] | Federally-Regulated Consumer Product | 03/08/2017 |  | 03/08/2017
York | York | TM9T100C16MP11 | LPG | Induced Draft | False | False | 1 | False | Down | None | None | Condensing | Two-Stage Modulating | Multiple-Speed | 0.75 | Standard |  | 100000 | 96000 | 1706 | 819 | 97000 | 874 | 96 | 78 | [8 empty] | Federally-Regulated Consumer Product | 03/08/2017 |  | 03/08/2017
York | Luxaire | TM9M060B12MP12 | Natural Gas | Induced Draft | False | False | 1 | False | Down |  | None | Condensing | Step Modulating |  | 0.5 | Standard |  | 60000 | 58000 |  |  | 46700 | 716 | 97 | 78 | [8 empty] | Federally-Regulated Consumer Product | 03/08/2017 |  | 03/08/2017
York | Coleman | TG9S120D20MP11 | Natural Gas | Induced Draft | False | False | 1 | False | Up | None | None | Condensing | Single-Stage | Multiple-Speed | 1 | Standard |  | 120000 | 116000 | 1977 | 1190 | 112700 | 1311 | 95.5 | 78 | [8 empty] | Federally-Regulated Consumer Product | 03/08/2017 |  | 03/08/2017
York | Luxaire | TGLS080B12MP11 | LPG | Induced Draft | False | False | 1 | False | Down | None | None | Non-Condensing | Single-Stage | Multiple-Speed | 0.33 | Standard |  | 80000 | 64000 | 1195 | 620 | 76700 | 793 | 80 | 78 | [8 empty] | Federally-Regulated Consumer Product | 03/08/2017 |  | 03/08/2017
York | Coleman | D7NQ060D09006NX | Natural Gas | Induced Draft | False | True | 1 | False | Horizontal |  | None | Non-Condensing | Two-Stage Modulating |  | 1 | Premium |  | 108000 | 89000 |  |  | 94500 | 338 | 81 | 78 | [8 empty] | Federally-Regulated Consumer Product | 03/08/2017 |  | 03/08/2017
York | Luxaire | TMLX060A12MP11 | Natural Gas | Induced Draft | False | False | 1 | False | Up |  | None | Non-Condensing | Single-Stage |  | 0.5 | Premium |  | 60000 | 48000 |  |  | 59100 | 243 | 80 | 78 | [8 empty] | Federally-Regulated Consumer Product | 03/08/2017 |  | 03/08/2017
York | Evcon | D7NX024N05606NX | LPG | Induced Draft | False | True | 1 | False | Down |  | None | Non-Condensing | Single-Stage |  | 0.5 | Premium |  | 70000 | 57000 |  |  | 58300 | 241 | 81 | 78 | [8 empty] | Federally-Regulated Consumer Product | 03/08/2017 |  | 03/08/2017
York | Fraser Johnston | D6NQ042N09006NX | LPG | Induced Draft | False | True | 1 | False | Horizontal |  | None | Non-Condensing | Single-Stage |  | 1 | Premium |  | 108000 | 87000 |  |  | 94400 | 1124 | 80.6 | 78 | [8 empty] | Federally-Regulated Consumer Product | 03/08/2017 |  | 03/08/2017
York | Fraser Johnston | TPLC080C16MP12 | Natural Gas | Induced Draft | False | False | 1 | False | Up |  | None | Non-Condensing | Step Modulating |  | 0.75 | Premium |  | 80000 | 62000 |  |  | 77700 | 199 | 80 | 78 | [8 empty] | Federally-Regulated Consumer Product | 03/08/2017 |  | 03/08/2017
York | Luxaire | X33E[N,S]3******** | LPG | Induced Draft | False | True | 3 | False | Down |  | None | Non-Condensing | Single-Stage |  | 10 | Standard |  | 267000 | 213000 | [6 empty] | 80 | 80 | [6 empty] | Federally-Regulated Commercial & Industrial Equipment | 03/08/2017 |  | 03/08/2017
York | Evcon | TGLS120C16MP11 | Natural Gas | Induced Draft | False | False | 1 | False | Horizontal | None | None | Non-Condensing | Single-Stage | Multiple-Speed | 0.5 | Standard |  | 120000 | 96000 | 1600 | 1002 | 115100 | 1166 | 80 | 78 | [8 empty] | Federally-Regulated Consumer Product | 03/08/2017 |  | 03/08/2017
York | Evcon | RGF19120DE20MP12 | Natural Gas | Induced Draft | False | False | 1 | False | Down |  | None | Condensing | Single-Stage |  | 0.75 | Premium |  | 120000 | 114000 |  |  | 115900 | 624 | 95 | 78 | [8 empty] | Federally-Regulated Consumer Product | 03/08/2017 |  | 03/08/2017
York | Coleman | D7NQ060D09006NX | LPG | Induced Draft | False | True | 1 | False | Horizontal |  | None | Non-Condensing | Two-Stage Modulating |  | 1 | Premium |  | 108000 | 89000 |  |  | 94500 | 338 | 81 | 78 | [8 empty] | Federally-Regulated Consumer Product | 03/08/2017 |  | 03/08/2017
York | Luxaire | TG8S120C16MP11 | LPG | Induced Draft | False | False | 1 | False | Down | None | None | Non-Condensing | Single-Stage | Multiple-Speed | 0.5 | Standard |  | 120000 | 96000 | 1600 | 1002 | 115100 | 1166 | 80 | 78 | [8 empty] | Federally-Regulated Consumer Product | 03/08/2017 |  | 03/08/2017
York | Fraser Johnston | D6NQ060N09006NX | Natural Gas | Induced Draft | False | True | 1 | False | Horizontal |  | None | Non-Condensing | Single-Stage |  | 1 | Premium |  | 108000 | 87000 |  |  | 93400 | 1313 | 80.6 | 78 | [8 empty] | Federally-Regulated Consumer Product | 03/08/2017 |  | 03/08/2017
York | Luxaire | TM9M100C20MP12 | LPG | Induced Draft | False | False | 1 | False | Up |  | None | Condensing | Step Modulating |  | 1 | Standard |  | 100000 | 97000 |  |  | 93900 | 1231 | 97 | 78 | [8 empty] | Federally-Regulated Consumer Product | 03/08/2017 |  | 03/08/2017
York | York | Z33A[N,S]3******** | LPG | Induced Draft | False | True | 3 | False | Down |  | None | Non-Condensing | Single-Stage |  | 10 | Standard |  | 267000 | 213000 | [6 empty] | 80 | 80 | [6 empty] | Federally-Regulated Commercial & Industrial Equipment | 03/08/2017 |  | 03/08/2017
York | Johnson Controls | H33B[D,T]5******** | LPG | Induced Draft | False | True | 3 | False | Horizontal |  | None | Non-Condensing | Step Modulating |  | 10 | Standard |  | 533000 | 426000 | [6 empty] | 80 | 80 | [6 empty] | Federally-Regulated Commercial & Industrial Equipment | 03/08/2017 |  | 03/08/2017
York | Evcon | D7NX036N09006NX | LPG | Induced Draft | False | True | 1 | False | Down |  | None | Non-Condensing | Single-Stage |  | 1 | Premium |  | 108000 | 88000 |  |  | 96900 | 467 | 81 | 78 | [8 empty] | Federally-Regulated Consumer Product | 03/08/2017 |  | 03/08/2017
York | Coleman | D7HQ060D11006NX | Natural Gas | Induced Draft | False | True | 1 | False | Down |  | None | Non-Condensing | Two-Stage Modulating |  | 1 | Premium |  | 135000 | 110000 |  |  | 112900 | 413 | 81 | 78 | [8 empty] | Federally-Regulated Consumer Product | 03/08/2017 |  | 03/08/2017
York | York | TG8S120C20MP11 | Natural Gas | Induced Draft | False | False | 1 | False | Down | None | None | Non-Condensing | Single-Stage | Multiple-Speed | 1 | Standard |  | 120000 | 96000 | 2338 | 1286 | 115200 | 1150 | 80 | 78 | [8 empty] | Federally-Regulated Consumer Product | 03/08/2017 |  | 03/08/2017
York | Luxaire | TM9T080B12MP11 | Natural Gas | Induced Draft | False | False | 1 | False | Horizontal | None | None | Condensing | Two-Stage Modulating | Multiple-Speed | 0.5 | Standard |  | 80000 | 77000 | 1370 | 854 | 81300 | 588 | 96 | 78 | [8 empty] | Federally-Regulated Consumer Product | 03/08/2017 |  | 03/08/2017
York | Evcon | D6NQ036N07206NX | LPG | Induced Draft | False | True | 1 | False | Horizontal |  | None | Non-Condensing | Single-Stage |  | 0.75 | Premium |  | 90000 | 72000 |  |  | 75500 | 1056 | 80.1 | 78 | [8 empty] | Federally-Regulated Consumer Product | 03/08/2017 |  | 03/08/2017
York | Coleman | TM9V040A10MP11 | Natural Gas | Induced Draft | False | False | 1 | False | Up |  | None | Condensing | Two-Stage Modulating |  | 0.5 | Premium |  | 40000 | 38000 |  |  | 30800 | 180 | 96 | 78 | [8 empty] | Federally-Regulated Consumer Product | 03/08/2017 |  | 03/08/2017
York | Evcon | TM9T100C16MP11 | Natural Gas | Induced Draft | False | False | 1 | False | Down | None | None | Condensing | Two-Stage Modulating | Multiple-Speed | 0.75 | Standard |  | 100000 | 96000 | 1706 | 819 | 97000 | 874 | 96 | 78 | [8 empty] | Federally-Regulated Consumer Product | 03/08/2017 |  | 03/08/2017
York | Luxaire | LPLC100C20MP12 | Natural Gas | Induced Draft | False | False | 1 | False | Down |  | None | Non-Condensing | Step Modulating |  | 1 | Premium |  | 100000 | 78000 |  |  | 97500 | 238 | 80 | 78 | [8 empty] | Federally-Regulated Consumer Product | 03/08/2017 |  | 03/08/2017
York | Evcon | TMLX100C20MP11 | Natural Gas | Induced Draft | False | False | 1 | False | Horizontal |  | None | Non-Condensing | Single-Stage |  | 0.75 | Premium |  | 100000 | 80000 |  |  | 97800 | 568 | 80 | 78 | [8 empty] | Federally-Regulated Consumer Product | 03/08/2017 |  | 03/08/2017
York | Coleman | D6NY060D09006NX | Natural Gas | Induced Draft | False | True | 1 | False | Horizontal |  | None | Non-Condensing | Two-Stage Modulating |  | 1 | Premium |  | 108000 | 87000 |  |  | 94100 | 287 | 80 | 78 | [8 empty] | Federally-Regulated Consumer Product | 03/08/2017 |  | 03/08/2017
York | York | D6NQ048N06506NX | Natural Gas | Induced Draft | False | True | 1 | False | Down |  | None | Non-Condensing | Single-Stage |  | 1 | Premium |  | 80000 | 64000 |  |  | 73900 | 1250 | 80.8 | 78 | [8 empty] | Federally-Regulated Consumer Product | 03/08/2017 |  | 03/08/2017
York | Coleman | TGLS130D20MP11 | Natural Gas | Induced Draft | False | False | 1 | False | Up | None | None | Non-Condensing | Single-Stage | Multiple-Speed | 1 | Standard |  | 130000 | 104000 | 2399 | 1324 | 114700 | 1265 | 80 | 78 | [8 empty] | Federally-Regulated Consumer Product | 03/08/2017 |  | 03/08/2017
York | Evcon | ZS048*06*F**** | Natural Gas | Induced Draft | False | True | 1 | False | Horizontal |  | None | Non-Condensing | Single-Stage |  | 1.5 | Standard |  | 75000 | 60000 |  |  | 57700 | 396 | 80.9 | 78 | [8 empty] | Federally-Regulated Consumer Product | 03/08/2017 |  | 03/08/2017
York | Evcon | TG8S100B12MP11 | Natural Gas | Induced Draft | False | False | 1 | False | Down | None | None | Non-Condensing | Single-Stage | Multiple-Speed | 0.33 | Standard |  | 100000 | 80000 | 1223 | 614 | 96100 | 935 | 80 | 78 | [8 empty] | Federally-Regulated Consumer Product | 03/08/2017 |  | 03/08/2017
York | Fraser Johnston | D7NQ042N06506NX | Natural Gas | Induced Draft | False | True | 1 | False | Horizontal |  | None | Non-Condensing | Single-Stage |  | 1 | Premium |  | 80000 | 66000 |  |  | 77300 | 424 | 81 | 78 | [8 empty] | Federally-Regulated Consumer Product | 03/08/2017 |  | 03/08/2017
York | Fraser Johnston | TGLS100C20MP11 | Natural Gas | Induced Draft | False | False | 1 | False | Up | None | None | Non-Condensing | Single-Stage | Multiple-Speed | 1 | Standard |  | 100000 | 80000 | 2478 | 1307 | 95100 | 1178 | 80 | 78 | [8 empty] | Federally-Regulated Consumer Product | 03/08/2017 |  | 03/08/2017
York | Fraser Johnston | TM9V040A10MP11 | Natural Gas | Induced Draft | False | False | 1 | False | Up |  | None | Condensing | Two-Stage Modulating |  | 0.5 | Premium |  | 40000 | 38000 |  |  | 30800 | 180 | 96 | 78 | [8 empty] | Federally-Regulated Consumer Product | 03/08/2017 |  | 03/08/2017
York | York | D6NZ060N06506NX | Natural Gas | Induced Draft | False | True | 1 | False | Horizontal |  | None | Non-Condensing | Single-Stage |  | 1 | Premium |  | 80000 | 64000 |  |  | 75500 | 910 | 80.7 | 78 | [8 empty] | Federally-Regulated Consumer Product | 03/08/2017 |  | 03/08/2017
York | Coleman | D6NZ042N06506NX | LPG | Induced Draft | False | True | 1 | False | Down |  | None | Non-Condensing | Single-Stage |  | 1 | Premium |  | 80000 | 64000 |  |  | 74700 | 1140 | 80.6 | 78 | [8 empty] | Federally-Regulated Consumer Product | 03/08/2017 |  | 03/08/2017
York | York | TMLT080C16MP11 | LPG | Induced Draft | False | False | 1 | False | Up |  | None | Non-Condensing | Two-Stage Modulating |  | 0.5 | Standard |  | 80000 | 63000 |  |  | 77500 | 607 | 80 | 78 | [8 empty] | Federally-Regulated Consumer Product | 03/08/2017 |  | 03/08/2017
York | Evcon | D7HQ048D09006NX | Natural Gas | Induced Draft | False | True | 1 | False | Horizontal |  | None | Non-Condensing | Two-Stage Modulating |  | 1 | Premium |  | 108000 | 89000 |  |  | 94500 | 338 | 81 | 78 | [8 empty] | Federally-Regulated Consumer Product | 03/08/2017 |  | 03/08/2017
York | Luxaire | D6NZ042N06506NX | Natural Gas | Induced Draft | False | True | 1 | False | Down |  | None | Non-Condensing | Single-Stage |  | 1 | Premium |  | 80000 | 64000 |  |  | 74700 | 1140 | 80.6 | 78 | [8 empty] | Federally-Regulated Consumer Product | 03/08/2017 |  | 03/08/2017
York | Luxaire | D7NQ048N11006NX | LPG | Induced Draft | False | True | 1 | False | Horizontal |  | None | Non-Condensing | Single-Stage |  | 1 | Premium |  | 135000 | 109000 |  |  | 116700 | 462 | 81 | 78 | [8 empty] | Federally-Regulated Consumer Product | 03/08/2017 |  | 03/08/2017
York | Coleman | TM9T080C16MP11 | LPG | Induced Draft | False | False | 1 | False | Horizontal | None | None | Condensing | Two-Stage Modulating | Multiple-Speed | 0.75 | Standard |  | 80000 | 77000 | 1671 | 838 | 80400 | 849 | 96 | 78 | [8 empty] | Federally-Regulated Consumer Product | 03/08/2017 |  | 03/08/2017
York | Evcon | RGF1L120CE20MP11 | LPG | Induced Draft | False | False | 1 | False | Down |  | None | Non-Condensing | Single-Stage |  | 0.75 | Premium |  | 120000 | 96000 |  |  | 117500 | 635 | 80 | 78 | [8 empty] | Federally-Regulated Consumer Product | 03/08/2017 |  | 03/08/2017
York | Evcon | TM9M080B12MP12 | Natural Gas | Induced Draft | False | False | 1 | False | Up |  | None | Condensing | Step Modulating |  | 0.5 | Standard |  | 80000 | 77000 |  |  | 77900 | 1113 | 97 | 78 | [8 empty] | Federally-Regulated Consumer Product | 03/08/2017 |  | 03/08/2017
York | Fraser Johnston | D6NZ048D09006NX | LPG | Induced Draft | False | True | 1 | False | Horizontal |  | None | Non-Condensing | Two-Stage Modulating |  | 1 | Premium |  | 108000 | 87000 |  |  | 94100 | 544 | 80 | 78 | [8 empty] | Federally-Regulated Consumer Product | 03/08/2017 |  | 03/08/2017
York | Evcon | D7NQ036N05606NX | LPG | Induced Draft | False | True | 1 | False | Down |  | None | Non-Condensing | Single-Stage |  | 0.75 | Premium |  | 70000 | 57000 |  |  | 57700 | 375 | 81 | 78 | [8 empty] | Federally-Regulated Consumer Product | 03/08/2017 |  | 03/08/2017
York | Coleman | TM9V080C16MP11 | Natural Gas | Induced Draft | False | False | 1 | False | Down | None | None | Condensing | Two-Stage Modulating | Variable-Speed | 0.75 | Premium | 60 | 80000 | 77000 | 1787 | 544 | 79000 | 273 | 96 | 78 | [8 empty] | Federally-Regulated Consumer Product | 03/08/2017 |  | 03/08/2017
York | Johnson Controls | S33E[N,S]3******** | LPG | Induced Draft | False | True | 3 | False | Down |  | None | Non-Condensing | Single-Stage |  | 10 | Standard |  | 267000 | 213000 | [6 empty] | 80 | 80 | [6 empty] | Federally-Regulated Commercial & Industrial Equipment | 03/08/2017 |  | 03/08/2017
York | Luxaire | X33A[D,T]3******** | Natural Gas | Induced Draft | False | True | 3 | False | Down |  | None | Non-Condensing | Step Modulating |  | 10 | Standard |  | 267000 | 213000 | [6 empty] | 80 | 80 | [6 empty] | Federally-Regulated Commercial & Industrial Equipment | 03/08/2017 |  | 03/08/2017
York | Luxaire | D6NQ024N03606NX | LPG | Induced Draft | False | True | 1 | False | Down |  | None | Non-Condensing | Single-Stage |  | 0.5 | Premium |  | 45000 | 36000 |  |  | 37900 | 468 | 80.2 | 78 | [8 empty] | Federally-Regulated Consumer Product | 03/08/2017 |  | 03/08/2017
York | Fraser Johnston | TM9X080B12MP11 | Natural Gas | Induced Draft | False | False | 1 | False | Horizontal | None | None | Condensing | Single-Stage | Multiple-Speed | 0.5 | Premium |  | 80000 | 76000 | 1221 | 403 | 65700 | 408 | 95.5 | 78 | [8 empty] | Federally-Regulated Consumer Product | 03/08/2017 |  | 03/08/2017
York | Fraser Johnston | TMLT120C20MP11 | LPG | Induced Draft | False | False | 1 | False | Up |  | None | Non-Condensing | Two-Stage Modulating |  | 1 | Standard |  | 120000 | 96000 |  |  | 116600 | 832 | 80 | 78 | [8 empty] | Federally-Regulated Consumer Product | 03/08/2017 |  | 03/08/2017
York | Fraser Johnston | TM9M080C16MP12 | Natural Gas | Induced Draft | False | False | 1 | False | Horizontal |  | None | Condensing | Step Modulating |  | 0.75 | Standard |  | 80000 | 78000 |  |  | 76300 | 1530 | 97 | 78 | [8 empty] | Federally-Regulated Consumer Product | 03/08/2017 |  | 03/08/2017
York | York | D7NQ048D11006NX | Natural Gas | Induced Draft | False | True | 1 | False | Down |  | None | Non-Condensing | Two-Stage Modulating |  | 1 | Premium |  | 135000 | 110000 |  |  | 112900 | 413 | 81 | 78 | [8 empty] | Federally-Regulated Consumer Product | 03/08/2017 |  | 03/08/2017
York | Coleman | TG9S130D20MP11 | Natural Gas | Induced Draft | False | False | 1 | False | Horizontal | None | None | Condensing | Single-Stage | Multiple-Speed | 1 | Standard |  | 130000 | 125000 | 2047 | 1198 | 112700 | 1305 | 95.5 | 78 | [8 empty] | Federally-Regulated Consumer Product | 03/08/2017 |  | 03/08/2017
York | Luxaire | LP9C100C20MP12 | LPG | Induced Draft | False | False | 1 | False | Up |  | None | Condensing | Step Modulating |  | 1 | Premium |  | 100000 | 97000 |  |  | 96400 | 558 | 97.7 | 78 | [8 empty] | Federally-Regulated Consumer Product | 03/08/2017 |  | 03/08/2017
York | Luxaire | TG9S060B12MP11 | Natural Gas | Induced Draft | False | False | 1 | False | Down | None | None | Condensing | Single-Stage | Multiple-Speed | 0.5 | Standard |  | 60000 | 58000 | 1243 | 713 | 48100 | 622 | 95.5 | 78 | [8 empty] | Federally-Regulated Consumer Product | 03/08/2017 |  | 03/08/2017
York | Coleman | TM9V080B12MP11 | LPG | Induced Draft | False | False | 1 | False | Up | None | None | Condensing | Two-Stage Modulating | Variable-Speed | 0.5 | Premium | 60 | 80000 | 77000 | 1320 | 529 | 79500 | 339 | 96 | 78 | [8 empty] | Federally-Regulated Consumer Product | 03/08/2017 |  | 03/08/2017
York | Coleman | D6NQ042N09006NX | Natural Gas | Induced Draft | False | True | 1 | False | Down |  | None | Non-Condensing | Single-Stage |  | 1 | Premium |  | 108000 | 87000 |  |  | 94400 | 1124 | 80.6 | 78 | [8 empty] | Federally-Regulated Consumer Product | 03/08/2017 |  | 03/08/2017
York | York | D6NZ030N05606NX | Natural Gas | Induced Draft | False | True | 1 | False | Horizontal |  | None | Non-Condensing | Single-Stage |  | 0.75 | Premium |  | 70000 | 56000 |  |  | 56700 | 764 | 80.5 | 78 | [8 empty] | Federally-Regulated Consumer Product | 03/08/2017 |  | 03/08/2017
York | Evcon | TM9T100C20MP11 | Natural Gas | Induced Draft | False | False | 1 | False | Up | None | None | Condensing | Two-Stage Modulating | Multiple-Speed | 1 | Standard |  | 100000 | 96000 | 1934 | 1183 | 96500 | 1015 | 96 | 78 | [8 empty] | Federally-Regulated Consumer Product | 03/08/2017 |  | 03/08/2017
York | Coleman | TGLS120C16MP11 | LPG | Induced Draft | False | False | 1 | False | Down | None | None | Non-Condensing | Single-Stage | Multiple-Speed | 0.5 | Standard |  | 120000 | 96000 | 1600 | 1002 | 115100 | 1166 | 80 | 78 | [8 empty] | Federally-Regulated Consumer Product | 03/08/2017 |  | 03/08/2017
York | Fraser Johnston | D6NQ048D11006NX | LPG | Induced Draft | False | True | 1 | False | Horizontal |  | None | Non-Condensing | Two-Stage Modulating |  | 1 | Premium |  | 135000 | 108000 |  |  | 114400 | 300 | 80 | 78 | [8 empty] | Federally-Regulated Consumer Product | 03/08/2017 |  | 03/08/2017
York | York | Z33A[N,S]3******** | Natural Gas | Induced Draft | False | True | 3 | False | Horizontal |  | None | Non-Condensing | Single-Stage |  | 10 | Standard |  | 267000 | 213000 | [6 empty] | 80 | 80 | [6 empty] | Federally-Regulated Commercial & Industrial Equipment | 03/08/2017 |  | 03/08/2017
York | Coleman | TGLS120C16MP11 | Natural Gas | Induced Draft | False | False | 1 | False | Horizontal | None | None | Non-Condensing | Single-Stage | Multiple-Speed | 0.5 | Standard |  | 120000 | 96000 | 1600 | 1002 | 115100 | 1166 | 80 | 78 | [8 empty] | Federally-Regulated Consumer Product | 03/08/2017 |  | 03/08/2017
York | York | YPLC100C16MP12 | Natural Gas | Induced Draft | False | False | 1 | False | Horizontal |  | None | Non-Condensing | Step Modulating |  | 0.75 | Premium |  | 100000 | 78000 |  |  | 97300 | 253 | 80 | 78 | [8 empty] | Federally-Regulated Consumer Product | 03/08/2017 |  | 03/08/2017
York | Fraser Johnston | D6NZ048N06506NX | Natural Gas | Induced Draft | False | True | 1 | False | Down |  | None | Non-Condensing | Single-Stage |  | 1 | Premium |  | 80000 | 64000 |  |  | 73900 | 1250 | 80.8 | 78 | [8 empty] | Federally-Regulated Consumer Product | 03/08/2017 |  | 03/08/2017
York | York | D6NQ030N03606NX | Natural Gas | Induced Draft | False | True | 1 | False | Horizontal |  | None | Non-Condensing | Single-Stage |  | 0.75 | Premium |  | 45000 | 36000 |  |  | 37900 | 468 | 80.5 | 78 | [8 empty] | Federally-Regulated Consumer Product | 03/08/2017 |  | 03/08/2017
York | Fraser Johnston | D6NZ036N05606NX | LPG | Induced Draft | False | True | 1 | False | Down |  | None | Non-Condensing | Single-Stage |  | 0.75 | Premium |  | 70000 | 56000 |  |  | 56200 | 876 | 80.2 | 78 | [8 empty] | Federally-Regulated Consumer Product | 03/08/2017 |  | 03/08/2017
York | Coleman | TM9X120D20MP11 | Natural Gas | Induced Draft | False | False | 1 | False | Horizontal | None | None | Condensing | Single-Stage | Multiple-Speed | 0.75 | Premium |  | 120000 | 114000 | 2036 | 671 | 114600 | 816 | 95.5 | 78 | [8 empty] | Federally-Regulated Consumer Product | 03/08/2017 |  | 03/08/2017
York | Coleman | TPLC060A12MP12 | LPG | Induced Draft | False | False | 1 | False | Down |  | None | Non-Condensing | Step Modulating |  | 0.5 | Premium |  | 60000 | 47000 |  |  | 58100 | 167 | 80 | 78 | [8 empty] | Federally-Regulated Consumer Product | 03/08/2017 |  | 03/08/2017
York | Coleman | TM9E040A10MP11 | Natural Gas | Induced Draft | False | False | 1 | False | Down |  | None | Condensing | Single-Stage |  | 0.5 | Premium |  | 40000 | 38000 |  |  | 33100 | 195 | 95 | 78 | [8 empty] | Federally-Regulated Consumer Product | 03/08/2017 |  | 03/08/2017
York | Fraser Johnston | TG9S130D20MP11 | LPG | Induced Draft | False | False | 1 | False | Horizontal | None | None | Condensing | Single-Stage | Multiple-Speed | 1 | Standard |  | 130000 | 125000 | 2047 | 1198 | 112700 | 1305 | 95.5 | 78 | [8 empty] | Federally-Regulated Consumer Product | 03/08/2017 |  | 03/08/2017
York | Coleman | TMLX100C16MP11 | LPG | Induced Draft | False | False | 1 | False | Down |  | None | Non-Condensing | Single-Stage |  | 0.5 | Premium |  | 100000 | 80000 |  |  | 98400 | 431 | 80 | 78 | [8 empty] | Federally-Regulated Consumer Product | 03/08/2017 |  | 03/08/2017
York | York | Z33B[D,T]3******** | Natural Gas | Induced Draft | False | True | 3 | False | Down |  | None | Non-Condensing | Step Modulating |  | 10 | Standard |  | 267000 | 213000 | [6 empty] | 80 | 80 | [6 empty] | Federally-Regulated Commercial & Industrial Equipment | 03/08/2017 |  | 03/08/2017
York | Evcon | D6NQ048N06506NX | Natural Gas | Induced Draft | False | True | 1 | False | Horizontal |  | None | Non-Condensing | Single-Stage |  | 1 | Premium |  | 80000 | 64000 |  |  | 73900 | 1250 | 80.8 | 78 | [8 empty] | Federally-Regulated Consumer Product | 03/08/2017 |  | 03/08/2017
York | Fraser Johnston | ZS048*10*F**** | Natural Gas | Induced Draft | False | True | 1 | False | Horizontal |  | None | Non-Condensing | Single-Stage |  | 1.5 | Standard |  | 125000 | 100000 |  |  | 117500 | 510 | 80.3 | 78 | [8 empty] | Federally-Regulated Consumer Product | 03/08/2017 |  | 03/08/2017
York | Fraser Johnston | TGLS060A12MP11 | LPG | Induced Draft | False | False | 1 | False | Down | None | None | Non-Condensing | Single-Stage | Multiple-Speed | 0.33 | Standard |  | 60000 | 48000 | 1275 | 711 | 57400 | 623 | 80 | 78 | [8 empty] | Federally-Regulated Consumer Product | 03/08/2017 |  | 03/08/2017
York | Guardian | GGLS100B12MP11 | Natural Gas | Induced Draft | False | False | 1 | False | Horizontal | None | None | Non-Condensing | Single-Stage | Multiple-Speed | 0.33 | Standard |  | 100000 | 80000 | 1223 | 614 | 96100 | 935 | 80 | 78 | [8 empty] | Federally-Regulated Consumer Product | 03/08/2017 |  | 03/08/2017
York | Fraser Johnston | TMLT100C16MP11 | LPG | Induced Draft | False | False | 1 | False | Down |  | None | Non-Condensing | Two-Stage Modulating |  | 0.5 | Standard |  | 100000 | 80000 |  |  | 96500 | 850 | 80 | 78 | [8 empty] | Federally-Regulated Consumer Product | 03/08/2017 |  | 03/08/2017
York | Fraser Johnston | TG9S100C16MP11 | Natural Gas | Induced Draft | False | False | 1 | False | Down | None | None | Condensing | Single-Stage | Multiple-Speed | 0.75 | Standard |  | 100000 | 97000 | 1706 | 819 | 96500 | 1156 | 95.5 | 78 | [8 empty] | Federally-Regulated Consumer Product | 03/08/2017 |  | 03/08/2017
York | Luxaire | ZS060*08*F**** | Natural Gas | Induced Draft | False | True | 1 | False | Down |  | None | Non-Condensing | Single-Stage |  | 1.5 | Standard |  | 100000 | 80000 |  |  | 93400 | 1438 | 80.5 | 78 | [8 empty] | Federally-Regulated Consumer Product | 03/08/2017 |  | 03/08/2017
York | Coleman | TG9S120D16MP11 | Natural Gas | Induced Draft | False | False | 1 | False | Horizontal | None | None | Condensing | Single-Stage | Multiple-Speed | 0.75 | Standard |  | 120000 | 116000 | 1805 | 876 | 113200 | 1185 | 95.5 | 78 | [8 empty] | Federally-Regulated Consumer Product | 03/08/2017 |  | 03/08/2017
York | Coleman | TM9E120D20MP11 | LPG | Induced Draft | False | False | 1 | False | Up |  | None | Condensing | Single-Stage |  | 0.75 | Premium |  | 120000 | 114000 |  |  | 115900 | 624 | 95 | 78 | [8 empty] | Federally-Regulated Consumer Product | 03/08/2017 |  | 03/08/2017
York | Coleman | TM8X100C20MP11 | Natural Gas | Induced Draft | False | False | 1 | False | Horizontal |  | None | Non-Condensing | Single-Stage |  | 0.75 | Premium |  | 100000 | 80000 |  |  | 97800 | 568 | 80 | 78 | [8 empty] | Federally-Regulated Consumer Product | 03/08/2017 |  | 03/08/2017
York | York | D7NQ036N05606NX | Natural Gas | Induced Draft | False | True | 1 | False | Down |  | None | Non-Condensing | Single-Stage |  | 0.75 | Premium |  | 70000 | 57000 |  |  | 57700 | 375 | 81 | 78 | [8 empty] | Federally-Regulated Consumer Product | 03/08/2017 |  | 03/08/2017
York | Fraser Johnston | D6NZ048D11006NX | Natural Gas | Induced Draft | False | True | 1 | False | Down |  | None | Non-Condensing | Two-Stage Modulating |  | 1 | Premium |  | 135000 | 108000 |  |  | 114400 | 262 | 80 | 78 | [8 empty] | Federally-Regulated Consumer Product | 03/08/2017 |  | 03/08/2017
York | Fraser Johnston | TG8S120C20MP11 | Natural Gas | Induced Draft | False | False | 1 | False | Down | None | None | Non-Condensing | Single-Stage | Multiple-Speed | 1 | Standard |  | 120000 | 96000 | 2338 | 1286 | 115200 | 1150 | 80 | 78 | [8 empty] | Federally-Regulated Consumer Product | 03/08/2017 |  | 03/08/2017
York | Coleman | CP9C100C16MP12 | Natural Gas | Induced Draft | False | False | 1 | False | Up |  | None | Condensing | Step Modulating |  | 0.75 | Premium |  | 100000 | 97000 |  |  | 96500 | 536 | 97.7 | 78 | [8 empty] | Federally-Regulated Consumer Product | 03/08/2017 |  | 03/08/2017
York | Evcon | ZK048*10*F**** | Natural Gas | Induced Draft | False | True | 1 | False | Horizontal |  | None | Non-Condensing | Single-Stage |  | 1.5 | Standard |  | 125000 | 100000 |  |  | 117500 | 510 | 80.3 | 78 | [8 empty] | Federally-Regulated Consumer Product | 03/08/2017 |  | 03/08/2017
York | Fraser Johnston | D6NX048N06506NX | Natural Gas | Induced Draft | False | True | 1 | False | Down |  | None | Non-Condensing | Single-Stage |  | 1 | Premium |  | 80000 | 64000 |  |  | 73900 | 1250 | 80.8 | 78 | [8 empty] | Federally-Regulated Consumer Product | 03/08/2017 |  | 03/08/2017
York | York | D7NX036N06506NX | Natural Gas | Induced Draft | False | True | 1 | False | Down |  | None | Non-Condensing | Single-Stage |  | 1 | Premium |  | 80000 | 66000 |  |  | 77300 | 424 | 81 | 78 | [8 empty] | Federally-Regulated Consumer Product | 03/08/2017 |  | 03/08/2017
York | Coleman | TM9M060B12MP12 | LPG | Induced Draft | False | False | 1 | False | Down |  | None | Condensing | Step Modulating |  | 0.5 | Standard |  | 60000 | 58000 |  |  | 46700 | 716 | 97 | 78 | [8 empty] | Federally-Regulated Consumer Product | 03/08/2017 |  | 03/08/2017
York | Fraser Johnston | D6NX048N06506NX | LPG | Induced Draft | False | True | 1 | False | Down |  | None | Non-Condensing | Single-Stage |  | 1 | Premium |  | 80000 | 64000 |  |  | 73900 | 1250 | 80.8 | 78 | [8 empty] | Federally-Regulated Consumer Product | 03/08/2017 |  | 03/08/2017
York | York | D6NZ024N03606NX | Natural Gas | Induced Draft | False | True | 1 | False | Down |  | None | Non-Condensing | Single-Stage |  | 0.5 | Premium |  | 45000 | 36000 |  |  | 37900 | 468 | 80.2 | 78 | [8 empty] | Federally-Regulated Consumer Product | 03/08/2017 |  | 03/08/2017
York | Evcon | TM8X100C20MP11 | Natural Gas | Induced Draft | False | False | 1 | False | Horizontal |  | None | Non-Condensing | Single-Stage |  | 0.75 | Premium |  | 100000 | 80000 |  |  | 97800 | 568 | 80 | 78 | [8 empty] | Federally-Regulated Consumer Product | 03/08/2017 |  | 03/08/2017
York | York | DGAA056BDT* | LPG | Induced Draft | False | False | 1 | True | Down |  | None | Non-Condensing | Single-Stage |  | 0.33 | Standard |  | 56000 | 45000 |  |  | 57800 | 535 | 80 | 75 | [8 empty] | Federally-Regulated Consumer Product | 03/08/2017 |  | 03/08/2017
York | Fraser Johnston | TG9S060B12MP11 | LPG | Induced Draft | False | False | 1 | False | Horizontal | None | None | Condensing | Single-Stage | Multiple-Speed | 0.5 | Standard |  | 60000 | 58000 | 1243 | 713 | 48100 | 622 | 95.5 | 78 | [8 empty] | Federally-Regulated Consumer Product | 03/08/2017 |  | 03/08/2017
York | Fraser Johnston | D6NQ024N03606NX | LPG | Induced Draft | False | True | 1 | False | Horizontal |  | None | Non-Condensing | Single-Stage |  | 0.5 | Premium |  | 45000 | 36000 |  |  | 37900 | 468 | 80.2 | 78 | [8 empty] | Federally-Regulated Consumer Product | 03/08/2017 |  | 03/08/2017
York | Luxaire | D7HQ048D09006NX | LPG | Induced Draft | False | True | 1 | False | Horizontal |  | None | Non-Condensing | Two-Stage Modulating |  | 1 | Premium |  | 108000 | 89000 |  |  | 94500 | 338 | 81 | 78 | [8 empty] | Federally-Regulated Consumer Product | 03/08/2017 |  | 03/08/2017
York | Evcon | D6HQ024D05606NX | LPG | Induced Draft | False | True | 1 | False | Horizontal |  | None | Non-Condensing | Two-Stage Modulating |  | 0.5 | Premium |  | 70000 | 56000 |  |  | 57600 | 151 | 80 | 78 | [8 empty] | Federally-Regulated Consumer Product | 03/08/2017 |  | 03/08/2017
York | Evcon | TM8X120C20MP11 | LPG | Induced Draft | False | False | 1 | False | Down |  | None | Non-Condensing | Single-Stage |  | 0.75 | Premium |  | 120000 | 96000 |  |  | 117500 | 635 | 80 | 78 | [8 empty] | Federally-Regulated Consumer Product | 03/08/2017 |  | 03/08/2017
York | Luxaire | D7HQ060D09006NX | Natural Gas | Induced Draft | False | True | 1 | False | Horizontal |  | None | Non-Condensing | Two-Stage Modulating |  | 1 | Premium |  | 108000 | 89000 |  |  | 94500 | 338 | 81 | 78 | [8 empty] | Federally-Regulated Consumer Product | 03/08/2017 |  | 03/08/2017
York | Luxaire | LPLC120C20MP12 | LPG | Induced Draft | False | False | 1 | False | Up |  | None | Non-Condensing | Step Modulating |  | 1 | Premium |  | 120000 | 95000 |  |  | 115200 | 484 | 80 | 78 | [8 empty] | Federally-Regulated Consumer Product | 03/08/2017 |  | 03/08/2017
York | Luxaire | TG9S040A08MP11 | LPG | Induced Draft | False | False | 1 | False | Up | None | None | Condensing | Single-Stage | Multiple-Speed | 0.5 | Standard |  | 40000 | 39000 | 950 | 581 | 31900 | 458 | 95.5 | 78 | [8 empty] | Federally-Regulated Consumer Product | 03/08/2017 |  | 03/08/2017
York | Coleman | TM8X080C16MP11 | LPG | Induced Draft | False | False | 1 | False | Up |  | None | Non-Condensing | Single-Stage |  | 0.5 | Premium |  | 80000 | 64000 |  |  | 78300 | 444 | 80 | 78 | [8 empty] | Federally-Regulated Consumer Product | 03/08/2017 |  | 03/08/2017
York | Johnson Controls | V33B[D,T]3******** | LPG | Induced Draft | False | True | 3 | False | Down |  | None | Non-Condensing | Step Modulating |  | 10 | Standard |  | 267000 | 213000 | [6 empty] | 80 | 80 | [6 empty] | Federally-Regulated Commercial & Industrial Equipment | 03/08/2017 |  | 03/08/2017
York | York | TPLC120C20MP12 | LPG | Induced Draft | False | False | 1 | False | Down |  | None | Non-Condensing | Step Modulating |  | 1 | Premium |  | 120000 | 95000 |  |  | 115200 | 484 | 80 | 78 | [8 empty] | Federally-Regulated Consumer Product | 03/08/2017 |  | 03/08/2017
York | Evcon | TPLC060A12MP12 | Natural Gas | Induced Draft | False | False | 1 | False | Up |  | None | Non-Condensing | Step Modulating |  | 0.5 | Premium |  | 60000 | 47000 |  |  | 58100 | 167 | 80 | 78 | [8 empty] | Federally-Regulated Consumer Product | 03/08/2017 |  | 03/08/2017
York | York | TM9V080C16MP11 | LPG | Induced Draft | False | False | 1 | False | Down | None | None | Condensing | Two-Stage Modulating | Variable-Speed | 0.75 | Premium | 60 | 80000 | 77000 | 1787 | 544 | 79000 | 273 | 96 | 78 | [8 empty] | Federally-Regulated Consumer Product | 03/08/2017 |  | 03/08/2017
York | Evcon | TM9X080C16MP11 | LPG | Induced Draft | False | False | 1 | False | Down | None | None | Condensing | Single-Stage | Multiple-Speed | 0.5 | Premium |  | 80000 | 76000 | 1558 | 457 | 65200 | 513 | 95.5 | 78 | [8 empty] | Federally-Regulated Consumer Product | 03/08/2017 |  | 03/08/2017
York | York | TM9V060B12MP11 | Natural Gas | Induced Draft | False | False | 1 | False | Up | None | None | Condensing | Two-Stage Modulating | Variable-Speed | 0.5 | Premium | 60 | 60000 | 58000 | 1343 | 456 | 47800 | 284 | 96 | 78 | [8 empty] | Federally-Regulated Consumer Product | 03/08/2017 |  | 03/08/2017
York | Fraser Johnston | TG8S080C22MP11 | LPG | Induced Draft | False | False | 1 | False | Horizontal | None | None | Non-Condensing | Single-Stage | Multiple-Speed | 1 | Standard |  | 80000 | 64000 | 2448 | 1263 | 74800 | 1234 | 80 | 78 | [8 empty] | Federally-Regulated Consumer Product | 03/08/2017 |  | 03/08/2017
York | Evcon | RGF1L080CE16MP11 | LPG | Induced Draft | False | False | 1 | False | Down |  | None | Non-Condensing | Single-Stage |  | 0.5 | Premium |  | 80000 | 64000 |  |  | 78300 | 444 | 80 | 78 | [8 empty] | Federally-Regulated Consumer Product | 03/08/2017 |  | 03/08/2017
York | York | TGLS120C20MP11 | LPG | Induced Draft | False | False | 1 | False | Up | None | None | Non-Condensing | Single-Stage | Multiple-Speed | 1 | Standard |  | 120000 | 96000 | 2338 | 1286 | 115200 | 1150 | 80 | 78 | [8 empty] | Federally-Regulated Consumer Product | 03/08/2017 |  | 03/08/2017
York | Fraser Johnston | TMLV100C20MP11 | Natural Gas | Induced Draft | False | False | 1 | False | Horizontal |  | None | Non-Condensing | Two-Stage Modulating |  | 1 | Premium |  | 100000 | 80000 |  |  | 95200 | 380 | 80 | 78 | [8 empty] | Federally-Regulated Consumer Product | 03/08/2017 |  | 03/08/2017
York | Evcon | TG9S120D16MP11 | Natural Gas | Induced Draft | False | False | 1 | False | Horizontal | None | None | Condensing | Single-Stage | Multiple-Speed | 0.75 | Standard |  | 120000 | 116000 | 1805 | 876 | 113200 | 1185 | 95.5 | 78 | [8 empty] | Federally-Regulated Consumer Product | 03/08/2017 |  | 03/08/2017
York | Johnson Controls | S33E[D,T]5******** | LPG | Induced Draft | False | True | 3 | False | Down |  | None | Non-Condensing | Step Modulating |  | 10 | Standard |  | 533000 | 426000 | [6 empty] | 80 | 80 | [6 empty] | Federally-Regulated Commercial & Industrial Equipment | 03/08/2017 |  | 03/08/2017
York | Luxaire | LP9C100C20MP12 | LPG | Induced Draft | False | False | 1 | False | Down |  | None | Condensing | Step Modulating |  | 1 | Premium |  | 100000 | 97000 |  |  | 96400 | 558 | 97.7 | 78 | [8 empty] | Federally-Regulated Consumer Product | 03/08/2017 |  | 03/08/2017
York | York | D7NX048N09006NX | LPG | Induced Draft | False | True | 1 | False | Horizontal |  | None | Non-Condensing | Single-Stage |  | 1 | Premium |  | 108000 | 88000 |  |  | 96900 | 467 | 81 | 78 | [8 empty] | Federally-Regulated Consumer Product | 03/08/2017 |  | 03/08/2017
York | York | TP9C100C20MP12 | Natural Gas | Induced Draft | False | False | 1 | False | Up |  | None | Condensing | Step Modulating |  | 1 | Premium |  | 100000 | 97000 |  |  | 96400 | 558 | 97.7 | 78 | [8 empty] | Federally-Regulated Consumer Product | 03/08/2017 |  | 03/08/2017
York | Guardian | RGF1L100CE20MP11 | LPG | Induced Draft | False | False | 1 | False | Down |  | None | Non-Condensing | Single-Stage |  | 0.75 | Premium |  | 100000 | 80000 |  |  | 97800 | 568 | 80 | 78 | [8 empty] | Federally-Regulated Consumer Product | 03/08/2017 |  | 03/08/2017
York | Evcon | TM9M100C20MP12 | Natural Gas | Induced Draft | False | False | 1 | False | Up |  | None | Condensing | Step Modulating |  | 1 | Standard |  | 100000 | 97000 |  |  | 93900 | 1231 | 97 | 78 | [8 empty] | Federally-Regulated Consumer Product | 03/08/2017 |  | 03/08/2017
York | Coleman | D7NQ036N05606NX | LPG | Induced Draft | False | True | 1 | False | Horizontal |  | None | Non-Condensing | Single-Stage |  | 0.75 | Premium |  | 70000 | 57000 |  |  | 57700 | 375 | 81 | 78 | [8 empty] | Federally-Regulated Consumer Product | 03/08/2017 |  | 03/08/2017
York | Fraser Johnston | TMLX120C20MP11 | LPG | Induced Draft | False | False | 1 | False | Down |  | None | Non-Condensing | Single-Stage |  | 0.75 | Premium |  | 120000 | 96000 |  |  | 117500 | 635 | 80 | 78 | [8 empty] | Federally-Regulated Consumer Product | 03/08/2017 |  | 03/08/2017
York | Luxaire | D7HQ036D05606NX | Natural Gas | Induced Draft | False | True | 1 | False | Horizontal |  | None | Non-Condensing | Two-Stage Modulating |  | 0.75 | Premium |  | 70000 | 58000 |  |  | 54800 | 320 | 81 | 78 | [8 empty] | Federally-Regulated Consumer Product | 03/08/2017 |  | 03/08/2017
York | York | D7HQ060D09006NX | LPG | Induced Draft | False | True | 1 | False | Down |  | None | Non-Condensing | Two-Stage Modulating |  | 1 | Premium |  | 108000 | 89000 |  |  | 94500 | 338 | 81 | 78 | [8 empty] | Federally-Regulated Consumer Product | 03/08/2017 |  | 03/08/2017
York | Coleman | ZS060*08*F**** | LPG | Induced Draft | False | True | 1 | False | Down |  | None | Non-Condensing | Single-Stage |  | 1.5 | Standard |  | 100000 | 80000 |  |  | 93400 | 1438 | 80.5 | 78 | [8 empty] | Federally-Regulated Consumer Product | 03/08/2017 |  | 03/08/2017
York | Luxaire | TG8S130D20MP11 | LPG | Induced Draft | False | False | 1 | False | Down | None | None | Non-Condensing | Single-Stage | Multiple-Speed | 1 | Standard |  | 130000 | 104000 | 2399 | 1324 | 114700 | 1265 | 80 | 78 | [8 empty] | Federally-Regulated Consumer Product | 03/08/2017 |  | 03/08/2017
York | Luxaire | TM8V100C16MP11 | Natural Gas | Induced Draft | False | False | 1 | False | Down |  | None | Non-Condensing | Two-Stage Modulating |  | 0.75 | Premium |  | 100000 | 80000 |  |  | 94700 | 368 | 80 | 78 | [8 empty] | Federally-Regulated Consumer Product | 03/08/2017 |  | 03/08/2017
York | Fraser Johnston | D7HQ048D11006NX | Natural Gas | Induced Draft | False | True | 1 | False | Down |  | None | Non-Condensing | Two-Stage Modulating |  | 1 | Premium |  | 135000 | 110000 |  |  | 112900 | 413 | 81 | 78 | [8 empty] | Federally-Regulated Consumer Product | 03/08/2017 |  | 03/08/2017
York | York | TG9S060A10MP11 | LPG | Induced Draft | False | False | 1 | False | Horizontal | None | None | Condensing | Single-Stage | Multiple-Speed | 0.5 | Standard |  | 60000 | 58000 | 1103 | 769 | 47900 | 674 | 95.5 | 78 | [8 empty] | Federally-Regulated Consumer Product | 03/08/2017 |  | 03/08/2017
York | York | TGLS080C16MP11 | LPG | Induced Draft | False | False | 1 | False | Down | None | None | Non-Condensing | Single-Stage | Multiple-Speed | 0.5 | Standard |  | 80000 | 64000 | 1602 | 1069 | 75100 | 1168 | 80 | 78 | [8 empty] | Federally-Regulated Consumer Product | 03/08/2017 |  | 03/08/2017
York | Coleman | TM9T120D20MP11 | LPG | Induced Draft | False | False | 1 | False | Up | None | None | Condensing | Two-Stage Modulating | Multiple-Speed | 1 | Standard |  | 120000 | 115000 | 1977 | 1190 | 113900 | 801 | 96 | 78 | [8 empty] | Federally-Regulated Consumer Product | 03/08/2017 |  | 03/08/2017
York | Johnson Controls | V33E[D,T]5******** | LPG | Induced Draft | False | True | 3 | False | Down |  | None | Non-Condensing | Step Modulating |  | 10 | Standard |  | 533000 | 426000 | [6 empty] | 80 | 80 | [6 empty] | Federally-Regulated Commercial & Industrial Equipment | 03/08/2017 |  | 03/08/2017
York | Coleman | D6NZ060N06506NX | LPG | Induced Draft | False | True | 1 | False | Horizontal |  | None | Non-Condensing | Single-Stage |  | 1 | Premium |  | 80000 | 64000 |  |  | 75500 | 910 | 80.7 | 78 | [8 empty] | Federally-Regulated Consumer Product | 03/08/2017 |  | 03/08/2017
York | York | D7NQ048D09006NX | LPG | Induced Draft | False | True | 1 | False | Down |  | None | Non-Condensing | Two-Stage Modulating |  | 1 | Premium |  | 108000 | 89000 |  |  | 94500 | 338 | 81 | 78 | [8 empty] | Federally-Regulated Consumer Product | 03/08/2017 |  | 03/08/2017
York | Evcon | RGF1L100CP20MP11 | LPG | Induced Draft | False | False | 1 | False | Down |  | None | Non-Condensing | Single-Stage |  | 1 | Standard |  | 100000 | 80000 |  |  | 95100 | 1226 | 80 | 78 | [8 empty] | Federally-Regulated Consumer Product | 03/08/2017 |  | 03/08/2017
York | Luxaire | LP9C060B12MP12 | LPG | Induced Draft | False | False | 1 | False | Up |  | None | Condensing | Step Modulating |  | 0.5 | Premium |  | 60000 | 58000 |  |  | 48400 | 241 | 97.5 | 78 | [8 empty] | Federally-Regulated Consumer Product | 03/08/2017 |  | 03/08/2017
York | Fraser Johnston | D7HQ042D09006NX | LPG | Induced Draft | False | True | 1 | False | Down |  | None | Non-Condensing | Two-Stage Modulating |  | 1 | Premium |  | 108000 | 89000 |  |  | 94500 | 338 | 81 | 78 | [8 empty] | Federally-Regulated Consumer Product | 03/08/2017 |  | 03/08/2017
York | Evcon | TM9X080C16MP11 | LPG | Induced Draft | False | False | 1 | False | Horizontal | None | None | Condensing | Single-Stage | Multiple-Speed | 0.5 | Premium |  | 80000 | 76000 | 1558 | 457 | 65200 | 513 | 95.5 | 78 | [8 empty] | Federally-Regulated Consumer Product | 03/08/2017 |  | 03/08/2017
York | Fraser Johnston | D6NQ024N03606NX | LPG | Induced Draft | False | True | 1 | False | Down |  | None | Non-Condensing | Single-Stage |  | 0.5 | Premium |  | 45000 | 36000 |  |  | 37900 | 468 | 80.2 | 78 | [8 empty] | Federally-Regulated Consumer Product | 03/08/2017 |  | 03/08/2017
York | Luxaire | TMLV100C20MP11 | Natural Gas | Induced Draft | False | False | 1 | False | Up |  | None | Non-Condensing | Two-Stage Modulating |  | 1 | Premium |  | 100000 | 80000 |  |  | 95200 | 380 | 80 | 78 | [8 empty] | Federally-Regulated Consumer Product | 03/08/2017 |  | 03/08/2017
York | Coleman | D7HQ036D07206NX | Natural Gas | Induced Draft | False | True | 1 | False | Down |  | None | Non-Condensing | Two-Stage Modulating |  | 0.75 | Premium |  | 90000 | 74000 |  |  | 73500 | 341 | 81 | 78 | [8 empty] | Federally-Regulated Consumer Product | 03/08/2017 |  | 03/08/2017
York | Fraser Johnston | TG8S100C16MP11 | LPG | Induced Draft | False | False | 1 | False | Down | None | None | Non-Condensing | Single-Stage | Multiple-Speed | 0.5 | Standard |  | 100000 | 80000 | 1820 | 1012 | 96100 | 930 | 80 | 78 | [8 empty] | Federally-Regulated Consumer Product | 03/08/2017 |  | 03/08/2017
York | York | D6NZ036N05606NX | LPG | Induced Draft | False | True | 1 | False | Down |  | None | Non-Condensing | Single-Stage |  | 0.75 | Premium |  | 70000 | 56000 |  |  | 56200 | 876 | 80.2 | 78 | [8 empty] | Federally-Regulated Consumer Product | 03/08/2017 |  | 03/08/2017
York | Fraser Johnston | TM8V060A12MP11 | LPG | Induced Draft | False | False | 1 | False | Down |  | None | Non-Condensing | Two-Stage Modulating |  | 0.5 | Premium |  | 60000 | 47000 |  |  | 57000 | 259 | 80 | 78 | [8 empty] | Federally-Regulated Consumer Product | 03/08/2017 |  | 03/08/2017
York | Fraser Johnston | TM9E040A10MP11 | LPG | Induced Draft | False | False | 1 | False | Up |  | None | Condensing | Single-Stage |  | 0.5 | Premium |  | 40000 | 38000 |  |  | 33100 | 195 | 95 | 78 | [8 empty] | Federally-Regulated Consumer Product | 03/08/2017 |  | 03/08/2017
York | Evcon | RGF19060BE12MP12 | LPG | Induced Draft | False | False | 1 | False | Down |  | None | Condensing | Single-Stage |  | 0.5 | Premium |  | 60000 | 57000 |  |  | 49600 | 284 | 95 | 78 | [8 empty] | Federally-Regulated Consumer Product | 03/08/2017 |  | 03/08/2017
York | Coleman | TG9S060A10MP11 | LPG | Induced Draft | False | False | 1 | False | Down | None | None | Condensing | Single-Stage | Multiple-Speed | 0.5 | Standard |  | 60000 | 58000 | 1103 | 769 | 47900 | 674 | 95.5 | 78 | [8 empty] | Federally-Regulated Consumer Product | 03/08/2017 |  | 03/08/2017
York | Coleman | D6HQ060D09006NX | Natural Gas | Induced Draft | False | True | 1 | False | Down |  | None | Non-Condensing | Two-Stage Modulating |  | 1 | Premium |  | 108000 | 87000 |  |  | 94100 | 287 | 80 | 78 | [8 empty] | Federally-Regulated Consumer Product | 03/08/2017 |  | 03/08/2017
York | Coleman | TM9T100C20MP11 | LPG | Induced Draft | False | False | 1 | False | Up | None | None | Condensing | Two-Stage Modulating | Multiple-Speed | 1 | Standard |  | 100000 | 96000 | 1934 | 1183 | 96500 | 1015 | 96 | 78 | [8 empty] | Federally-Regulated Consumer Product | 03/08/2017 |  | 03/08/2017
York | Evcon | D7NX048N06506NX | LPG | Induced Draft | False | True | 1 | False | Down |  | None | Non-Condensing | Single-Stage |  | 1 | Premium |  | 80000 | 66000 |  |  | 77300 | 424 | 81 | 78 | [8 empty] | Federally-Regulated Consumer Product | 03/08/2017 |  | 03/08/2017
York | Luxaire | TM8T120C20MP11 | LPG | Induced Draft | False | False | 1 | False | Down |  | None | Non-Condensing | Two-Stage Modulating |  | 1 | Standard |  | 120000 | 96000 |  |  | 116600 | 832 | 80 | 78 | [8 empty] | Federally-Regulated Consumer Product | 03/08/2017 |  | 03/08/2017
York | York | TG9S120D20MP11 | LPG | Induced Draft | False | False | 1 | False | Up | None | None | Condensing | Single-Stage | Multiple-Speed | 1 | Standard |  | 120000 | 116000 | 1977 | 1190 | 112700 | 1311 | 95.5 | 78 | [8 empty] | Federally-Regulated Consumer Product | 03/08/2017 |  | 03/08/2017
York | Coleman | TM9M120D20MP12 | Natural Gas | Induced Draft | False | False | 1 | False | Down |  | None | Condensing | Step Modulating |  | 1 | Standard |  | 120000 | 116000 |  |  | 111200 | 1144 | 97 | 78 | [8 empty] | Federally-Regulated Consumer Product | 03/08/2017 |  | 03/08/2017
York | Luxaire | TG8S100C20MP11 | Natural Gas | Induced Draft | False | False | 1 | False | Up | None | None | Non-Condensing | Single-Stage | Multiple-Speed | 1 | Standard |  | 100000 | 80000 | 2478 | 1307 | 95100 | 1178 | 80 | 78 | [8 empty] | Federally-Regulated Consumer Product | 03/08/2017 |  | 03/08/2017
York | Luxaire | D7NQ060N06506NX | Natural Gas | Induced Draft | False | True | 1 | False | Horizontal |  | None | Non-Condensing | Single-Stage |  | 1 | Premium |  | 80000 | 66000 |  |  | 77300 | 424 | 81 | 78 | [8 empty] | Federally-Regulated Consumer Product | 03/08/2017 |  | 03/08/2017
York | Coleman | TMLT100C16MP11 | Natural Gas | Induced Draft | False | False | 1 | False | Down |  | None | Non-Condensing | Two-Stage Modulating |  | 0.5 | Standard |  | 100000 | 80000 |  |  | 96500 | 850 | 80 | 78 | [8 empty] | Federally-Regulated Consumer Product | 03/08/2017 |  | 03/08/2017
York | Luxaire | LP9C100C16MP12 | LPG | Induced Draft | False | False | 1 | False | Up |  | None | Condensing | Step Modulating |  | 0.75 | Premium |  | 100000 | 97000 |  |  | 96500 | 536 | 97.7 | 78 | [8 empty] | Federally-Regulated Consumer Product | 03/08/2017 |  | 03/08/2017
York | Coleman | D7HQ042D09006NX | Natural Gas | Induced Draft | False | True | 1 | False | Horizontal |  | None | Non-Condensing | Two-Stage Modulating |  | 1 | Premium |  | 108000 | 89000 |  |  | 94500 | 338 | 81 | 78 | [8 empty] | Federally-Regulated Consumer Product | 03/08/2017 |  | 03/08/2017
York | Coleman | TG8S080C16MP11 | LPG | Induced Draft | False | False | 1 | False | Up | None | None | Non-Condensing | Single-Stage | Multiple-Speed | 0.5 | Standard |  | 80000 | 64000 | 1602 | 1069 | 75100 | 1168 | 80 | 78 | [8 empty] | Federally-Regulated Consumer Product | 03/08/2017 |  | 03/08/2017
York | York | TM9E080B12MP11 | LPG | Induced Draft | False | False | 1 | False | Horizontal |  | None | Condensing | Single-Stage |  | 0.5 | Premium |  | 80000 | 77000 |  |  | 83000 | 382 | 95 | 78 | [8 empty] | Federally-Regulated Consumer Product | 03/08/2017 |  | 03/08/2017
York | York | TMLX100C16MP11 | Natural Gas | Induced Draft | False | False | 1 | False | Down |  | None | Non-Condensing | Single-Stage |  | 0.5 | Premium |  | 100000 | 80000 |  |  | 98400 | 431 | 80 | 78 | [8 empty] | Federally-Regulated Consumer Product | 03/08/2017 |  | 03/08/2017
York | Fraser Johnston | TM9E100C16MP11 | Natural Gas | Induced Draft | False | False | 1 | False | Horizontal |  | None | Condensing | Single-Stage |  | 0.5 | Premium |  | 100000 | 96000 |  |  | 99600 | 463 | 95 | 78 | [8 empty] | Federally-Regulated Consumer Product | 03/08/2017 |  | 03/08/2017
York | Coleman | D6NQ060D09006NX | Natural Gas | Induced Draft | False | True | 1 | False | Down |  | None | Non-Condensing | Two-Stage Modulating |  | 1 | Premium |  | 108000 | 87000 |  |  | 94100 | 287 | 80 | 78 | [8 empty] | Federally-Regulated Consumer Product | 03/08/2017 |  | 03/08/2017
York | Fraser Johnston | TM9T080C16MP11 | LPG | Induced Draft | False | False | 1 | False | Up | None | None | Condensing | Two-Stage Modulating | Multiple-Speed | 0.75 | Standard |  | 80000 | 77000 | 1671 | 838 | 80400 | 849 | 96 | 78 | [8 empty] | Federally-Regulated Consumer Product | 03/08/2017 |  | 03/08/2017
York | Luxaire | TGLS120C16MP11 | Natural Gas | Induced Draft | False | False | 1 | False | Down | None | None | Non-Condensing | Single-Stage | Multiple-Speed | 0.5 | Standard |  | 120000 | 96000 | 1600 | 1002 | 115100 | 1166 | 80 | 78 | [8 empty] | Federally-Regulated Consumer Product | 03/08/2017 |  | 03/08/2017
York | Fraser Johnston | D7NQ036N07206NX | Natural Gas | Induced Draft | False | True | 1 | False | Down |  | None | Non-Condensing | Single-Stage |  | 0.75 | Premium |  | 90000 | 73000 |  |  | 76900 | 510 | 81 | 78 | [8 empty] | Federally-Regulated Consumer Product | 03/08/2017 |  | 03/08/2017
York | York | D6NX024D05606NX | LPG | Induced Draft | False | True | 1 | False | Down |  | None | Non-Condensing | Two-Stage Modulating |  | 0.5 | Premium |  | 70000 | 56000 |  |  | 57600 | 151 | 80 | 78 | [8 empty] | Federally-Regulated Consumer Product | 03/08/2017 |  | 03/08/2017
York | Luxaire | TG8S060A12MP11 | Natural Gas | Induced Draft | False | False | 1 | False | Up | None | None | Non-Condensing | Single-Stage | Multiple-Speed | 0.33 | Standard |  | 60000 | 48000 | 1275 | 711 | 57400 | 623 | 80 | 78 | [8 empty] | Federally-Regulated Consumer Product | 03/08/2017 |  | 03/08/2017
York | York | D6NQ024D05606NX | Natural Gas | Induced Draft | False | True | 1 | False | Horizontal |  | None | Non-Condensing | Two-Stage Modulating |  | 0.5 | Premium |  | 70000 | 56000 |  |  | 57600 | 151 | 80 | 78 | [8 empty] | Federally-Regulated Consumer Product | 03/08/2017 |  | 03/08/2017
York | Fraser Johnston | TM9X080C16MP11 | Natural Gas | Induced Draft | False | False | 1 | False | Down | None | None | Condensing | Single-Stage | Multiple-Speed | 0.5 | Premium |  | 80000 | 76000 | 1558 | 457 | 65200 | 513 | 95.5 | 78 | [8 empty] | Federally-Regulated Consumer Product | 03/08/2017 |  | 03/08/2017
York | Fraser Johnston | ZK036*04*F**** | Natural Gas | Induced Draft | False | True | 1 | False | Down |  | None | Non-Condensing | Single-Stage |  | 1.5 | Standard |  | 50000 | 40000 |  |  | 38000 | 371 | 80.9 | 78 | [8 empty] | Federally-Regulated Consumer Product | 03/08/2017 |  | 03/08/2017
York | Evcon | TG8S040A08MP11 | Natural Gas | Induced Draft | False | False | 1 | False | Horizontal | None | None | Non-Condensing | Single-Stage | Multiple-Speed | 0.2 | Standard |  | 40000 | 32000 | 717 | 489 | 38100 | 444 | 80 | 78 | [8 empty] | Federally-Regulated Consumer Product | 03/08/2017 |  | 03/08/2017
York | York | TM9X080C16MP11 | LPG | Induced Draft | False | False | 1 | False | Horizontal | None | None | Condensing | Single-Stage | Multiple-Speed | 0.5 | Premium |  | 80000 | 76000 | 1558 | 457 | 65200 | 513 | 95.5 | 78 | [8 empty] | Federally-Regulated Consumer Product | 03/08/2017 |  | 03/08/2017
York | Guardian | GGLS080C16MP11 | LPG | Induced Draft | False | False | 1 | False | Up | None | None | Non-Condensing | Single-Stage | Multiple-Speed | 0.5 | Standard |  | 80000 | 64000 | 1602 | 1069 | 75100 | 1168 | 80 | 78 | [8 empty] | Federally-Regulated Consumer Product | 03/08/2017 |  | 03/08/2017
York | Coleman | D7NQ060D11006NX | Natural Gas | Induced Draft | False | True | 1 | False | Horizontal |  | None | Non-Condensing | Two-Stage Modulating |  | 1 | Premium |  | 135000 | 110000 |  |  | 112900 | 413 | 81 | 78 | [8 empty] | Federally-Regulated Consumer Product | 03/08/2017 |  | 03/08/2017
York | Guardian | GG9S120D20MP11 | LPG | Induced Draft | False | False | 1 | False | Horizontal | None | None | Condensing | Single-Stage | Multiple-Speed | 1 | Standard |  | 120000 | 116000 | 1977 | 1190 | 112700 | 1311 | 95.5 | 78 | [8 empty] | Federally-Regulated Consumer Product | 03/08/2017 |  | 03/08/2017
York | Fraser Johnston | TMLT080B12MP11 | LPG | Induced Draft | False | False | 1 | False | Up |  | None | Non-Condensing | Two-Stage Modulating |  | 0.33 | Standard |  | 80000 | 63000 |  |  | 77700 | 568 | 80 | 78 | [8 empty] | Federally-Regulated Consumer Product | 03/08/2017 |  | 03/08/2017
York | Evcon | RGF1L120CP20MP11 | Natural Gas | Induced Draft | False | False | 1 | False | Up |  | None | Non-Condensing | Single-Stage |  | 1 | Standard |  | 120000 | 96000 |  |  | 115200 | 1197 | 80 | 78 | [8 empty] | Federally-Regulated Consumer Product | 03/08/2017 |  | 03/08/2017
York | Luxaire | TG8S100C16MP11 | Natural Gas | Induced Draft | False | False | 1 | False | Horizontal | None | None | Non-Condensing | Single-Stage | Multiple-Speed | 0.5 | Standard |  | 100000 | 80000 | 1820 | 1012 | 96100 | 930 | 80 | 78 | [8 empty] | Federally-Regulated Consumer Product | 03/08/2017 |  | 03/08/2017
York | Evcon | D6NQ024N05606NX | LPG | Induced Draft | False | True | 1 | False | Horizontal |  | None | Non-Condensing | Single-Stage |  | 0.5 | Premium |  | 70000 | 56000 |  |  | 56700 | 764 | 80.2 | 78 | [8 empty] | Federally-Regulated Consumer Product | 03/08/2017 |  | 03/08/2017
York | Evcon | D7NQ042N06506NX | Natural Gas | Induced Draft | False | True | 1 | False | Horizontal |  | None | Non-Condensing | Single-Stage |  | 1 | Premium |  | 80000 | 66000 |  |  | 77300 | 424 | 81 | 78 | [8 empty] | Federally-Regulated Consumer Product | 03/08/2017 |  | 03/08/2017
York | Evcon | TG8S100C20MP11 | Natural Gas | Induced Draft | False | False | 1 | False | Down | None | None | Non-Condensing | Single-Stage | Multiple-Speed | 1 | Standard |  | 100000 | 80000 | 2478 | 1307 | 95100 | 1178 | 80 | 78 | [8 empty] | Federally-Regulated Consumer Product | 03/08/2017 |  | 03/08/2017
York | Evcon | TM9E080C16MP11 | Natural Gas | Induced Draft | False | False | 1 | False | Down |  | None | Condensing | Single-Stage |  | 0.5 | Premium |  | 80000 | 77000 |  |  | 82800 | 429 | 95 | 78 | [8 empty] | Federally-Regulated Consumer Product | 03/08/2017 |  | 03/08/2017
York | Coleman | TGLS040A08MP11 | LPG | Induced Draft | False | False | 1 | False | Down | None | None | Non-Condensing | Single-Stage | Multiple-Speed | 0.2 | Standard |  | 40000 | 32000 | 717 | 489 | 38300 | 473 | 80 | 78 | [8 empty] | Federally-Regulated Consumer Product | 03/08/2017 |  | 03/08/2017
York | Guardian | GG8S040A08MP11 | LPG | Induced Draft | False | False | 1 | False | Up | None | None | Non-Condensing | Single-Stage | Multiple-Speed | 0.2 | Standard |  | 40000 | 32000 | 717 | 489 | 38100 | 444 | 80 | 78 | [8 empty] | Federally-Regulated Consumer Product | 03/08/2017 |  | 03/08/2017
York | Evcon | TM9M100C16MP12 | LPG | Induced Draft | False | False | 1 | False | Horizontal |  | None | Condensing | Step Modulating |  | 0.75 | Standard |  | 100000 | 97000 |  |  | 93000 | 1500 | 97 | 78 | [8 empty] | Federally-Regulated Consumer Product | 03/08/2017 |  | 03/08/2017
York | Luxaire | TM9E100C20MP11 | Natural Gas | Induced Draft | False | False | 1 | False | Down |  | None | Condensing | Single-Stage |  | 0.75 | Premium |  | 100000 | 96000 |  |  | 99800 | 410 | 95 | 78 | [8 empty] | Federally-Regulated Consumer Product | 03/08/2017 |  | 03/08/2017
York | York | TM9T120D20MP11 | Natural Gas | Induced Draft | False | False | 1 | False | Up | None | None | Condensing | Two-Stage Modulating | Multiple-Speed | 1 | Standard |  | 120000 | 115000 | 1977 | 1190 | 113900 | 801 | 96 | 78 | [8 empty] | Federally-Regulated Consumer Product | 03/08/2017 |  | 03/08/2017
York | Fraser Johnston | TM8X120C20MP11 | Natural Gas | Induced Draft | False | False | 1 | False | Horizontal |  | None | Non-Condensing | Single-Stage |  | 0.75 | Premium |  | 120000 | 96000 |  |  | 117500 | 635 | 80 | 78 | [8 empty] | Federally-Regulated Consumer Product | 03/08/2017 |  | 03/08/2017
York | York | D6NZ036N03606NX | LPG | Induced Draft | False | True | 1 | False | Horizontal |  | None | Non-Condensing | Single-Stage |  | 0.75 | Premium |  | 45000 | 36000 |  |  | 37300 | 590 | 80.4 | 78 | [8 empty] | Federally-Regulated Consumer Product | 03/08/2017 |  | 03/08/2017
York | Coleman | TM9X080C16MP11 | LPG | Induced Draft | False | False | 1 | False | Horizontal | None | None | Condensing | Single-Stage | Multiple-Speed | 0.5 | Premium |  | 80000 | 76000 | 1558 | 457 | 65200 | 513 | 95.5 | 78 | [8 empty] | Federally-Regulated Consumer Product | 03/08/2017 |  | 03/08/2017
York | York | TG8S120C16MP11 | LPG | Induced Draft | False | False | 1 | False | Up | None | None | Non-Condensing | Single-Stage | Multiple-Speed | 0.5 | Standard |  | 120000 | 96000 | 1600 | 1002 | 115100 | 1166 | 80 | 78 | [8 empty] | Federally-Regulated Consumer Product | 03/08/2017 |  | 03/08/2017
York | Guardian | GG9S120D16MP11 | LPG | Induced Draft | False | False | 1 | False | Horizontal | None | None | Condensing | Single-Stage | Multiple-Speed | 0.75 | Standard |  | 120000 | 116000 | 1805 | 876 | 113200 | 1185 | 95.5 | 78 | [8 empty] | Federally-Regulated Consumer Product | 03/08/2017 |  | 03/08/2017
York | York | TGLS080C22MP11 | LPG | Induced Draft | False | False | 1 | False | Up | None | None | Non-Condensing | Single-Stage | Multiple-Speed | 1 | Standard |  | 80000 | 64000 | 2448 | 1263 | 74800 | 1234 | 80 | 78 | [8 empty] | Federally-Regulated Consumer Product | 03/08/2017 |  | 03/08/2017
York | Fraser Johnston | TM8T060A12MP11 | LPG | Induced Draft | False | False | 1 | False | Down |  | None | Non-Condensing | Two-Stage Modulating |  | 0.33 | Standard |  | 60000 | 47000 |  |  | 58100 | 450 | 80 | 78 | [8 empty] | Federally-Regulated Consumer Product | 03/08/2017 |  | 03/08/2017
York | Coleman | G33E[D,T]5******** | Natural Gas | Induced Draft | False | True | 3 | False | Down |  | None | Non-Condensing | Step Modulating |  | 10 | Standard |  | 533000 | 426000 | [6 empty] | 80 | 80 | [6 empty] | Federally-Regulated Commercial & Industrial Equipment | 03/08/2017 |  | 03/08/2017
York | Fraser Johnston | D7NX024D05606NX | Natural Gas | Induced Draft | False | True | 1 | False | Horizontal |  | None | Non-Condensing | Two-Stage Modulating |  | 0.5 | Premium |  | 70000 | 57000 |  |  | 56100 | 215 | 81 | 78 | [8 empty] | Federally-Regulated Consumer Product | 03/08/2017 |  | 03/08/2017
York | Fraser Johnston | D6NY060D11006NX | LPG | Induced Draft | False | True | 1 | False | Down |  | None | Non-Condensing | Two-Stage Modulating |  | 1 | Premium |  | 135000 | 108000 |  |  | 114400 | 300 | 80 | 78 | [8 empty] | Federally-Regulated Consumer Product | 03/08/2017 |  | 03/08/2017
York | Luxaire | D6NZ060D11006NX | LPG | Induced Draft | False | True | 1 | False | Down |  | None | Non-Condensing | Two-Stage Modulating |  | 1 | Premium |  | 135000 | 108000 |  |  | 114400 | 262 | 80 | 78 | [8 empty] | Federally-Regulated Consumer Product | 03/08/2017 |  | 03/08/2017
York | Coleman | D7NQ036D07206NX | Natural Gas | Induced Draft | False | True | 1 | False | Down |  | None | Non-Condensing | Two-Stage Modulating |  | 0.75 | Premium |  | 90000 | 74000 |  |  | 73500 | 341 | 81 | 78 | [8 empty] | Federally-Regulated Consumer Product | 03/08/2017 |  | 03/08/2017
York | Fraser Johnston | TG9S080B12MP11 | LPG | Induced Draft | False | False | 1 | False | Up | None | None | Condensing | Single-Stage | Multiple-Speed | 0.5 | Standard |  | 80000 | 78000 | 1370 | 854 | 80600 | 920 | 95.5 | 78 | [8 empty] | Federally-Regulated Consumer Product | 03/08/2017 |  | 03/08/2017
York | Guardian | RGF19080CE16MP12 | Natural Gas | Induced Draft | False | False | 1 | False | Horizontal |  | None | Condensing | Single-Stage |  | 0.5 | Premium |  | 80000 | 77000 |  |  | 82800 | 429 | 95 | 78 | [8 empty] | Federally-Regulated Consumer Product | 03/08/2017 |  | 03/08/2017
York | Fraser Johnston | TGLS040A08MP11 | Natural Gas | Induced Draft | False | False | 1 | False | Up | None | None | Non-Condensing | Single-Stage | Multiple-Speed | 0.2 | Standard |  | 40000 | 32000 | 717 | 489 | 38300 | 473 | 80 | 78 | [8 empty] | Federally-Regulated Consumer Product | 03/08/2017 |  | 03/08/2017
York | Evcon | D7HQ060D11006NX | LPG | Induced Draft | False | True | 1 | False | Horizontal |  | None | Non-Condensing | Two-Stage Modulating |  | 1 | Premium |  | 135000 | 110000 |  |  | 112900 | 413 | 81 | 78 | [8 empty] | Federally-Regulated Consumer Product | 03/08/2017 |  | 03/08/2017
York | York | TGLS080B12MP11 | Natural Gas | Induced Draft | False | False | 1 | False | Down | None | None | Non-Condensing | Single-Stage | Multiple-Speed | 0.33 | Standard |  | 80000 | 64000 | 1195 | 620 | 76700 | 793 | 80 | 78 | [8 empty] | Federally-Regulated Consumer Product | 03/08/2017 |  | 03/08/2017
York | Evcon | TGLS040A08MP11 | LPG | Induced Draft | False | False | 1 | False | Horizontal | None | None | Non-Condensing | Single-Stage | Multiple-Speed | 0.2 | Standard |  | 40000 | 32000 | 717 | 489 | 38300 | 473 | 80 | 78 | [8 empty] | Federally-Regulated Consumer Product | 03/08/2017 |  | 03/08/2017
York | Guardian | GG8S100C16MP11 | Natural Gas | Induced Draft | False | False | 1 | False | Down | None | None | Non-Condensing | Single-Stage | Multiple-Speed | 0.5 | Standard |  | 100000 | 80000 | 1820 | 1012 | 96100 | 930 | 80 | 78 | [8 empty] | Federally-Regulated Consumer Product | 03/08/2017 |  | 03/08/2017
York | Coleman | DGAA070BDT* | LPG | Induced Draft | False | False | 1 | True | Down |  | None | Non-Condensing | Single-Stage |  | 0.33 | Standard |  | 70000 | 56000 |  |  | 57500 | 602 | 80 | 75 | [8 empty] | Federally-Regulated Consumer Product | 03/08/2017 |  | 03/08/2017
York | York | D7NQ024D05606NX | LPG | Induced Draft | False | True | 1 | False | Down |  | None | Non-Condensing | Two-Stage Modulating |  | 0.5 | Premium |  | 70000 | 57000 |  |  | 56100 | 215 | 81 | 78 | [8 empty] | Federally-Regulated Consumer Product | 03/08/2017 |  | 03/08/2017
York | Fraser Johnston | TMLV120C20MP11 | LPG | Induced Draft | False | False | 1 | False | Down |  | None | Non-Condensing | Two-Stage Modulating |  | 1 | Premium |  | 120000 | 96000 |  |  | 111300 | 456 | 80 | 78 | [8 empty] | Federally-Regulated Consumer Product | 03/08/2017 |  | 03/08/2017
York | York | TPLC100C16MP11 | LPG | Induced Draft | False | False | 1 | False | Horizontal | None | None | Non-Condensing | Step Modulating | Variable-Speed | 0.75 | Premium | 60 | 100000 | 78000 | 1600 | 585 | 99600 | 138 | 80 | 78 | [8 empty] | Federally-Regulated Consumer Product | 03/08/2017 |  | 03/08/2017
York | York | YPLC080B12MP12 | LPG | Induced Draft | False | False | 1 | False | Up |  | None | Non-Condensing | Step Modulating |  | 0.5 | Premium |  | 80000 | 62000 |  |  | 77900 | 235 | 80 | 78 | [8 empty] | Federally-Regulated Consumer Product | 03/08/2017 |  | 03/08/2017
York | Coleman | TMLV080C16MP11 | LPG | Induced Draft | False | False | 1 | False | Horizontal |  | None | Non-Condensing | Two-Stage Modulating |  | 0.75 | Premium |  | 80000 | 63000 |  |  | 76900 | 323 | 80 | 78 | [8 empty] | Federally-Regulated Consumer Product | 03/08/2017 |  | 03/08/2017
York | Coleman | TM9X100C20MP11 | Natural Gas | Induced Draft | False | False | 1 | False | Up | None | None | Condensing | Single-Stage | Multiple-Speed | 0.75 | Premium |  | 100000 | 95000 | 1989 | 660 | 97700 | 833 | 95.5 | 78 | [8 empty] | Federally-Regulated Consumer Product | 03/08/2017 |  | 03/08/2017
York | Fraser Johnston | D6NQ036D07206NX | Natural Gas | Induced Draft | False | True | 1 | False | Down |  | None | Non-Condensing | Two-Stage Modulating |  | 0.75 | Premium |  | 90000 | 72000 |  |  | 74700 | 273 | 80 | 78 | [8 empty] | Federally-Regulated Consumer Product | 03/08/2017 |  | 03/08/2017
York | York | MG9S080C16MP11 | LPG | Induced Draft | False | False | 1 | True | Up |  | None | Condensing | Single-Stage |  | 0.75 | Standard |  | 80000 | 78000 |  |  | 80500 | 968 | 95.5 | 75 | [8 empty] | Federally-Regulated Consumer Product | 03/08/2017 |  | 03/08/2017
York | Evcon | TPLC100C20MP12 | Natural Gas | Induced Draft | False | False | 1 | False | Horizontal |  | None | Non-Condensing | Step Modulating |  | 1 | Premium |  | 100000 | 78000 |  |  | 97500 | 238 | 80 | 78 | [8 empty] | Federally-Regulated Consumer Product | 03/08/2017 |  | 03/08/2017
York | York | ZF048*10*1**** | LPG | Induced Draft | False | True | 1 | False | Down |  | None | Non-Condensing | Single-Stage |  | 1.5 | Standard |  | 125000 | 100000 |  |  | 117500 | 510 | 80.3 | 78 | [8 empty] | Federally-Regulated Consumer Product | 03/08/2017 |  | 03/08/2017
York | York | TM9M120D20MP12 | LPG | Induced Draft | False | False | 1 | False | Horizontal |  | None | Condensing | Step Modulating |  | 1 | Standard |  | 120000 | 116000 |  |  | 111200 | 1144 | 97 | 78 | [8 empty] | Federally-Regulated Consumer Product | 03/08/2017 |  | 03/08/2017
York | York | D6NQ048N11006NX | LPG | Induced Draft | False | True | 1 | False | Horizontal |  | None | Non-Condensing | Single-Stage |  | 1 | Premium |  | 135000 | 108000 |  |  | 114000 | 1275 | 80.5 | 78 | [8 empty] | Federally-Regulated Consumer Product | 03/08/2017 |  | 03/08/2017
York | Evcon | D6NZ048D09006NX | LPG | Induced Draft | False | True | 1 | False | Horizontal |  | None | Non-Condensing | Two-Stage Modulating |  | 1 | Premium |  | 108000 | 87000 |  |  | 94100 | 544 | 80 | 78 | [8 empty] | Federally-Regulated Consumer Product | 03/08/2017 |  | 03/08/2017
York | York | TMLV100C20MP11 | Natural Gas | Induced Draft | False | False | 1 | False | Down |  | None | Non-Condensing | Two-Stage Modulating |  | 1 | Premium |  | 100000 | 80000 |  |  | 95200 | 380 | 80 | 78 | [8 empty] | Federally-Regulated Consumer Product | 03/08/2017 |  | 03/08/2017
York | Coleman | TMLX060A12MP11 | LPG | Induced Draft | False | False | 1 | False | Down |  | None | Non-Condensing | Single-Stage |  | 0.5 | Premium |  | 60000 | 48000 |  |  | 59100 | 243 | 80 | 78 | [8 empty] | Federally-Regulated Consumer Product | 03/08/2017 |  | 03/08/2017
York | Luxaire | D7NQ024N03606NX | Natural Gas | Induced Draft | False | True | 1 | False | Down |  | None | Non-Condensing | Single-Stage |  | 0.5 | Premium |  | 45000 | 37000 |  |  | 38700 | 201 | 81 | 78 | [8 empty] | Federally-Regulated Consumer Product | 03/08/2017 |  | 03/08/2017
York | Luxaire | D7NQ036N07206NX | LPG | Induced Draft | False | True | 1 | False | Down |  | None | Non-Condensing | Single-Stage |  | 0.75 | Premium |  | 90000 | 73000 |  |  | 76900 | 510 | 81 | 78 | [8 empty] | Federally-Regulated Consumer Product | 03/08/2017 |  | 03/08/2017
York | Fraser Johnston | TM9M080C16MP12 | LPG | Induced Draft | False | False | 1 | False | Down |  | None | Condensing | Step Modulating |  | 0.75 | Standard |  | 80000 | 78000 |  |  | 76300 | 1530 | 97 | 78 | [8 empty] | Federally-Regulated Consumer Product | 03/08/2017 |  | 03/08/2017
York | Luxaire | ZK048*10*F**** | LPG | Induced Draft | False | True | 1 | False | Horizontal |  | None | Non-Condensing | Single-Stage |  | 1.5 | Standard |  | 125000 | 100000 |  |  | 117500 | 510 | 80.3 | 78 | [8 empty] | Federally-Regulated Consumer Product | 03/08/2017 |  | 03/08/2017
York | Evcon | D6NZ048D11006NX | Natural Gas | Induced Draft | False | True | 1 | False | Horizontal |  | None | Non-Condensing | Two-Stage Modulating |  | 1 | Premium |  | 135000 | 108000 |  |  | 114400 | 262 | 80 | 78 | [8 empty] | Federally-Regulated Consumer Product | 03/08/2017 |  | 03/08/2017
York | Guardian | RGF1L080CE16MP11 | Natural Gas | Induced Draft | False | False | 1 | False | Horizontal |  | None | Non-Condensing | Single-Stage |  | 0.5 | Premium |  | 80000 | 64000 |  |  | 78300 | 444 | 80 | 78 | [8 empty] | Federally-Regulated Consumer Product | 03/08/2017 |  | 03/08/2017
York | Coleman | TP9C080B12MP12 | Natural Gas | Induced Draft | False | False | 1 | False | Up |  | None | Condensing | Step Modulating |  | 0.5 | Premium |  | 80000 | 77000 |  |  | 80800 | 435 | 97.5 | 78 | [8 empty] | Federally-Regulated Consumer Product | 03/08/2017 |  | 03/08/2017
York | Luxaire | D6HQ030D05606NX | Natural Gas | Induced Draft | False | True | 1 | False | Down |  | None | Non-Condensing | Two-Stage Modulating |  | 0.75 | Premium |  | 70000 | 56000 |  |  | 55700 | 252 | 80 | 78 | [8 empty] | Federally-Regulated Consumer Product | 03/08/2017 |  | 03/08/2017
York | Guardian | RGF19080BE12MP12 | Natural Gas | Induced Draft | False | False | 1 | False | Up |  | None | Condensing | Single-Stage |  | 0.5 | Premium |  | 80000 | 77000 |  |  | 83000 | 382 | 95 | 78 | [8 empty] | Federally-Regulated Consumer Product | 03/08/2017 |  | 03/08/2017
York | Evcon | TM8X080C16MP11 | LPG | Induced Draft | False | False | 1 | False | Down |  | None | Non-Condensing | Single-Stage |  | 0.5 | Premium |  | 80000 | 64000 |  |  | 78300 | 444 | 80 | 78 | [8 empty] | Federally-Regulated Consumer Product | 03/08/2017 |  | 03/08/2017
York | Luxaire | D7NX036N09006NX | Natural Gas | Induced Draft | False | True | 1 | False | Down |  | None | Non-Condensing | Single-Stage |  | 1 | Premium |  | 108000 | 88000 |  |  | 96900 | 467 | 81 | 78 | [8 empty] | Federally-Regulated Consumer Product | 03/08/2017 |  | 03/08/2017
York | Coleman | D7NY060D09006NX | LPG | Induced Draft | False | True | 1 | False | Down |  | None | Non-Condensing | Two-Stage Modulating |  | 1 | Premium |  | 108000 | 89000 |  |  | 94500 | 338 | 81 | 78 | [8 empty] | Federally-Regulated Consumer Product | 03/08/2017 |  | 03/08/2017
York | Evcon | TPLC060A12MP12 | LPG | Induced Draft | False | False | 1 | False | Horizontal |  | None | Non-Condensing | Step Modulating |  | 0.5 | Premium |  | 60000 | 47000 |  |  | 58100 | 167 | 80 | 78 | [8 empty] | Federally-Regulated Consumer Product | 03/08/2017 |  | 03/08/2017
York | York | TPLC120C20MP12 | Natural Gas | Induced Draft | False | False | 1 | False | Down |  | None | Non-Condensing | Step Modulating |  | 1 | Premium |  | 120000 | 95000 |  |  | 115200 | 484 | 80 | 78 | [8 empty] | Federally-Regulated Consumer Product | 03/08/2017 |  | 03/08/2017
York | Evcon | D7HQ060D11006NX | LPG | Induced Draft | False | True | 1 | False | Down |  | None | Non-Condensing | Two-Stage Modulating |  | 1 | Premium |  | 135000 | 110000 |  |  | 112900 | 413 | 81 | 78 | [8 empty] | Federally-Regulated Consumer Product | 03/08/2017 |  | 03/08/2017
York | Guardian | GG8S060A12MP11 | Natural Gas | Induced Draft | False | False | 1 | False | Horizontal | None | None | Non-Condensing | Single-Stage | Multiple-Speed | 0.33 | Standard |  | 60000 | 48000 | 1275 | 711 | 57400 | 623 | 80 | 78 | [8 empty] | Federally-Regulated Consumer Product | 03/08/2017 |  | 03/08/2017
York | Guardian | GG8S130D20MP11 | Natural Gas | Induced Draft | False | False | 1 | False | Up | None | None | Non-Condensing | Single-Stage | Multiple-Speed | 1 | Standard |  | 130000 | 104000 | 2399 | 1324 | 114700 | 1265 | 80 | 78 | [8 empty] | Federally-Regulated Consumer Product | 03/08/2017 |  | 03/08/2017
York | York | D7HQ060D11006NX | LPG | Induced Draft | False | True | 1 | False | Down |  | None | Non-Condensing | Two-Stage Modulating |  | 1 | Premium |  | 135000 | 110000 |  |  | 112900 | 413 | 81 | 78 | [8 empty] | Federally-Regulated Consumer Product | 03/08/2017 |  | 03/08/2017
York | Coleman | ZK060*10*F**** | LPG | Induced Draft | False | True | 1 | False | Down |  | None | Non-Condensing | Single-Stage |  | 1.5 | Standard |  | 125000 | 100000 |  |  | 117500 | 510 | 80.3 | 78 | [8 empty] | Federally-Regulated Consumer Product | 03/08/2017 |  | 03/08/2017
York | Luxaire | TM9M080B12MP12 | LPG | Induced Draft | False | False | 1 | False | Horizontal |  | None | Condensing | Step Modulating |  | 0.5 | Standard |  | 80000 | 77000 |  |  | 77900 | 1113 | 97 | 78 | [8 empty] | Federally-Regulated Consumer Product | 03/08/2017 |  | 03/08/2017
York | York | YP9C080B12MP12 | Natural Gas | Induced Draft | False | False | 1 | False | Down |  | None | Condensing | Step Modulating |  | 0.5 | Premium |  | 80000 | 77000 |  |  | 80800 | 435 | 97.5 | 78 | [8 empty] | Federally-Regulated Consumer Product | 03/08/2017 |  | 03/08/2017
York | Luxaire | TP9C080C16MP12 | Natural Gas | Induced Draft | False | False | 1 | False | Horizontal |  | None | Condensing | Step Modulating |  | 0.75 | Premium |  | 80000 | 78000 |  |  | 80600 | 460 | 97.7 | 78 | [8 empty] | Federally-Regulated Consumer Product | 03/08/2017 |  | 03/08/2017
York | Luxaire | TM9X080C16MP11 | Natural Gas | Induced Draft | False | False | 1 | False | Horizontal | None | None | Condensing | Single-Stage | Multiple-Speed | 0.5 | Premium |  | 80000 | 76000 | 1558 | 457 | 65200 | 513 | 95.5 | 78 | [8 empty] | Federally-Regulated Consumer Product | 03/08/2017 |  | 03/08/2017
York | York | YPLC080B12MP12 | Natural Gas | Induced Draft | False | False | 1 | False | Up |  | None | Non-Condensing | Step Modulating |  | 0.5 | Premium |  | 80000 | 62000 |  |  | 77900 | 235 | 80 | 78 | [8 empty] | Federally-Regulated Consumer Product | 03/08/2017 |  | 03/08/2017
York | Luxaire | D6NQ030N05606NX | LPG | Induced Draft | False | True | 1 | False | Horizontal |  | None | Non-Condensing | Single-Stage |  | 0.75 | Premium |  | 70000 | 56000 |  |  | 56700 | 764 | 80.5 | 78 | [8 empty] | Federally-Regulated Consumer Product | 03/08/2017 |  | 03/08/2017
York | Fraser Johnston | D7NQ060D11006NX | LPG | Induced Draft | False | True | 1 | False | Horizontal |  | None | Non-Condensing | Two-Stage Modulating |  | 1 | Premium |  | 135000 | 110000 |  |  | 112900 | 413 | 81 | 78 | [8 empty] | Federally-Regulated Consumer Product | 03/08/2017 |  | 03/08/2017
York | Fraser Johnston | TM9E100C20MP11 | Natural Gas | Induced Draft | False | False | 1 | False | Down |  | None | Condensing | Single-Stage |  | 0.75 | Premium |  | 100000 | 96000 |  |  | 99800 | 410 | 95 | 78 | [8 empty] | Federally-Regulated Consumer Product | 03/08/2017 |  | 03/08/2017
York | Luxaire | TG8S100B12MP11 | LPG | Induced Draft | False | False | 1 | False | Up | None | None | Non-Condensing | Single-Stage | Multiple-Speed | 0.33 | Standard |  | 100000 | 80000 | 1223 | 614 | 96100 | 935 | 80 | 78 | [8 empty] | Federally-Regulated Consumer Product | 03/08/2017 |  | 03/08/2017
York | York | TGLS080B12MP11 | LPG | Induced Draft | False | False | 1 | False | Horizontal | None | None | Non-Condensing | Single-Stage | Multiple-Speed | 0.33 | Standard |  | 80000 | 64000 | 1195 | 620 | 76700 | 793 | 80 | 78 | [8 empty] | Federally-Regulated Consumer Product | 03/08/2017 |  | 03/08/2017
York | Evcon | TGLS080C22MP11 | LPG | Induced Draft | False | False | 1 | False | Horizontal | None | None | Non-Condensing | Single-Stage | Multiple-Speed | 1 | Standard |  | 80000 | 64000 | 2448 | 1263 | 74800 | 1234 | 80 | 78 | [8 empty] | Federally-Regulated Consumer Product | 03/08/2017 |  | 03/08/2017
York | Luxaire | LP9C080B12MP12 | Natural Gas | Induced Draft | False | False | 1 | False | Down |  | None | Condensing | Step Modulating |  | 0.5 | Premium |  | 80000 | 77000 |  |  | 80800 | 435 | 97.5 | 78 | [8 empty] | Federally-Regulated Consumer Product | 03/08/2017 |  | 03/08/2017
York | Fraser Johnston | TG8S120C16MP11 | Natural Gas | Induced Draft | False | False | 1 | False | Horizontal | None | None | Non-Condensing | Single-Stage | Multiple-Speed | 0.5 | Standard |  | 120000 | 96000 | 1600 | 1002 | 115100 | 1166 | 80 | 78 | [8 empty] | Federally-Regulated Consumer Product | 03/08/2017 |  | 03/08/2017
York | Luxaire | TM9E120D20MP11 | LPG | Induced Draft | False | False | 1 | False | Down |  | None | Condensing | Single-Stage |  | 0.75 | Premium |  | 120000 | 114000 |  |  | 115900 | 624 | 95 | 78 | [8 empty] | Federally-Regulated Consumer Product | 03/08/2017 |  | 03/08/2017
York | Fraser Johnston | TM8T120C20MP11 | Natural Gas | Induced Draft | False | False | 1 | False | Down |  | None | Non-Condensing | Two-Stage Modulating |  | 1 | Standard |  | 120000 | 96000 |  |  | 116600 | 832 | 80 | 78 | [8 empty] | Federally-Regulated Consumer Product | 03/08/2017 |  | 03/08/2017
York | Johnson Controls | V33E[D,T]3******** | Natural Gas | Induced Draft | False | True | 3 | False | Horizontal |  | None | Non-Condensing | Step Modulating |  | 10 | Standard |  | 267000 | 213000 | [6 empty] | 80 | 80 | [6 empty] | Federally-Regulated Commercial & Industrial Equipment | 03/08/2017 |  | 03/08/2017
York | York | D6HQ030D05606NX | LPG | Induced Draft | False | True | 1 | False | Down |  | None | Non-Condensing | Two-Stage Modulating |  | 0.75 | Premium |  | 70000 | 56000 |  |  | 55700 | 252 | 80 | 78 | [8 empty] | Federally-Regulated Consumer Product | 03/08/2017 |  | 03/08/2017
York | York | TMLT080B12MP11 | LPG | Induced Draft | False | False | 1 | False | Up |  | None | Non-Condensing | Two-Stage Modulating |  | 0.33 | Standard |  | 80000 | 63000 |  |  | 77700 | 568 | 80 | 78 | [8 empty] | Federally-Regulated Consumer Product | 03/08/2017 |  | 03/08/2017
York | York | Z33E[D,T]5******** | Natural Gas | Induced Draft | False | True | 3 | False | Down |  | None | Non-Condensing | Step Modulating |  | 10 | Standard |  | 533000 | 426000 | [6 empty] | 80 | 80 | [6 empty] | Federally-Regulated Commercial & Industrial Equipment | 03/08/2017 |  | 03/08/2017
York | Fraser Johnston | TM9X100C16MP11 | Natural Gas | Induced Draft | False | False | 1 | False | Down | None | None | Condensing | Single-Stage | Multiple-Speed | 0.5 | Premium |  | 100000 | 95000 | 1570 | 464 | 98400 | 638 | 95.5 | 78 | [8 empty] | Federally-Regulated Consumer Product | 03/08/2017 |  | 03/08/2017
York | Coleman | D6NQ036N07206NX | LPG | Induced Draft | False | True | 1 | False | Down |  | None | Non-Condensing | Single-Stage |  | 0.75 | Premium |  | 90000 | 72000 |  |  | 75500 | 1056 | 80.1 | 78 | [8 empty] | Federally-Regulated Consumer Product | 03/08/2017 |  | 03/08/2017
York | Evcon | D7NQ048D11006NX | Natural Gas | Induced Draft | False | True | 1 | False | Down |  | None | Non-Condensing | Two-Stage Modulating |  | 1 | Premium |  | 135000 | 110000 |  |  | 112900 | 413 | 81 | 78 | [8 empty] | Federally-Regulated Consumer Product | 03/08/2017 |  | 03/08/2017
York | York | D6NQ036N07206NX | LPG | Induced Draft | False | True | 1 | False | Horizontal |  | None | Non-Condensing | Single-Stage |  | 0.75 | Premium |  | 90000 | 72000 |  |  | 75500 | 1056 | 80.1 | 78 | [8 empty] | Federally-Regulated Consumer Product | 03/08/2017 |  | 03/08/2017
York | Johnson Controls | V33A[D,T]3******** | Natural Gas | Induced Draft | False | True | 3 | False | Down |  | None | Non-Condensing | Step Modulating |  | 10 | Standard |  | 267000 | 213000 | [6 empty] | 80 | 80 | [6 empty] | Federally-Regulated Commercial & Industrial Equipment | 03/08/2017 |  | 03/08/2017
York | Evcon | TM8T080C16MP11 | LPG | Induced Draft | False | False | 1 | False | Horizontal |  | None | Non-Condensing | Two-Stage Modulating |  | 0.5 | Standard |  | 80000 | 63000 |  |  | 77500 | 607 | 80 | 78 | [8 empty] | Federally-Regulated Consumer Product | 03/08/2017 |  | 03/08/2017
York | York | TMLX100C20MP11 | Natural Gas | Induced Draft | False | False | 1 | False | Up |  | None | Non-Condensing | Single-Stage |  | 0.75 | Premium |  | 100000 | 80000 |  |  | 97800 | 568 | 80 | 78 | [8 empty] | Federally-Regulated Consumer Product | 03/08/2017 |  | 03/08/2017
York | Evcon | TM8X100C16MP11 | Natural Gas | Induced Draft | False | False | 1 | False | Up |  | None | Non-Condensing | Single-Stage |  | 0.5 | Premium |  | 100000 | 80000 |  |  | 98400 | 431 | 80 | 78 | [8 empty] | Federally-Regulated Consumer Product | 03/08/2017 |  | 03/08/2017
York | York | D6NZ024N03606NX | LPG | Induced Draft | False | True | 1 | False | Down |  | None | Non-Condensing | Single-Stage |  | 0.5 | Premium |  | 45000 | 36000 |  |  | 37900 | 468 | 80.2 | 78 | [8 empty] | Federally-Regulated Consumer Product | 03/08/2017 |  | 03/08/2017
York | Luxaire | TM9M100C16MP12 | LPG | Induced Draft | False | False | 1 | False | Down |  | None | Condensing | Step Modulating |  | 0.75 | Standard |  | 100000 | 97000 |  |  | 93000 | 1500 | 97 | 78 | [8 empty] | Federally-Regulated Consumer Product | 03/08/2017 |  | 03/08/2017
York | Evcon | D7NQ036D05606NX | Natural Gas | Induced Draft | False | True | 1 | False | Horizontal |  | None | Non-Condensing | Two-Stage Modulating |  | 0.75 | Premium |  | 70000 | 58000 |  |  | 54800 | 320 | 81 | 78 | [8 empty] | Federally-Regulated Consumer Product | 03/08/2017 |  | 03/08/2017
York | Fraser Johnston | TG9S100C16MP11 | Natural Gas | Induced Draft | False | False | 1 | False | Horizontal | None | None | Condensing | Single-Stage | Multiple-Speed | 0.75 | Standard |  | 100000 | 97000 | 1706 | 819 | 96500 | 1156 | 95.5 | 78 | [8 empty] | Federally-Regulated Consumer Product | 03/08/2017 |  | 03/08/2017
York | Luxaire | G33B[N,S]3******** | LPG | Induced Draft | False | True | 3 | False | Down |  | None | Non-Condensing | Single-Stage |  | 10 | Standard |  | 267000 | 213000 | [6 empty] | 80 | 80 | [6 empty] | Federally-Regulated Commercial & Industrial Equipment | 03/08/2017 |  | 03/08/2017
York | Coleman | D6NZ036D05606NX | LPG | Induced Draft | False | True | 1 | False | Down |  | None | Non-Condensing | Two-Stage Modulating |  | 0.75 | Premium |  | 70000 | 56000 |  |  | 58000 | 263 | 80 | 78 | [8 empty] | Federally-Regulated Consumer Product | 03/08/2017 |  | 03/08/2017
York | Coleman | D7HQ042D09006NX | LPG | Induced Draft | False | True | 1 | False | Horizontal |  | None | Non-Condensing | Two-Stage Modulating |  | 1 | Premium |  | 108000 | 89000 |  |  | 94500 | 338 | 81 | 78 | [8 empty] | Federally-Regulated Consumer Product | 03/08/2017 |  | 03/08/2017
York | Coleman | TM8V100C20MP11 | Natural Gas | Induced Draft | False | False | 1 | False | Up |  | None | Non-Condensing | Two-Stage Modulating |  | 1 | Premium |  | 100000 | 80000 |  |  | 95200 | 380 | 80 | 78 | [8 empty] | Federally-Regulated Consumer Product | 03/08/2017 |  | 03/08/2017
York | Evcon | D6NQ060N11006NX | LPG | Induced Draft | False | True | 1 | False | Horizontal |  | None | Non-Condensing | Single-Stage |  | 1 | Premium |  | 135000 | 108000 |  |  | 115300 | 1073 | 80.2 | 78 | [8 empty] | Federally-Regulated Consumer Product | 03/08/2017 |  | 03/08/2017
York | Fraser Johnston | D6NQ024D05606NX | Natural Gas | Induced Draft | False | True | 1 | False | Down |  | None | Non-Condensing | Two-Stage Modulating |  | 0.5 | Premium |  | 70000 | 56000 |  |  | 57600 | 151 | 80 | 78 | [8 empty] | Federally-Regulated Consumer Product | 03/08/2017 |  | 03/08/2017
York | Coleman | TM9X100C16MP11 | Natural Gas | Induced Draft | False | False | 1 | False | Down | None | None | Condensing | Single-Stage | Multiple-Speed | 0.5 | Premium |  | 100000 | 95000 | 1570 | 464 | 98400 | 638 | 95.5 | 78 | [8 empty] | Federally-Regulated Consumer Product | 03/08/2017 |  | 03/08/2017
York | Luxaire | D7HQ036D07206NX | LPG | Induced Draft | False | True | 1 | False | Down |  | None | Non-Condensing | Two-Stage Modulating |  | 0.75 | Premium |  | 90000 | 74000 |  |  | 73500 | 341 | 81 | 78 | [8 empty] | Federally-Regulated Consumer Product | 03/08/2017 |  | 03/08/2017
York | Coleman | D6NY060D09006NX | LPG | Induced Draft | False | True | 1 | False | Down |  | None | Non-Condensing | Two-Stage Modulating |  | 1 | Premium |  | 108000 | 87000 |  |  | 94100 | 287 | 80 | 78 | [8 empty] | Federally-Regulated Consumer Product | 03/08/2017 |  | 03/08/2017
York | Luxaire | TG8S080C16MP11 | Natural Gas | Induced Draft | False | False | 1 | False | Down | None | None | Non-Condensing | Single-Stage | Multiple-Speed | 0.5 | Standard |  | 80000 | 64000 | 1602 | 1069 | 75100 | 1168 | 80 | 78 | [8 empty] | Federally-Regulated Consumer Product | 03/08/2017 |  | 03/08/2017
York | Evcon | ZK048*10*F**** | LPG | Induced Draft | False | True | 1 | False | Down |  | None | Non-Condensing | Single-Stage |  | 1.5 | Standard |  | 125000 | 100000 |  |  | 117500 | 510 | 80.3 | 78 | [8 empty] | Federally-Regulated Consumer Product | 03/08/2017 |  | 03/08/2017
York | Evcon | TM8X060A12MP11 | LPG | Induced Draft | False | False | 1 | False | Horizontal |  | None | Non-Condensing | Single-Stage |  | 0.5 | Premium |  | 60000 | 48000 |  |  | 59100 | 243 | 80 | 78 | [8 empty] | Federally-Regulated Consumer Product | 03/08/2017 |  | 03/08/2017
York | Evcon | TG8S060A10MP11 | Natural Gas | Induced Draft | False | False | 1 | False | Horizontal | None | None | Non-Condensing | Single-Stage | Multiple-Speed | 0.33 | Standard |  | 60000 | 48000 | 1004 | 708 | 57700 | 553 | 80 | 78 | [8 empty] | Federally-Regulated Consumer Product | 03/08/2017 |  | 03/08/2017
York | Guardian | GG8S100C20MP11 | Natural Gas | Induced Draft | False | False | 1 | False | Up | None | None | Non-Condensing | Single-Stage | Multiple-Speed | 1 | Standard |  | 100000 | 80000 | 2478 | 1307 | 95100 | 1178 | 80 | 78 | [8 empty] | Federally-Regulated Consumer Product | 03/08/2017 |  | 03/08/2017
York | Evcon | TG8S100C20MP11 | Natural Gas | Induced Draft | False | False | 1 | False | Up | None | None | Non-Condensing | Single-Stage | Multiple-Speed | 1 | Standard |  | 100000 | 80000 | 2478 | 1307 | 95100 | 1178 | 80 | 78 | [8 empty] | Federally-Regulated Consumer Product | 03/08/2017 |  | 03/08/2017
York | Evcon | D6NX036N09006NX | Natural Gas | Induced Draft | False | True | 1 | False | Horizontal |  | None | Non-Condensing | Single-Stage |  | 1 | Premium |  | 108000 | 87000 |  |  | 94400 | 1124 | 80.8 | 78 | [8 empty] | Federally-Regulated Consumer Product | 03/08/2017 |  | 03/08/2017
York | Coleman | TM8T060A12MP11 | Natural Gas | Induced Draft | False | False | 1 | False | Up |  | None | Non-Condensing | Two-Stage Modulating |  | 0.33 | Standard |  | 60000 | 47000 |  |  | 58100 | 450 | 80 | 78 | [8 empty] | Federally-Regulated Consumer Product | 03/08/2017 |  | 03/08/2017
York | York | TM9X120D20MP11 | LPG | Induced Draft | False | False | 1 | False | Down | None | None | Condensing | Single-Stage | Multiple-Speed | 0.75 | Premium |  | 120000 | 114000 | 2036 | 671 | 114600 | 816 | 95.5 | 78 | [8 empty] | Federally-Regulated Consumer Product | 03/08/2017 |  | 03/08/2017
York | Evcon | D6HQ048D09006NX | LPG | Induced Draft | False | True | 1 | False | Horizontal |  | None | Non-Condensing | Two-Stage Modulating |  | 1 | Premium |  | 108000 | 87000 |  |  | 94100 | 287 | 80 | 78 | [8 empty] | Federally-Regulated Consumer Product | 03/08/2017 |  | 03/08/2017
York | Evcon | TG8S120C20MP11 | Natural Gas | Induced Draft | False | False | 1 | False | Horizontal | None | None | Non-Condensing | Single-Stage | Multiple-Speed | 1 | Standard |  | 120000 | 96000 | 2338 | 1286 | 115200 | 1150 | 80 | 78 | [8 empty] | Federally-Regulated Consumer Product | 03/08/2017 |  | 03/08/2017
York | Luxaire | D7NQ036N03606NX | LPG | Induced Draft | False | True | 1 | False | Horizontal |  | None | Non-Condensing | Single-Stage |  | 0.75 | Premium |  | 45000 | 36000 |  |  | 38500 | 238 | 81 | 78 | [8 empty] | Federally-Regulated Consumer Product | 03/08/2017 |  | 03/08/2017
York | Coleman | D7NX048N06506NX | Natural Gas | Induced Draft | False | True | 1 | False | Horizontal |  | None | Non-Condensing | Single-Stage |  | 1 | Premium |  | 80000 | 66000 |  |  | 77300 | 424 | 81 | 78 | [8 empty] | Federally-Regulated Consumer Product | 03/08/2017 |  | 03/08/2017
York | York | TP9C100C20MP12 | LPG | Induced Draft | False | False | 1 | False | Down |  | None | Condensing | Step Modulating |  | 1 | Premium |  | 100000 | 97000 |  |  | 96400 | 558 | 97.7 | 78 | [8 empty] | Federally-Regulated Consumer Product | 03/08/2017 |  | 03/08/2017
York | Fraser Johnston | TM8X080C16MP11 | Natural Gas | Induced Draft | False | False | 1 | False | Horizontal |  | None | Non-Condensing | Single-Stage |  | 0.5 | Premium |  | 80000 | 64000 |  |  | 78300 | 444 | 80 | 78 | [8 empty] | Federally-Regulated Consumer Product | 03/08/2017 |  | 03/08/2017
York | Coleman | D7HQ036D05606NX | Natural Gas | Induced Draft | False | True | 1 | False | Horizontal |  | None | Non-Condensing | Two-Stage Modulating |  | 0.75 | Premium |  | 70000 | 58000 |  |  | 54800 | 320 | 81 | 78 | [8 empty] | Federally-Regulated Consumer Product | 03/08/2017 |  | 03/08/2017
York | Fraser Johnston | TG8S130D20MP11 | Natural Gas | Induced Draft | False | False | 1 | False | Up | None | None | Non-Condensing | Single-Stage | Multiple-Speed | 1 | Standard |  | 130000 | 104000 | 2399 | 1324 | 114700 | 1265 | 80 | 78 | [8 empty] | Federally-Regulated Consumer Product | 03/08/2017 |  | 03/08/2017
York | Coleman | D6NQ048N09006NX | Natural Gas | Induced Draft | False | True | 1 | False | Down |  | None | Non-Condensing | Single-Stage |  | 1 | Premium |  | 108000 | 87000 |  |  | 93800 | 1315 | 80.6 | 78 | [8 empty] | Federally-Regulated Consumer Product | 03/08/2017 |  | 03/08/2017
York | York | TM9X060B12MP11 | Natural Gas | Induced Draft | False | False | 1 | False | Down | None | None | Condensing | Single-Stage | Multiple-Speed | 0.5 | Premium |  | 60000 | 57000 | 1197 | 398 | 49000 | 394 | 95.5 | 78 | [8 empty] | Federally-Regulated Consumer Product | 03/08/2017 |  | 03/08/2017
York | York | D6NQ036N05606NX | LPG | Induced Draft | False | True | 1 | False | Down |  | None | Non-Condensing | Single-Stage |  | 0.75 | Premium |  | 70000 | 56000 |  |  | 56200 | 876 | 80.2 | 78 | [8 empty] | Federally-Regulated Consumer Product | 03/08/2017 |  | 03/08/2017
York | Guardian | GG8S120C16MP11 | LPG | Induced Draft | False | False | 1 | False | Horizontal | None | None | Non-Condensing | Single-Stage | Multiple-Speed | 0.5 | Standard |  | 120000 | 96000 | 1600 | 1002 | 115100 | 1166 | 80 | 78 | [8 empty] | Federally-Regulated Consumer Product | 03/08/2017 |  | 03/08/2017
York | York | MG9S060B12MP11 | LPG | Induced Draft | False | False | 1 | True | Down |  | None | Condensing | Single-Stage |  | 0.5 | Standard |  | 60000 | 58000 |  |  | 48100 | 650 | 95.5 | 75 | [8 empty] | Federally-Regulated Consumer Product | 03/08/2017 |  | 03/08/2017
York | Fraser Johnston | D7NQ060N06506NX | LPG | Induced Draft | False | True | 1 | False | Down |  | None | Non-Condensing | Single-Stage |  | 1 | Premium |  | 80000 | 66000 |  |  | 77300 | 424 | 81 | 78 | [8 empty] | Federally-Regulated Consumer Product | 03/08/2017 |  | 03/08/2017
York | Fraser Johnston | TMLX060A12MP11 | Natural Gas | Induced Draft | False | False | 1 | False | Down |  | None | Non-Condensing | Single-Stage |  | 0.5 | Premium |  | 60000 | 48000 |  |  | 59100 | 243 | 80 | 78 | [8 empty] | Federally-Regulated Consumer Product | 03/08/2017 |  | 03/08/2017
York | Luxaire | D7NQ024N05606NX | Natural Gas | Induced Draft | False | True | 1 | False | Down |  | None | Non-Condensing | Single-Stage |  | 0.5 | Premium |  | 70000 | 57000 |  |  | 58300 | 241 | 81 | 78 | [8 empty] | Federally-Regulated Consumer Product | 03/08/2017 |  | 03/08/2017
York | York | TM9M100C20MP12 | LPG | Induced Draft | False | False | 1 | False | Down |  | None | Condensing | Step Modulating |  | 1 | Standard |  | 100000 | 97000 |  |  | 93900 | 1231 | 97 | 78 | [8 empty] | Federally-Regulated Consumer Product | 03/08/2017 |  | 03/08/2017
York | Fraser Johnston | ZS036*08*F**** | LPG | Induced Draft | False | True | 1 | False | Horizontal |  | None | Non-Condensing | Single-Stage |  | 1.5 | Standard |  | 100000 | 80000 |  |  | 93400 | 1438 | 80.5 | 78 | [8 empty] | Federally-Regulated Consumer Product | 03/08/2017 |  | 03/08/2017
York | Luxaire | X33E[N,S]3******** | LPG | Induced Draft | False | True | 3 | False | Horizontal |  | None | Non-Condensing | Single-Stage |  | 10 | Standard |  | 267000 | 213000 | [6 empty] | 80 | 80 | [6 empty] | Federally-Regulated Commercial & Industrial Equipment | 03/08/2017 |  | 03/08/2017
York | Coleman | D6NZ060N09006NX | Natural Gas | Induced Draft | False | True | 1 | False | Horizontal |  | None | Non-Condensing | Single-Stage |  | 1 | Premium |  | 108000 | 87000 |  |  | 93400 | 1313 | 80.9 | 78 | [8 empty] | Federally-Regulated Consumer Product | 03/08/2017 |  | 03/08/2017
York | Coleman | D6NQ042N09006NX | LPG | Induced Draft | False | True | 1 | False | Down |  | None | Non-Condensing | Single-Stage |  | 1 | Premium |  | 108000 | 87000 |  |  | 94400 | 1124 | 80.6 | 78 | [8 empty] | Federally-Regulated Consumer Product | 03/08/2017 |  | 03/08/2017
York | Fraser Johnston | D6NQ060D11006NX | Natural Gas | Induced Draft | False | True | 1 | False | Horizontal |  | None | Non-Condensing | Two-Stage Modulating |  | 1 | Premium |  | 135000 | 108000 |  |  | 114400 | 300 | 80 | 78 | [8 empty] | Federally-Regulated Consumer Product | 03/08/2017 |  | 03/08/2017
York | Evcon | D6NZ048D11006NX | Natural Gas | Induced Draft | False | True | 1 | False | Down |  | None | Non-Condensing | Two-Stage Modulating |  | 1 | Premium |  | 135000 | 108000 |  |  | 114400 | 262 | 80 | 78 | [8 empty] | Federally-Regulated Consumer Product | 03/08/2017 |  | 03/08/2017
York | Fraser Johnston | D6NZ036N05606NX | Natural Gas | Induced Draft | False | True | 1 | False | Down |  | None | Non-Condensing | Single-Stage |  | 0.75 | Premium |  | 70000 | 56000 |  |  | 56200 | 876 | 80.2 | 78 | [8 empty] | Federally-Regulated Consumer Product | 03/08/2017 |  | 03/08/2017
York | Coleman | TM9X080B12MP11 | Natural Gas | Induced Draft | False | False | 1 | False | Horizontal | None | None | Condensing | Single-Stage | Multiple-Speed | 0.5 | Premium |  | 80000 | 76000 | 1221 | 403 | 65700 | 408 | 95.5 | 78 | [8 empty] | Federally-Regulated Consumer Product | 03/08/2017 |  | 03/08/2017
York | York | TM9X100C16MP11 | Natural Gas | Induced Draft | False | False | 1 | False | Horizontal | None | None | Condensing | Single-Stage | Multiple-Speed | 0.5 | Premium |  | 100000 | 95000 | 1570 | 464 | 98400 | 638 | 95.5 | 78 | [8 empty] | Federally-Regulated Consumer Product | 03/08/2017 |  | 03/08/2017
York | York | TP9C080C16MP12 | LPG | Induced Draft | False | False | 1 | False | Down |  | None | Condensing | Step Modulating |  | 0.75 | Premium |  | 80000 | 78000 |  |  | 80600 | 460 | 97.7 | 78 | [8 empty] | Federally-Regulated Consumer Product | 03/08/2017 |  | 03/08/2017
York | Guardian | RGF19060BE12MP11 | Natural Gas | Induced Draft | False | False | 1 | False | Down |  | None | Condensing | Single-Stage |  | 0.5 | Premium |  | 60000 | 57000 |  |  | 49000 | 394 | 95.5 | 78 | [8 empty] | Federally-Regulated Consumer Product | 03/08/2017 |  | 03/08/2017
York | Luxaire | TM9X120D20MP11 | Natural Gas | Induced Draft | False | False | 1 | False | Horizontal | None | None | Condensing | Single-Stage | Multiple-Speed | 0.75 | Premium |  | 120000 | 114000 | 2036 | 671 | 114600 | 816 | 95.5 | 78 | [8 empty] | Federally-Regulated Consumer Product | 03/08/2017 |  | 03/08/2017
York | Evcon | TMLT080B12MP11 | Natural Gas | Induced Draft | False | False | 1 | False | Horizontal |  | None | Non-Condensing | Two-Stage Modulating |  | 0.33 | Standard |  | 80000 | 63000 |  |  | 77700 | 568 | 80 | 78 | [8 empty] | Federally-Regulated Consumer Product | 03/08/2017 |  | 03/08/2017
York | Fraser Johnston | D6NZ036D05606NX | Natural Gas | Induced Draft | False | True | 1 | False | Horizontal |  | None | Non-Condensing | Two-Stage Modulating |  | 0.75 | Premium |  | 70000 | 56000 |  |  | 58000 | 263 | 80 | 78 | [8 empty] | Federally-Regulated Consumer Product | 03/08/2017 |  | 03/08/2017
York | Coleman | D6NQ024N05606NX | LPG | Induced Draft | False | True | 1 | False | Down |  | None | Non-Condensing | Single-Stage |  | 0.5 | Premium |  | 70000 | 56000 |  |  | 56700 | 764 | 80.2 | 78 | [8 empty] | Federally-Regulated Consumer Product | 03/08/2017 |  | 03/08/2017
York | Fraser Johnston | TMLV120C20MP11 | LPG | Induced Draft | False | False | 1 | False | Horizontal |  | None | Non-Condensing | Two-Stage Modulating |  | 1 | Premium |  | 120000 | 96000 |  |  | 111300 | 456 | 80 | 78 | [8 empty] | Federally-Regulated Consumer Product | 03/08/2017 |  | 03/08/2017
York | York | Z33A[D,T]3******** | LPG | Induced Draft | False | True | 3 | False | Down |  | None | Non-Condensing | Step Modulating |  | 10 | Standard |  | 267000 | 213000 | [6 empty] | 80 | 80 | [6 empty] | Federally-Regulated Commercial & Industrial Equipment | 03/08/2017 |  | 03/08/2017
York | Coleman | ZK048*06*F**** | Natural Gas | Induced Draft | False | True | 1 | False | Down |  | None | Non-Condensing | Single-Stage |  | 1.5 | Standard |  | 75000 | 60000 |  |  | 57700 | 396 | 80.9 | 78 | [8 empty] | Federally-Regulated Consumer Product | 03/08/2017 |  | 03/08/2017
York | York | D6NQ060N11006NX | Natural Gas | Induced Draft | False | True | 1 | False | Down |  | None | Non-Condensing | Single-Stage |  | 1 | Premium |  | 135000 | 108000 |  |  | 115300 | 1073 | 80.2 | 78 | [8 empty] | Federally-Regulated Consumer Product | 03/08/2017 |  | 03/08/2017
York | Evcon | D6NQ030N05606NX | LPG | Induced Draft | False | True | 1 | False | Horizontal |  | None | Non-Condensing | Single-Stage |  | 0.75 | Premium |  | 70000 | 56000 |  |  | 56700 | 764 | 80.5 | 78 | [8 empty] | Federally-Regulated Consumer Product | 03/08/2017 |  | 03/08/2017
York | Luxaire | TGLS120C20MP11 | LPG | Induced Draft | False | False | 1 | False | Down | None | None | Non-Condensing | Single-Stage | Multiple-Speed | 1 | Standard |  | 120000 | 96000 | 2338 | 1286 | 115200 | 1150 | 80 | 78 | [8 empty] | Federally-Regulated Consumer Product | 03/08/2017 |  | 03/08/2017
York | Luxaire | TMLX080B12MP11 | Natural Gas | Induced Draft | False | False | 1 | False | Down |  | None | Non-Condensing | Single-Stage |  | 0.5 | Premium |  | 80000 | 64000 |  |  | 78600 | 379 | 80 | 78 | [8 empty] | Federally-Regulated Consumer Product | 03/08/2017 |  | 03/08/2017
York | Evcon | TM9V100C20MP11 | LPG | Induced Draft | False | False | 1 | False | Down | None | None | Condensing | Two-Stage Modulating | Variable-Speed | 1 | Premium | 60 | 100000 | 96000 | 2019 | 576 | 94300 | 386 | 96 | 78 | [8 empty] | Federally-Regulated Consumer Product | 03/08/2017 |  | 03/08/2017
York | Coleman | TPLC080B12MP12 | LPG | Induced Draft | False | False | 1 | False | Down |  | None | Non-Condensing | Step Modulating |  | 0.5 | Premium |  | 80000 | 62000 |  |  | 77900 | 235 | 80 | 78 | [8 empty] | Federally-Regulated Consumer Product | 03/08/2017 |  | 03/08/2017
York | Fraser Johnston | TG8S130D20MP11 | LPG | Induced Draft | False | False | 1 | False | Up | None | None | Non-Condensing | Single-Stage | Multiple-Speed | 1 | Standard |  | 130000 | 104000 | 2399 | 1324 | 114700 | 1265 | 80 | 78 | [8 empty] | Federally-Regulated Consumer Product | 03/08/2017 |  | 03/08/2017
York | Luxaire | D7NX036N06506NX | Natural Gas | Induced Draft | False | True | 1 | False | Down |  | None | Non-Condensing | Single-Stage |  | 1 | Premium |  | 80000 | 66000 |  |  | 77300 | 424 | 81 | 78 | [8 empty] | Federally-Regulated Consumer Product | 03/08/2017 |  | 03/08/2017
York | Coleman | TM8T080C16MP11 | Natural Gas | Induced Draft | False | False | 1 | False | Up |  | None | Non-Condensing | Two-Stage Modulating |  | 0.5 | Standard |  | 80000 | 63000 |  |  | 77500 | 607 | 80 | 78 | [8 empty] | Federally-Regulated Consumer Product | 03/08/2017 |  | 03/08/2017
York | Coleman | D7NX048N06506NX | LPG | Induced Draft | False | True | 1 | False | Horizontal |  | None | Non-Condensing | Single-Stage |  | 1 | Premium |  | 80000 | 66000 |  |  | 77300 | 424 | 81 | 78 | [8 empty] | Federally-Regulated Consumer Product | 03/08/2017 |  | 03/08/2017
York | Coleman | TM8X080B12MP11 | LPG | Induced Draft | False | False | 1 | False | Down |  | None | Non-Condensing | Single-Stage |  | 0.5 | Premium |  | 80000 | 64000 |  |  | 78600 | 379 | 80 | 78 | [8 empty] | Federally-Regulated Consumer Product | 03/08/2017 |  | 03/08/2017
York | Coleman | D6NZ048N09006NX | Natural Gas | Induced Draft | False | True | 1 | False | Horizontal |  | None | Non-Condensing | Single-Stage |  | 1 | Premium |  | 108000 | 87000 |  |  | 93800 | 1315 | 80.9 | 78 | [8 empty] | Federally-Regulated Consumer Product | 03/08/2017 |  | 03/08/2017
York | Fraser Johnston | TMLX100C16MP11 | LPG | Induced Draft | False | False | 1 | False | Horizontal |  | None | Non-Condensing | Single-Stage |  | 0.5 | Premium |  | 100000 | 80000 |  |  | 98400 | 431 | 80 | 78 | [8 empty] | Federally-Regulated Consumer Product | 03/08/2017 |  | 03/08/2017
York | Evcon | ZS036*04*F**** | LPG | Induced Draft | False | True | 1 | False | Down |  | None | Non-Condensing | Single-Stage |  | 1.5 | Standard |  | 50000 | 40000 |  |  | 38000 | 371 | 80.9 | 78 | [8 empty] | Federally-Regulated Consumer Product | 03/08/2017 |  | 03/08/2017
York | Coleman | D7NQ042D09006NX | Natural Gas | Induced Draft | False | True | 1 | False | Down |  | None | Non-Condensing | Two-Stage Modulating |  | 1 | Premium |  | 108000 | 89000 |  |  | 94500 | 338 | 81 | 78 | [8 empty] | Federally-Regulated Consumer Product | 03/08/2017 |  | 03/08/2017
York | York | TGLS100B12MP11 | LPG | Induced Draft | False | False | 1 | False | Down | None | None | Non-Condensing | Single-Stage | Multiple-Speed | 0.33 | Standard |  | 100000 | 80000 | 1223 | 614 | 96100 | 935 | 80 | 78 | [8 empty] | Federally-Regulated Consumer Product | 03/08/2017 |  | 03/08/2017
York | Coleman | D6NQ036N03606NX | Natural Gas | Induced Draft | False | True | 1 | False | Down |  | None | Non-Condensing | Single-Stage |  | 0.75 | Premium |  | 45000 | 36000 |  |  | 37300 | 590 | 80.4 | 78 | [8 empty] | Federally-Regulated Consumer Product | 03/08/2017 |  | 03/08/2017
York | Fraser Johnston | D6NQ060N06506NX | LPG | Induced Draft | False | True | 1 | False | Horizontal |  | None | Non-Condensing | Single-Stage |  | 1 | Premium |  | 80000 | 64000 |  |  | 75500 | 910 | 80.8 | 78 | [8 empty] | Federally-Regulated Consumer Product | 03/08/2017 |  | 03/08/2017
York | Luxaire | D7NQ048D09006NX | LPG | Induced Draft | False | True | 1 | False | Down |  | None | Non-Condensing | Two-Stage Modulating |  | 1 | Premium |  | 108000 | 89000 |  |  | 94500 | 338 | 81 | 78 | [8 empty] | Federally-Regulated Consumer Product | 03/08/2017 |  | 03/08/2017
York | York | TGLS100B12MP11 | Natural Gas | Induced Draft | False | False | 1 | False | Down | None | None | Non-Condensing | Single-Stage | Multiple-Speed | 0.33 | Standard |  | 100000 | 80000 | 1223 | 614 | 96100 | 935 | 80 | 78 | [8 empty] | Federally-Regulated Consumer Product | 03/08/2017 |  | 03/08/2017
York | Evcon | TMLT060A12MP11 | Natural Gas | Induced Draft | False | False | 1 | False | Up |  | None | Non-Condensing | Two-Stage Modulating |  | 0.33 | Standard |  | 60000 | 47000 |  |  | 58100 | 450 | 80 | 78 | [8 empty] | Federally-Regulated Consumer Product | 03/08/2017 |  | 03/08/2017
York | Evcon | TG9S080B12MP11 | Natural Gas | Induced Draft | False | False | 1 | False | Down | None | None | Condensing | Single-Stage | Multiple-Speed | 0.5 | Standard |  | 80000 | 78000 | 1370 | 854 | 80600 | 920 | 95.5 | 78 | [8 empty] | Federally-Regulated Consumer Product | 03/08/2017 |  | 03/08/2017
York | Coleman | D6NQ060N09006NX | Natural Gas | Induced Draft | False | True | 1 | False | Horizontal |  | None | Non-Condensing | Single-Stage |  | 1 | Premium |  | 108000 | 87000 |  |  | 93400 | 1313 | 80.6 | 78 | [8 empty] | Federally-Regulated Consumer Product | 03/08/2017 |  | 03/08/2017
York | Fraser Johnston | D6NZ036D05606NX | LPG | Induced Draft | False | True | 1 | False | Horizontal |  | None | Non-Condensing | Two-Stage Modulating |  | 0.75 | Premium |  | 70000 | 56000 |  |  | 58000 | 263 | 80 | 78 | [8 empty] | Federally-Regulated Consumer Product | 03/08/2017 |  | 03/08/2017
York | Evcon | RGF1L120CE20MP11 | Natural Gas | Induced Draft | False | False | 1 | False | Up |  | None | Non-Condensing | Single-Stage |  | 0.75 | Premium |  | 120000 | 96000 |  |  | 117500 | 635 | 80 | 78 | [8 empty] | Federally-Regulated Consumer Product | 03/08/2017 |  | 03/08/2017
York | Luxaire | D7NY060D11006NX | Natural Gas | Induced Draft | False | True | 1 | False | Down |  | None | Non-Condensing | Two-Stage Modulating |  | 1 | Premium |  | 135000 | 110000 |  |  | 112900 | 413 | 81 | 78 | [8 empty] | Federally-Regulated Consumer Product | 03/08/2017 |  | 03/08/2017
York | Luxaire | TMLV100C16MP11 | Natural Gas | Induced Draft | False | False | 1 | False | Down |  | None | Non-Condensing | Two-Stage Modulating |  | 0.75 | Premium |  | 100000 | 80000 |  |  | 94700 | 368 | 80 | 78 | [8 empty] | Federally-Regulated Consumer Product | 03/08/2017 |  | 03/08/2017
York | York | TG9S060B12MP11 | Natural Gas | Induced Draft | False | False | 1 | False | Horizontal | None | None | Condensing | Single-Stage | Multiple-Speed | 0.5 | Standard |  | 60000 | 58000 | 1243 | 713 | 48100 | 622 | 95.5 | 78 | [8 empty] | Federally-Regulated Consumer Product | 03/08/2017 |  | 03/08/2017
York | Guardian | RGF19120DE20MP12 | Natural Gas | Induced Draft | False | False | 1 | False | Down |  | None | Condensing | Single-Stage |  | 0.75 | Premium |  | 120000 | 114000 |  |  | 115900 | 624 | 95 | 78 | [8 empty] | Federally-Regulated Consumer Product | 03/08/2017 |  | 03/08/2017
York | Fraser Johnston | TM9V100C20MP11 | Natural Gas | Induced Draft | False | False | 1 | False | Up | None | None | Condensing | Two-Stage Modulating | Variable-Speed | 1 | Premium | 60 | 100000 | 96000 | 2019 | 576 | 94300 | 386 | 96 | 78 | [8 empty] | Federally-Regulated Consumer Product | 03/08/2017 |  | 03/08/2017
York | Fraser Johnston | D6NZ060N09006NX | Natural Gas | Induced Draft | False | True | 1 | False | Down |  | None | Non-Condensing | Single-Stage |  | 1 | Premium |  | 108000 | 87000 |  |  | 93400 | 1313 | 80.9 | 78 | [8 empty] | Federally-Regulated Consumer Product | 03/08/2017 |  | 03/08/2017
York | Coleman | TGLS120C16MP11 | LPG | Induced Draft | False | False | 1 | False | Up | None | None | Non-Condensing | Single-Stage | Multiple-Speed | 0.5 | Standard |  | 120000 | 96000 | 1600 | 1002 | 115100 | 1166 | 80 | 78 | [8 empty] | Federally-Regulated Consumer Product | 03/08/2017 |  | 03/08/2017
York | Coleman | TM8T080C16MP11 | LPG | Induced Draft | False | False | 1 | False | Up |  | None | Non-Condensing | Two-Stage Modulating |  | 0.5 | Standard |  | 80000 | 63000 |  |  | 77500 | 607 | 80 | 78 | [8 empty] | Federally-Regulated Consumer Product | 03/08/2017 |  | 03/08/2017
York | Coleman | TPLC080B12MP12 | LPG | Induced Draft | False | False | 1 | False | Up |  | None | Non-Condensing | Step Modulating |  | 0.5 | Premium |  | 80000 | 62000 |  |  | 77900 | 235 | 80 | 78 | [8 empty] | Federally-Regulated Consumer Product | 03/08/2017 |  | 03/08/2017
York | York | YP9C080C16MP12 | Natural Gas | Induced Draft | False | False | 1 | False | Up |  | None | Condensing | Step Modulating |  | 0.75 | Premium |  | 80000 | 78000 |  |  | 80600 | 460 | 97.7 | 78 | [8 empty] | Federally-Regulated Consumer Product | 03/08/2017 |  | 03/08/2017
York | Luxaire | D7NQ042D09006NX | Natural Gas | Induced Draft | False | True | 1 | False | Down |  | None | Non-Condensing | Two-Stage Modulating |  | 1 | Premium |  | 108000 | 89000 |  |  | 94500 | 338 | 81 | 78 | [8 empty] | Federally-Regulated Consumer Product | 03/08/2017 |  | 03/08/2017
York | Fraser Johnston | TM8X060A12MP11 | Natural Gas | Induced Draft | False | False | 1 | False | Down |  | None | Non-Condensing | Single-Stage |  | 0.5 | Premium |  | 60000 | 48000 |  |  | 59100 | 243 | 80 | 78 | [8 empty] | Federally-Regulated Consumer Product | 03/08/2017 |  | 03/08/2017
York | Luxaire | TM9V040A10MP11 | Natural Gas | Induced Draft | False | False | 1 | False | Up |  | None | Condensing | Two-Stage Modulating |  | 0.5 | Premium |  | 40000 | 38000 |  |  | 30800 | 180 | 96 | 78 | [8 empty] | Federally-Regulated Consumer Product | 03/08/2017 |  | 03/08/2017
York | Evcon | ZS048*06*F**** | Natural Gas | Induced Draft | False | True | 1 | False | Down |  | None | Non-Condensing | Single-Stage |  | 1.5 | Standard |  | 75000 | 60000 |  |  | 57700 | 396 | 80.9 | 78 | [8 empty] | Federally-Regulated Consumer Product | 03/08/2017 |  | 03/08/2017
York | Evcon | D7HQ042D09006NX | Natural Gas | Induced Draft | False | True | 1 | False | Down |  | None | Non-Condensing | Two-Stage Modulating |  | 1 | Premium |  | 108000 | 89000 |  |  | 94500 | 338 | 81 | 78 | [8 empty] | Federally-Regulated Consumer Product | 03/08/2017 |  | 03/08/2017
York | Luxaire | D7HQ060D11006NX | Natural Gas | Induced Draft | False | True | 1 | False | Down |  | None | Non-Condensing | Two-Stage Modulating |  | 1 | Premium |  | 135000 | 110000 |  |  | 112900 | 413 | 81 | 78 | [8 empty] | Federally-Regulated Consumer Product | 03/08/2017 |  | 03/08/2017
York | Luxaire | D6NQ060D09006NX | Natural Gas | Induced Draft | False | True | 1 | False | Down |  | None | Non-Condensing | Two-Stage Modulating |  | 1 | Premium |  | 108000 | 87000 |  |  | 94100 | 287 | 80 | 78 | [8 empty] | Federally-Regulated Consumer Product | 03/08/2017 |  | 03/08/2017
York | Evcon | TGLS100B12MP11 | LPG | Induced Draft | False | False | 1 | False | Down | None | None | Non-Condensing | Single-Stage | Multiple-Speed | 0.33 | Standard |  | 100000 | 80000 | 1223 | 614 | 96100 | 935 | 80 | 78 | [8 empty] | Federally-Regulated Consumer Product | 03/08/2017 |  | 03/08/2017
York | Fraser Johnston | D6NQ060N11006NX | Natural Gas | Induced Draft | False | True | 1 | False | Down |  | None | Non-Condensing | Single-Stage |  | 1 | Premium |  | 135000 | 108000 |  |  | 115300 | 1073 | 80.2 | 78 | [8 empty] | Federally-Regulated Consumer Product | 03/08/2017 |  | 03/08/2017
York | Fraser Johnston | D6NZ060D11006NX | Natural Gas | Induced Draft | False | True | 1 | False | Horizontal |  | None | Non-Condensing | Two-Stage Modulating |  | 1 | Premium |  | 135000 | 108000 |  |  | 114400 | 262 | 80 | 78 | [8 empty] | Federally-Regulated Consumer Product | 03/08/2017 |  | 03/08/2017
York | York | TGLS080C16MP11 | Natural Gas | Induced Draft | False | False | 1 | False | Down | None | None | Non-Condensing | Single-Stage | Multiple-Speed | 0.5 | Standard |  | 80000 | 64000 | 1602 | 1069 | 75100 | 1168 | 80 | 78 | [8 empty] | Federally-Regulated Consumer Product | 03/08/2017 |  | 03/08/2017
York | Coleman | D7NX048D09006NX | Natural Gas | Induced Draft | False | True | 1 | False | Horizontal |  | None | Non-Condensing | Two-Stage Modulating |  | 1 | Premium |  | 108000 | 89000 |  |  | 94500 | 338 | 81 | 78 | [8 empty] | Federally-Regulated Consumer Product | 03/08/2017 |  | 03/08/2017
York | York | TM8X080B12MP11 | Natural Gas | Induced Draft | False | False | 1 | False | Horizontal |  | None | Non-Condensing | Single-Stage |  | 0.5 | Premium |  | 80000 | 64000 |  |  | 78600 | 379 | 80 | 78 | [8 empty] | Federally-Regulated Consumer Product | 03/08/2017 |  | 03/08/2017
York | Luxaire | ZS036*04*F**** | LPG | Induced Draft | False | True | 1 | False | Down |  | None | Non-Condensing | Single-Stage |  | 1.5 | Standard |  | 50000 | 40000 |  |  | 38000 | 371 | 80.9 | 78 | [8 empty] | Federally-Regulated Consumer Product | 03/08/2017 |  | 03/08/2017
York | Luxaire | TMLX080C16MP11 | LPG | Induced Draft | False | False | 1 | False | Horizontal |  | None | Non-Condensing | Single-Stage |  | 0.5 | Premium |  | 80000 | 64000 |  |  | 78300 | 444 | 80 | 78 | [8 empty] | Federally-Regulated Consumer Product | 03/08/2017 |  | 03/08/2017
York | Evcon | ZK036*04*F**** | LPG | Induced Draft | False | True | 1 | False | Down |  | None | Non-Condensing | Single-Stage |  | 1.5 | Standard |  | 50000 | 40000 |  |  | 38000 | 371 | 80.9 | 78 | [8 empty] | Federally-Regulated Consumer Product | 03/08/2017 |  | 03/08/2017
York | Fraser Johnston | TMLT100C20MP11 | LPG | Induced Draft | False | False | 1 | False | Down |  | None | Non-Condensing | Two-Stage Modulating |  | 1 | Standard |  | 100000 | 80000 |  |  | 97200 | 688 | 80 | 78 | [8 empty] | Federally-Regulated Consumer Product | 03/08/2017 |  | 03/08/2017
York | Luxaire | TG9S100C20MP11 | Natural Gas | Induced Draft | False | False | 1 | False | Down | None | None | Condensing | Single-Stage | Multiple-Speed | 1 | Standard |  | 100000 | 97000 | 1934 | 1183 | 96600 | 1118 | 95.5 | 78 | [8 empty] | Federally-Regulated Consumer Product | 03/08/2017 |  | 03/08/2017
York | Evcon | TMLX100C16MP11 | LPG | Induced Draft | False | False | 1 | False | Horizontal |  | None | Non-Condensing | Single-Stage |  | 0.5 | Premium |  | 100000 | 80000 |  |  | 98400 | 431 | 80 | 78 | [8 empty] | Federally-Regulated Consumer Product | 03/08/2017 |  | 03/08/2017
York | Luxaire | TM9V080B12MP11 | LPG | Induced Draft | False | False | 1 | False | Horizontal | None | None | Condensing | Two-Stage Modulating | Variable-Speed | 0.5 | Premium | 60 | 80000 | 77000 | 1320 | 529 | 79500 | 339 | 96 | 78 | [8 empty] | Federally-Regulated Consumer Product | 03/08/2017 |  | 03/08/2017
York | Luxaire | X33A[D,T]5******** | Natural Gas | Induced Draft | False | True | 3 | False | Horizontal |  | None | Non-Condensing | Step Modulating |  | 10 | Standard |  | 533000 | 426000 | [6 empty] | 80 | 80 | [6 empty] | Federally-Regulated Commercial & Industrial Equipment | 03/08/2017 |  | 03/08/2017
York | Luxaire | ZS036*08*F**** | Natural Gas | Induced Draft | False | True | 1 | False | Horizontal |  | None | Non-Condensing | Single-Stage |  | 1.5 | Standard |  | 100000 | 80000 |  |  | 93400 | 1438 | 80.5 | 78 | [8 empty] | Federally-Regulated Consumer Product | 03/08/2017 |  | 03/08/2017
York | Fraser Johnston | D6NY060D09006NX | LPG | Induced Draft | False | True | 1 | False | Down |  | None | Non-Condensing | Two-Stage Modulating |  | 1 | Premium |  | 108000 | 87000 |  |  | 94100 | 287 | 80 | 78 | [8 empty] | Federally-Regulated Consumer Product | 03/08/2017 |  | 03/08/2017
York | Evcon | TG8S100C20MP11 | LPG | Induced Draft | False | False | 1 | False | Down | None | None | Non-Condensing | Single-Stage | Multiple-Speed | 1 | Standard |  | 100000 | 80000 | 2478 | 1307 | 95100 | 1178 | 80 | 78 | [8 empty] | Federally-Regulated Consumer Product | 03/08/2017 |  | 03/08/2017
York | York | D6NX036N09006NX | Natural Gas | Induced Draft | False | True | 1 | False | Down |  | None | Non-Condensing | Single-Stage |  | 1 | Premium |  | 108000 | 87000 |  |  | 94400 | 1124 | 80.8 | 78 | [8 empty] | Federally-Regulated Consumer Product | 03/08/2017 |  | 03/08/2017
York | Luxaire | TM9X080C16MP11 | Natural Gas | Induced Draft | False | False | 1 | False | Up | None | None | Condensing | Single-Stage | Multiple-Speed | 0.5 | Premium |  | 80000 | 76000 | 1558 | 457 | 65200 | 513 | 95.5 | 78 | [8 empty] | Federally-Regulated Consumer Product | 03/08/2017 |  | 03/08/2017
York | York | TM9M060B12MP12 | Natural Gas | Induced Draft | False | False | 1 | False | Horizontal |  | None | Condensing | Step Modulating |  | 0.5 | Standard |  | 60000 | 58000 |  |  | 46700 | 716 | 97 | 78 | [8 empty] | Federally-Regulated Consumer Product | 03/08/2017 |  | 03/08/2017
York | York | TPLC080C16MP12 | LPG | Induced Draft | False | False | 1 | False | Down |  | None | Non-Condensing | Step Modulating |  | 0.75 | Premium |  | 80000 | 62000 |  |  | 77700 | 199 | 80 | 78 | [8 empty] | Federally-Regulated Consumer Product | 03/08/2017 |  | 03/08/2017
York | York | TGLS080B12MP11 | Natural Gas | Induced Draft | False | False | 1 | False | Up | None | None | Non-Condensing | Single-Stage | Multiple-Speed | 0.33 | Standard |  | 80000 | 64000 | 1195 | 620 | 76700 | 793 | 80 | 78 | [8 empty] | Federally-Regulated Consumer Product | 03/08/2017 |  | 03/08/2017
York | Fraser Johnston | D6HQ048D09006NX | LPG | Induced Draft | False | True | 1 | False | Horizontal |  | None | Non-Condensing | Two-Stage Modulating |  | 1 | Premium |  | 108000 | 87000 |  |  | 94100 | 287 | 80 | 78 | [8 empty] | Federally-Regulated Consumer Product | 03/08/2017 |  | 03/08/2017
York | Fraser Johnston | TM8X080B12MP11 | LPG | Induced Draft | False | False | 1 | False | Up |  | None | Non-Condensing | Single-Stage |  | 0.5 | Premium |  | 80000 | 64000 |  |  | 78600 | 379 | 80 | 78 | [8 empty] | Federally-Regulated Consumer Product | 03/08/2017 |  | 03/08/2017
York | Evcon | TM9V080C16MP11 | Natural Gas | Induced Draft | False | False | 1 | False | Up | None | None | Condensing | Two-Stage Modulating | Variable-Speed | 0.75 | Premium | 60 | 80000 | 77000 | 1787 | 544 | 79000 | 273 | 96 | 78 | [8 empty] | Federally-Regulated Consumer Product | 03/08/2017 |  | 03/08/2017
York | Luxaire | TM9E040A10MP11 | LPG | Induced Draft | False | False | 1 | False | Horizontal |  | None | Condensing | Single-Stage |  | 0.5 | Premium |  | 40000 | 38000 |  |  | 33100 | 195 | 95 | 78 | [8 empty] | Federally-Regulated Consumer Product | 03/08/2017 |  | 03/08/2017
York | Evcon | TG9S060B12MP11 | LPG | Induced Draft | False | False | 1 | False | Up | None | None | Condensing | Single-Stage | Multiple-Speed | 0.5 | Standard |  | 60000 | 58000 | 1243 | 713 | 48100 | 622 | 95.5 | 78 | [8 empty] | Federally-Regulated Consumer Product | 03/08/2017 |  | 03/08/2017
York | Coleman | TM9X080B12MP11 | LPG | Induced Draft | False | False | 1 | False | Up | None | None | Condensing | Single-Stage | Multiple-Speed | 0.5 | Premium |  | 80000 | 76000 | 1221 | 403 | 65700 | 408 | 95.5 | 78 | [8 empty] | Federally-Regulated Consumer Product | 03/08/2017 |  | 03/08/2017
York | Coleman | G33A[D,T]5******** | Natural Gas | Induced Draft | False | True | 3 | False | Horizontal |  | None | Non-Condensing | Step Modulating |  | 10 | Standard |  | 533000 | 426000 | [6 empty] | 80 | 80 | [6 empty] | Federally-Regulated Commercial & Industrial Equipment | 03/08/2017 |  | 03/08/2017
York | York | TM9M120D20MP12 | Natural Gas | Induced Draft | False | False | 1 | False | Up |  | None | Condensing | Step Modulating |  | 1 | Standard |  | 120000 | 116000 |  |  | 111200 | 1144 | 97 | 78 | [8 empty] | Federally-Regulated Consumer Product | 03/08/2017 |  | 03/08/2017
York | Guardian | RGF19100CP16MP11 | LPG | Induced Draft | False | False | 1 | False | Down |  | None | Condensing | Single-Stage |  | 0.75 | Standard |  | 100000 | 97000 |  |  | 96400 | 1200 | 95.5 | 78 | [8 empty] | Federally-Regulated Consumer Product | 03/08/2017 |  | 03/08/2017
York | Evcon | D7NX048N06506NX | Natural Gas | Induced Draft | False | True | 1 | False | Down |  | None | Non-Condensing | Single-Stage |  | 1 | Premium |  | 80000 | 66000 |  |  | 77300 | 424 | 81 | 78 | [8 empty] | Federally-Regulated Consumer Product | 03/08/2017 |  | 03/08/2017
York | York | MG9S080B12MP11 | Natural Gas | Induced Draft | False | False | 1 | True | Up |  | None | Condensing | Single-Stage |  | 0.5 | Standard |  | 80000 | 78000 |  |  | 80600 | 960 | 95.5 | 75 | [8 empty] | Federally-Regulated Consumer Product | 03/08/2017 |  | 03/08/2017
York | Johnson Controls | S33B[D,T]3******** | Natural Gas | Induced Draft | False | True | 3 | False | Down |  | None | Non-Condensing | Step Modulating |  | 10 | Standard |  | 267000 | 213000 | [6 empty] | 80 | 80 | [6 empty] | Federally-Regulated Commercial & Industrial Equipment | 03/08/2017 |  | 03/08/2017
York | Luxaire | TGLS100C20MP11 | LPG | Induced Draft | False | False | 1 | False | Horizontal | None | None | Non-Condensing | Single-Stage | Multiple-Speed | 1 | Standard |  | 100000 | 80000 | 2478 | 1307 | 95100 | 1178 | 80 | 78 | [8 empty] | Federally-Regulated Consumer Product | 03/08/2017 |  | 03/08/2017
York | York | Z33A[D,T]5******** | Natural Gas | Induced Draft | False | True | 3 | False | Horizontal |  | None | Non-Condensing | Step Modulating |  | 10 | Standard |  | 533000 | 426000 | [6 empty] | 80 | 80 | [6 empty] | Federally-Regulated Commercial & Industrial Equipment | 03/08/2017 |  | 03/08/2017
York | York | TPLC080B12MP11 | Natural Gas | Induced Draft | False | False | 1 | False | Up | None | None | Non-Condensing | Step Modulating | Variable-Speed | 0.5 | Premium | 60 | 80000 | 62000 | 1290 | 380 | 79600 | 124 | 80 | 78 | [8 empty] | Federally-Regulated Consumer Product | 03/08/2017 |  | 03/08/2017
York | Coleman | D6NX048D09006NX | Natural Gas | Induced Draft | False | True | 1 | False | Down |  | None | Non-Condensing | Two-Stage Modulating |  | 1 | Premium |  | 108000 | 87000 |  |  | 94100 | 544 | 80 | 78 | [8 empty] | Federally-Regulated Consumer Product | 03/08/2017 |  | 03/08/2017
York | Evcon | RGF19080CE16MP11 | LPG | Induced Draft | False | False | 1 | False | Up |  | None | Condensing | Single-Stage |  | 0.5 | Premium |  | 80000 | 76000 |  |  | 65200 | 539 | 95.5 | 78 | [8 empty] | Federally-Regulated Consumer Product | 03/08/2017 |  | 03/08/2017
York | Luxaire | TP9C080B12MP12 | Natural Gas | Induced Draft | False | False | 1 | False | Up |  | None | Condensing | Step Modulating |  | 0.5 | Premium |  | 80000 | 77000 |  |  | 80800 | 435 | 97.5 | 78 | [8 empty] | Federally-Regulated Consumer Product | 03/08/2017 |  | 03/08/2017
York | Luxaire | D6NX048N06506NX | LPG | Induced Draft | False | True | 1 | False | Horizontal |  | None | Non-Condensing | Single-Stage |  | 1 | Premium |  | 80000 | 64000 |  |  | 73900 | 1250 | 80.8 | 78 | [8 empty] | Federally-Regulated Consumer Product | 03/08/2017 |  | 03/08/2017
York | York | D7NX048D11006NX | Natural Gas | Induced Draft | False | True | 1 | False | Down |  | None | Non-Condensing | Two-Stage Modulating |  | 1 | Premium |  | 135000 | 110000 |  |  | 112900 | 413 | 81 | 78 | [8 empty] | Federally-Regulated Consumer Product | 03/08/2017 |  | 03/08/2017
York | Coleman | ZS036*04*F**** | Natural Gas | Induced Draft | False | True | 1 | False | Down |  | None | Non-Condensing | Single-Stage |  | 1.5 | Standard |  | 50000 | 40000 |  |  | 38000 | 371 | 80.9 | 78 | [8 empty] | Federally-Regulated Consumer Product | 03/08/2017 |  | 03/08/2017
York | York | D6NZ030N03606NX | Natural Gas | Induced Draft | False | True | 1 | False | Horizontal |  | None | Non-Condensing | Single-Stage |  | 0.75 | Premium |  | 45000 | 36000 |  |  | 37900 | 468 | 80.5 | 78 | [8 empty] | Federally-Regulated Consumer Product | 03/08/2017 |  | 03/08/2017
York | Luxaire | D6NZ048N09006NX | Natural Gas | Induced Draft | False | True | 1 | False | Horizontal |  | None | Non-Condensing | Single-Stage |  | 1 | Premium |  | 108000 | 87000 |  |  | 93800 | 1315 | 80.9 | 78 | [8 empty] | Federally-Regulated Consumer Product | 03/08/2017 |  | 03/08/2017
York | Luxaire | ZS048*06*F**** | LPG | Induced Draft | False | True | 1 | False | Down |  | None | Non-Condensing | Single-Stage |  | 1.5 | Standard |  | 75000 | 60000 |  |  | 57700 | 396 | 80.9 | 78 | [8 empty] | Federally-Regulated Consumer Product | 03/08/2017 |  | 03/08/2017
York | Guardian | RGF1L100CP16MP11 | Natural Gas | Induced Draft | False | False | 1 | False | Horizontal |  | None | Non-Condensing | Single-Stage |  | 0.5 | Standard |  | 100000 | 80000 |  |  | 96100 | 972 | 80 | 78 | [8 empty] | Federally-Regulated Consumer Product | 03/08/2017 |  | 03/08/2017
York | Guardian | GG9S060B12MP11 | Natural Gas | Induced Draft | False | False | 1 | False | Horizontal | None | None | Condensing | Single-Stage | Multiple-Speed | 0.5 | Standard |  | 60000 | 58000 | 1243 | 713 | 48100 | 622 | 95.5 | 78 | [8 empty] | Federally-Regulated Consumer Product | 03/08/2017 |  | 03/08/2017
York | Coleman | D6HQ048D09006NX | Natural Gas | Induced Draft | False | True | 1 | False | Horizontal |  | None | Non-Condensing | Two-Stage Modulating |  | 1 | Premium |  | 108000 | 87000 |  |  | 94100 | 287 | 80 | 78 | [8 empty] | Federally-Regulated Consumer Product | 03/08/2017 |  | 03/08/2017
York | Coleman | D6HQ048D09006NX | LPG | Induced Draft | False | True | 1 | False | Down |  | None | Non-Condensing | Two-Stage Modulating |  | 1 | Premium |  | 108000 | 87000 |  |  | 94100 | 287 | 80 | 78 | [8 empty] | Federally-Regulated Consumer Product | 03/08/2017 |  | 03/08/2017
York | Guardian | GG8S080C22MP11 | Natural Gas | Induced Draft | False | False | 1 | False | Horizontal | None | None | Non-Condensing | Single-Stage | Multiple-Speed | 1 | Standard |  | 80000 | 64000 | 2448 | 1263 | 74800 | 1234 | 80 | 78 | [8 empty] | Federally-Regulated Consumer Product | 03/08/2017 |  | 03/08/2017
York | Luxaire | G33A[D,T]5******** | Natural Gas | Induced Draft | False | True | 3 | False | Down |  | None | Non-Condensing | Step Modulating |  | 10 | Standard |  | 533000 | 426000 | [6 empty] | 80 | 80 | [6 empty] | Federally-Regulated Commercial & Industrial Equipment | 03/08/2017 |  | 03/08/2017
York | York | TM9M060B12MP12 | LPG | Induced Draft | False | False | 1 | False | Up |  | None | Condensing | Step Modulating |  | 0.5 | Standard |  | 60000 | 58000 |  |  | 46700 | 716 | 97 | 78 | [8 empty] | Federally-Regulated Consumer Product | 03/08/2017 |  | 03/08/2017
York | Coleman | TM9M100C20MP12 | LPG | Induced Draft | False | False | 1 | False | Up |  | None | Condensing | Step Modulating |  | 1 | Standard |  | 100000 | 97000 |  |  | 93900 | 1231 | 97 | 78 | [8 empty] | Federally-Regulated Consumer Product | 03/08/2017 |  | 03/08/2017
York | York | TMLT100C16MP11 | LPG | Induced Draft | False | False | 1 | False | Horizontal |  | None | Non-Condensing | Two-Stage Modulating |  | 0.5 | Standard |  | 100000 | 80000 |  |  | 96500 | 850 | 80 | 78 | [8 empty] | Federally-Regulated Consumer Product | 03/08/2017 |  | 03/08/2017
York | Coleman | TPLC100C20MP12 | Natural Gas | Induced Draft | False | False | 1 | False | Down |  | None | Non-Condensing | Step Modulating |  | 1 | Premium |  | 100000 | 78000 |  |  | 97500 | 238 | 80 | 78 | [8 empty] | Federally-Regulated Consumer Product | 03/08/2017 |  | 03/08/2017
York | Coleman | TP9C100C16MP12 | Natural Gas | Induced Draft | False | False | 1 | False | Down |  | None | Condensing | Step Modulating |  | 0.75 | Premium |  | 100000 | 97000 |  |  | 96500 | 536 | 97.7 | 78 | [8 empty] | Federally-Regulated Consumer Product | 03/08/2017 |  | 03/08/2017
York | Evcon | D7NQ036D07206NX | LPG | Induced Draft | False | True | 1 | False | Down |  | None | Non-Condensing | Two-Stage Modulating |  | 0.75 | Premium |  | 90000 | 74000 |  |  | 73500 | 341 | 81 | 78 | [8 empty] | Federally-Regulated Consumer Product | 03/08/2017 |  | 03/08/2017
York | York | TM8T060A12MP11 | LPG | Induced Draft | False | False | 1 | False | Up |  | None | Non-Condensing | Two-Stage Modulating |  | 0.33 | Standard |  | 60000 | 47000 |  |  | 58100 | 450 | 80 | 78 | [8 empty] | Federally-Regulated Consumer Product | 03/08/2017 |  | 03/08/2017
York | Guardian | GGLS080C16MP11 | Natural Gas | Induced Draft | False | False | 1 | False | Horizontal | None | None | Non-Condensing | Single-Stage | Multiple-Speed | 0.5 | Standard |  | 80000 | 64000 | 1602 | 1069 | 75100 | 1168 | 80 | 78 | [8 empty] | Federally-Regulated Consumer Product | 03/08/2017 |  | 03/08/2017
York | York | D6NQ048N09006NX | Natural Gas | Induced Draft | False | True | 1 | False | Horizontal |  | None | Non-Condensing | Single-Stage |  | 1 | Premium |  | 108000 | 87000 |  |  | 93800 | 1315 | 80.6 | 78 | [8 empty] | Federally-Regulated Consumer Product | 03/08/2017 |  | 03/08/2017
York | York | D6NZ060D11006NX | LPG | Induced Draft | False | True | 1 | False | Down |  | None | Non-Condensing | Two-Stage Modulating |  | 1 | Premium |  | 135000 | 108000 |  |  | 114400 | 262 | 80 | 78 | [8 empty] | Federally-Regulated Consumer Product | 03/08/2017 |  | 03/08/2017
York | York | TMLX120C20MP11 | Natural Gas | Induced Draft | False | False | 1 | False | Down |  | None | Non-Condensing | Single-Stage |  | 0.75 | Premium |  | 120000 | 96000 |  |  | 117500 | 635 | 80 | 78 | [8 empty] | Federally-Regulated Consumer Product | 03/08/2017 |  | 03/08/2017
York | York | D7NX048D09006NX | Natural Gas | Induced Draft | False | True | 1 | False | Horizontal |  | None | Non-Condensing | Two-Stage Modulating |  | 1 | Premium |  | 108000 | 89000 |  |  | 94500 | 338 | 81 | 78 | [8 empty] | Federally-Regulated Consumer Product | 03/08/2017 |  | 03/08/2017
York | Coleman | D7NQ036N03606NX | Natural Gas | Induced Draft | False | True | 1 | False | Down |  | None | Non-Condensing | Single-Stage |  | 0.75 | Premium |  | 45000 | 36000 |  |  | 38500 | 238 | 81 | 78 | [8 empty] | Federally-Regulated Consumer Product | 03/08/2017 |  | 03/08/2017
York | Coleman | CPLC080C16MP12 | LPG | Induced Draft | False | False | 1 | False | Horizontal |  | None | Non-Condensing | Step Modulating |  | 0.75 | Premium |  | 80000 | 62000 |  |  | 77700 | 199 | 80 | 78 | [8 empty] | Federally-Regulated Consumer Product | 03/08/2017 |  | 03/08/2017
York | Coleman | D6NQ048N11006NX | Natural Gas | Induced Draft | False | True | 1 | False | Horizontal |  | None | Non-Condensing | Single-Stage |  | 1 | Premium |  | 135000 | 108000 |  |  | 114000 | 1275 | 80.5 | 78 | [8 empty] | Federally-Regulated Consumer Product | 03/08/2017 |  | 03/08/2017
York | Evcon | TMLT100C16MP11 | Natural Gas | Induced Draft | False | False | 1 | False | Up |  | None | Non-Condensing | Two-Stage Modulating |  | 0.5 | Standard |  | 100000 | 80000 |  |  | 96500 | 850 | 80 | 78 | [8 empty] | Federally-Regulated Consumer Product | 03/08/2017 |  | 03/08/2017
York | York | D7NQ042N09006NX | Natural Gas | Induced Draft | False | True | 1 | False | Down |  | None | Non-Condensing | Single-Stage |  | 1 | Premium |  | 108000 | 88000 |  |  | 96900 | 467 | 81 | 78 | [8 empty] | Federally-Regulated Consumer Product | 03/08/2017 |  | 03/08/2017
York | Evcon | D7NQ048N09006NX | LPG | Induced Draft | False | True | 1 | False | Down |  | None | Non-Condensing | Single-Stage |  | 1 | Premium |  | 108000 | 88000 |  |  | 96900 | 467 | 81 | 78 | [8 empty] | Federally-Regulated Consumer Product | 03/08/2017 |  | 03/08/2017
York | Luxaire | D7HQ024D05606NX | LPG | Induced Draft | False | True | 1 | False | Horizontal |  | None | Non-Condensing | Two-Stage Modulating |  | 0.5 | Premium |  | 70000 | 57000 |  |  | 56100 | 215 | 81 | 78 | [8 empty] | Federally-Regulated Consumer Product | 03/08/2017 |  | 03/08/2017
York | Johnson Controls | V33D[N,S]3******** | Natural Gas | Induced Draft | False | True | 3 | False | Down |  | None | Non-Condensing | Single-Stage |  | 10 | Standard |  | 267000 | 213000 | [6 empty] | 80 | 80 | [6 empty] | Federally-Regulated Commercial & Industrial Equipment | 03/08/2017 |  | 03/08/2017
York | York | TG9S080C16MP11 | LPG | Induced Draft | False | False | 1 | False | Up | None | None | Condensing | Single-Stage | Multiple-Speed | 0.75 | Standard |  | 80000 | 78000 | 1671 | 838 | 80500 | 929 | 95.5 | 78 | [8 empty] | Federally-Regulated Consumer Product | 03/08/2017 |  | 03/08/2017
York | Coleman | TM9X060B12MP11 | Natural Gas | Induced Draft | False | False | 1 | False | Down | None | None | Condensing | Single-Stage | Multiple-Speed | 0.5 | Premium |  | 60000 | 57000 | 1197 | 398 | 49000 | 394 | 95.5 | 78 | [8 empty] | Federally-Regulated Consumer Product | 03/08/2017 |  | 03/08/2017
York | Evcon | TM9T080B12MP11 | LPG | Induced Draft | False | False | 1 | False | Horizontal | None | None | Condensing | Two-Stage Modulating | Multiple-Speed | 0.5 | Standard |  | 80000 | 77000 | 1370 | 854 | 81300 | 588 | 96 | 78 | [8 empty] | Federally-Regulated Consumer Product | 03/08/2017 |  | 03/08/2017
York | Coleman | TGLS060A12MP11 | Natural Gas | Induced Draft | False | False | 1 | False | Down | None | None | Non-Condensing | Single-Stage | Multiple-Speed | 0.33 | Standard |  | 60000 | 48000 | 1275 | 711 | 57400 | 623 | 80 | 78 | [8 empty] | Federally-Regulated Consumer Product | 03/08/2017 |  | 03/08/2017
York | Guardian | GG9S080C22MP11 | Natural Gas | Induced Draft | False | False | 1 | False | Down | None | None | Condensing | Single-Stage | Multiple-Speed | 1 | Standard |  | 80000 | 78000 | 2162 | 1285 | 80400 | 966 | 95.5 | 78 | [8 empty] | Federally-Regulated Consumer Product | 03/08/2017 |  | 03/08/2017
York | Coleman | TMLX080C16MP11 | LPG | Induced Draft | False | False | 1 | False | Horizontal |  | None | Non-Condensing | Single-Stage |  | 0.5 | Premium |  | 80000 | 64000 |  |  | 78300 | 444 | 80 | 78 | [8 empty] | Federally-Regulated Consumer Product | 03/08/2017 |  | 03/08/2017
York | York | TMLT120C20MP11 | Natural Gas | Induced Draft | False | False | 1 | False | Up |  | None | Non-Condensing | Two-Stage Modulating |  | 1 | Standard |  | 120000 | 96000 |  |  | 116600 | 832 | 80 | 78 | [8 empty] | Federally-Regulated Consumer Product | 03/08/2017 |  | 03/08/2017
York | Coleman | CP9C100C20MP12 | Natural Gas | Induced Draft | False | False | 1 | False | Up |  | None | Condensing | Step Modulating |  | 1 | Premium |  | 100000 | 97000 |  |  | 96400 | 558 | 97.7 | 78 | [8 empty] | Federally-Regulated Consumer Product | 03/08/2017 |  | 03/08/2017
York | Evcon | TPLC060A12MP12 | LPG | Induced Draft | False | False | 1 | False | Up |  | None | Non-Condensing | Step Modulating |  | 0.5 | Premium |  | 60000 | 47000 |  |  | 58100 | 167 | 80 | 78 | [8 empty] | Federally-Regulated Consumer Product | 03/08/2017 |  | 03/08/2017
York | Coleman | D6HQ036D07206NX | LPG | Induced Draft | False | True | 1 | False | Horizontal |  | None | Non-Condensing | Two-Stage Modulating |  | 0.75 | Premium |  | 90000 | 72000 |  |  | 74700 | 273 | 80 | 78 | [8 empty] | Federally-Regulated Consumer Product | 03/08/2017 |  | 03/08/2017
York | Coleman | TM8V080B12MP11 | LPG | Induced Draft | False | False | 1 | False | Horizontal |  | None | Non-Condensing | Two-Stage Modulating |  | 0.5 | Premium |  | 80000 | 63000 |  |  | 75800 | 315 | 80 | 78 | [8 empty] | Federally-Regulated Consumer Product | 03/08/2017 |  | 03/08/2017
York | Luxaire | D6NZ036N03606NX | Natural Gas | Induced Draft | False | True | 1 | False | Down |  | None | Non-Condensing | Single-Stage |  | 0.75 | Premium |  | 45000 | 36000 |  |  | 37300 | 590 | 80.4 | 78 | [8 empty] | Federally-Regulated Consumer Product | 03/08/2017 |  | 03/08/2017
York | Evcon | TMLV120C20MP11 | Natural Gas | Induced Draft | False | False | 1 | False | Down |  | None | Non-Condensing | Two-Stage Modulating |  | 1 | Premium |  | 120000 | 96000 |  |  | 111300 | 456 | 80 | 78 | [8 empty] | Federally-Regulated Consumer Product | 03/08/2017 |  | 03/08/2017
York | Fraser Johnston | TGLS060A12MP11 | LPG | Induced Draft | False | False | 1 | False | Horizontal | None | None | Non-Condensing | Single-Stage | Multiple-Speed | 0.33 | Standard |  | 60000 | 48000 | 1275 | 711 | 57400 | 623 | 80 | 78 | [8 empty] | Federally-Regulated Consumer Product | 03/08/2017 |  | 03/08/2017
York | Luxaire | D6NY060D11006NX | Natural Gas | Induced Draft | False | True | 1 | False | Horizontal |  | None | Non-Condensing | Two-Stage Modulating |  | 1 | Premium |  | 135000 | 108000 |  |  | 114400 | 300 | 80 | 78 | [8 empty] | Federally-Regulated Consumer Product | 03/08/2017 |  | 03/08/2017
York | Fraser Johnston | TM9E060B12MP11 | Natural Gas | Induced Draft | False | False | 1 | False | Horizontal |  | None | Condensing | Single-Stage |  | 0.5 | Premium |  | 60000 | 57000 |  |  | 49600 | 284 | 95 | 78 | [8 empty] | Federally-Regulated Consumer Product | 03/08/2017 |  | 03/08/2017
York | York | D7NQ024N05606NX | Natural Gas | Induced Draft | False | True | 1 | False | Horizontal |  | None | Non-Condensing | Single-Stage |  | 0.5 | Premium |  | 70000 | 57000 |  |  | 58300 | 241 | 81 | 78 | [8 empty] | Federally-Regulated Consumer Product | 03/08/2017 |  | 03/08/2017
York | Coleman | TG8S060A10MP11 | Natural Gas | Induced Draft | False | False | 1 | False | Down | None | None | Non-Condensing | Single-Stage | Multiple-Speed | 0.33 | Standard |  | 60000 | 48000 | 1004 | 708 | 57700 | 553 | 80 | 78 | [8 empty] | Federally-Regulated Consumer Product | 03/08/2017 |  | 03/08/2017
York | Evcon | D7NQ024D05606NX | LPG | Induced Draft | False | True | 1 | False | Down |  | None | Non-Condensing | Two-Stage Modulating |  | 0.5 | Premium |  | 70000 | 57000 |  |  | 56100 | 215 | 81 | 78 | [8 empty] | Federally-Regulated Consumer Product | 03/08/2017 |  | 03/08/2017
York | Fraser Johnston | TG8S100C16MP11 | Natural Gas | Induced Draft | False | False | 1 | False | Horizontal | None | None | Non-Condensing | Single-Stage | Multiple-Speed | 0.5 | Standard |  | 100000 | 80000 | 1820 | 1012 | 96100 | 930 | 80 | 78 | [8 empty] | Federally-Regulated Consumer Product | 03/08/2017 |  | 03/08/2017
York | Coleman | TGLS120C20MP11 | LPG | Induced Draft | False | False | 1 | False | Up | None | None | Non-Condensing | Single-Stage | Multiple-Speed | 1 | Standard |  | 120000 | 96000 | 2338 | 1286 | 115200 | 1150 | 80 | 78 | [8 empty] | Federally-Regulated Consumer Product | 03/08/2017 |  | 03/08/2017
York | York | TGLS120C20MP11 | Natural Gas | Induced Draft | False | False | 1 | False | Down | None | None | Non-Condensing | Single-Stage | Multiple-Speed | 1 | Standard |  | 120000 | 96000 | 2338 | 1286 | 115200 | 1150 | 80 | 78 | [8 empty] | Federally-Regulated Consumer Product | 03/08/2017 |  | 03/08/2017
York | York | TM9E080B12MP11 | LPG | Induced Draft | False | False | 1 | False | Down |  | None | Condensing | Single-Stage |  | 0.5 | Premium |  | 80000 | 77000 |  |  | 83000 | 382 | 95 | 78 | [8 empty] | Federally-Regulated Consumer Product | 03/08/2017 |  | 03/08/2017
York | Coleman | TM9M100C16MP12 | Natural Gas | Induced Draft | False | False | 1 | False | Down |  | None | Condensing | Step Modulating |  | 0.75 | Standard |  | 100000 | 97000 |  |  | 93000 | 1500 | 97 | 78 | [8 empty] | Federally-Regulated Consumer Product | 03/08/2017 |  | 03/08/2017
York | Coleman | D6NZ060N11006NX | Natural Gas | Induced Draft | False | True | 1 | False | Horizontal |  | None | Non-Condensing | Single-Stage |  | 1 | Premium |  | 135000 | 108000 |  |  | 115300 | 1073 | 80.2 | 78 | [8 empty] | Federally-Regulated Consumer Product | 03/08/2017 |  | 03/08/2017
York | Evcon | D6NZ048N06506NX | Natural Gas | Induced Draft | False | True | 1 | False | Down |  | None | Non-Condensing | Single-Stage |  | 1 | Premium |  | 80000 | 64000 |  |  | 73900 | 1250 | 80.8 | 78 | [8 empty] | Federally-Regulated Consumer Product | 03/08/2017 |  | 03/08/2017
York | York | YPLC080C16MP12 | Natural Gas | Induced Draft | False | False | 1 | False | Down |  | None | Non-Condensing | Step Modulating |  | 0.75 | Premium |  | 80000 | 62000 |  |  | 77700 | 199 | 80 | 78 | [8 empty] | Federally-Regulated Consumer Product | 03/08/2017 |  | 03/08/2017
York | Fraser Johnston | D7NQ024N03606NX | LPG | Induced Draft | False | True | 1 | False | Down |  | None | Non-Condensing | Single-Stage |  | 0.5 | Premium |  | 45000 | 37000 |  |  | 38700 | 201 | 81 | 78 | [8 empty] | Federally-Regulated Consumer Product | 03/08/2017 |  | 03/08/2017
York | Luxaire | TM8T060A12MP11 | LPG | Induced Draft | False | False | 1 | False | Horizontal |  | None | Non-Condensing | Two-Stage Modulating |  | 0.33 | Standard |  | 60000 | 47000 |  |  | 58100 | 450 | 80 | 78 | [8 empty] | Federally-Regulated Consumer Product | 03/08/2017 |  | 03/08/2017
York | Coleman | TMLV060A12MP11 | LPG | Induced Draft | False | False | 1 | False | Up |  | None | Non-Condensing | Two-Stage Modulating |  | 0.5 | Premium |  | 60000 | 47000 |  |  | 57000 | 259 | 80 | 78 | [8 empty] | Federally-Regulated Consumer Product | 03/08/2017 |  | 03/08/2017
York | Fraser Johnston | TM9M120D20MP12 | LPG | Induced Draft | False | False | 1 | False | Up |  | None | Condensing | Step Modulating |  | 1 | Standard |  | 120000 | 116000 |  |  | 111200 | 1144 | 97 | 78 | [8 empty] | Federally-Regulated Consumer Product | 03/08/2017 |  | 03/08/2017
York | Evcon | TGLS060A10MP11 | LPG | Induced Draft | False | False | 1 | False | Up | None | None | Non-Condensing | Single-Stage | Multiple-Speed | 0.33 | Standard |  | 60000 | 48000 | 1004 | 708 | 57700 | 553 | 80 | 78 | [8 empty] | Federally-Regulated Consumer Product | 03/08/2017 |  | 03/08/2017
York | Luxaire | LP9C080C16MP12 | LPG | Induced Draft | False | False | 1 | False | Horizontal |  | None | Condensing | Step Modulating |  | 0.75 | Premium |  | 80000 | 78000 |  |  | 80600 | 460 | 97.7 | 78 | [8 empty] | Federally-Regulated Consumer Product | 03/08/2017 |  | 03/08/2017
York | Fraser Johnston | TM9E060B12MP11 | LPG | Induced Draft | False | False | 1 | False | Down |  | None | Condensing | Single-Stage |  | 0.5 | Premium |  | 60000 | 57000 |  |  | 49600 | 284 | 95 | 78 | [8 empty] | Federally-Regulated Consumer Product | 03/08/2017 |  | 03/08/2017
York | York | D6NQ030D05606NX | Natural Gas | Induced Draft | False | True | 1 | False | Down |  | None | Non-Condensing | Two-Stage Modulating |  | 0.75 | Premium |  | 70000 | 56000 |  |  | 55700 | 252 | 80 | 78 | [8 empty] | Federally-Regulated Consumer Product | 03/08/2017 |  | 03/08/2017
York | Fraser Johnston | TG8S060A12MP11 | LPG | Induced Draft | False | False | 1 | False | Horizontal | None | None | Non-Condensing | Single-Stage | Multiple-Speed | 0.33 | Standard |  | 60000 | 48000 | 1275 | 711 | 57400 | 623 | 80 | 78 | [8 empty] | Federally-Regulated Consumer Product | 03/08/2017 |  | 03/08/2017
York | Coleman | TMLX100C16MP11 | Natural Gas | Induced Draft | False | False | 1 | False | Down |  | None | Non-Condensing | Single-Stage |  | 0.5 | Premium |  | 100000 | 80000 |  |  | 98400 | 431 | 80 | 78 | [8 empty] | Federally-Regulated Consumer Product | 03/08/2017 |  | 03/08/2017
York | York | TM8V120C20MP11 | Natural Gas | Induced Draft | False | False | 1 | False | Down |  | None | Non-Condensing | Two-Stage Modulating |  | 1 | Premium |  | 120000 | 96000 |  |  | 111300 | 456 | 80 | 78 | [8 empty] | Federally-Regulated Consumer Product | 03/08/2017 |  | 03/08/2017
York | Fraser Johnston | TM9T120D20MP11 | LPG | Induced Draft | False | False | 1 | False | Horizontal | None | None | Condensing | Two-Stage Modulating | Multiple-Speed | 1 | Standard |  | 120000 | 115000 | 1977 | 1190 | 113900 | 801 | 96 | 78 | [8 empty] | Federally-Regulated Consumer Product | 03/08/2017 |  | 03/08/2017
York | Evcon | TM9X100C16MP11 | Natural Gas | Induced Draft | False | False | 1 | False | Horizontal | None | None | Condensing | Single-Stage | Multiple-Speed | 0.5 | Premium |  | 100000 | 95000 | 1570 | 464 | 98400 | 638 | 95.5 | 78 | [8 empty] | Federally-Regulated Consumer Product | 03/08/2017 |  | 03/08/2017
York | Coleman | TM8V100C20MP11 | LPG | Induced Draft | False | False | 1 | False | Up |  | None | Non-Condensing | Two-Stage Modulating |  | 1 | Premium |  | 100000 | 80000 |  |  | 95200 | 380 | 80 | 78 | [8 empty] | Federally-Regulated Consumer Product | 03/08/2017 |  | 03/08/2017
York | Fraser Johnston | D6NZ030N05606NX | LPG | Induced Draft | False | True | 1 | False | Horizontal |  | None | Non-Condensing | Single-Stage |  | 0.75 | Premium |  | 70000 | 56000 |  |  | 56700 | 764 | 80.5 | 78 | [8 empty] | Federally-Regulated Consumer Product | 03/08/2017 |  | 03/08/2017
York | Evcon | D6NZ048D09006NX | LPG | Induced Draft | False | True | 1 | False | Down |  | None | Non-Condensing | Two-Stage Modulating |  | 1 | Premium |  | 108000 | 87000 |  |  | 94100 | 544 | 80 | 78 | [8 empty] | Federally-Regulated Consumer Product | 03/08/2017 |  | 03/08/2017
York | Evcon | TG8S100B12MP11 | LPG | Induced Draft | False | False | 1 | False | Down | None | None | Non-Condensing | Single-Stage | Multiple-Speed | 0.33 | Standard |  | 100000 | 80000 | 1223 | 614 | 96100 | 935 | 80 | 78 | [8 empty] | Federally-Regulated Consumer Product | 03/08/2017 |  | 03/08/2017
York | Coleman | X33A[D,T]3******** | Natural Gas | Induced Draft | False | True | 3 | False | Down |  | None | Non-Condensing | Step Modulating |  | 10 | Standard |  | 267000 | 213000 | [6 empty] | 80 | 80 | [6 empty] | Federally-Regulated Commercial & Industrial Equipment | 03/08/2017 |  | 03/08/2017
York | Johnson Controls | V33E[D,T]5******** | LPG | Induced Draft | False | True | 3 | False | Horizontal |  | None | Non-Condensing | Step Modulating |  | 10 | Standard |  | 533000 | 426000 | [6 empty] | 80 | 80 | [6 empty] | Federally-Regulated Commercial & Industrial Equipment | 03/08/2017 |  | 03/08/2017
York | York | D7NX036D09006NX | Natural Gas | Induced Draft | False | True | 1 | False | Down |  | None | Non-Condensing | Two-Stage Modulating |  | 1 | Premium |  | 108000 | 89000 |  |  | 94500 | 338 | 81 | 78 | [8 empty] | Federally-Regulated Consumer Product | 03/08/2017 |  | 03/08/2017
York | Evcon | D6NZ060N09006NX | Natural Gas | Induced Draft | False | True | 1 | False | Horizontal |  | None | Non-Condensing | Single-Stage |  | 1 | Premium |  | 108000 | 87000 |  |  | 93400 | 1313 | 80.9 | 78 | [8 empty] | Federally-Regulated Consumer Product | 03/08/2017 |  | 03/08/2017
York | York | D7NX024D05606NX | LPG | Induced Draft | False | True | 1 | False | Horizontal |  | None | Non-Condensing | Two-Stage Modulating |  | 0.5 | Premium |  | 70000 | 57000 |  |  | 56100 | 215 | 81 | 78 | [8 empty] | Federally-Regulated Consumer Product | 03/08/2017 |  | 03/08/2017
York | Luxaire | TP9C100C20MP12 | LPG | Induced Draft | False | False | 1 | False | Up |  | None | Condensing | Step Modulating |  | 1 | Premium |  | 100000 | 97000 |  |  | 96400 | 558 | 97.7 | 78 | [8 empty] | Federally-Regulated Consumer Product | 03/08/2017 |  | 03/08/2017
York | Evcon | TG8S060A12MP11 | Natural Gas | Induced Draft | False | False | 1 | False | Down | None | None | Non-Condensing | Single-Stage | Multiple-Speed | 0.33 | Standard |  | 60000 | 48000 | 1275 | 711 | 57400 | 623 | 80 | 78 | [8 empty] | Federally-Regulated Consumer Product | 03/08/2017 |  | 03/08/2017
York | Evcon | D6HQ060D09006NX | Natural Gas | Induced Draft | False | True | 1 | False | Down |  | None | Non-Condensing | Two-Stage Modulating |  | 1 | Premium |  | 108000 | 87000 |  |  | 94100 | 287 | 80 | 78 | [8 empty] | Federally-Regulated Consumer Product | 03/08/2017 |  | 03/08/2017
York | Luxaire | TMLV080C16MP11 | LPG | Induced Draft | False | False | 1 | False | Up |  | None | Non-Condensing | Two-Stage Modulating |  | 0.75 | Premium |  | 80000 | 63000 |  |  | 76900 | 323 | 80 | 78 | [8 empty] | Federally-Regulated Consumer Product | 03/08/2017 |  | 03/08/2017
York | York | TM8X060A12MP11 | LPG | Induced Draft | False | False | 1 | False | Up |  | None | Non-Condensing | Single-Stage |  | 0.5 | Premium |  | 60000 | 48000 |  |  | 59100 | 243 | 80 | 78 | [8 empty] | Federally-Regulated Consumer Product | 03/08/2017 |  | 03/08/2017
York | Luxaire | G33E[N,S]3******** | Natural Gas | Induced Draft | False | True | 3 | False | Down |  | None | Non-Condensing | Single-Stage |  | 10 | Standard |  | 267000 | 213000 | [6 empty] | 80 | 80 | [6 empty] | Federally-Regulated Commercial & Industrial Equipment | 03/08/2017 |  | 03/08/2017
York | Fraser Johnston | D6NZ024N03606NX | LPG | Induced Draft | False | True | 1 | False | Down |  | None | Non-Condensing | Single-Stage |  | 0.5 | Premium |  | 45000 | 36000 |  |  | 37900 | 468 | 80.2 | 78 | [8 empty] | Federally-Regulated Consumer Product | 03/08/2017 |  | 03/08/2017
York | Fraser Johnston | TPLC060A12MP12 | LPG | Induced Draft | False | False | 1 | False | Horizontal |  | None | Non-Condensing | Step Modulating |  | 0.5 | Premium |  | 60000 | 47000 |  |  | 58100 | 167 | 80 | 78 | [8 empty] | Federally-Regulated Consumer Product | 03/08/2017 |  | 03/08/2017
York | Fraser Johnston | TM9M120D20MP12 | Natural Gas | Induced Draft | False | False | 1 | False | Down |  | None | Condensing | Step Modulating |  | 1 | Standard |  | 120000 | 116000 |  |  | 111200 | 1144 | 97 | 78 | [8 empty] | Federally-Regulated Consumer Product | 03/08/2017 |  | 03/08/2017
York | Fraser Johnston | TM8X100C20MP11 | LPG | Induced Draft | False | False | 1 | False | Horizontal |  | None | Non-Condensing | Single-Stage |  | 0.75 | Premium |  | 100000 | 80000 |  |  | 97800 | 568 | 80 | 78 | [8 empty] | Federally-Regulated Consumer Product | 03/08/2017 |  | 03/08/2017
York | Guardian | GG9S080B12MP11 | Natural Gas | Induced Draft | False | False | 1 | False | Down | None | None | Condensing | Single-Stage | Multiple-Speed | 0.5 | Standard |  | 80000 | 78000 | 1370 | 854 | 80600 | 920 | 95.5 | 78 | [8 empty] | Federally-Regulated Consumer Product | 03/08/2017 |  | 03/08/2017
York | York | D7NQ060N11006NX | Natural Gas | Induced Draft | False | True | 1 | False | Down |  | None | Non-Condensing | Single-Stage |  | 1 | Premium |  | 135000 | 109000 |  |  | 116700 | 462 | 81 | 78 | [8 empty] | Federally-Regulated Consumer Product | 03/08/2017 |  | 03/08/2017
York | Evcon | D6NQ048D11006NX | Natural Gas | Induced Draft | False | True | 1 | False | Horizontal |  | None | Non-Condensing | Two-Stage Modulating |  | 1 | Premium |  | 135000 | 108000 |  |  | 114400 | 300 | 80 | 78 | [8 empty] | Federally-Regulated Consumer Product | 03/08/2017 |  | 03/08/2017
York | Evcon | TP9C120D20MP12 | LPG | Induced Draft | False | False | 1 | False | Horizontal |  | None | Condensing | Step Modulating |  | 1 | Premium |  | 120000 | 116000 |  |  | 112400 | 597 | 98 | 78 | [8 empty] | Federally-Regulated Consumer Product | 03/08/2017 |  | 03/08/2017
York | Guardian | RGF1L080CE16MP11 | LPG | Induced Draft | False | False | 1 | False | Down |  | None | Non-Condensing | Single-Stage |  | 0.5 | Premium |  | 80000 | 64000 |  |  | 78300 | 444 | 80 | 78 | [8 empty] | Federally-Regulated Consumer Product | 03/08/2017 |  | 03/08/2017
York | Fraser Johnston | TG8S130D20MP11 | LPG | Induced Draft | False | False | 1 | False | Down | None | None | Non-Condensing | Single-Stage | Multiple-Speed | 1 | Standard |  | 130000 | 104000 | 2399 | 1324 | 114700 | 1265 | 80 | 78 | [8 empty] | Federally-Regulated Consumer Product | 03/08/2017 |  | 03/08/2017
York | Luxaire | D7NQ030N05606NX | LPG | Induced Draft | False | True | 1 | False | Horizontal |  | None | Non-Condensing | Single-Stage |  | 0.75 | Premium |  | 70000 | 57000 |  |  | 57800 | 372 | 81 | 78 | [8 empty] | Federally-Regulated Consumer Product | 03/08/2017 |  | 03/08/2017
York | Fraser Johnston | TM8T100C20MP11 | LPG | Induced Draft | False | False | 1 | False | Down |  | None | Non-Condensing | Two-Stage Modulating |  | 1 | Standard |  | 100000 | 80000 |  |  | 97200 | 688 | 80 | 78 | [8 empty] | Federally-Regulated Consumer Product | 03/08/2017 |  | 03/08/2017
York | Guardian | GG9S100C16MP11 | Natural Gas | Induced Draft | False | False | 1 | False | Horizontal | None | None | Condensing | Single-Stage | Multiple-Speed | 0.75 | Standard |  | 100000 | 97000 | 1706 | 819 | 96500 | 1156 | 95.5 | 78 | [8 empty] | Federally-Regulated Consumer Product | 03/08/2017 |  | 03/08/2017
York | Luxaire | TGLS080C22MP11 | Natural Gas | Induced Draft | False | False | 1 | False | Horizontal | None | None | Non-Condensing | Single-Stage | Multiple-Speed | 1 | Standard |  | 80000 | 64000 | 2448 | 1263 | 74800 | 1234 | 80 | 78 | [8 empty] | Federally-Regulated Consumer Product | 03/08/2017 |  | 03/08/2017
York | Fraser Johnston | TMLX080B12MP11 | Natural Gas | Induced Draft | False | False | 1 | False | Up |  | None | Non-Condensing | Single-Stage |  | 0.5 | Premium |  | 80000 | 64000 |  |  | 78600 | 379 | 80 | 78 | [8 empty] | Federally-Regulated Consumer Product | 03/08/2017 |  | 03/08/2017
York | Fraser Johnston | TM9T120D20MP11 | LPG | Induced Draft | False | False | 1 | False | Up | None | None | Condensing | Two-Stage Modulating | Multiple-Speed | 1 | Standard |  | 120000 | 115000 | 1977 | 1190 | 113900 | 801 | 96 | 78 | [8 empty] | Federally-Regulated Consumer Product | 03/08/2017 |  | 03/08/2017
York | Evcon | D6NZ060N06506NX | Natural Gas | Induced Draft | False | True | 1 | False | Down |  | None | Non-Condensing | Single-Stage |  | 1 | Premium |  | 80000 | 64000 |  |  | 75500 | 910 | 80.7 | 78 | [8 empty] | Federally-Regulated Consumer Product | 03/08/2017 |  | 03/08/2017
York | Coleman | D6NY060D09006NX | Natural Gas | Induced Draft | False | True | 1 | False | Down |  | None | Non-Condensing | Two-Stage Modulating |  | 1 | Premium |  | 108000 | 87000 |  |  | 94100 | 287 | 80 | 78 | [8 empty] | Federally-Regulated Consumer Product | 03/08/2017 |  | 03/08/2017
York | Coleman | TG8S060A12MP11 | Natural Gas | Induced Draft | False | False | 1 | False | Up | None | None | Non-Condensing | Single-Stage | Multiple-Speed | 0.33 | Standard |  | 60000 | 48000 | 1275 | 711 | 57400 | 623 | 80 | 78 | [8 empty] | Federally-Regulated Consumer Product | 03/08/2017 |  | 03/08/2017
York | Guardian | GG9S080B12MP11 | Natural Gas | Induced Draft | False | False | 1 | False | Horizontal | None | None | Condensing | Single-Stage | Multiple-Speed | 0.5 | Standard |  | 80000 | 78000 | 1370 | 854 | 80600 | 920 | 95.5 | 78 | [8 empty] | Federally-Regulated Consumer Product | 03/08/2017 |  | 03/08/2017
York | Coleman | TM8T100C20MP11 | LPG | Induced Draft | False | False | 1 | False | Up |  | None | Non-Condensing | Two-Stage Modulating |  | 1 | Standard |  | 100000 | 80000 |  |  | 97200 | 688 | 80 | 78 | [8 empty] | Federally-Regulated Consumer Product | 03/08/2017 |  | 03/08/2017
York | Luxaire | TMLX080B12MP11 | Natural Gas | Induced Draft | False | False | 1 | False | Horizontal |  | None | Non-Condensing | Single-Stage |  | 0.5 | Premium |  | 80000 | 64000 |  |  | 78600 | 379 | 80 | 78 | [8 empty] | Federally-Regulated Consumer Product | 03/08/2017 |  | 03/08/2017
York | Fraser Johnston | TG9S040A08MP11 | Natural Gas | Induced Draft | False | False | 1 | False | Down | None | None | Condensing | Single-Stage | Multiple-Speed | 0.5 | Standard |  | 40000 | 39000 | 950 | 581 | 31900 | 458 | 95.5 | 78 | [8 empty] | Federally-Regulated Consumer Product | 03/08/2017 |  | 03/08/2017
York | York | TPLC080C16MP11 | Natural Gas | Induced Draft | False | False | 1 | False | Horizontal | None | None | Non-Condensing | Step Modulating | Variable-Speed | 0.75 | Premium | 60 | 80000 | 62000 | 1715 | 600 | 79700 | 107 | 80 | 78 | [8 empty] | Federally-Regulated Consumer Product | 03/08/2017 |  | 03/08/2017
York | Coleman | MG9S060B12MP11 | LPG | Induced Draft | False | False | 1 | True | Down |  | None | Condensing | Single-Stage |  | 0.5 | Standard |  | 60000 | 58000 |  |  | 48100 | 650 | 95.5 | 75 | [8 empty] | Federally-Regulated Consumer Product | 03/08/2017 |  | 03/08/2017
York | Fraser Johnston | TM8V100C20MP11 | Natural Gas | Induced Draft | False | False | 1 | False | Up |  | None | Non-Condensing | Two-Stage Modulating |  | 1 | Premium |  | 100000 | 80000 |  |  | 95200 | 380 | 80 | 78 | [8 empty] | Federally-Regulated Consumer Product | 03/08/2017 |  | 03/08/2017
York | York | D6HQ048D09006NX | Natural Gas | Induced Draft | False | True | 1 | False | Horizontal |  | None | Non-Condensing | Two-Stage Modulating |  | 1 | Premium |  | 108000 | 87000 |  |  | 94100 | 287 | 80 | 78 | [8 empty] | Federally-Regulated Consumer Product | 03/08/2017 |  | 03/08/2017
York | Evcon | D6NZ024N03606NX | LPG | Induced Draft | False | True | 1 | False | Horizontal |  | None | Non-Condensing | Single-Stage |  | 0.5 | Premium |  | 45000 | 36000 |  |  | 37900 | 468 | 80.2 | 78 | [8 empty] | Federally-Regulated Consumer Product | 03/08/2017 |  | 03/08/2017
York | Evcon | RGF19120DP20MP11 | Natural Gas | Induced Draft | False | False | 1 | False | Up |  | None | Condensing | Single-Stage |  | 1 | Standard |  | 120000 | 116000 |  |  | 112600 | 1359 | 95.5 | 78 | [8 empty] | Federally-Regulated Consumer Product | 03/08/2017 |  | 03/08/2017
York | Luxaire | TM8V120C20MP11 | LPG | Induced Draft | False | False | 1 | False | Horizontal |  | None | Non-Condensing | Two-Stage Modulating |  | 1 | Premium |  | 120000 | 96000 |  |  | 111300 | 456 | 80 | 78 | [8 empty] | Federally-Regulated Consumer Product | 03/08/2017 |  | 03/08/2017
York | Evcon | TM9E040A10MP11 | LPG | Induced Draft | False | False | 1 | False | Horizontal |  | None | Condensing | Single-Stage |  | 0.5 | Premium |  | 40000 | 38000 |  |  | 33100 | 195 | 95 | 78 | [8 empty] | Federally-Regulated Consumer Product | 03/08/2017 |  | 03/08/2017
York | Fraser Johnston | TG8S100C16MP11 | Natural Gas | Induced Draft | False | False | 1 | False | Down | None | None | Non-Condensing | Single-Stage | Multiple-Speed | 0.5 | Standard |  | 100000 | 80000 | 1820 | 1012 | 96100 | 930 | 80 | 78 | [8 empty] | Federally-Regulated Consumer Product | 03/08/2017 |  | 03/08/2017
York | York | D7NX036N09006NX | Natural Gas | Induced Draft | False | True | 1 | False | Down |  | None | Non-Condensing | Single-Stage |  | 1 | Premium |  | 108000 | 88000 |  |  | 96900 | 467 | 81 | 78 | [8 empty] | Federally-Regulated Consumer Product | 03/08/2017 |  | 03/08/2017
York | Guardian | RGF1L080BE12MP11 | Natural Gas | Induced Draft | False | False | 1 | False | Down |  | None | Non-Condensing | Single-Stage |  | 0.5 | Premium |  | 80000 | 64000 |  |  | 78600 | 379 | 80 | 78 | [8 empty] | Federally-Regulated Consumer Product | 03/08/2017 |  | 03/08/2017
York | Evcon | ZK060*08*F**** | Natural Gas | Induced Draft | False | True | 1 | False | Horizontal |  | None | Non-Condensing | Single-Stage |  | 1.5 | Standard |  | 100000 | 80000 |  |  | 93400 | 1438 | 80.5 | 78 | [8 empty] | Federally-Regulated Consumer Product | 03/08/2017 |  | 03/08/2017
York | Coleman | CP9C120D20MP12 | LPG | Induced Draft | False | False | 1 | False | Horizontal |  | None | Condensing | Step Modulating |  | 1 | Premium |  | 120000 | 116000 |  |  | 112400 | 597 | 98 | 78 | [8 empty] | Federally-Regulated Consumer Product | 03/08/2017 |  | 03/08/2017
York | York | TM9E040A10MP11 | Natural Gas | Induced Draft | False | False | 1 | False | Down |  | None | Condensing | Single-Stage |  | 0.5 | Premium |  | 40000 | 38000 |  |  | 33100 | 195 | 95 | 78 | [8 empty] | Federally-Regulated Consumer Product | 03/08/2017 |  | 03/08/2017
York | Guardian | GGLS080B12MP11 | LPG | Induced Draft | False | False | 1 | False | Up | None | None | Non-Condensing | Single-Stage | Multiple-Speed | 0.33 | Standard |  | 80000 | 64000 | 1195 | 620 | 76700 | 793 | 80 | 78 | [8 empty] | Federally-Regulated Consumer Product | 03/08/2017 |  | 03/08/2017
York | Luxaire | TM9V060B12MP11 | Natural Gas | Induced Draft | False | False | 1 | False | Up | None | None | Condensing | Two-Stage Modulating | Variable-Speed | 0.5 | Premium | 60 | 60000 | 58000 | 1343 | 456 | 47800 | 284 | 96 | 78 | [8 empty] | Federally-Regulated Consumer Product | 03/08/2017 |  | 03/08/2017
York | York | D6NQ060D09006NX | LPG | Induced Draft | False | True | 1 | False | Horizontal |  | None | Non-Condensing | Two-Stage Modulating |  | 1 | Premium |  | 108000 | 87000 |  |  | 94100 | 287 | 80 | 78 | [8 empty] | Federally-Regulated Consumer Product | 03/08/2017 |  | 03/08/2017
York | Evcon | TM9M080B12MP12 | LPG | Induced Draft | False | False | 1 | False | Up |  | None | Condensing | Step Modulating |  | 0.5 | Standard |  | 80000 | 77000 |  |  | 77900 | 1113 | 97 | 78 | [8 empty] | Federally-Regulated Consumer Product | 03/08/2017 |  | 03/08/2017
York | Evcon | D6NZ036D05606NX | Natural Gas | Induced Draft | False | True | 1 | False | Horizontal |  | None | Non-Condensing | Two-Stage Modulating |  | 0.75 | Premium |  | 70000 | 56000 |  |  | 58000 | 263 | 80 | 78 | [8 empty] | Federally-Regulated Consumer Product | 03/08/2017 |  | 03/08/2017
York | Fraser Johnston | TM8T100C16MP11 | LPG | Induced Draft | False | False | 1 | False | Horizontal |  | None | Non-Condensing | Two-Stage Modulating |  | 0.5 | Standard |  | 100000 | 80000 |  |  | 96500 | 850 | 80 | 78 | [8 empty] | Federally-Regulated Consumer Product | 03/08/2017 |  | 03/08/2017
York | York | D7NY060D11006NX | LPG | Induced Draft | False | True | 1 | False | Down |  | None | Non-Condensing | Two-Stage Modulating |  | 1 | Premium |  | 135000 | 110000 |  |  | 112900 | 413 | 81 | 78 | [8 empty] | Federally-Regulated Consumer Product | 03/08/2017 |  | 03/08/2017
York | Coleman | TG8S120C20MP11 | Natural Gas | Induced Draft | False | False | 1 | False | Up | None | None | Non-Condensing | Single-Stage | Multiple-Speed | 1 | Standard |  | 120000 | 96000 | 2338 | 1286 | 115200 | 1150 | 80 | 78 | [8 empty] | Federally-Regulated Consumer Product | 03/08/2017 |  | 03/08/2017
York | Coleman | TP9C080B12MP12 | Natural Gas | Induced Draft | False | False | 1 | False | Down |  | None | Condensing | Step Modulating |  | 0.5 | Premium |  | 80000 | 77000 |  |  | 80800 | 435 | 97.5 | 78 | [8 empty] | Federally-Regulated Consumer Product | 03/08/2017 |  | 03/08/2017
York | Fraser Johnston | D7NQ060N11006NX | LPG | Induced Draft | False | True | 1 | False | Horizontal |  | None | Non-Condensing | Single-Stage |  | 1 | Premium |  | 135000 | 109000 |  |  | 116700 | 462 | 81 | 78 | [8 empty] | Federally-Regulated Consumer Product | 03/08/2017 |  | 03/08/2017
York | York | TM8T120C20MP11 | Natural Gas | Induced Draft | False | False | 1 | False | Up |  | None | Non-Condensing | Two-Stage Modulating |  | 1 | Standard |  | 120000 | 96000 |  |  | 116600 | 832 | 80 | 78 | [8 empty] | Federally-Regulated Consumer Product | 03/08/2017 |  | 03/08/2017
York | Fraser Johnston | D7NX048D11006NX | LPG | Induced Draft | False | True | 1 | False | Down |  | None | Non-Condensing | Two-Stage Modulating |  | 1 | Premium |  | 135000 | 110000 |  |  | 112900 | 413 | 81 | 78 | [8 empty] | Federally-Regulated Consumer Product | 03/08/2017 |  | 03/08/2017
York | Guardian | RGF1L080CE16MP11 | LPG | Induced Draft | False | False | 1 | False | Horizontal |  | None | Non-Condensing | Single-Stage |  | 0.5 | Premium |  | 80000 | 64000 |  |  | 78300 | 444 | 80 | 78 | [8 empty] | Federally-Regulated Consumer Product | 03/08/2017 |  | 03/08/2017
York | Evcon | RGF1L120CE20MP11 | LPG | Induced Draft | False | False | 1 | False | Horizontal |  | None | Non-Condensing | Single-Stage |  | 0.75 | Premium |  | 120000 | 96000 |  |  | 117500 | 635 | 80 | 78 | [8 empty] | Federally-Regulated Consumer Product | 03/08/2017 |  | 03/08/2017
York | Evcon | D6NZ048N06506NX | LPG | Induced Draft | False | True | 1 | False | Down |  | None | Non-Condensing | Single-Stage |  | 1 | Premium |  | 80000 | 64000 |  |  | 73900 | 1250 | 80.8 | 78 | [8 empty] | Federally-Regulated Consumer Product | 03/08/2017 |  | 03/08/2017
York | Coleman | D7NQ048N09006NX | Natural Gas | Induced Draft | False | True | 1 | False | Down |  | None | Non-Condensing | Single-Stage |  | 1 | Premium |  | 108000 | 88000 |  |  | 96900 | 467 | 81 | 78 | [8 empty] | Federally-Regulated Consumer Product | 03/08/2017 |  | 03/08/2017
York | Luxaire | TMLX080C16MP11 | LPG | Induced Draft | False | False | 1 | False | Down |  | None | Non-Condensing | Single-Stage |  | 0.5 | Premium |  | 80000 | 64000 |  |  | 78300 | 444 | 80 | 78 | [8 empty] | Federally-Regulated Consumer Product | 03/08/2017 |  | 03/08/2017
York | Evcon | TM9T060B12MP11 | Natural Gas | Induced Draft | False | False | 1 | False | Horizontal | None | None | Condensing | Two-Stage Modulating | Multiple-Speed | 0.5 | Standard |  | 60000 | 58000 | 1243 | 713 | 48700 | 371 | 96 | 78 | [8 empty] | Federally-Regulated Consumer Product | 03/08/2017 |  | 03/08/2017
York | Fraser Johnston | D7NX036N09006NX | LPG | Induced Draft | False | True | 1 | False | Horizontal |  | None | Non-Condensing | Single-Stage |  | 1 | Premium |  | 108000 | 88000 |  |  | 96900 | 467 | 81 | 78 | [8 empty] | Federally-Regulated Consumer Product | 03/08/2017 |  | 03/08/2017
York | Luxaire | LPLC080B12MP12 | LPG | Induced Draft | False | False | 1 | False | Horizontal |  | None | Non-Condensing | Step Modulating |  | 0.5 | Premium |  | 80000 | 62000 |  |  | 77900 | 235 | 80 | 78 | [8 empty] | Federally-Regulated Consumer Product | 03/08/2017 |  | 03/08/2017
York | Luxaire | D7HQ030D05606NX | Natural Gas | Induced Draft | False | True | 1 | False | Horizontal |  | None | Non-Condensing | Two-Stage Modulating |  | 0.75 | Premium |  | 70000 | 57000 |  |  | 56100 | 216 | 81 | 78 | [8 empty] | Federally-Regulated Consumer Product | 03/08/2017 |  | 03/08/2017
York | York | TG8S080C22MP11 | LPG | Induced Draft | False | False | 1 | False | Up | None | None | Non-Condensing | Single-Stage | Multiple-Speed | 1 | Standard |  | 80000 | 64000 | 2448 | 1263 | 74800 | 1234 | 80 | 78 | [8 empty] | Federally-Regulated Consumer Product | 03/08/2017 |  | 03/08/2017
York | Guardian | RGF19080BE12MP11 | Natural Gas | Induced Draft | False | False | 1 | False | Up |  | None | Condensing | Single-Stage |  | 0.5 | Premium |  | 80000 | 76000 |  |  | 65700 | 408 | 95.5 | 78 | [8 empty] | Federally-Regulated Consumer Product | 03/08/2017 |  | 03/08/2017
York | Coleman | D6NX048N09006NX | Natural Gas | Induced Draft | False | True | 1 | False | Horizontal |  | None | Non-Condensing | Single-Stage |  | 1 | Premium |  | 108000 | 87000 |  |  | 93800 | 1315 | 80.6 | 78 | [8 empty] | Federally-Regulated Consumer Product | 03/08/2017 |  | 03/08/2017
York | Guardian | GG8S100B12MP11 | Natural Gas | Induced Draft | False | False | 1 | False | Up | None | None | Non-Condensing | Single-Stage | Multiple-Speed | 0.33 | Standard |  | 100000 | 80000 | 1223 | 614 | 96100 | 935 | 80 | 78 | [8 empty] | Federally-Regulated Consumer Product | 03/08/2017 |  | 03/08/2017
York | Guardian | RGF19040AP08MP11 | LPG | Induced Draft | False | False | 1 | False | Down |  | None | Condensing | Single-Stage |  | 0.5 | Standard |  | 40000 | 39000 |  |  | 31900 | 482 | 95.5 | 78 | [8 empty] | Federally-Regulated Consumer Product | 03/08/2017 |  | 03/08/2017
York | York | TPLC100C20MP11 | Natural Gas | Induced Draft | False | False | 1 | False | Down | None | None | Non-Condensing | Step Modulating | Variable-Speed | 1 | Premium | 60 | 100000 | 78000 | 2110 | 665 | 99600 | 128 | 80 | 78 | [8 empty] | Federally-Regulated Consumer Product | 03/08/2017 |  | 03/08/2017
York | Johnson Controls | T33B[N,S]3******** | LPG | Induced Draft | False | True | 3 | False | Down |  | None | Non-Condensing | Single-Stage |  | 10 | Standard |  | 267000 | 213000 | [6 empty] | 80 | 80 | [6 empty] | Federally-Regulated Commercial & Industrial Equipment | 03/08/2017 |  | 03/08/2017
York | Coleman | TG8S100B12MP11 | LPG | Induced Draft | False | False | 1 | False | Down | None | None | Non-Condensing | Single-Stage | Multiple-Speed | 0.33 | Standard |  | 100000 | 80000 | 1223 | 614 | 96100 | 935 | 80 | 78 | [8 empty] | Federally-Regulated Consumer Product | 03/08/2017 |  | 03/08/2017
York | Fraser Johnston | TPLC080C16MP12 | LPG | Induced Draft | False | False | 1 | False | Horizontal |  | None | Non-Condensing | Step Modulating |  | 0.75 | Premium |  | 80000 | 62000 |  |  | 77700 | 199 | 80 | 78 | [8 empty] | Federally-Regulated Consumer Product | 03/08/2017 |  | 03/08/2017
York | Coleman | D7NX048D09006NX | Natural Gas | Induced Draft | False | True | 1 | False | Down |  | None | Non-Condensing | Two-Stage Modulating |  | 1 | Premium |  | 108000 | 89000 |  |  | 94500 | 338 | 81 | 78 | [8 empty] | Federally-Regulated Consumer Product | 03/08/2017 |  | 03/08/2017
York | York | D6HQ036D05606NX | Natural Gas | Induced Draft | False | True | 1 | False | Horizontal |  | None | Non-Condensing | Two-Stage Modulating |  | 0.75 | Premium |  | 70000 | 56000 |  |  | 58000 | 263 | 80 | 78 | [8 empty] | Federally-Regulated Consumer Product | 03/08/2017 |  | 03/08/2017
York | Coleman | TM9T060B12MP11 | LPG | Induced Draft | False | False | 1 | False | Horizontal | None | None | Condensing | Two-Stage Modulating | Multiple-Speed | 0.5 | Standard |  | 60000 | 58000 | 1243 | 713 | 48700 | 371 | 96 | 78 | [8 empty] | Federally-Regulated Consumer Product | 03/08/2017 |  | 03/08/2017
York | Luxaire | TM9E080B12MP11 | Natural Gas | Induced Draft | False | False | 1 | False | Down |  | None | Condensing | Single-Stage |  | 0.5 | Premium |  | 80000 | 77000 |  |  | 83000 | 382 | 95 | 78 | [8 empty] | Federally-Regulated Consumer Product | 03/08/2017 |  | 03/08/2017
York | Fraser Johnston | D6NQ030N05606NX | LPG | Induced Draft | False | True | 1 | False | Down |  | None | Non-Condensing | Single-Stage |  | 0.75 | Premium |  | 70000 | 56000 |  |  | 56700 | 764 | 80.5 | 78 | [8 empty] | Federally-Regulated Consumer Product | 03/08/2017 |  | 03/08/2017
York | York | D7NQ048N11006NX | LPG | Induced Draft | False | True | 1 | False | Horizontal |  | None | Non-Condensing | Single-Stage |  | 1 | Premium |  | 135000 | 109000 |  |  | 116700 | 462 | 81 | 78 | [8 empty] | Federally-Regulated Consumer Product | 03/08/2017 |  | 03/08/2017
York | Evcon | TM9M100C16MP12 | Natural Gas | Induced Draft | False | False | 1 | False | Up |  | None | Condensing | Step Modulating |  | 0.75 | Standard |  | 100000 | 97000 |  |  | 93000 | 1500 | 97 | 78 | [8 empty] | Federally-Regulated Consumer Product | 03/08/2017 |  | 03/08/2017
York | Fraser Johnston | TM8V100C20MP11 | Natural Gas | Induced Draft | False | False | 1 | False | Down |  | None | Non-Condensing | Two-Stage Modulating |  | 1 | Premium |  | 100000 | 80000 |  |  | 95200 | 380 | 80 | 78 | [8 empty] | Federally-Regulated Consumer Product | 03/08/2017 |  | 03/08/2017
York | Evcon | TG8S120C16MP11 | Natural Gas | Induced Draft | False | False | 1 | False | Horizontal | None | None | Non-Condensing | Single-Stage | Multiple-Speed | 0.5 | Standard |  | 120000 | 96000 | 1600 | 1002 | 115100 | 1166 | 80 | 78 | [8 empty] | Federally-Regulated Consumer Product | 03/08/2017 |  | 03/08/2017
York | Coleman | D6NZ048D09006NX | LPG | Induced Draft | False | True | 1 | False | Horizontal |  | None | Non-Condensing | Two-Stage Modulating |  | 1 | Premium |  | 108000 | 87000 |  |  | 94100 | 544 | 80 | 78 | [8 empty] | Federally-Regulated Consumer Product | 03/08/2017 |  | 03/08/2017
York | Luxaire | TM9T060B12MP11 | Natural Gas | Induced Draft | False | False | 1 | False | Down | None | None | Condensing | Two-Stage Modulating | Multiple-Speed | 0.5 | Standard |  | 60000 | 58000 | 1243 | 713 | 48700 | 371 | 96 | 78 | [8 empty] | Federally-Regulated Consumer Product | 03/08/2017 |  | 03/08/2017
York | York | TPLC060A12MP11 | Natural Gas | Induced Draft | False | False | 1 | False | Down | None | None | Non-Condensing | Step Modulating | Variable-Speed | 0.5 | Premium | 60 | 60000 | 47000 | 1340 | 440 | 59700 | 88 | 80 | 78 | [8 empty] | Federally-Regulated Consumer Product | 03/08/2017 |  | 03/08/2017
York | York | TG8S120C20MP11 | Natural Gas | Induced Draft | False | False | 1 | False | Horizontal | None | None | Non-Condensing | Single-Stage | Multiple-Speed | 1 | Standard |  | 120000 | 96000 | 2338 | 1286 | 115200 | 1150 | 80 | 78 | [8 empty] | Federally-Regulated Consumer Product | 03/08/2017 |  | 03/08/2017
York | Guardian | GG8S060A10MP11 | LPG | Induced Draft | False | False | 1 | False | Up | None | None | Non-Condensing | Single-Stage | Multiple-Speed | 0.33 | Standard |  | 60000 | 48000 | 1004 | 708 | 57700 | 553 | 80 | 78 | [8 empty] | Federally-Regulated Consumer Product | 03/08/2017 |  | 03/08/2017
York | Fraser Johnston | TM9M120D20MP12 | Natural Gas | Induced Draft | False | False | 1 | False | Horizontal |  | None | Condensing | Step Modulating |  | 1 | Standard |  | 120000 | 116000 |  |  | 111200 | 1144 | 97 | 78 | [8 empty] | Federally-Regulated Consumer Product | 03/08/2017 |  | 03/08/2017
York | Luxaire | TM8T080B12MP11 | Natural Gas | Induced Draft | False | False | 1 | False | Down |  | None | Non-Condensing | Two-Stage Modulating |  | 0.33 | Standard |  | 80000 | 63000 |  |  | 77700 | 568 | 80 | 78 | [8 empty] | Federally-Regulated Consumer Product | 03/08/2017 |  | 03/08/2017
York | Coleman | TM9E080B12MP11 | LPG | Induced Draft | False | False | 1 | False | Down |  | None | Condensing | Single-Stage |  | 0.5 | Premium |  | 80000 | 77000 |  |  | 83000 | 382 | 95 | 78 | [8 empty] | Federally-Regulated Consumer Product | 03/08/2017 |  | 03/08/2017
York | Coleman | D6NX048D11006NX | LPG | Induced Draft | False | True | 1 | False | Horizontal |  | None | Non-Condensing | Two-Stage Modulating |  | 1 | Premium |  | 135000 | 108000 |  |  | 114400 | 262 | 80 | 78 | [8 empty] | Federally-Regulated Consumer Product | 03/08/2017 |  | 03/08/2017
York | Evcon | TMLV060A12MP11 | LPG | Induced Draft | False | False | 1 | False | Up |  | None | Non-Condensing | Two-Stage Modulating |  | 0.5 | Premium |  | 60000 | 47000 |  |  | 57000 | 259 | 80 | 78 | [8 empty] | Federally-Regulated Consumer Product | 03/08/2017 |  | 03/08/2017
York | Fraser Johnston | D6NQ060D11006NX | LPG | Induced Draft | False | True | 1 | False | Horizontal |  | None | Non-Condensing | Two-Stage Modulating |  | 1 | Premium |  | 135000 | 108000 |  |  | 114400 | 300 | 80 | 78 | [8 empty] | Federally-Regulated Consumer Product | 03/08/2017 |  | 03/08/2017
York | York | Z33B[D,T]3******** | Natural Gas | Induced Draft | False | True | 3 | False | Horizontal |  | None | Non-Condensing | Step Modulating |  | 10 | Standard |  | 267000 | 213000 | [6 empty] | 80 | 80 | [6 empty] | Federally-Regulated Commercial & Industrial Equipment | 03/08/2017 |  | 03/08/2017
York | Evcon | D7HQ060D11006NX | Natural Gas | Induced Draft | False | True | 1 | False | Down |  | None | Non-Condensing | Two-Stage Modulating |  | 1 | Premium |  | 135000 | 110000 |  |  | 112900 | 413 | 81 | 78 | [8 empty] | Federally-Regulated Consumer Product | 03/08/2017 |  | 03/08/2017
York | Coleman | TPLC120C20MP12 | Natural Gas | Induced Draft | False | False | 1 | False | Up |  | None | Non-Condensing | Step Modulating |  | 1 | Premium |  | 120000 | 95000 |  |  | 115200 | 484 | 80 | 78 | [8 empty] | Federally-Regulated Consumer Product | 03/08/2017 |  | 03/08/2017
York | Coleman | TM9X120D20MP11 | LPG | Induced Draft | False | False | 1 | False | Down | None | None | Condensing | Single-Stage | Multiple-Speed | 0.75 | Premium |  | 120000 | 114000 | 2036 | 671 | 114600 | 816 | 95.5 | 78 | [8 empty] | Federally-Regulated Consumer Product | 03/08/2017 |  | 03/08/2017
York | Evcon | D6NZ060D09006NX | LPG | Induced Draft | False | True | 1 | False | Down |  | None | Non-Condensing | Two-Stage Modulating |  | 1 | Premium |  | 108000 | 87000 |  |  | 94100 | 544 | 80 | 78 | [8 empty] | Federally-Regulated Consumer Product | 03/08/2017 |  | 03/08/2017
York | Evcon | TG9S120D20MP11 | LPG | Induced Draft | False | False | 1 | False | Down | None | None | Condensing | Single-Stage | Multiple-Speed | 1 | Standard |  | 120000 | 116000 | 1977 | 1190 | 112700 | 1311 | 95.5 | 78 | [8 empty] | Federally-Regulated Consumer Product | 03/08/2017 |  | 03/08/2017
York | Evcon | TGLS080B12MP11 | LPG | Induced Draft | False | False | 1 | False | Down | None | None | Non-Condensing | Single-Stage | Multiple-Speed | 0.33 | Standard |  | 80000 | 64000 | 1195 | 620 | 76700 | 793 | 80 | 78 | [8 empty] | Federally-Regulated Consumer Product | 03/08/2017 |  | 03/08/2017
York | Evcon | TM8V080B12MP11 | LPG | Induced Draft | False | False | 1 | False | Down |  | None | Non-Condensing | Two-Stage Modulating |  | 0.5 | Premium |  | 80000 | 63000 |  |  | 75800 | 315 | 80 | 78 | [8 empty] | Federally-Regulated Consumer Product | 03/08/2017 |  | 03/08/2017
York | Evcon | TGLS120C16MP11 | LPG | Induced Draft | False | False | 1 | False | Down | None | None | Non-Condensing | Single-Stage | Multiple-Speed | 0.5 | Standard |  | 120000 | 96000 | 1600 | 1002 | 115100 | 1166 | 80 | 78 | [8 empty] | Federally-Regulated Consumer Product | 03/08/2017 |  | 03/08/2017
York | York | D6NZ042N06506NX | LPG | Induced Draft | False | True | 1 | False | Horizontal |  | None | Non-Condensing | Single-Stage |  | 1 | Premium |  | 80000 | 64000 |  |  | 74700 | 1140 | 80.6 | 78 | [8 empty] | Federally-Regulated Consumer Product | 03/08/2017 |  | 03/08/2017
York | Coleman | TM8X100C20MP11 | Natural Gas | Induced Draft | False | False | 1 | False | Up |  | None | Non-Condensing | Single-Stage |  | 0.75 | Premium |  | 100000 | 80000 |  |  | 97800 | 568 | 80 | 78 | [8 empty] | Federally-Regulated Consumer Product | 03/08/2017 |  | 03/08/2017
York | Luxaire | ZS060*08*F**** | Natural Gas | Induced Draft | False | True | 1 | False | Horizontal |  | None | Non-Condensing | Single-Stage |  | 1.5 | Standard |  | 100000 | 80000 |  |  | 93400 | 1438 | 80.5 | 78 | [8 empty] | Federally-Regulated Consumer Product | 03/08/2017 |  | 03/08/2017
York | Luxaire | TG9S100C20MP11 | Natural Gas | Induced Draft | False | False | 1 | False | Up | None | None | Condensing | Single-Stage | Multiple-Speed | 1 | Standard |  | 100000 | 97000 | 1934 | 1183 | 96600 | 1118 | 95.5 | 78 | [8 empty] | Federally-Regulated Consumer Product | 03/08/2017 |  | 03/08/2017
York | York | TMLT100C20MP11 | LPG | Induced Draft | False | False | 1 | False | Horizontal |  | None | Non-Condensing | Two-Stage Modulating |  | 1 | Standard |  | 100000 | 80000 |  |  | 97200 | 688 | 80 | 78 | [8 empty] | Federally-Regulated Consumer Product | 03/08/2017 |  | 03/08/2017
York | York | TG8S100C16MP11 | Natural Gas | Induced Draft | False | False | 1 | False | Down | None | None | Non-Condensing | Single-Stage | Multiple-Speed | 0.5 | Standard |  | 100000 | 80000 | 1820 | 1012 | 96100 | 930 | 80 | 78 | [8 empty] | Federally-Regulated Consumer Product | 03/08/2017 |  | 03/08/2017
York | Guardian | RGF19080CE16MP12 | LPG | Induced Draft | False | False | 1 | False | Horizontal |  | None | Condensing | Single-Stage |  | 0.5 | Premium |  | 80000 | 77000 |  |  | 82800 | 429 | 95 | 78 | [8 empty] | Federally-Regulated Consumer Product | 03/08/2017 |  | 03/08/2017
York | Johnson Controls | H33D[D,T]3******** | LPG | Induced Draft | False | True | 3 | False | Horizontal |  | None | Non-Condensing | Step Modulating |  | 10 | Standard |  | 267000 | 213000 | [6 empty] | 80 | 80 | [6 empty] | Federally-Regulated Commercial & Industrial Equipment | 03/08/2017 |  | 03/08/2017
York | Fraser Johnston | D7NQ060N11006NX | LPG | Induced Draft | False | True | 1 | False | Down |  | None | Non-Condensing | Single-Stage |  | 1 | Premium |  | 135000 | 109000 |  |  | 116700 | 462 | 81 | 78 | [8 empty] | Federally-Regulated Consumer Product | 03/08/2017 |  | 03/08/2017
York | Johnson Controls | T33A[D,T]3******** | Natural Gas | Induced Draft | False | True | 3 | False | Horizontal |  | None | Non-Condensing | Step Modulating |  | 10 | Standard |  | 267000 | 213000 | [6 empty] | 80 | 80 | [6 empty] | Federally-Regulated Commercial & Industrial Equipment | 03/08/2017 |  | 03/08/2017
York | Evcon | RGF19100CE20MP12 | LPG | Induced Draft | False | False | 1 | False | Horizontal |  | None | Condensing | Single-Stage |  | 0.75 | Premium |  | 100000 | 96000 |  |  | 99800 | 410 | 95 | 78 | [8 empty] | Federally-Regulated Consumer Product | 03/08/2017 |  | 03/08/2017
York | Fraser Johnston | D6NX036N06506NX | LPG | Induced Draft | False | True | 1 | False | Horizontal |  | None | Non-Condensing | Single-Stage |  | 1 | Premium |  | 80000 | 64000 |  |  | 74700 | 1140 | 80.6 | 78 | [8 empty] | Federally-Regulated Consumer Product | 03/08/2017 |  | 03/08/2017
York | York | TMLT100C16MP11 | Natural Gas | Induced Draft | False | False | 1 | False | Down |  | None | Non-Condensing | Two-Stage Modulating |  | 0.5 | Standard |  | 100000 | 80000 |  |  | 96500 | 850 | 80 | 78 | [8 empty] | Federally-Regulated Consumer Product | 03/08/2017 |  | 03/08/2017
York | Luxaire | D6NZ060D11006NX | LPG | Induced Draft | False | True | 1 | False | Horizontal |  | None | Non-Condensing | Two-Stage Modulating |  | 1 | Premium |  | 135000 | 108000 |  |  | 114400 | 262 | 80 | 78 | [8 empty] | Federally-Regulated Consumer Product | 03/08/2017 |  | 03/08/2017
York | Evcon | TG8S080C16MP11 | Natural Gas | Induced Draft | False | False | 1 | False | Up | None | None | Non-Condensing | Single-Stage | Multiple-Speed | 0.5 | Standard |  | 80000 | 64000 | 1602 | 1069 | 75100 | 1168 | 80 | 78 | [8 empty] | Federally-Regulated Consumer Product | 03/08/2017 |  | 03/08/2017
York | York | D7NQ042D09006NX | Natural Gas | Induced Draft | False | True | 1 | False | Horizontal |  | None | Non-Condensing | Two-Stage Modulating |  | 1 | Premium |  | 108000 | 89000 |  |  | 94500 | 338 | 81 | 78 | [8 empty] | Federally-Regulated Consumer Product | 03/08/2017 |  | 03/08/2017
York | Coleman | D6NQ048D09006NX | LPG | Induced Draft | False | True | 1 | False | Down |  | None | Non-Condensing | Two-Stage Modulating |  | 1 | Premium |  | 108000 | 87000 |  |  | 94100 | 287 | 80 | 78 | [8 empty] | Federally-Regulated Consumer Product | 03/08/2017 |  | 03/08/2017
York | Coleman | TG8S060A10MP11 | LPG | Induced Draft | False | False | 1 | False | Horizontal | None | None | Non-Condensing | Single-Stage | Multiple-Speed | 0.33 | Standard |  | 60000 | 48000 | 1004 | 708 | 57700 | 553 | 80 | 78 | [8 empty] | Federally-Regulated Consumer Product | 03/08/2017 |  | 03/08/2017
York | Coleman | TM9X060B12MP11 | LPG | Induced Draft | False | False | 1 | False | Down | None | None | Condensing | Single-Stage | Multiple-Speed | 0.5 | Premium |  | 60000 | 57000 | 1197 | 398 | 49000 | 394 | 95.5 | 78 | [8 empty] | Federally-Regulated Consumer Product | 03/08/2017 |  | 03/08/2017
York | Evcon | TG9S080C16MP11 | LPG | Induced Draft | False | False | 1 | False | Horizontal | None | None | Condensing | Single-Stage | Multiple-Speed | 0.75 | Standard |  | 80000 | 78000 | 1671 | 838 | 80500 | 929 | 95.5 | 78 | [8 empty] | Federally-Regulated Consumer Product | 03/08/2017 |  | 03/08/2017
York | Evcon | D6NX024D05606NX | Natural Gas | Induced Draft | False | True | 1 | False | Horizontal |  | None | Non-Condensing | Two-Stage Modulating |  | 0.5 | Premium |  | 70000 | 56000 |  |  | 57600 | 151 | 80 | 78 | [8 empty] | Federally-Regulated Consumer Product | 03/08/2017 |  | 03/08/2017
York | Evcon | D7NQ048D09006NX | Natural Gas | Induced Draft | False | True | 1 | False | Horizontal |  | None | Non-Condensing | Two-Stage Modulating |  | 1 | Premium |  | 108000 | 89000 |  |  | 94500 | 338 | 81 | 78 | [8 empty] | Federally-Regulated Consumer Product | 03/08/2017 |  | 03/08/2017
York | York | TPLC100C20MP12 | Natural Gas | Induced Draft | False | False | 1 | False | Horizontal |  | None | Non-Condensing | Step Modulating |  | 1 | Premium |  | 100000 | 78000 |  |  | 97500 | 238 | 80 | 78 | [8 empty] | Federally-Regulated Consumer Product | 03/08/2017 |  | 03/08/2017
York | Luxaire | TMLV080C16MP11 | LPG | Induced Draft | False | False | 1 | False | Horizontal |  | None | Non-Condensing | Two-Stage Modulating |  | 0.75 | Premium |  | 80000 | 63000 |  |  | 76900 | 323 | 80 | 78 | [8 empty] | Federally-Regulated Consumer Product | 03/08/2017 |  | 03/08/2017
York | Coleman | TP9C100C16MP12 | LPG | Induced Draft | False | False | 1 | False | Up |  | None | Condensing | Step Modulating |  | 0.75 | Premium |  | 100000 | 97000 |  |  | 96500 | 536 | 97.7 | 78 | [8 empty] | Federally-Regulated Consumer Product | 03/08/2017 |  | 03/08/2017
York | Coleman | TM9T100C20MP11 | LPG | Induced Draft | False | False | 1 | False | Down | None | None | Condensing | Two-Stage Modulating | Multiple-Speed | 1 | Standard |  | 100000 | 96000 | 1934 | 1183 | 96500 | 1015 | 96 | 78 | [8 empty] | Federally-Regulated Consumer Product | 03/08/2017 |  | 03/08/2017
York | Evcon | RGF19080CE16MP12 | Natural Gas | Induced Draft | False | False | 1 | False | Down |  | None | Condensing | Single-Stage |  | 0.5 | Premium |  | 80000 | 77000 |  |  | 82800 | 429 | 95 | 78 | [8 empty] | Federally-Regulated Consumer Product | 03/08/2017 |  | 03/08/2017
York | Coleman | G33B[D,T]5******** | LPG | Induced Draft | False | True | 3 | False | Horizontal |  | None | Non-Condensing | Step Modulating |  | 10 | Standard |  | 533000 | 426000 | [6 empty] | 80 | 80 | [6 empty] | Federally-Regulated Commercial & Industrial Equipment | 03/08/2017 |  | 03/08/2017
York | Luxaire | G33D[D,T]5******** | LPG | Induced Draft | False | True | 3 | False | Horizontal |  | None | Non-Condensing | Step Modulating |  | 10 | Standard |  | 533000 | 426000 | [6 empty] | 80 | 80 | [6 empty] | Federally-Regulated Commercial & Industrial Equipment | 03/08/2017 |  | 03/08/2017
York | Guardian | GG8S060A10MP11 | Natural Gas | Induced Draft | False | False | 1 | False | Down | None | None | Non-Condensing | Single-Stage | Multiple-Speed | 0.33 | Standard |  | 60000 | 48000 | 1004 | 708 | 57700 | 553 | 80 | 78 | [8 empty] | Federally-Regulated Consumer Product | 03/08/2017 |  | 03/08/2017
York | Evcon | RGF19100CE16MP12 | LPG | Induced Draft | False | False | 1 | False | Horizontal |  | None | Condensing | Single-Stage |  | 0.5 | Premium |  | 100000 | 96000 |  |  | 99600 | 463 | 95 | 78 | [8 empty] | Federally-Regulated Consumer Product | 03/08/2017 |  | 03/08/2017
York | Johnson Controls | T33E[D,T]3******** | Natural Gas | Induced Draft | False | True | 3 | False | Horizontal |  | None | Non-Condensing | Step Modulating |  | 10 | Standard |  | 267000 | 213000 | [6 empty] | 80 | 80 | [6 empty] | Federally-Regulated Commercial & Industrial Equipment | 03/08/2017 |  | 03/08/2017
York | Fraser Johnston | D6NZ060N09006NX | Natural Gas | Induced Draft | False | True | 1 | False | Horizontal |  | None | Non-Condensing | Single-Stage |  | 1 | Premium |  | 108000 | 87000 |  |  | 93400 | 1313 | 80.9 | 78 | [8 empty] | Federally-Regulated Consumer Product | 03/08/2017 |  | 03/08/2017
York | York | YPAL050G******** | Natural Gas | Induced Draft | False | True | 3 | False | Horizontal | None | None | Non-Condensing | Step Modulating | Single-Speed | 10 | Standard |  | 375000 | 300000 | [6 empty] | 80 | 80 | [5 empty] | 3 | Federally-Regulated Commercial & Industrial Equipment | 03/08/2017 |  | 03/08/2017
York | Luxaire | ZK036*08*F**** | Natural Gas | Induced Draft | False | True | 1 | False | Down |  | None | Non-Condensing | Single-Stage |  | 1.5 | Standard |  | 100000 | 80000 |  |  | 93400 | 1438 | 80.5 | 78 | [8 empty] | Federally-Regulated Consumer Product | 03/08/2017 |  | 03/08/2017
York | Coleman | D6NY060D11006NX | LPG | Induced Draft | False | True | 1 | False | Horizontal |  | None | Non-Condensing | Two-Stage Modulating |  | 1 | Premium |  | 135000 | 108000 |  |  | 114400 | 300 | 80 | 78 | [8 empty] | Federally-Regulated Consumer Product | 03/08/2017 |  | 03/08/2017
York | Guardian | RGF1L120CE20MP11 | Natural Gas | Induced Draft | False | False | 1 | False | Down |  | None | Non-Condensing | Single-Stage |  | 0.75 | Premium |  | 120000 | 96000 |  |  | 117500 | 635 | 80 | 78 | [8 empty] | Federally-Regulated Consumer Product | 03/08/2017 |  | 03/08/2017
York | York | D7HQ042D09006NX | Natural Gas | Induced Draft | False | True | 1 | False | Horizontal |  | None | Non-Condensing | Two-Stage Modulating |  | 1 | Premium |  | 108000 | 89000 |  |  | 94500 | 338 | 81 | 78 | [8 empty] | Federally-Regulated Consumer Product | 03/08/2017 |  | 03/08/2017
York | Fraser Johnston | D6NZ030N03606NX | LPG | Induced Draft | False | True | 1 | False | Horizontal |  | None | Non-Condensing | Single-Stage |  | 0.75 | Premium |  | 45000 | 36000 |  |  | 37900 | 468 | 80.5 | 78 | [8 empty] | Federally-Regulated Consumer Product | 03/08/2017 |  | 03/08/2017
York | Evcon | RGF19080BE12MP11 | LPG | Induced Draft | False | False | 1 | False | Horizontal |  | None | Condensing | Single-Stage |  | 0.5 | Premium |  | 80000 | 76000 |  |  | 65700 | 408 | 95.5 | 78 | [8 empty] | Federally-Regulated Consumer Product | 03/08/2017 |  | 03/08/2017
York | Fraser Johnston | D6HQ036D05606NX | Natural Gas | Induced Draft | False | True | 1 | False | Horizontal |  | None | Non-Condensing | Two-Stage Modulating |  | 0.75 | Premium |  | 70000 | 56000 |  |  | 58000 | 263 | 80 | 78 | [8 empty] | Federally-Regulated Consumer Product | 03/08/2017 |  | 03/08/2017
York | Coleman | TMLX060A12MP11 | LPG | Induced Draft | False | False | 1 | False | Up |  | None | Non-Condensing | Single-Stage |  | 0.5 | Premium |  | 60000 | 48000 |  |  | 59100 | 243 | 80 | 78 | [8 empty] | Federally-Regulated Consumer Product | 03/08/2017 |  | 03/08/2017
York | Fraser Johnston | TG8S100C16MP11 | Natural Gas | Induced Draft | False | False | 1 | False | Up | None | None | Non-Condensing | Single-Stage | Multiple-Speed | 0.5 | Standard |  | 100000 | 80000 | 1820 | 1012 | 96100 | 930 | 80 | 78 | [8 empty] | Federally-Regulated Consumer Product | 03/08/2017 |  | 03/08/2017
York | Coleman | TM9M080C16MP12 | LPG | Induced Draft | False | False | 1 | False | Down |  | None | Condensing | Step Modulating |  | 0.75 | Standard |  | 80000 | 78000 |  |  | 76300 | 1530 | 97 | 78 | [8 empty] | Federally-Regulated Consumer Product | 03/08/2017 |  | 03/08/2017
York | Fraser Johnston | TG8S060A12MP11 | LPG | Induced Draft | False | False | 1 | False | Up | None | None | Non-Condensing | Single-Stage | Multiple-Speed | 0.33 | Standard |  | 60000 | 48000 | 1275 | 711 | 57400 | 623 | 80 | 78 | [8 empty] | Federally-Regulated Consumer Product | 03/08/2017 |  | 03/08/2017
York | Coleman | D7NX036N09006NX | Natural Gas | Induced Draft | False | True | 1 | False | Down |  | None | Non-Condensing | Single-Stage |  | 1 | Premium |  | 108000 | 88000 |  |  | 96900 | 467 | 81 | 78 | [8 empty] | Federally-Regulated Consumer Product | 03/08/2017 |  | 03/08/2017
York | Evcon | TG9S040A08MP11 | LPG | Induced Draft | False | False | 1 | False | Up | None | None | Condensing | Single-Stage | Multiple-Speed | 0.5 | Standard |  | 40000 | 39000 | 950 | 581 | 31900 | 458 | 95.5 | 78 | [8 empty] | Federally-Regulated Consumer Product | 03/08/2017 |  | 03/08/2017
York | Luxaire | ZK036*04*F**** | LPG | Induced Draft | False | True | 1 | False | Horizontal |  | None | Non-Condensing | Single-Stage |  | 1.5 | Standard |  | 50000 | 40000 |  |  | 38000 | 371 | 80.9 | 78 | [8 empty] | Federally-Regulated Consumer Product | 03/08/2017 |  | 03/08/2017
York | Coleman | TMLT100C20MP11 | Natural Gas | Induced Draft | False | False | 1 | False | Down |  | None | Non-Condensing | Two-Stage Modulating |  | 1 | Standard |  | 100000 | 80000 |  |  | 97200 | 688 | 80 | 78 | [8 empty] | Federally-Regulated Consumer Product | 03/08/2017 |  | 03/08/2017
York | Fraser Johnston | TMLX100C16MP11 | Natural Gas | Induced Draft | False | False | 1 | False | Down |  | None | Non-Condensing | Single-Stage |  | 0.5 | Premium |  | 100000 | 80000 |  |  | 98400 | 431 | 80 | 78 | [8 empty] | Federally-Regulated Consumer Product | 03/08/2017 |  | 03/08/2017
York | York | TGLS100C20MP11 | Natural Gas | Induced Draft | False | False | 1 | False | Horizontal | None | None | Non-Condensing | Single-Stage | Multiple-Speed | 1 | Standard |  | 100000 | 80000 | 2478 | 1307 | 95100 | 1178 | 80 | 78 | [8 empty] | Federally-Regulated Consumer Product | 03/08/2017 |  | 03/08/2017
York | York | YPLC100C16MP12 | Natural Gas | Induced Draft | False | False | 1 | False | Up |  | None | Non-Condensing | Step Modulating |  | 0.75 | Premium |  | 100000 | 78000 |  |  | 97300 | 253 | 80 | 78 | [8 empty] | Federally-Regulated Consumer Product | 03/08/2017 |  | 03/08/2017
York | York | TMLT060A12MP11 | LPG | Induced Draft | False | False | 1 | False | Down |  | None | Non-Condensing | Two-Stage Modulating |  | 0.33 | Standard |  | 60000 | 47000 |  |  | 58100 | 450 | 80 | 78 | [8 empty] | Federally-Regulated Consumer Product | 03/08/2017 |  | 03/08/2017
York | Coleman | TMLT080B12MP11 | Natural Gas | Induced Draft | False | False | 1 | False | Down |  | None | Non-Condensing | Two-Stage Modulating |  | 0.33 | Standard |  | 80000 | 63000 |  |  | 77700 | 568 | 80 | 78 | [8 empty] | Federally-Regulated Consumer Product | 03/08/2017 |  | 03/08/2017
York | Luxaire | TM9T100C16MP11 | LPG | Induced Draft | False | False | 1 | False | Horizontal | None | None | Condensing | Two-Stage Modulating | Multiple-Speed | 0.75 | Standard |  | 100000 | 96000 | 1706 | 819 | 97000 | 874 | 96 | 78 | [8 empty] | Federally-Regulated Consumer Product | 03/08/2017 |  | 03/08/2017
York | York | TMLX080C16MP11 | Natural Gas | Induced Draft | False | False | 1 | False | Up |  | None | Non-Condensing | Single-Stage |  | 0.5 | Premium |  | 80000 | 64000 |  |  | 78300 | 444 | 80 | 78 | [8 empty] | Federally-Regulated Consumer Product | 03/08/2017 |  | 03/08/2017
York | Guardian | GGLS120C20MP11 | LPG | Induced Draft | False | False | 1 | False | Up | None | None | Non-Condensing | Single-Stage | Multiple-Speed | 1 | Standard |  | 120000 | 96000 | 2338 | 1286 | 115200 | 1150 | 80 | 78 | [8 empty] | Federally-Regulated Consumer Product | 03/08/2017 |  | 03/08/2017
York | Coleman | TGLS080C22MP11 | LPG | Induced Draft | False | False | 1 | False | Down | None | None | Non-Condensing | Single-Stage | Multiple-Speed | 1 | Standard |  | 80000 | 64000 | 2448 | 1263 | 74800 | 1234 | 80 | 78 | [8 empty] | Federally-Regulated Consumer Product | 03/08/2017 |  | 03/08/2017
York | York | D7NY060D09006NX | LPG | Induced Draft | False | True | 1 | False | Horizontal |  | None | Non-Condensing | Two-Stage Modulating |  | 1 | Premium |  | 108000 | 89000 |  |  | 94500 | 338 | 81 | 78 | [8 empty] | Federally-Regulated Consumer Product | 03/08/2017 |  | 03/08/2017
York | Fraser Johnston | D7NQ060N09006NX | Natural Gas | Induced Draft | False | True | 1 | False | Horizontal |  | None | Non-Condensing | Single-Stage |  | 1 | Premium |  | 108000 | 88000 |  |  | 96900 | 467 | 81 | 78 | [8 empty] | Federally-Regulated Consumer Product | 03/08/2017 |  | 03/08/2017
York | York | TPLC120C20MP12 | Natural Gas | Induced Draft | False | False | 1 | False | Horizontal |  | None | Non-Condensing | Step Modulating |  | 1 | Premium |  | 120000 | 95000 |  |  | 115200 | 484 | 80 | 78 | [8 empty] | Federally-Regulated Consumer Product | 03/08/2017 |  | 03/08/2017
York | Coleman | CPLC080C16MP12 | Natural Gas | Induced Draft | False | False | 1 | False | Down |  | None | Non-Condensing | Step Modulating |  | 0.75 | Premium |  | 80000 | 62000 |  |  | 77700 | 199 | 80 | 78 | [8 empty] | Federally-Regulated Consumer Product | 03/08/2017 |  | 03/08/2017
York | York | MG9S060B12MP11 | LPG | Induced Draft | False | False | 1 | True | Horizontal |  | None | Condensing | Single-Stage |  | 0.5 | Standard |  | 60000 | 58000 |  |  | 48100 | 650 | 95.5 | 75 | [8 empty] | Federally-Regulated Consumer Product | 03/08/2017 |  | 03/08/2017
York | Guardian | RGF19100CP20MP11 | LPG | Induced Draft | False | False | 1 | False | Horizontal |  | None | Condensing | Single-Stage |  | 1 | Standard |  | 100000 | 97000 |  |  | 96600 | 1161 | 95.5 | 78 | [8 empty] | Federally-Regulated Consumer Product | 03/08/2017 |  | 03/08/2017
York | Johnson Controls | H33E[N,S]3******** | LPG | Induced Draft | False | True | 3 | False | Down |  | None | Non-Condensing | Single-Stage |  | 10 | Standard |  | 267000 | 213000 | [6 empty] | 80 | 80 | [6 empty] | Federally-Regulated Commercial & Industrial Equipment | 03/08/2017 |  | 03/08/2017
York | Coleman | D7HQ030D05606NX | Natural Gas | Induced Draft | False | True | 1 | False | Horizontal |  | None | Non-Condensing | Two-Stage Modulating |  | 0.75 | Premium |  | 70000 | 57000 |  |  | 56100 | 216 | 81 | 78 | [8 empty] | Federally-Regulated Consumer Product | 03/08/2017 |  | 03/08/2017
York | Coleman | D6NZ036N07206NX | Natural Gas | Induced Draft | False | True | 1 | False | Down |  | None | Non-Condensing | Single-Stage |  | 0.75 | Premium |  | 90000 | 72000 |  |  | 75500 | 1056 | 80.1 | 78 | [8 empty] | Federally-Regulated Consumer Product | 03/08/2017 |  | 03/08/2017
York | Evcon | TG8S080C16MP11 | LPG | Induced Draft | False | False | 1 | False | Up | None | None | Non-Condensing | Single-Stage | Multiple-Speed | 0.5 | Standard |  | 80000 | 64000 | 1602 | 1069 | 75100 | 1168 | 80 | 78 | [8 empty] | Federally-Regulated Consumer Product | 03/08/2017 |  | 03/08/2017
York | Fraser Johnston | TG9S100C20MP11 | LPG | Induced Draft | False | False | 1 | False | Up | None | None | Condensing | Single-Stage | Multiple-Speed | 1 | Standard |  | 100000 | 97000 | 1934 | 1183 | 96600 | 1118 | 95.5 | 78 | [8 empty] | Federally-Regulated Consumer Product | 03/08/2017 |  | 03/08/2017
York | York | Z33D[N,S]3******** | LPG | Induced Draft | False | True | 3 | False | Down |  | None | Non-Condensing | Single-Stage |  | 10 | Standard |  | 267000 | 213000 | [6 empty] | 80 | 80 | [6 empty] | Federally-Regulated Commercial & Industrial Equipment | 03/08/2017 |  | 03/08/2017
York | Luxaire | TP9C060B12MP12 | Natural Gas | Induced Draft | False | False | 1 | False | Horizontal |  | None | Condensing | Step Modulating |  | 0.5 | Premium |  | 60000 | 58000 |  |  | 48400 | 241 | 97.5 | 78 | [8 empty] | Federally-Regulated Consumer Product | 03/08/2017 |  | 03/08/2017
York | Fraser Johnston | D6NZ042N06506NX | Natural Gas | Induced Draft | False | True | 1 | False | Horizontal |  | None | Non-Condensing | Single-Stage |  | 1 | Premium |  | 80000 | 64000 |  |  | 74700 | 1140 | 80.6 | 78 | [8 empty] | Federally-Regulated Consumer Product | 03/08/2017 |  | 03/08/2017
York | York | TM9E080C16MP11 | LPG | Induced Draft | False | False | 1 | False | Up |  | None | Condensing | Single-Stage |  | 0.5 | Premium |  | 80000 | 77000 |  |  | 82800 | 429 | 95 | 78 | [8 empty] | Federally-Regulated Consumer Product | 03/08/2017 |  | 03/08/2017
York | York | TG8S100B12MP11 | LPG | Induced Draft | False | False | 1 | False | Horizontal | None | None | Non-Condensing | Single-Stage | Multiple-Speed | 0.33 | Standard |  | 100000 | 80000 | 1223 | 614 | 96100 | 935 | 80 | 78 | [8 empty] | Federally-Regulated Consumer Product | 03/08/2017 |  | 03/08/2017
York | Fraser Johnston | D7NQ024D05606NX | LPG | Induced Draft | False | True | 1 | False | Horizontal |  | None | Non-Condensing | Two-Stage Modulating |  | 0.5 | Premium |  | 70000 | 57000 |  |  | 56100 | 215 | 81 | 78 | [8 empty] | Federally-Regulated Consumer Product | 03/08/2017 |  | 03/08/2017
York | Fraser Johnston | TGLS080B12MP11 | LPG | Induced Draft | False | False | 1 | False | Up | None | None | Non-Condensing | Single-Stage | Multiple-Speed | 0.33 | Standard |  | 80000 | 64000 | 1195 | 620 | 76700 | 793 | 80 | 78 | [8 empty] | Federally-Regulated Consumer Product | 03/08/2017 |  | 03/08/2017
York | Coleman | TG9S080B12MP11 | Natural Gas | Induced Draft | False | False | 1 | False | Down | None | None | Condensing | Single-Stage | Multiple-Speed | 0.5 | Standard |  | 80000 | 78000 | 1370 | 854 | 80600 | 920 | 95.5 | 78 | [8 empty] | Federally-Regulated Consumer Product | 03/08/2017 |  | 03/08/2017
York | Coleman | CP9C120D20MP12 | Natural Gas | Induced Draft | False | False | 1 | False | Horizontal |  | None | Condensing | Step Modulating |  | 1 | Premium |  | 120000 | 116000 |  |  | 112400 | 597 | 98 | 78 | [8 empty] | Federally-Regulated Consumer Product | 03/08/2017 |  | 03/08/2017
York | Luxaire | D6NX048D09006NX | Natural Gas | Induced Draft | False | True | 1 | False | Horizontal |  | None | Non-Condensing | Two-Stage Modulating |  | 1 | Premium |  | 108000 | 87000 |  |  | 94100 | 544 | 80 | 78 | [8 empty] | Federally-Regulated Consumer Product | 03/08/2017 |  | 03/08/2017
York | York | YPAL061F******** | Natural Gas | Induced Draft | False | True | 3 | False | Down | None | None | Non-Condensing | Step Modulating | Single-Speed | 10 | Standard |  | 375000 | 300000 | [6 empty] | 80 | 80 | [5 empty] | 3 | Federally-Regulated Commercial & Industrial Equipment | 03/08/2017 |  | 03/08/2017
York | Evcon | D7NX024N05606NX | Natural Gas | Induced Draft | False | True | 1 | False | Down |  | None | Non-Condensing | Single-Stage |  | 0.5 | Premium |  | 70000 | 57000 |  |  | 58300 | 241 | 81 | 78 | [8 empty] | Federally-Regulated Consumer Product | 03/08/2017 |  | 03/08/2017
York | York | D6HQ048D09006NX | LPG | Induced Draft | False | True | 1 | False | Down |  | None | Non-Condensing | Two-Stage Modulating |  | 1 | Premium |  | 108000 | 87000 |  |  | 94100 | 287 | 80 | 78 | [8 empty] | Federally-Regulated Consumer Product | 03/08/2017 |  | 03/08/2017
York | Fraser Johnston | TG8S080C16MP11 | LPG | Induced Draft | False | False | 1 | False | Horizontal | None | None | Non-Condensing | Single-Stage | Multiple-Speed | 0.5 | Standard |  | 80000 | 64000 | 1602 | 1069 | 75100 | 1168 | 80 | 78 | [8 empty] | Federally-Regulated Consumer Product | 03/08/2017 |  | 03/08/2017
York | Luxaire | G33B[D,T]3******** | LPG | Induced Draft | False | True | 3 | False | Down |  | None | Non-Condensing | Step Modulating |  | 10 | Standard |  | 267000 | 213000 | [6 empty] | 80 | 80 | [6 empty] | Federally-Regulated Commercial & Industrial Equipment | 03/08/2017 |  | 03/08/2017
York | Evcon | TM9E040A10MP11 | LPG | Induced Draft | False | False | 1 | False | Up |  | None | Condensing | Single-Stage |  | 0.5 | Premium |  | 40000 | 38000 |  |  | 33100 | 195 | 95 | 78 | [8 empty] | Federally-Regulated Consumer Product | 03/08/2017 |  | 03/08/2017
York | Luxaire | D6NX024N05606NX | Natural Gas | Induced Draft | False | True | 1 | False | Down |  | None | Non-Condensing | Single-Stage |  | 0.5 | Premium |  | 70000 | 56000 |  |  | 56700 | 764 | 80.2 | 78 | [8 empty] | Federally-Regulated Consumer Product | 03/08/2017 |  | 03/08/2017
York | Coleman | D6NQ024D05606NX | LPG | Induced Draft | False | True | 1 | False | Down |  | None | Non-Condensing | Two-Stage Modulating |  | 0.5 | Premium |  | 70000 | 56000 |  |  | 57600 | 151 | 80 | 78 | [8 empty] | Federally-Regulated Consumer Product | 03/08/2017 |  | 03/08/2017
York | Coleman | X33B[D,T]3******** | Natural Gas | Induced Draft | False | True | 3 | False | Down |  | None | Non-Condensing | Step Modulating |  | 10 | Standard |  | 267000 | 213000 | [6 empty] | 80 | 80 | [6 empty] | Federally-Regulated Commercial & Industrial Equipment | 03/08/2017 |  | 03/08/2017
York | Luxaire | TG8S120C20MP11 | LPG | Induced Draft | False | False | 1 | False | Down | None | None | Non-Condensing | Single-Stage | Multiple-Speed | 1 | Standard |  | 120000 | 96000 | 2338 | 1286 | 115200 | 1150 | 80 | 78 | [8 empty] | Federally-Regulated Consumer Product | 03/08/2017 |  | 03/08/2017
York | Evcon | ZS036*08*F**** | Natural Gas | Induced Draft | False | True | 1 | False | Down |  | None | Non-Condensing | Single-Stage |  | 1.5 | Standard |  | 100000 | 80000 |  |  | 93400 | 1438 | 80.5 | 78 | [8 empty] | Federally-Regulated Consumer Product | 03/08/2017 |  | 03/08/2017
York | York | Z33B[D,T]3******** | LPG | Induced Draft | False | True | 3 | False | Down |  | None | Non-Condensing | Step Modulating |  | 10 | Standard |  | 267000 | 213000 | [6 empty] | 80 | 80 | [6 empty] | Federally-Regulated Commercial & Industrial Equipment | 03/08/2017 |  | 03/08/2017
York | Guardian | RGF19080CE16MP12 | LPG | Induced Draft | False | False | 1 | False | Down |  | None | Condensing | Single-Stage |  | 0.5 | Premium |  | 80000 | 77000 |  |  | 82800 | 429 | 95 | 78 | [8 empty] | Federally-Regulated Consumer Product | 03/08/2017 |  | 03/08/2017
York | York | TGLS130D20MP11 | LPG | Induced Draft | False | False | 1 | False | Horizontal | None | None | Non-Condensing | Single-Stage | Multiple-Speed | 1 | Standard |  | 130000 | 104000 | 2399 | 1324 | 114700 | 1265 | 80 | 78 | [8 empty] | Federally-Regulated Consumer Product | 03/08/2017 |  | 03/08/2017
York | Guardian | GGLS040A08MP11 | Natural Gas | Induced Draft | False | False | 1 | False | Up | None | None | Non-Condensing | Single-Stage | Multiple-Speed | 0.2 | Standard |  | 40000 | 32000 | 717 | 489 | 38300 | 473 | 80 | 78 | [8 empty] | Federally-Regulated Consumer Product | 03/08/2017 |  | 03/08/2017
York | York | D6NQ024N03606NX | Natural Gas | Induced Draft | False | True | 1 | False | Horizontal |  | None | Non-Condensing | Single-Stage |  | 0.5 | Premium |  | 45000 | 36000 |  |  | 37900 | 468 | 80.2 | 78 | [8 empty] | Federally-Regulated Consumer Product | 03/08/2017 |  | 03/08/2017
York | Luxaire | G33A[D,T]3******** | LPG | Induced Draft | False | True | 3 | False | Down |  | None | Non-Condensing | Step Modulating |  | 10 | Standard |  | 267000 | 213000 | [6 empty] | 80 | 80 | [6 empty] | Federally-Regulated Commercial & Industrial Equipment | 03/08/2017 |  | 03/08/2017
York | York | D6NX036N06506NX | LPG | Induced Draft | False | True | 1 | False | Down |  | None | Non-Condensing | Single-Stage |  | 1 | Premium |  | 80000 | 64000 |  |  | 74700 | 1140 | 80.6 | 78 | [8 empty] | Federally-Regulated Consumer Product | 03/08/2017 |  | 03/08/2017
York | Evcon | D6NX048D11006NX | Natural Gas | Induced Draft | False | True | 1 | False | Down |  | None | Non-Condensing | Two-Stage Modulating |  | 1 | Premium |  | 135000 | 108000 |  |  | 114400 | 262 | 80 | 78 | [8 empty] | Federally-Regulated Consumer Product | 03/08/2017 |  | 03/08/2017
York | York | TM9E080B12MP11 | Natural Gas | Induced Draft | False | False | 1 | False | Horizontal |  | None | Condensing | Single-Stage |  | 0.5 | Premium |  | 80000 | 77000 |  |  | 83000 | 382 | 95 | 78 | [8 empty] | Federally-Regulated Consumer Product | 03/08/2017 |  | 03/08/2017
York | Luxaire | TM9V080C16MP11 | Natural Gas | Induced Draft | False | False | 1 | False | Up | None | None | Condensing | Two-Stage Modulating | Variable-Speed | 0.75 | Premium | 60 | 80000 | 77000 | 1787 | 544 | 79000 | 273 | 96 | 78 | [8 empty] | Federally-Regulated Consumer Product | 03/08/2017 |  | 03/08/2017
York | Coleman | TM8V080C16MP11 | LPG | Induced Draft | False | False | 1 | False | Down |  | None | Non-Condensing | Two-Stage Modulating |  | 0.75 | Premium |  | 80000 | 63000 |  |  | 76900 | 323 | 80 | 78 | [8 empty] | Federally-Regulated Consumer Product | 03/08/2017 |  | 03/08/2017
York | York | TMLT080C16MP11 | Natural Gas | Induced Draft | False | False | 1 | False | Down |  | None | Non-Condensing | Two-Stage Modulating |  | 0.5 | Standard |  | 80000 | 63000 |  |  | 77500 | 607 | 80 | 78 | [8 empty] | Federally-Regulated Consumer Product | 03/08/2017 |  | 03/08/2017
York | Coleman | TP9C100C20MP12 | LPG | Induced Draft | False | False | 1 | False | Down |  | None | Condensing | Step Modulating |  | 1 | Premium |  | 100000 | 97000 |  |  | 96400 | 558 | 97.7 | 78 | [8 empty] | Federally-Regulated Consumer Product | 03/08/2017 |  | 03/08/2017
York | Evcon | TGLS120C20MP11 | Natural Gas | Induced Draft | False | False | 1 | False | Down | None | None | Non-Condensing | Single-Stage | Multiple-Speed | 1 | Standard |  | 120000 | 96000 | 2338 | 1286 | 115200 | 1150 | 80 | 78 | [8 empty] | Federally-Regulated Consumer Product | 03/08/2017 |  | 03/08/2017
York | York | D7NQ048D11006NX | LPG | Induced Draft | False | True | 1 | False | Horizontal |  | None | Non-Condensing | Two-Stage Modulating |  | 1 | Premium |  | 135000 | 110000 |  |  | 112900 | 413 | 81 | 78 | [8 empty] | Federally-Regulated Consumer Product | 03/08/2017 |  | 03/08/2017
York | York | D7NX024N03606NX | LPG | Induced Draft | False | True | 1 | False | Down |  | None | Non-Condensing | Single-Stage |  | 0.5 | Premium |  | 45000 | 37000 |  |  | 38700 | 201 | 81 | 78 | [8 empty] | Federally-Regulated Consumer Product | 03/08/2017 |  | 03/08/2017
York | Luxaire | TM9X080B12MP11 | Natural Gas | Induced Draft | False | False | 1 | False | Down | None | None | Condensing | Single-Stage | Multiple-Speed | 0.5 | Premium |  | 80000 | 76000 | 1221 | 403 | 65700 | 408 | 95.5 | 78 | [8 empty] | Federally-Regulated Consumer Product | 03/08/2017 |  | 03/08/2017
York | Evcon | D6NQ036D05606NX | Natural Gas | Induced Draft | False | True | 1 | False | Down |  | None | Non-Condensing | Two-Stage Modulating |  | 0.75 | Premium |  | 70000 | 56000 |  |  | 58000 | 263 | 80 | 78 | [8 empty] | Federally-Regulated Consumer Product | 03/08/2017 |  | 03/08/2017
York | Evcon | D7NX048D09006NX | LPG | Induced Draft | False | True | 1 | False | Down |  | None | Non-Condensing | Two-Stage Modulating |  | 1 | Premium |  | 108000 | 89000 |  |  | 94500 | 338 | 81 | 78 | [8 empty] | Federally-Regulated Consumer Product | 03/08/2017 |  | 03/08/2017
York | York | ZF060*10*1**** | LPG | Induced Draft | False | True | 1 | False | Horizontal |  | None | Non-Condensing | Single-Stage |  | 1.5 | Standard |  | 125000 | 100000 |  |  | 117500 | 510 | 80.3 | 78 | [8 empty] | Federally-Regulated Consumer Product | 03/08/2017 |  | 03/08/2017
York | Coleman | D6HQ060D11006NX | LPG | Induced Draft | False | True | 1 | False | Down |  | None | Non-Condensing | Two-Stage Modulating |  | 1 | Premium |  | 135000 | 108000 |  |  | 114400 | 300 | 80 | 78 | [8 empty] | Federally-Regulated Consumer Product | 03/08/2017 |  | 03/08/2017
York | Evcon | ZK036*04*F**** | LPG | Induced Draft | False | True | 1 | False | Horizontal |  | None | Non-Condensing | Single-Stage |  | 1.5 | Standard |  | 50000 | 40000 |  |  | 38000 | 371 | 80.9 | 78 | [8 empty] | Federally-Regulated Consumer Product | 03/08/2017 |  | 03/08/2017
York | Coleman | TM9T100C16MP11 | Natural Gas | Induced Draft | False | False | 1 | False | Horizontal | None | None | Condensing | Two-Stage Modulating | Multiple-Speed | 0.75 | Standard |  | 100000 | 96000 | 1706 | 819 | 97000 | 874 | 96 | 78 | [8 empty] | Federally-Regulated Consumer Product | 03/08/2017 |  | 03/08/2017
York | Coleman | D6NZ024N03606NX | LPG | Induced Draft | False | True | 1 | False | Horizontal |  | None | Non-Condensing | Single-Stage |  | 0.5 | Premium |  | 45000 | 36000 |  |  | 37900 | 468 | 80.2 | 78 | [8 empty] | Federally-Regulated Consumer Product | 03/08/2017 |  | 03/08/2017
York | Evcon | TPLC080C16MP12 | Natural Gas | Induced Draft | False | False | 1 | False | Up |  | None | Non-Condensing | Step Modulating |  | 0.75 | Premium |  | 80000 | 62000 |  |  | 77700 | 199 | 80 | 78 | [8 empty] | Federally-Regulated Consumer Product | 03/08/2017 |  | 03/08/2017
York | York | TM8T100C16MP11 | Natural Gas | Induced Draft | False | False | 1 | False | Down |  | None | Non-Condensing | Two-Stage Modulating |  | 0.5 | Standard |  | 100000 | 80000 |  |  | 96500 | 850 | 80 | 78 | [8 empty] | Federally-Regulated Consumer Product | 03/08/2017 |  | 03/08/2017
York | Fraser Johnston | TGLS100B12MP11 | Natural Gas | Induced Draft | False | False | 1 | False | Down | None | None | Non-Condensing | Single-Stage | Multiple-Speed | 0.33 | Standard |  | 100000 | 80000 | 1223 | 614 | 96100 | 935 | 80 | 78 | [8 empty] | Federally-Regulated Consumer Product | 03/08/2017 |  | 03/08/2017
York | Evcon | TM9X120D20MP11 | Natural Gas | Induced Draft | False | False | 1 | False | Up | None | None | Condensing | Single-Stage | Multiple-Speed | 0.75 | Premium |  | 120000 | 114000 | 2036 | 671 | 114600 | 816 | 95.5 | 78 | [8 empty] | Federally-Regulated Consumer Product | 03/08/2017 |  | 03/08/2017
York | Evcon | TM9T080B12MP11 | Natural Gas | Induced Draft | False | False | 1 | False | Horizontal | None | None | Condensing | Two-Stage Modulating | Multiple-Speed | 0.5 | Standard |  | 80000 | 77000 | 1370 | 854 | 81300 | 588 | 96 | 78 | [8 empty] | Federally-Regulated Consumer Product | 03/08/2017 |  | 03/08/2017
York | Luxaire | TM9X040A10MP11 | LPG | Induced Draft | False | False | 1 | False | Horizontal |  | None | Condensing | Single-Stage |  | 0.5 | Premium |  | 40000 | 38000 |  |  | 32700 | 256 | 95.5 | 78 | [8 empty] | Federally-Regulated Consumer Product | 03/08/2017 |  | 03/08/2017
York | York | TPLC080B12MP11 | LPG | Induced Draft | False | False | 1 | False | Horizontal | None | None | Non-Condensing | Step Modulating | Variable-Speed | 0.5 | Premium | 60 | 80000 | 62000 | 1290 | 380 | 79600 | 124 | 80 | 78 | [8 empty] | Federally-Regulated Consumer Product | 03/08/2017 |  | 03/08/2017
York | Evcon | TG9S080C16MP11 | LPG | Induced Draft | False | False | 1 | False | Down | None | None | Condensing | Single-Stage | Multiple-Speed | 0.75 | Standard |  | 80000 | 78000 | 1671 | 838 | 80500 | 929 | 95.5 | 78 | [8 empty] | Federally-Regulated Consumer Product | 03/08/2017 |  | 03/08/2017
York | Fraser Johnston | TPLC080B12MP12 | Natural Gas | Induced Draft | False | False | 1 | False | Horizontal |  | None | Non-Condensing | Step Modulating |  | 0.5 | Premium |  | 80000 | 62000 |  |  | 77900 | 235 | 80 | 78 | [8 empty] | Federally-Regulated Consumer Product | 03/08/2017 |  | 03/08/2017
York | Luxaire | ZS048*06*F**** | LPG | Induced Draft | False | True | 1 | False | Horizontal |  | None | Non-Condensing | Single-Stage |  | 1.5 | Standard |  | 75000 | 60000 |  |  | 57700 | 396 | 80.9 | 78 | [8 empty] | Federally-Regulated Consumer Product | 03/08/2017 |  | 03/08/2017
York | Evcon | TM8T080B12MP11 | LPG | Induced Draft | False | False | 1 | False | Down |  | None | Non-Condensing | Two-Stage Modulating |  | 0.33 | Standard |  | 80000 | 63000 |  |  | 77700 | 568 | 80 | 78 | [8 empty] | Federally-Regulated Consumer Product | 03/08/2017 |  | 03/08/2017
York | York | D7NQ030D05606NX | LPG | Induced Draft | False | True | 1 | False | Down |  | None | Non-Condensing | Two-Stage Modulating |  | 0.75 | Premium |  | 70000 | 57000 |  |  | 56100 | 216 | 81 | 78 | [8 empty] | Federally-Regulated Consumer Product | 03/08/2017 |  | 03/08/2017
York | York | D6NZ036N03606NX | LPG | Induced Draft | False | True | 1 | False | Down |  | None | Non-Condensing | Single-Stage |  | 0.75 | Premium |  | 45000 | 36000 |  |  | 37300 | 590 | 80.4 | 78 | [8 empty] | Federally-Regulated Consumer Product | 03/08/2017 |  | 03/08/2017
York | York | TM8T080B12MP11 | LPG | Induced Draft | False | False | 1 | False | Horizontal |  | None | Non-Condensing | Two-Stage Modulating |  | 0.33 | Standard |  | 80000 | 63000 |  |  | 77700 | 568 | 80 | 78 | [8 empty] | Federally-Regulated Consumer Product | 03/08/2017 |  | 03/08/2017
York | Evcon | D6NQ060D11006NX | LPG | Induced Draft | False | True | 1 | False | Horizontal |  | None | Non-Condensing | Two-Stage Modulating |  | 1 | Premium |  | 135000 | 108000 |  |  | 114400 | 300 | 80 | 78 | [8 empty] | Federally-Regulated Consumer Product | 03/08/2017 |  | 03/08/2017
York | York | TM8T060A12MP11 | Natural Gas | Induced Draft | False | False | 1 | False | Horizontal |  | None | Non-Condensing | Two-Stage Modulating |  | 0.33 | Standard |  | 60000 | 47000 |  |  | 58100 | 450 | 80 | 78 | [8 empty] | Federally-Regulated Consumer Product | 03/08/2017 |  | 03/08/2017
York | Fraser Johnston | TG8S060A12MP11 | LPG | Induced Draft | False | False | 1 | False | Down | None | None | Non-Condensing | Single-Stage | Multiple-Speed | 0.33 | Standard |  | 60000 | 48000 | 1275 | 711 | 57400 | 623 | 80 | 78 | [8 empty] | Federally-Regulated Consumer Product | 03/08/2017 |  | 03/08/2017
York | Evcon | D7NQ048N11006NX | Natural Gas | Induced Draft | False | True | 1 | False | Down |  | None | Non-Condensing | Single-Stage |  | 1 | Premium |  | 135000 | 109000 |  |  | 116700 | 462 | 81 | 78 | [8 empty] | Federally-Regulated Consumer Product | 03/08/2017 |  | 03/08/2017
York | York | D6NY060D09006NX | LPG | Induced Draft | False | True | 1 | False | Horizontal |  | None | Non-Condensing | Two-Stage Modulating |  | 1 | Premium |  | 108000 | 87000 |  |  | 94100 | 287 | 80 | 78 | [8 empty] | Federally-Regulated Consumer Product | 03/08/2017 |  | 03/08/2017
York | Coleman | TM9T120D20MP11 | LPG | Induced Draft | False | False | 1 | False | Down | None | None | Condensing | Two-Stage Modulating | Multiple-Speed | 1 | Standard |  | 120000 | 115000 | 1977 | 1190 | 113900 | 801 | 96 | 78 | [8 empty] | Federally-Regulated Consumer Product | 03/08/2017 |  | 03/08/2017
York | Luxaire | D6NZ036D07206NX | Natural Gas | Induced Draft | False | True | 1 | False | Down |  | None | Non-Condensing | Two-Stage Modulating |  | 0.75 | Premium |  | 90000 | 72000 |  |  | 74700 | 273 | 80 | 78 | [8 empty] | Federally-Regulated Consumer Product | 03/08/2017 |  | 03/08/2017
York | Guardian | RGF19120DE20MP12 | LPG | Induced Draft | False | False | 1 | False | Horizontal |  | None | Condensing | Single-Stage |  | 0.75 | Premium |  | 120000 | 114000 |  |  | 115900 | 624 | 95 | 78 | [8 empty] | Federally-Regulated Consumer Product | 03/08/2017 |  | 03/08/2017
York | Coleman | TG9S080C22MP11 | Natural Gas | Induced Draft | False | False | 1 | False | Down | None | None | Condensing | Single-Stage | Multiple-Speed | 1 | Standard |  | 80000 | 78000 | 2162 | 1285 | 80400 | 966 | 95.5 | 78 | [8 empty] | Federally-Regulated Consumer Product | 03/08/2017 |  | 03/08/2017
York | Guardian | RGF19100CE20MP12 | Natural Gas | Induced Draft | False | False | 1 | False | Down |  | None | Condensing | Single-Stage |  | 0.75 | Premium |  | 100000 | 96000 |  |  | 99800 | 410 | 95 | 78 | [8 empty] | Federally-Regulated Consumer Product | 03/08/2017 |  | 03/08/2017
York | Fraser Johnston | TGLS100C16MP11 | Natural Gas | Induced Draft | False | False | 1 | False | Up | None | None | Non-Condensing | Single-Stage | Multiple-Speed | 0.5 | Standard |  | 100000 | 80000 | 1820 | 1012 | 96100 | 930 | 80 | 78 | [8 empty] | Federally-Regulated Consumer Product | 03/08/2017 |  | 03/08/2017
York | Guardian | GGLS120C16MP11 | Natural Gas | Induced Draft | False | False | 1 | False | Down | None | None | Non-Condensing | Single-Stage | Multiple-Speed | 0.5 | Standard |  | 120000 | 96000 | 1600 | 1002 | 115100 | 1166 | 80 | 78 | [8 empty] | Federally-Regulated Consumer Product | 03/08/2017 |  | 03/08/2017
York | Luxaire | TM9T080B12MP11 | Natural Gas | Induced Draft | False | False | 1 | False | Up | None | None | Condensing | Two-Stage Modulating | Multiple-Speed | 0.5 | Standard |  | 80000 | 77000 | 1370 | 854 | 81300 | 588 | 96 | 78 | [8 empty] | Federally-Regulated Consumer Product | 03/08/2017 |  | 03/08/2017
York | Fraser Johnston | TG8S060A10MP11 | LPG | Induced Draft | False | False | 1 | False | Up | None | None | Non-Condensing | Single-Stage | Multiple-Speed | 0.33 | Standard |  | 60000 | 48000 | 1004 | 708 | 57700 | 553 | 80 | 78 | [8 empty] | Federally-Regulated Consumer Product | 03/08/2017 |  | 03/08/2017
York | Coleman | MG9S100C16MP11 | Natural Gas | Induced Draft | False | False | 1 | True | Down |  | None | Condensing | Single-Stage |  | 0.75 | Standard |  | 100000 | 97000 |  |  | 96400 | 1200 | 95.5 | 75 | [8 empty] | Federally-Regulated Consumer Product | 03/08/2017 |  | 03/08/2017
York | Evcon | TMLV080B12MP11 | LPG | Induced Draft | False | False | 1 | False | Down |  | None | Non-Condensing | Two-Stage Modulating |  | 0.5 | Premium |  | 80000 | 63000 |  |  | 75800 | 315 | 80 | 78 | [8 empty] | Federally-Regulated Consumer Product | 03/08/2017 |  | 03/08/2017
York | Luxaire | TP9C100C16MP12 | Natural Gas | Induced Draft | False | False | 1 | False | Horizontal |  | None | Condensing | Step Modulating |  | 0.75 | Premium |  | 100000 | 97000 |  |  | 96500 | 536 | 97.7 | 78 | [8 empty] | Federally-Regulated Consumer Product | 03/08/2017 |  | 03/08/2017
York | Luxaire | D6NX036N06506NX | LPG | Induced Draft | False | True | 1 | False | Horizontal |  | None | Non-Condensing | Single-Stage |  | 1 | Premium |  | 80000 | 64000 |  |  | 74700 | 1140 | 80.6 | 78 | [8 empty] | Federally-Regulated Consumer Product | 03/08/2017 |  | 03/08/2017
York | Luxaire | ZK036*04*F**** | LPG | Induced Draft | False | True | 1 | False | Down |  | None | Non-Condensing | Single-Stage |  | 1.5 | Standard |  | 50000 | 40000 |  |  | 38000 | 371 | 80.9 | 78 | [8 empty] | Federally-Regulated Consumer Product | 03/08/2017 |  | 03/08/2017
York | Evcon | D6NZ042N09006NX | LPG | Induced Draft | False | True | 1 | False | Horizontal |  | None | Non-Condensing | Single-Stage |  | 1 | Premium |  | 108000 | 87000 |  |  | 94400 | 1124 | 80.8 | 78 | [8 empty] | Federally-Regulated Consumer Product | 03/08/2017 |  | 03/08/2017
York | Johnson Controls | V33E[D,T]3******** | LPG | Induced Draft | False | True | 3 | False | Down |  | None | Non-Condensing | Step Modulating |  | 10 | Standard |  | 267000 | 213000 | [6 empty] | 80 | 80 | [6 empty] | Federally-Regulated Commercial & Industrial Equipment | 03/08/2017 |  | 03/08/2017
York | Fraser Johnston | TG9S060B12MP11 | Natural Gas | Induced Draft | False | False | 1 | False | Down | None | None | Condensing | Single-Stage | Multiple-Speed | 0.5 | Standard |  | 60000 | 58000 | 1243 | 713 | 48100 | 622 | 95.5 | 78 | [8 empty] | Federally-Regulated Consumer Product | 03/08/2017 |  | 03/08/2017
York | York | D7NQ060N09006NX | Natural Gas | Induced Draft | False | True | 1 | False | Horizontal |  | None | Non-Condensing | Single-Stage |  | 1 | Premium |  | 108000 | 88000 |  |  | 96900 | 467 | 81 | 78 | [8 empty] | Federally-Regulated Consumer Product | 03/08/2017 |  | 03/08/2017
York | York | D7HQ042D09006NX | LPG | Induced Draft | False | True | 1 | False | Horizontal |  | None | Non-Condensing | Two-Stage Modulating |  | 1 | Premium |  | 108000 | 89000 |  |  | 94500 | 338 | 81 | 78 | [8 empty] | Federally-Regulated Consumer Product | 03/08/2017 |  | 03/08/2017
York | Guardian | RGF1L100CE16MP11 | Natural Gas | Induced Draft | False | False | 1 | False | Up |  | None | Non-Condensing | Single-Stage |  | 0.5 | Premium |  | 100000 | 80000 |  |  | 98400 | 431 | 80 | 78 | [8 empty] | Federally-Regulated Consumer Product | 03/08/2017 |  | 03/08/2017
York | York | TM9E100C20MP11 | Natural Gas | Induced Draft | False | False | 1 | False | Horizontal |  | None | Condensing | Single-Stage |  | 0.75 | Premium |  | 100000 | 96000 |  |  | 99800 | 410 | 95 | 78 | [8 empty] | Federally-Regulated Consumer Product | 03/08/2017 |  | 03/08/2017
York | Luxaire | TM8X100C16MP11 | Natural Gas | Induced Draft | False | False | 1 | False | Up |  | None | Non-Condensing | Single-Stage |  | 0.5 | Premium |  | 100000 | 80000 |  |  | 98400 | 431 | 80 | 78 | [8 empty] | Federally-Regulated Consumer Product | 03/08/2017 |  | 03/08/2017
York | York | TM9M100C16MP12 | LPG | Induced Draft | False | False | 1 | False | Up |  | None | Condensing | Step Modulating |  | 0.75 | Standard |  | 100000 | 97000 |  |  | 93000 | 1500 | 97 | 78 | [8 empty] | Federally-Regulated Consumer Product | 03/08/2017 |  | 03/08/2017
York | Luxaire | TGLS100C20MP11 | LPG | Induced Draft | False | False | 1 | False | Down | None | None | Non-Condensing | Single-Stage | Multiple-Speed | 1 | Standard |  | 100000 | 80000 | 2478 | 1307 | 95100 | 1178 | 80 | 78 | [8 empty] | Federally-Regulated Consumer Product | 03/08/2017 |  | 03/08/2017
York | Luxaire | G33B[D,T]5******** | LPG | Induced Draft | False | True | 3 | False | Horizontal |  | None | Non-Condensing | Step Modulating |  | 10 | Standard |  | 533000 | 426000 | [6 empty] | 80 | 80 | [6 empty] | Federally-Regulated Commercial & Industrial Equipment | 03/08/2017 |  | 03/08/2017
York | York | TG9S080C22MP11 | Natural Gas | Induced Draft | False | False | 1 | False | Horizontal | None | None | Condensing | Single-Stage | Multiple-Speed | 1 | Standard |  | 80000 | 78000 | 2162 | 1285 | 80400 | 966 | 95.5 | 78 | [8 empty] | Federally-Regulated Consumer Product | 03/08/2017 |  | 03/08/2017
York | Luxaire | TPLC100C16MP12 | Natural Gas | Induced Draft | False | False | 1 | False | Horizontal |  | None | Non-Condensing | Step Modulating |  | 0.75 | Premium |  | 100000 | 78000 |  |  | 97300 | 253 | 80 | 78 | [8 empty] | Federally-Regulated Consumer Product | 03/08/2017 |  | 03/08/2017
York | Evcon | RGF1L100CP16MP11 | Natural Gas | Induced Draft | False | False | 1 | False | Up |  | None | Non-Condensing | Single-Stage |  | 0.5 | Standard |  | 100000 | 80000 |  |  | 96100 | 972 | 80 | 78 | [8 empty] | Federally-Regulated Consumer Product | 03/08/2017 |  | 03/08/2017
York | Fraser Johnston | TMLV100C16MP11 | Natural Gas | Induced Draft | False | False | 1 | False | Down |  | None | Non-Condensing | Two-Stage Modulating |  | 0.75 | Premium |  | 100000 | 80000 |  |  | 94700 | 368 | 80 | 78 | [8 empty] | Federally-Regulated Consumer Product | 03/08/2017 |  | 03/08/2017
York | Evcon | TM9X080B12MP11 | Natural Gas | Induced Draft | False | False | 1 | False | Horizontal | None | None | Condensing | Single-Stage | Multiple-Speed | 0.5 | Premium |  | 80000 | 76000 | 1221 | 403 | 65700 | 408 | 95.5 | 78 | [8 empty] | Federally-Regulated Consumer Product | 03/08/2017 |  | 03/08/2017
York | Coleman | TM8X080B12MP11 | LPG | Induced Draft | False | False | 1 | False | Up |  | None | Non-Condensing | Single-Stage |  | 0.5 | Premium |  | 80000 | 64000 |  |  | 78600 | 379 | 80 | 78 | [8 empty] | Federally-Regulated Consumer Product | 03/08/2017 |  | 03/08/2017
York | Fraser Johnston | TGLS040A08MP11 | LPG | Induced Draft | False | False | 1 | False | Up | None | None | Non-Condensing | Single-Stage | Multiple-Speed | 0.2 | Standard |  | 40000 | 32000 | 717 | 489 | 38300 | 473 | 80 | 78 | [8 empty] | Federally-Regulated Consumer Product | 03/08/2017 |  | 03/08/2017
York | Fraser Johnston | D7HQ036D07206NX | Natural Gas | Induced Draft | False | True | 1 | False | Horizontal |  | None | Non-Condensing | Two-Stage Modulating |  | 0.75 | Premium |  | 90000 | 74000 |  |  | 73500 | 341 | 81 | 78 | [8 empty] | Federally-Regulated Consumer Product | 03/08/2017 |  | 03/08/2017
York | Fraser Johnston | TPLC100C16MP12 | Natural Gas | Induced Draft | False | False | 1 | False | Up |  | None | Non-Condensing | Step Modulating |  | 0.75 | Premium |  | 100000 | 78000 |  |  | 97300 | 253 | 80 | 78 | [8 empty] | Federally-Regulated Consumer Product | 03/08/2017 |  | 03/08/2017
York | Johnson Controls | V33B[D,T]3******** | Natural Gas | Induced Draft | False | True | 3 | False | Down |  | None | Non-Condensing | Step Modulating |  | 10 | Standard |  | 267000 | 213000 | [6 empty] | 80 | 80 | [6 empty] | Federally-Regulated Commercial & Industrial Equipment | 03/08/2017 |  | 03/08/2017
York | Evcon | RGF1L080BP12MP11 | Natural Gas | Induced Draft | False | False | 1 | False | Horizontal |  | None | Non-Condensing | Single-Stage |  | 0.33 | Standard |  | 80000 | 64000 |  |  | 76800 | 831 | 80 | 78 | [8 empty] | Federally-Regulated Consumer Product | 03/08/2017 |  | 03/08/2017
York | Coleman | D6HQ048D09006NX | LPG | Induced Draft | False | True | 1 | False | Horizontal |  | None | Non-Condensing | Two-Stage Modulating |  | 1 | Premium |  | 108000 | 87000 |  |  | 94100 | 287 | 80 | 78 | [8 empty] | Federally-Regulated Consumer Product | 03/08/2017 |  | 03/08/2017
York | Fraser Johnston | D7HQ030D05606NX | LPG | Induced Draft | False | True | 1 | False | Down |  | None | Non-Condensing | Two-Stage Modulating |  | 0.75 | Premium |  | 70000 | 57000 |  |  | 56100 | 216 | 81 | 78 | [8 empty] | Federally-Regulated Consumer Product | 03/08/2017 |  | 03/08/2017
York | Guardian | RGF1L080BE12MP11 | Natural Gas | Induced Draft | False | False | 1 | False | Up |  | None | Non-Condensing | Single-Stage |  | 0.5 | Premium |  | 80000 | 64000 |  |  | 78600 | 379 | 80 | 78 | [8 empty] | Federally-Regulated Consumer Product | 03/08/2017 |  | 03/08/2017
York | Luxaire | TM8V080C16MP11 | Natural Gas | Induced Draft | False | False | 1 | False | Down |  | None | Non-Condensing | Two-Stage Modulating |  | 0.75 | Premium |  | 80000 | 63000 |  |  | 76900 | 323 | 80 | 78 | [8 empty] | Federally-Regulated Consumer Product | 03/08/2017 |  | 03/08/2017
York | York | MG9S080C16MP11 | Natural Gas | Induced Draft | False | False | 1 | True | Up |  | None | Condensing | Single-Stage |  | 0.75 | Standard |  | 80000 | 78000 |  |  | 80500 | 968 | 95.5 | 75 | [8 empty] | Federally-Regulated Consumer Product | 03/08/2017 |  | 03/08/2017
York | Coleman | D6NZ036N05606NX | LPG | Induced Draft | False | True | 1 | False | Horizontal |  | None | Non-Condensing | Single-Stage |  | 0.75 | Premium |  | 70000 | 56000 |  |  | 56200 | 876 | 80.2 | 78 | [8 empty] | Federally-Regulated Consumer Product | 03/08/2017 |  | 03/08/2017
York | Evcon | D7NQ036N03606NX | Natural Gas | Induced Draft | False | True | 1 | False | Horizontal |  | None | Non-Condensing | Single-Stage |  | 0.75 | Premium |  | 45000 | 36000 |  |  | 38500 | 238 | 81 | 78 | [8 empty] | Federally-Regulated Consumer Product | 03/08/2017 |  | 03/08/2017
York | Evcon | TPLC100C16MP12 | Natural Gas | Induced Draft | False | False | 1 | False | Horizontal |  | None | Non-Condensing | Step Modulating |  | 0.75 | Premium |  | 100000 | 78000 |  |  | 97300 | 253 | 80 | 78 | [8 empty] | Federally-Regulated Consumer Product | 03/08/2017 |  | 03/08/2017
York | York | D7NQ024D05606NX | Natural Gas | Induced Draft | False | True | 1 | False | Horizontal |  | None | Non-Condensing | Two-Stage Modulating |  | 0.5 | Premium |  | 70000 | 57000 |  |  | 56100 | 215 | 81 | 78 | [8 empty] | Federally-Regulated Consumer Product | 03/08/2017 |  | 03/08/2017
York | Luxaire | D7NQ048D11006NX | Natural Gas | Induced Draft | False | True | 1 | False | Horizontal |  | None | Non-Condensing | Two-Stage Modulating |  | 1 | Premium |  | 135000 | 110000 |  |  | 112900 | 413 | 81 | 78 | [8 empty] | Federally-Regulated Consumer Product | 03/08/2017 |  | 03/08/2017
York | Coleman | TM9E100C20MP11 | LPG | Induced Draft | False | False | 1 | False | Down |  | None | Condensing | Single-Stage |  | 0.75 | Premium |  | 100000 | 96000 |  |  | 99800 | 410 | 95 | 78 | [8 empty] | Federally-Regulated Consumer Product | 03/08/2017 |  | 03/08/2017
York | Johnson Controls | S33E[D,T]5******** | Natural Gas | Induced Draft | False | True | 3 | False | Down |  | None | Non-Condensing | Step Modulating |  | 10 | Standard |  | 533000 | 426000 | [6 empty] | 80 | 80 | [6 empty] | Federally-Regulated Commercial & Industrial Equipment | 03/08/2017 |  | 03/08/2017
York | Coleman | D6NQ060D09006NX | Natural Gas | Induced Draft | False | True | 1 | False | Horizontal |  | None | Non-Condensing | Two-Stage Modulating |  | 1 | Premium |  | 108000 | 87000 |  |  | 94100 | 287 | 80 | 78 | [8 empty] | Federally-Regulated Consumer Product | 03/08/2017 |  | 03/08/2017
York | Coleman | D7NQ036N07206NX | LPG | Induced Draft | False | True | 1 | False | Horizontal |  | None | Non-Condensing | Single-Stage |  | 0.75 | Premium |  | 90000 | 73000 |  |  | 76900 | 510 | 81 | 78 | [8 empty] | Federally-Regulated Consumer Product | 03/08/2017 |  | 03/08/2017
York | Johnson Controls | V33E[N,S]3******** | LPG | Induced Draft | False | True | 3 | False | Down |  | None | Non-Condensing | Single-Stage |  | 10 | Standard |  | 267000 | 213000 | [6 empty] | 80 | 80 | [6 empty] | Federally-Regulated Commercial & Industrial Equipment | 03/08/2017 |  | 03/08/2017
York | Fraser Johnston | TMLX100C16MP11 | Natural Gas | Induced Draft | False | False | 1 | False | Horizontal |  | None | Non-Condensing | Single-Stage |  | 0.5 | Premium |  | 100000 | 80000 |  |  | 98400 | 431 | 80 | 78 | [8 empty] | Federally-Regulated Consumer Product | 03/08/2017 |  | 03/08/2017
York | York | Z33A[D,T]5******** | LPG | Induced Draft | False | True | 3 | False | Down |  | None | Non-Condensing | Step Modulating |  | 10 | Standard |  | 533000 | 426000 | [6 empty] | 80 | 80 | [6 empty] | Federally-Regulated Commercial & Industrial Equipment | 03/08/2017 |  | 03/08/2017
York | Coleman | D7NQ060N11006NX | Natural Gas | Induced Draft | False | True | 1 | False | Down |  | None | Non-Condensing | Single-Stage |  | 1 | Premium |  | 135000 | 109000 |  |  | 116700 | 462 | 81 | 78 | [8 empty] | Federally-Regulated Consumer Product | 03/08/2017 |  | 03/08/2017
York | Luxaire | D6NZ060D11006NX | Natural Gas | Induced Draft | False | True | 1 | False | Down |  | None | Non-Condensing | Two-Stage Modulating |  | 1 | Premium |  | 135000 | 108000 |  |  | 114400 | 262 | 80 | 78 | [8 empty] | Federally-Regulated Consumer Product | 03/08/2017 |  | 03/08/2017
York | Coleman | D6NQ048N09006NX | LPG | Induced Draft | False | True | 1 | False | Horizontal |  | None | Non-Condensing | Single-Stage |  | 1 | Premium |  | 108000 | 87000 |  |  | 93800 | 1315 | 80.6 | 78 | [8 empty] | Federally-Regulated Consumer Product | 03/08/2017 |  | 03/08/2017
York | Evcon | TM9T080B12MP11 | Natural Gas | Induced Draft | False | False | 1 | False | Up | None | None | Condensing | Two-Stage Modulating | Multiple-Speed | 0.5 | Standard |  | 80000 | 77000 | 1370 | 854 | 81300 | 588 | 96 | 78 | [8 empty] | Federally-Regulated Consumer Product | 03/08/2017 |  | 03/08/2017
York | Luxaire | D6NZ036N07206NX | Natural Gas | Induced Draft | False | True | 1 | False | Down |  | None | Non-Condensing | Single-Stage |  | 0.75 | Premium |  | 90000 | 72000 |  |  | 75500 | 1056 | 80.1 | 78 | [8 empty] | Federally-Regulated Consumer Product | 03/08/2017 |  | 03/08/2017
York | Luxaire | TG9S130D20MP11 | Natural Gas | Induced Draft | False | False | 1 | False | Up | None | None | Condensing | Single-Stage | Multiple-Speed | 1 | Standard |  | 130000 | 125000 | 2047 | 1198 | 112700 | 1305 | 95.5 | 78 | [8 empty] | Federally-Regulated Consumer Product | 03/08/2017 |  | 03/08/2017
York | Evcon | TG9S080B12MP11 | Natural Gas | Induced Draft | False | False | 1 | False | Up | None | None | Condensing | Single-Stage | Multiple-Speed | 0.5 | Standard |  | 80000 | 78000 | 1370 | 854 | 80600 | 920 | 95.5 | 78 | [8 empty] | Federally-Regulated Consumer Product | 03/08/2017 |  | 03/08/2017
York | Coleman | D6NZ036N05606NX | LPG | Induced Draft | False | True | 1 | False | Down |  | None | Non-Condensing | Single-Stage |  | 0.75 | Premium |  | 70000 | 56000 |  |  | 56200 | 876 | 80.2 | 78 | [8 empty] | Federally-Regulated Consumer Product | 03/08/2017 |  | 03/08/2017
York | Luxaire | TM9M080B12MP12 | LPG | Induced Draft | False | False | 1 | False | Up |  | None | Condensing | Step Modulating |  | 0.5 | Standard |  | 80000 | 77000 |  |  | 77900 | 1113 | 97 | 78 | [8 empty] | Federally-Regulated Consumer Product | 03/08/2017 |  | 03/08/2017
York | York | D7NQ042N09006NX | Natural Gas | Induced Draft | False | True | 1 | False | Horizontal |  | None | Non-Condensing | Single-Stage |  | 1 | Premium |  | 108000 | 88000 |  |  | 96900 | 467 | 81 | 78 | [8 empty] | Federally-Regulated Consumer Product | 03/08/2017 |  | 03/08/2017
York | York | TM9M120D20MP12 | Natural Gas | Induced Draft | False | False | 1 | False | Down |  | None | Condensing | Step Modulating |  | 1 | Standard |  | 120000 | 116000 |  |  | 111200 | 1144 | 97 | 78 | [8 empty] | Federally-Regulated Consumer Product | 03/08/2017 |  | 03/08/2017
York | York | TG8S100B12MP11 | Natural Gas | Induced Draft | False | False | 1 | False | Horizontal | None | None | Non-Condensing | Single-Stage | Multiple-Speed | 0.33 | Standard |  | 100000 | 80000 | 1223 | 614 | 96100 | 935 | 80 | 78 | [8 empty] | Federally-Regulated Consumer Product | 03/08/2017 |  | 03/08/2017
York | York | TM9V080B12MP11 | LPG | Induced Draft | False | False | 1 | False | Up | None | None | Condensing | Two-Stage Modulating | Variable-Speed | 0.5 | Premium | 60 | 80000 | 77000 | 1320 | 529 | 79500 | 339 | 96 | 78 | [8 empty] | Federally-Regulated Consumer Product | 03/08/2017 |  | 03/08/2017
York | York | ZR036*04*1**** | LPG | Induced Draft | False | True | 1 | False | Horizontal |  | None | Non-Condensing | Single-Stage |  | 1.5 | Standard |  | 50000 | 40000 |  |  | 38000 | 371 | 80.9 | 78 | [8 empty] | Federally-Regulated Consumer Product | 03/08/2017 |  | 03/08/2017
York | Fraser Johnston | TGLS120C20MP11 | Natural Gas | Induced Draft | False | False | 1 | False | Horizontal | None | None | Non-Condensing | Single-Stage | Multiple-Speed | 1 | Standard |  | 120000 | 96000 | 2338 | 1286 | 115200 | 1150 | 80 | 78 | [8 empty] | Federally-Regulated Consumer Product | 03/08/2017 |  | 03/08/2017
York | York | TM8T120C20MP11 | LPG | Induced Draft | False | False | 1 | False | Down |  | None | Non-Condensing | Two-Stage Modulating |  | 1 | Standard |  | 120000 | 96000 |  |  | 116600 | 832 | 80 | 78 | [8 empty] | Federally-Regulated Consumer Product | 03/08/2017 |  | 03/08/2017
York | Evcon | TM9E080B12MP11 | LPG | Induced Draft | False | False | 1 | False | Down |  | None | Condensing | Single-Stage |  | 0.5 | Premium |  | 80000 | 77000 |  |  | 83000 | 382 | 95 | 78 | [8 empty] | Federally-Regulated Consumer Product | 03/08/2017 |  | 03/08/2017
York | Luxaire | TMLT060A12MP11 | Natural Gas | Induced Draft | False | False | 1 | False | Up |  | None | Non-Condensing | Two-Stage Modulating |  | 0.33 | Standard |  | 60000 | 47000 |  |  | 58100 | 450 | 80 | 78 | [8 empty] | Federally-Regulated Consumer Product | 03/08/2017 |  | 03/08/2017
York | Coleman | D7NQ048N11006NX | LPG | Induced Draft | False | True | 1 | False | Down |  | None | Non-Condensing | Single-Stage |  | 1 | Premium |  | 135000 | 109000 |  |  | 116700 | 462 | 81 | 78 | [8 empty] | Federally-Regulated Consumer Product | 03/08/2017 |  | 03/08/2017
York | Luxaire | D6NY060D09006NX | LPG | Induced Draft | False | True | 1 | False | Down |  | None | Non-Condensing | Two-Stage Modulating |  | 1 | Premium |  | 108000 | 87000 |  |  | 94100 | 287 | 80 | 78 | [8 empty] | Federally-Regulated Consumer Product | 03/08/2017 |  | 03/08/2017
York | Coleman | MG9S060B12MP11 | LPG | Induced Draft | False | False | 1 | True | Up |  | None | Condensing | Single-Stage |  | 0.5 | Standard |  | 60000 | 58000 |  |  | 48100 | 650 | 95.5 | 75 | [8 empty] | Federally-Regulated Consumer Product | 03/08/2017 |  | 03/08/2017
York | York | TM8V080C16MP11 | LPG | Induced Draft | False | False | 1 | False | Up |  | None | Non-Condensing | Two-Stage Modulating |  | 0.75 | Premium |  | 80000 | 63000 |  |  | 76900 | 323 | 80 | 78 | [8 empty] | Federally-Regulated Consumer Product | 03/08/2017 |  | 03/08/2017
York | Fraser Johnston | TM8V120C20MP11 | Natural Gas | Induced Draft | False | False | 1 | False | Down |  | None | Non-Condensing | Two-Stage Modulating |  | 1 | Premium |  | 120000 | 96000 |  |  | 111300 | 456 | 80 | 78 | [8 empty] | Federally-Regulated Consumer Product | 03/08/2017 |  | 03/08/2017
York | Evcon | TG9S080C22MP11 | Natural Gas | Induced Draft | False | False | 1 | False | Horizontal | None | None | Condensing | Single-Stage | Multiple-Speed | 1 | Standard |  | 80000 | 78000 | 2162 | 1285 | 80400 | 966 | 95.5 | 78 | [8 empty] | Federally-Regulated Consumer Product | 03/08/2017 |  | 03/08/2017
York | Johnson Controls | H33A[N,S]3******** | Natural Gas | Induced Draft | False | True | 3 | False | Down |  | None | Non-Condensing | Single-Stage |  | 10 | Standard |  | 267000 | 213000 | [6 empty] | 80 | 80 | [6 empty] | Federally-Regulated Commercial & Industrial Equipment | 03/08/2017 |  | 03/08/2017
York | Fraser Johnston | D6NX036N06506NX | Natural Gas | Induced Draft | False | True | 1 | False | Down |  | None | Non-Condensing | Single-Stage |  | 1 | Premium |  | 80000 | 64000 |  |  | 74700 | 1140 | 80.6 | 78 | [8 empty] | Federally-Regulated Consumer Product | 03/08/2017 |  | 03/08/2017
York | York | YP9C060B12MP12 | Natural Gas | Induced Draft | False | False | 1 | False | Up |  | None | Condensing | Step Modulating |  | 0.5 | Premium |  | 60000 | 58000 |  |  | 48400 | 241 | 97.5 | 78 | [8 empty] | Federally-Regulated Consumer Product | 03/08/2017 |  | 03/08/2017
York | York | D6NZ030D05606NX | LPG | Induced Draft | False | True | 1 | False | Down |  | None | Non-Condensing | Two-Stage Modulating |  | 0.75 | Premium |  | 70000 | 56000 |  |  | 55700 | 252 | 80 | 78 | [8 empty] | Federally-Regulated Consumer Product | 03/08/2017 |  | 03/08/2017
York | Evcon | TG8S130D20MP11 | Natural Gas | Induced Draft | False | False | 1 | False | Down | None | None | Non-Condensing | Single-Stage | Multiple-Speed | 1 | Standard |  | 130000 | 104000 | 2399 | 1324 | 114700 | 1265 | 80 | 78 | [8 empty] | Federally-Regulated Consumer Product | 03/08/2017 |  | 03/08/2017
York | Luxaire | D7HQ042D09006NX | Natural Gas | Induced Draft | False | True | 1 | False | Horizontal |  | None | Non-Condensing | Two-Stage Modulating |  | 1 | Premium |  | 108000 | 89000 |  |  | 94500 | 338 | 81 | 78 | [8 empty] | Federally-Regulated Consumer Product | 03/08/2017 |  | 03/08/2017
York | Fraser Johnston | TM9T120D20MP11 | Natural Gas | Induced Draft | False | False | 1 | False | Up | None | None | Condensing | Two-Stage Modulating | Multiple-Speed | 1 | Standard |  | 120000 | 115000 | 1977 | 1190 | 113900 | 801 | 96 | 78 | [8 empty] | Federally-Regulated Consumer Product | 03/08/2017 |  | 03/08/2017
York | York | D7NQ060D11006NX | LPG | Induced Draft | False | True | 1 | False | Horizontal |  | None | Non-Condensing | Two-Stage Modulating |  | 1 | Premium |  | 135000 | 110000 |  |  | 112900 | 413 | 81 | 78 | [8 empty] | Federally-Regulated Consumer Product | 03/08/2017 |  | 03/08/2017
York | Coleman | D7HQ048D11006NX | Natural Gas | Induced Draft | False | True | 1 | False | Down |  | None | Non-Condensing | Two-Stage Modulating |  | 1 | Premium |  | 135000 | 110000 |  |  | 112900 | 413 | 81 | 78 | [8 empty] | Federally-Regulated Consumer Product | 03/08/2017 |  | 03/08/2017
York | Fraser Johnston | D7NQ060N09006NX | Natural Gas | Induced Draft | False | True | 1 | False | Down |  | None | Non-Condensing | Single-Stage |  | 1 | Premium |  | 108000 | 88000 |  |  | 96900 | 467 | 81 | 78 | [8 empty] | Federally-Regulated Consumer Product | 03/08/2017 |  | 03/08/2017
York | Coleman | G33B[N,S]3******** | Natural Gas | Induced Draft | False | True | 3 | False | Horizontal |  | None | Non-Condensing | Single-Stage |  | 10 | Standard |  | 267000 | 213000 | [6 empty] | 80 | 80 | [6 empty] | Federally-Regulated Commercial & Industrial Equipment | 03/08/2017 |  | 03/08/2017
York | Luxaire | D6NQ042N06506NX | Natural Gas | Induced Draft | False | True | 1 | False | Horizontal |  | None | Non-Condensing | Single-Stage |  | 1 | Premium |  | 80000 | 64000 |  |  | 74700 | 1140 | 80.8 | 78 | [8 empty] | Federally-Regulated Consumer Product | 03/08/2017 |  | 03/08/2017
York | York | TGLS100B12MP11 | Natural Gas | Induced Draft | False | False | 1 | False | Horizontal | None | None | Non-Condensing | Single-Stage | Multiple-Speed | 0.33 | Standard |  | 100000 | 80000 | 1223 | 614 | 96100 | 935 | 80 | 78 | [8 empty] | Federally-Regulated Consumer Product | 03/08/2017 |  | 03/08/2017
York | Fraser Johnston | TM8X120C20MP11 | LPG | Induced Draft | False | False | 1 | False | Down |  | None | Non-Condensing | Single-Stage |  | 0.75 | Premium |  | 120000 | 96000 |  |  | 117500 | 635 | 80 | 78 | [8 empty] | Federally-Regulated Consumer Product | 03/08/2017 |  | 03/08/2017
York | Evcon | TMLX080B12MP11 | Natural Gas | Induced Draft | False | False | 1 | False | Up |  | None | Non-Condensing | Single-Stage |  | 0.5 | Premium |  | 80000 | 64000 |  |  | 78600 | 379 | 80 | 78 | [8 empty] | Federally-Regulated Consumer Product | 03/08/2017 |  | 03/08/2017
York | Fraser Johnston | D6NQ042D09006NX | Natural Gas | Induced Draft | False | True | 1 | False | Horizontal |  | None | Non-Condensing | Two-Stage Modulating |  | 0.75 | Premium |  | 108000 | 87000 |  |  | 94900 | 259 | 80 | 78 | [8 empty] | Federally-Regulated Consumer Product | 03/08/2017 |  | 03/08/2017
York | York | TMLX120C20MP11 | Natural Gas | Induced Draft | False | False | 1 | False | Up |  | None | Non-Condensing | Single-Stage |  | 0.75 | Premium |  | 120000 | 96000 |  |  | 117500 | 635 | 80 | 78 | [8 empty] | Federally-Regulated Consumer Product | 03/08/2017 |  | 03/08/2017
York | Coleman | TM9E100C20MP11 | LPG | Induced Draft | False | False | 1 | False | Up |  | None | Condensing | Single-Stage |  | 0.75 | Premium |  | 100000 | 96000 |  |  | 99800 | 410 | 95 | 78 | [8 empty] | Federally-Regulated Consumer Product | 03/08/2017 |  | 03/08/2017
York | Coleman | D6NZ048D09006NX | LPG | Induced Draft | False | True | 1 | False | Down |  | None | Non-Condensing | Two-Stage Modulating |  | 1 | Premium |  | 108000 | 87000 |  |  | 94100 | 544 | 80 | 78 | [8 empty] | Federally-Regulated Consumer Product | 03/08/2017 |  | 03/08/2017
York | Fraser Johnston | D6HQ060D09006NX | Natural Gas | Induced Draft | False | True | 1 | False | Horizontal |  | None | Non-Condensing | Two-Stage Modulating |  | 1 | Premium |  | 108000 | 87000 |  |  | 94100 | 287 | 80 | 78 | [8 empty] | Federally-Regulated Consumer Product | 03/08/2017 |  | 03/08/2017
York | Luxaire | TM9V080C16MP11 | LPG | Induced Draft | False | False | 1 | False | Horizontal | None | None | Condensing | Two-Stage Modulating | Variable-Speed | 0.75 | Premium | 60 | 80000 | 77000 | 1787 | 544 | 79000 | 273 | 96 | 78 | [8 empty] | Federally-Regulated Consumer Product | 03/08/2017 |  | 03/08/2017
York | Coleman | D6NQ042N06506NX | LPG | Induced Draft | False | True | 1 | False | Horizontal |  | None | Non-Condensing | Single-Stage |  | 1 | Premium |  | 80000 | 64000 |  |  | 74700 | 1140 | 80.8 | 78 | [8 empty] | Federally-Regulated Consumer Product | 03/08/2017 |  | 03/08/2017
York | Coleman | D6NZ060D11006NX | LPG | Induced Draft | False | True | 1 | False | Horizontal |  | None | Non-Condensing | Two-Stage Modulating |  | 1 | Premium |  | 135000 | 108000 |  |  | 114400 | 262 | 80 | 78 | [8 empty] | Federally-Regulated Consumer Product | 03/08/2017 |  | 03/08/2017
York | Coleman | TMLX100C20MP11 | Natural Gas | Induced Draft | False | False | 1 | False | Down |  | None | Non-Condensing | Single-Stage |  | 0.75 | Premium |  | 100000 | 80000 |  |  | 97800 | 568 | 80 | 78 | [8 empty] | Federally-Regulated Consumer Product | 03/08/2017 |  | 03/08/2017
York | Luxaire | TM9V120D20MP11 | Natural Gas | Induced Draft | False | False | 1 | False | Up | None | None | Condensing | Two-Stage Modulating | Variable-Speed | 1 | Premium | 60 | 120000 | 115000 | 2006 | 718 | 109300 | 407 | 96 | 78 | [8 empty] | Federally-Regulated Consumer Product | 03/08/2017 |  | 03/08/2017
York | York | D7NX048N09006NX | LPG | Induced Draft | False | True | 1 | False | Down |  | None | Non-Condensing | Single-Stage |  | 1 | Premium |  | 108000 | 88000 |  |  | 96900 | 467 | 81 | 78 | [8 empty] | Federally-Regulated Consumer Product | 03/08/2017 |  | 03/08/2017
York | York | TM9E120D20MP11 | Natural Gas | Induced Draft | False | False | 1 | False | Up |  | None | Condensing | Single-Stage |  | 0.75 | Premium |  | 120000 | 114000 |  |  | 115900 | 624 | 95 | 78 | [8 empty] | Federally-Regulated Consumer Product | 03/08/2017 |  | 03/08/2017
York | Evcon | TM9X040A10MP11 | Natural Gas | Induced Draft | False | False | 1 | False | Up |  | None | Condensing | Single-Stage |  | 0.5 | Premium |  | 40000 | 38000 |  |  | 32700 | 256 | 95.5 | 78 | [8 empty] | Federally-Regulated Consumer Product | 03/08/2017 |  | 03/08/2017
York | Luxaire | TM8X100C16MP11 | Natural Gas | Induced Draft | False | False | 1 | False | Down |  | None | Non-Condensing | Single-Stage |  | 0.5 | Premium |  | 100000 | 80000 |  |  | 98400 | 431 | 80 | 78 | [8 empty] | Federally-Regulated Consumer Product | 03/08/2017 |  | 03/08/2017
York | Johnson Controls | V33D[D,T]3******** | Natural Gas | Induced Draft | False | True | 3 | False | Down |  | None | Non-Condensing | Step Modulating |  | 10 | Standard |  | 267000 | 213000 | [6 empty] | 80 | 80 | [6 empty] | Federally-Regulated Commercial & Industrial Equipment | 03/08/2017 |  | 03/08/2017
York | Evcon | TG9S060B12MP11 | LPG | Induced Draft | False | False | 1 | False | Down | None | None | Condensing | Single-Stage | Multiple-Speed | 0.5 | Standard |  | 60000 | 58000 | 1243 | 713 | 48100 | 622 | 95.5 | 78 | [8 empty] | Federally-Regulated Consumer Product | 03/08/2017 |  | 03/08/2017
York | Coleman | G33A[D,T]5******** | LPG | Induced Draft | False | True | 3 | False | Down |  | None | Non-Condensing | Step Modulating |  | 10 | Standard |  | 533000 | 426000 | [6 empty] | 80 | 80 | [6 empty] | Federally-Regulated Commercial & Industrial Equipment | 03/08/2017 |  | 03/08/2017
York | Coleman | D7HQ024D05606NX | LPG | Induced Draft | False | True | 1 | False | Horizontal |  | None | Non-Condensing | Two-Stage Modulating |  | 0.5 | Premium |  | 70000 | 57000 |  |  | 56100 | 215 | 81 | 78 | [8 empty] | Federally-Regulated Consumer Product | 03/08/2017 |  | 03/08/2017
York | Luxaire | TMLV080C16MP11 | LPG | Induced Draft | False | False | 1 | False | Down |  | None | Non-Condensing | Two-Stage Modulating |  | 0.75 | Premium |  | 80000 | 63000 |  |  | 76900 | 323 | 80 | 78 | [8 empty] | Federally-Regulated Consumer Product | 03/08/2017 |  | 03/08/2017
York | Coleman | TM9M120D20MP12 | LPG | Induced Draft | False | False | 1 | False | Up |  | None | Condensing | Step Modulating |  | 1 | Standard |  | 120000 | 116000 |  |  | 111200 | 1144 | 97 | 78 | [8 empty] | Federally-Regulated Consumer Product | 03/08/2017 |  | 03/08/2017
York | Evcon | RGF1L080BP12MP11 | LPG | Induced Draft | False | False | 1 | False | Up |  | None | Non-Condensing | Single-Stage |  | 0.33 | Standard |  | 80000 | 64000 |  |  | 76800 | 831 | 80 | 78 | [8 empty] | Federally-Regulated Consumer Product | 03/08/2017 |  | 03/08/2017
York | York | TP9C100C16MP12 | Natural Gas | Induced Draft | False | False | 1 | False | Down |  | None | Condensing | Step Modulating |  | 0.75 | Premium |  | 100000 | 97000 |  |  | 96500 | 536 | 97.7 | 78 | [8 empty] | Federally-Regulated Consumer Product | 03/08/2017 |  | 03/08/2017
York | Evcon | D6NQ036N05606NX | Natural Gas | Induced Draft | False | True | 1 | False | Horizontal |  | None | Non-Condensing | Single-Stage |  | 0.75 | Premium |  | 70000 | 56000 |  |  | 56200 | 876 | 80.2 | 78 | [8 empty] | Federally-Regulated Consumer Product | 03/08/2017 |  | 03/08/2017
York | York | TPLC060A12MP11 | LPG | Induced Draft | False | False | 1 | False | Down | None | None | Non-Condensing | Step Modulating | Variable-Speed | 0.5 | Premium | 60 | 60000 | 47000 | 1340 | 440 | 59700 | 88 | 80 | 78 | [8 empty] | Federally-Regulated Consumer Product | 03/08/2017 |  | 03/08/2017
York | Coleman | TMLV080C16MP11 | Natural Gas | Induced Draft | False | False | 1 | False | Down |  | None | Non-Condensing | Two-Stage Modulating |  | 0.75 | Premium |  | 80000 | 63000 |  |  | 76900 | 323 | 80 | 78 | [8 empty] | Federally-Regulated Consumer Product | 03/08/2017 |  | 03/08/2017
York | Evcon | TM9M080C16MP12 | LPG | Induced Draft | False | False | 1 | False | Down |  | None | Condensing | Step Modulating |  | 0.75 | Standard |  | 80000 | 78000 |  |  | 76300 | 1530 | 97 | 78 | [8 empty] | Federally-Regulated Consumer Product | 03/08/2017 |  | 03/08/2017
York | Luxaire | TM9M100C16MP12 | LPG | Induced Draft | False | False | 1 | False | Horizontal |  | None | Condensing | Step Modulating |  | 0.75 | Standard |  | 100000 | 97000 |  |  | 93000 | 1500 | 97 | 78 | [8 empty] | Federally-Regulated Consumer Product | 03/08/2017 |  | 03/08/2017
York | Johnson Controls | V33B[N,S]3******** | Natural Gas | Induced Draft | False | True | 3 | False | Horizontal |  | None | Non-Condensing | Single-Stage |  | 10 | Standard |  | 267000 | 213000 | [6 empty] | 80 | 80 | [6 empty] | Federally-Regulated Commercial & Industrial Equipment | 03/08/2017 |  | 03/08/2017
York | Luxaire | TG9S120D16MP11 | LPG | Induced Draft | False | False | 1 | False | Down | None | None | Condensing | Single-Stage | Multiple-Speed | 0.75 | Standard |  | 120000 | 116000 | 1805 | 876 | 113200 | 1185 | 95.5 | 78 | [8 empty] | Federally-Regulated Consumer Product | 03/08/2017 |  | 03/08/2017
York | Fraser Johnston | D6NX048D09006NX | LPG | Induced Draft | False | True | 1 | False | Down |  | None | Non-Condensing | Two-Stage Modulating |  | 1 | Premium |  | 108000 | 87000 |  |  | 94100 | 544 | 80 | 78 | [8 empty] | Federally-Regulated Consumer Product | 03/08/2017 |  | 03/08/2017
York | Fraser Johnston | TG8S080B12MP11 | LPG | Induced Draft | False | False | 1 | False | Down | None | None | Non-Condensing | Single-Stage | Multiple-Speed | 0.33 | Standard |  | 80000 | 64000 | 1195 | 620 | 76700 | 793 | 80 | 78 | [8 empty] | Federally-Regulated Consumer Product | 03/08/2017 |  | 03/08/2017
York | York | TPLC080B12MP12 | Natural Gas | Induced Draft | False | False | 1 | False | Up |  | None | Non-Condensing | Step Modulating |  | 0.5 | Premium |  | 80000 | 62000 |  |  | 77900 | 235 | 80 | 78 | [8 empty] | Federally-Regulated Consumer Product | 03/08/2017 |  | 03/08/2017
York | Fraser Johnston | TGLS080C22MP11 | LPG | Induced Draft | False | False | 1 | False | Up | None | None | Non-Condensing | Single-Stage | Multiple-Speed | 1 | Standard |  | 80000 | 64000 | 2448 | 1263 | 74800 | 1234 | 80 | 78 | [8 empty] | Federally-Regulated Consumer Product | 03/08/2017 |  | 03/08/2017
York | Evcon | D7NX036D09006NX | Natural Gas | Induced Draft | False | True | 1 | False | Horizontal |  | None | Non-Condensing | Two-Stage Modulating |  | 1 | Premium |  | 108000 | 89000 |  |  | 94500 | 338 | 81 | 78 | [8 empty] | Federally-Regulated Consumer Product | 03/08/2017 |  | 03/08/2017
York | Guardian | GG8S080C16MP11 | Natural Gas | Induced Draft | False | False | 1 | False | Down | None | None | Non-Condensing | Single-Stage | Multiple-Speed | 0.5 | Standard |  | 80000 | 64000 | 1602 | 1069 | 75100 | 1168 | 80 | 78 | [8 empty] | Federally-Regulated Consumer Product | 03/08/2017 |  | 03/08/2017
York | Coleman | CP9C100C16MP12 | Natural Gas | Induced Draft | False | False | 1 | False | Down |  | None | Condensing | Step Modulating |  | 0.75 | Premium |  | 100000 | 97000 |  |  | 96500 | 536 | 97.7 | 78 | [8 empty] | Federally-Regulated Consumer Product | 03/08/2017 |  | 03/08/2017
York | Luxaire | G33B[D,T]5******** | Natural Gas | Induced Draft | False | True | 3 | False | Down |  | None | Non-Condensing | Step Modulating |  | 10 | Standard |  | 533000 | 426000 | [6 empty] | 80 | 80 | [6 empty] | Federally-Regulated Commercial & Industrial Equipment | 03/08/2017 |  | 03/08/2017
York | Guardian | RGF1L100CE20MP11 | LPG | Induced Draft | False | False | 1 | False | Up |  | None | Non-Condensing | Single-Stage |  | 0.75 | Premium |  | 100000 | 80000 |  |  | 97800 | 568 | 80 | 78 | [8 empty] | Federally-Regulated Consumer Product | 03/08/2017 |  | 03/08/2017
York | York | TMLX100C20MP11 | Natural Gas | Induced Draft | False | False | 1 | False | Horizontal |  | None | Non-Condensing | Single-Stage |  | 0.75 | Premium |  | 100000 | 80000 |  |  | 97800 | 568 | 80 | 78 | [8 empty] | Federally-Regulated Consumer Product | 03/08/2017 |  | 03/08/2017
York | Evcon | TPLC080C16MP12 | LPG | Induced Draft | False | False | 1 | False | Down |  | None | Non-Condensing | Step Modulating |  | 0.75 | Premium |  | 80000 | 62000 |  |  | 77700 | 199 | 80 | 78 | [8 empty] | Federally-Regulated Consumer Product | 03/08/2017 |  | 03/08/2017
York | Luxaire | TM9M080B12MP12 | LPG | Induced Draft | False | False | 1 | False | Down |  | None | Condensing | Step Modulating |  | 0.5 | Standard |  | 80000 | 77000 |  |  | 77900 | 1113 | 97 | 78 | [8 empty] | Federally-Regulated Consumer Product | 03/08/2017 |  | 03/08/2017
York | Luxaire | TMLV120C20MP11 | Natural Gas | Induced Draft | False | False | 1 | False | Up |  | None | Non-Condensing | Two-Stage Modulating |  | 1 | Premium |  | 120000 | 96000 |  |  | 111300 | 456 | 80 | 78 | [8 empty] | Federally-Regulated Consumer Product | 03/08/2017 |  | 03/08/2017
York | York | TM8X080B12MP11 | LPG | Induced Draft | False | False | 1 | False | Horizontal |  | None | Non-Condensing | Single-Stage |  | 0.5 | Premium |  | 80000 | 64000 |  |  | 78600 | 379 | 80 | 78 | [8 empty] | Federally-Regulated Consumer Product | 03/08/2017 |  | 03/08/2017
York | Luxaire | TM9M100C20MP12 | LPG | Induced Draft | False | False | 1 | False | Horizontal |  | None | Condensing | Step Modulating |  | 1 | Standard |  | 100000 | 97000 |  |  | 93900 | 1231 | 97 | 78 | [8 empty] | Federally-Regulated Consumer Product | 03/08/2017 |  | 03/08/2017
York | Luxaire | TMLV120C20MP11 | LPG | Induced Draft | False | False | 1 | False | Up |  | None | Non-Condensing | Two-Stage Modulating |  | 1 | Premium |  | 120000 | 96000 |  |  | 111300 | 456 | 80 | 78 | [8 empty] | Federally-Regulated Consumer Product | 03/08/2017 |  | 03/08/2017
York | Evcon | D7NX048N09006NX | LPG | Induced Draft | False | True | 1 | False | Down |  | None | Non-Condensing | Single-Stage |  | 1 | Premium |  | 108000 | 88000 |  |  | 96900 | 467 | 81 | 78 | [8 empty] | Federally-Regulated Consumer Product | 03/08/2017 |  | 03/08/2017
York | Fraser Johnston | D7NX024N05606NX | LPG | Induced Draft | False | True | 1 | False | Down |  | None | Non-Condensing | Single-Stage |  | 0.5 | Premium |  | 70000 | 57000 |  |  | 58300 | 241 | 81 | 78 | [8 empty] | Federally-Regulated Consumer Product | 03/08/2017 |  | 03/08/2017
York | Coleman | D6NQ036N03606NX | LPG | Induced Draft | False | True | 1 | False | Down |  | None | Non-Condensing | Single-Stage |  | 0.75 | Premium |  | 45000 | 36000 |  |  | 37300 | 590 | 80.4 | 78 | [8 empty] | Federally-Regulated Consumer Product | 03/08/2017 |  | 03/08/2017
York | Luxaire | TG8S060A12MP11 | LPG | Induced Draft | False | False | 1 | False | Up | None | None | Non-Condensing | Single-Stage | Multiple-Speed | 0.33 | Standard |  | 60000 | 48000 | 1275 | 711 | 57400 | 623 | 80 | 78 | [8 empty] | Federally-Regulated Consumer Product | 03/08/2017 |  | 03/08/2017
York | Evcon | RGF1L080CP16MP11 | LPG | Induced Draft | False | False | 1 | False | Horizontal |  | None | Non-Condensing | Single-Stage |  | 0.5 | Standard |  | 80000 | 64000 |  |  | 75100 | 1215 | 80 | 78 | [8 empty] | Federally-Regulated Consumer Product | 03/08/2017 |  | 03/08/2017
York | Fraser Johnston | D6HQ060D09006NX | LPG | Induced Draft | False | True | 1 | False | Down |  | None | Non-Condensing | Two-Stage Modulating |  | 1 | Premium |  | 108000 | 87000 |  |  | 94100 | 287 | 80 | 78 | [8 empty] | Federally-Regulated Consumer Product | 03/08/2017 |  | 03/08/2017
York | Luxaire | D6NQ030D05606NX | Natural Gas | Induced Draft | False | True | 1 | False | Down |  | None | Non-Condensing | Two-Stage Modulating |  | 0.75 | Premium |  | 70000 | 56000 |  |  | 55700 | 252 | 80 | 78 | [8 empty] | Federally-Regulated Consumer Product | 03/08/2017 |  | 03/08/2017
York | Luxaire | TM8V060A12MP11 | Natural Gas | Induced Draft | False | False | 1 | False | Horizontal |  | None | Non-Condensing | Two-Stage Modulating |  | 0.5 | Premium |  | 60000 | 47000 |  |  | 57000 | 259 | 80 | 78 | [8 empty] | Federally-Regulated Consumer Product | 03/08/2017 |  | 03/08/2017
York | Luxaire | TM8T120C20MP11 | Natural Gas | Induced Draft | False | False | 1 | False | Horizontal |  | None | Non-Condensing | Two-Stage Modulating |  | 1 | Standard |  | 120000 | 96000 |  |  | 116600 | 832 | 80 | 78 | [8 empty] | Federally-Regulated Consumer Product | 03/08/2017 |  | 03/08/2017
York | Evcon | D7NQ036D07206NX | LPG | Induced Draft | False | True | 1 | False | Horizontal |  | None | Non-Condensing | Two-Stage Modulating |  | 0.75 | Premium |  | 90000 | 74000 |  |  | 73500 | 341 | 81 | 78 | [8 empty] | Federally-Regulated Consumer Product | 03/08/2017 |  | 03/08/2017
York | Guardian | RGF19040AP08MP11 | LPG | Induced Draft | False | False | 1 | False | Up |  | None | Condensing | Single-Stage |  | 0.5 | Standard |  | 40000 | 39000 |  |  | 31900 | 482 | 95.5 | 78 | [8 empty] | Federally-Regulated Consumer Product | 03/08/2017 |  | 03/08/2017
York | York | D6NZ048N11006NX | LPG | Induced Draft | False | True | 1 | False | Horizontal |  | None | Non-Condensing | Single-Stage |  | 1 | Premium |  | 135000 | 108000 |  |  | 114000 | 1275 | 80.2 | 78 | [8 empty] | Federally-Regulated Consumer Product | 03/08/2017 |  | 03/08/2017
York | Evcon | D6NQ030N05606NX | Natural Gas | Induced Draft | False | True | 1 | False | Horizontal |  | None | Non-Condensing | Single-Stage |  | 0.75 | Premium |  | 70000 | 56000 |  |  | 56700 | 764 | 80.5 | 78 | [8 empty] | Federally-Regulated Consumer Product | 03/08/2017 |  | 03/08/2017
York | Guardian | RGF1L120CP20MP11 | LPG | Induced Draft | False | False | 1 | False | Up |  | None | Non-Condensing | Single-Stage |  | 1 | Standard |  | 120000 | 96000 |  |  | 115200 | 1197 | 80 | 78 | [8 empty] | Federally-Regulated Consumer Product | 03/08/2017 |  | 03/08/2017
York | Evcon | D6HQ036D07206NX | LPG | Induced Draft | False | True | 1 | False | Horizontal |  | None | Non-Condensing | Two-Stage Modulating |  | 0.75 | Premium |  | 90000 | 72000 |  |  | 74700 | 273 | 80 | 78 | [8 empty] | Federally-Regulated Consumer Product | 03/08/2017 |  | 03/08/2017
York | Johnson Controls | H33E[D,T]3******** | Natural Gas | Induced Draft | False | True | 3 | False | Down |  | None | Non-Condensing | Step Modulating |  | 10 | Standard |  | 267000 | 213000 | [6 empty] | 80 | 80 | [6 empty] | Federally-Regulated Commercial & Industrial Equipment | 03/08/2017 |  | 03/08/2017
York | Fraser Johnston | D6NQ030D05606NX | Natural Gas | Induced Draft | False | True | 1 | False | Horizontal |  | None | Non-Condensing | Two-Stage Modulating |  | 0.75 | Premium |  | 70000 | 56000 |  |  | 55700 | 252 | 80 | 78 | [8 empty] | Federally-Regulated Consumer Product | 03/08/2017 |  | 03/08/2017
York | Fraser Johnston | TM9M060B12MP12 | Natural Gas | Induced Draft | False | False | 1 | False | Up |  | None | Condensing | Step Modulating |  | 0.5 | Standard |  | 60000 | 58000 |  |  | 46700 | 716 | 97 | 78 | [8 empty] | Federally-Regulated Consumer Product | 03/08/2017 |  | 03/08/2017
York | York | ZF036*08*1**** | LPG | Induced Draft | False | True | 1 | False | Down |  | None | Non-Condensing | Single-Stage |  | 1.5 | Standard |  | 100000 | 80000 |  |  | 93400 | 1438 | 80.5 | 78 | [8 empty] | Federally-Regulated Consumer Product | 03/08/2017 |  | 03/08/2017
York | Evcon | TP9C080B12MP12 | LPG | Induced Draft | False | False | 1 | False | Up |  | None | Condensing | Step Modulating |  | 0.5 | Premium |  | 80000 | 77000 |  |  | 80800 | 435 | 97.5 | 78 | [8 empty] | Federally-Regulated Consumer Product | 03/08/2017 |  | 03/08/2017
York | Coleman | TG8S060A12MP11 | LPG | Induced Draft | False | False | 1 | False | Up | None | None | Non-Condensing | Single-Stage | Multiple-Speed | 0.33 | Standard |  | 60000 | 48000 | 1275 | 711 | 57400 | 623 | 80 | 78 | [8 empty] | Federally-Regulated Consumer Product | 03/08/2017 |  | 03/08/2017
York | Luxaire | D7NQ036N03606NX | LPG | Induced Draft | False | True | 1 | False | Down |  | None | Non-Condensing | Single-Stage |  | 0.75 | Premium |  | 45000 | 36000 |  |  | 38500 | 238 | 81 | 78 | [8 empty] | Federally-Regulated Consumer Product | 03/08/2017 |  | 03/08/2017
York | Coleman | TM8T120C20MP11 | Natural Gas | Induced Draft | False | False | 1 | False | Horizontal |  | None | Non-Condensing | Two-Stage Modulating |  | 1 | Standard |  | 120000 | 96000 |  |  | 116600 | 832 | 80 | 78 | [8 empty] | Federally-Regulated Consumer Product | 03/08/2017 |  | 03/08/2017
York | York | TG9S100C16MP11 | LPG | Induced Draft | False | False | 1 | False | Down | None | None | Condensing | Single-Stage | Multiple-Speed | 0.75 | Standard |  | 100000 | 97000 | 1706 | 819 | 96500 | 1156 | 95.5 | 78 | [8 empty] | Federally-Regulated Consumer Product | 03/08/2017 |  | 03/08/2017
York | Evcon | TMLT120C20MP11 | Natural Gas | Induced Draft | False | False | 1 | False | Down |  | None | Non-Condensing | Two-Stage Modulating |  | 1 | Standard |  | 120000 | 96000 |  |  | 116600 | 832 | 80 | 78 | [8 empty] | Federally-Regulated Consumer Product | 03/08/2017 |  | 03/08/2017
York | Fraser Johnston | D6NZ036N07206NX | LPG | Induced Draft | False | True | 1 | False | Down |  | None | Non-Condensing | Single-Stage |  | 0.75 | Premium |  | 90000 | 72000 |  |  | 75500 | 1056 | 80.1 | 78 | [8 empty] | Federally-Regulated Consumer Product | 03/08/2017 |  | 03/08/2017
York | York | TMLV100C16MP11 | Natural Gas | Induced Draft | False | False | 1 | False | Up |  | None | Non-Condensing | Two-Stage Modulating |  | 0.75 | Premium |  | 100000 | 80000 |  |  | 94700 | 368 | 80 | 78 | [8 empty] | Federally-Regulated Consumer Product | 03/08/2017 |  | 03/08/2017
York | Luxaire | G33E[D,T]3******** | LPG | Induced Draft | False | True | 3 | False | Down |  | None | Non-Condensing | Step Modulating |  | 10 | Standard |  | 267000 | 213000 | [6 empty] | 80 | 80 | [6 empty] | Federally-Regulated Commercial & Industrial Equipment | 03/08/2017 |  | 03/08/2017
York | Evcon | TG8S080C16MP11 | Natural Gas | Induced Draft | False | False | 1 | False | Horizontal | None | None | Non-Condensing | Single-Stage | Multiple-Speed | 0.5 | Standard |  | 80000 | 64000 | 1602 | 1069 | 75100 | 1168 | 80 | 78 | [8 empty] | Federally-Regulated Consumer Product | 03/08/2017 |  | 03/08/2017
York | Coleman | TM8T060A12MP11 | LPG | Induced Draft | False | False | 1 | False | Horizontal |  | None | Non-Condensing | Two-Stage Modulating |  | 0.33 | Standard |  | 60000 | 47000 |  |  | 58100 | 450 | 80 | 78 | [8 empty] | Federally-Regulated Consumer Product | 03/08/2017 |  | 03/08/2017
York | Fraser Johnston | TG9S130D20MP11 | LPG | Induced Draft | False | False | 1 | False | Up | None | None | Condensing | Single-Stage | Multiple-Speed | 1 | Standard |  | 130000 | 125000 | 2047 | 1198 | 112700 | 1305 | 95.5 | 78 | [8 empty] | Federally-Regulated Consumer Product | 03/08/2017 |  | 03/08/2017
York | Evcon | TM9M120D20MP12 | Natural Gas | Induced Draft | False | False | 1 | False | Up |  | None | Condensing | Step Modulating |  | 1 | Standard |  | 120000 | 116000 |  |  | 111200 | 1144 | 97 | 78 | [8 empty] | Federally-Regulated Consumer Product | 03/08/2017 |  | 03/08/2017
York | Coleman | TM9X100C20MP11 | Natural Gas | Induced Draft | False | False | 1 | False | Down | None | None | Condensing | Single-Stage | Multiple-Speed | 0.75 | Premium |  | 100000 | 95000 | 1989 | 660 | 97700 | 833 | 95.5 | 78 | [8 empty] | Federally-Regulated Consumer Product | 03/08/2017 |  | 03/08/2017
York | Luxaire | TP9C100C20MP12 | Natural Gas | Induced Draft | False | False | 1 | False | Down |  | None | Condensing | Step Modulating |  | 1 | Premium |  | 100000 | 97000 |  |  | 96400 | 558 | 97.7 | 78 | [8 empty] | Federally-Regulated Consumer Product | 03/08/2017 |  | 03/08/2017
York | York | TG9S100C20MP11 | LPG | Induced Draft | False | False | 1 | False | Up | None | None | Condensing | Single-Stage | Multiple-Speed | 1 | Standard |  | 100000 | 97000 | 1934 | 1183 | 96600 | 1118 | 95.5 | 78 | [8 empty] | Federally-Regulated Consumer Product | 03/08/2017 |  | 03/08/2017
York | York | YP9C080C16MP12 | LPG | Induced Draft | False | False | 1 | False | Down |  | None | Condensing | Step Modulating |  | 0.75 | Premium |  | 80000 | 78000 |  |  | 80600 | 460 | 97.7 | 78 | [8 empty] | Federally-Regulated Consumer Product | 03/08/2017 |  | 03/08/2017
York | York | TG9S060A10MP11 | LPG | Induced Draft | False | False | 1 | False | Down | None | None | Condensing | Single-Stage | Multiple-Speed | 0.5 | Standard |  | 60000 | 58000 | 1103 | 769 | 47900 | 674 | 95.5 | 78 | [8 empty] | Federally-Regulated Consumer Product | 03/08/2017 |  | 03/08/2017
York | Fraser Johnston | TG9S120D20MP11 | LPG | Induced Draft | False | False | 1 | False | Up | None | None | Condensing | Single-Stage | Multiple-Speed | 1 | Standard |  | 120000 | 116000 | 1977 | 1190 | 112700 | 1311 | 95.5 | 78 | [8 empty] | Federally-Regulated Consumer Product | 03/08/2017 |  | 03/08/2017
York | Guardian | RGF1L100CP16MP11 | LPG | Induced Draft | False | False | 1 | False | Horizontal |  | None | Non-Condensing | Single-Stage |  | 0.5 | Standard |  | 100000 | 80000 |  |  | 96100 | 972 | 80 | 78 | [8 empty] | Federally-Regulated Consumer Product | 03/08/2017 |  | 03/08/2017
York | Coleman | D6NX036N09006NX | Natural Gas | Induced Draft | False | True | 1 | False | Down |  | None | Non-Condensing | Single-Stage |  | 1 | Premium |  | 108000 | 87000 |  |  | 94400 | 1124 | 80.8 | 78 | [8 empty] | Federally-Regulated Consumer Product | 03/08/2017 |  | 03/08/2017
York | Evcon | TG9S060A10MP11 | Natural Gas | Induced Draft | False | False | 1 | False | Up | None | None | Condensing | Single-Stage | Multiple-Speed | 0.5 | Standard |  | 60000 | 58000 | 1103 | 769 | 47900 | 674 | 95.5 | 78 | [8 empty] | Federally-Regulated Consumer Product | 03/08/2017 |  | 03/08/2017
York | York | DGAA090BDT* | Natural Gas | Induced Draft | False | False | 1 | True | Down |  | None | Non-Condensing | Single-Stage |  | 0.33 | Standard |  | 90000 | 72000 |  |  | 77700 | 573 | 80 | 75 | [8 empty] | Federally-Regulated Consumer Product | 03/08/2017 |  | 03/08/2017
York | Evcon | TM9E100C16MP11 | LPG | Induced Draft | False | False | 1 | False | Horizontal |  | None | Condensing | Single-Stage |  | 0.5 | Premium |  | 100000 | 96000 |  |  | 99600 | 463 | 95 | 78 | [8 empty] | Federally-Regulated Consumer Product | 03/08/2017 |  | 03/08/2017
York | Fraser Johnston | TG9S100C20MP11 | Natural Gas | Induced Draft | False | False | 1 | False | Down | None | None | Condensing | Single-Stage | Multiple-Speed | 1 | Standard |  | 100000 | 97000 | 1934 | 1183 | 96600 | 1118 | 95.5 | 78 | [8 empty] | Federally-Regulated Consumer Product | 03/08/2017 |  | 03/08/2017
York | Luxaire | TMLV060A12MP11 | LPG | Induced Draft | False | False | 1 | False | Down |  | None | Non-Condensing | Two-Stage Modulating |  | 0.5 | Premium |  | 60000 | 47000 |  |  | 57000 | 259 | 80 | 78 | [8 empty] | Federally-Regulated Consumer Product | 03/08/2017 |  | 03/08/2017
York | Evcon | TG9S120D20MP11 | LPG | Induced Draft | False | False | 1 | False | Up | None | None | Condensing | Single-Stage | Multiple-Speed | 1 | Standard |  | 120000 | 116000 | 1977 | 1190 | 112700 | 1311 | 95.5 | 78 | [8 empty] | Federally-Regulated Consumer Product | 03/08/2017 |  | 03/08/2017
York | York | TPLC100C16MP11 | Natural Gas | Induced Draft | False | False | 1 | False | Up | None | None | Non-Condensing | Step Modulating | Variable-Speed | 0.75 | Premium | 60 | 100000 | 78000 | 1600 | 585 | 99600 | 138 | 80 | 78 | [8 empty] | Federally-Regulated Consumer Product | 03/08/2017 |  | 03/08/2017
York | Evcon | D7NY060D11006NX | Natural Gas | Induced Draft | False | True | 1 | False | Down |  | None | Non-Condensing | Two-Stage Modulating |  | 1 | Premium |  | 135000 | 110000 |  |  | 112900 | 413 | 81 | 78 | [8 empty] | Federally-Regulated Consumer Product | 03/08/2017 |  | 03/08/2017
York | Guardian | GGLS100C16MP11 | LPG | Induced Draft | False | False | 1 | False | Down | None | None | Non-Condensing | Single-Stage | Multiple-Speed | 0.5 | Standard |  | 100000 | 80000 | 1820 | 1012 | 96100 | 930 | 80 | 78 | [8 empty] | Federally-Regulated Consumer Product | 03/08/2017 |  | 03/08/2017
York | Johnson Controls | S33D[D,T]3******** | Natural Gas | Induced Draft | False | True | 3 | False | Down |  | None | Non-Condensing | Step Modulating |  | 10 | Standard |  | 267000 | 213000 | [6 empty] | 80 | 80 | [6 empty] | Federally-Regulated Commercial & Industrial Equipment | 03/08/2017 |  | 03/08/2017
York | York | TGLS060A10MP11 | Natural Gas | Induced Draft | False | False | 1 | False | Up | None | None | Non-Condensing | Single-Stage | Multiple-Speed | 0.33 | Standard |  | 60000 | 48000 | 1004 | 708 | 57700 | 553 | 80 | 78 | [8 empty] | Federally-Regulated Consumer Product | 03/08/2017 |  | 03/08/2017
York | Fraser Johnston | D7NQ060D11006NX | Natural Gas | Induced Draft | False | True | 1 | False | Down |  | None | Non-Condensing | Two-Stage Modulating |  | 1 | Premium |  | 135000 | 110000 |  |  | 112900 | 413 | 81 | 78 | [8 empty] | Federally-Regulated Consumer Product | 03/08/2017 |  | 03/08/2017
York | Coleman | CPLC080B12MP12 | LPG | Induced Draft | False | False | 1 | False | Horizontal |  | None | Non-Condensing | Step Modulating |  | 0.5 | Premium |  | 80000 | 62000 |  |  | 77900 | 235 | 80 | 78 | [8 empty] | Federally-Regulated Consumer Product | 03/08/2017 |  | 03/08/2017
York | Guardian | RGF19060BE12MP11 | LPG | Induced Draft | False | False | 1 | False | Up |  | None | Condensing | Single-Stage |  | 0.5 | Premium |  | 60000 | 57000 |  |  | 49000 | 394 | 95.5 | 78 | [8 empty] | Federally-Regulated Consumer Product | 03/08/2017 |  | 03/08/2017
York | Coleman | TM9V040A10MP11 | LPG | Induced Draft | False | False | 1 | False | Horizontal |  | None | Condensing | Two-Stage Modulating |  | 0.5 | Premium |  | 40000 | 38000 |  |  | 30800 | 180 | 96 | 78 | [8 empty] | Federally-Regulated Consumer Product | 03/08/2017 |  | 03/08/2017
York | Luxaire | D6NQ060D09006NX | LPG | Induced Draft | False | True | 1 | False | Down |  | None | Non-Condensing | Two-Stage Modulating |  | 1 | Premium |  | 108000 | 87000 |  |  | 94100 | 287 | 80 | 78 | [8 empty] | Federally-Regulated Consumer Product | 03/08/2017 |  | 03/08/2017
York | Coleman | TMLV120C20MP11 | Natural Gas | Induced Draft | False | False | 1 | False | Horizontal |  | None | Non-Condensing | Two-Stage Modulating |  | 1 | Premium |  | 120000 | 96000 |  |  | 111300 | 456 | 80 | 78 | [8 empty] | Federally-Regulated Consumer Product | 03/08/2017 |  | 03/08/2017
York | Luxaire | LP9C080C16MP12 | Natural Gas | Induced Draft | False | False | 1 | False | Up |  | None | Condensing | Step Modulating |  | 0.75 | Premium |  | 80000 | 78000 |  |  | 80600 | 460 | 97.7 | 78 | [8 empty] | Federally-Regulated Consumer Product | 03/08/2017 |  | 03/08/2017
York | Evcon | TM9E100C20MP11 | Natural Gas | Induced Draft | False | False | 1 | False | Down |  | None | Condensing | Single-Stage |  | 0.75 | Premium |  | 100000 | 96000 |  |  | 99800 | 410 | 95 | 78 | [8 empty] | Federally-Regulated Consumer Product | 03/08/2017 |  | 03/08/2017
York | Fraser Johnston | TG9S120D16MP11 | LPG | Induced Draft | False | False | 1 | False | Up | None | None | Condensing | Single-Stage | Multiple-Speed | 0.75 | Standard |  | 120000 | 116000 | 1805 | 876 | 113200 | 1185 | 95.5 | 78 | [8 empty] | Federally-Regulated Consumer Product | 03/08/2017 |  | 03/08/2017
York | Coleman | TMLT100C16MP11 | LPG | Induced Draft | False | False | 1 | False | Up |  | None | Non-Condensing | Two-Stage Modulating |  | 0.5 | Standard |  | 100000 | 80000 |  |  | 96500 | 850 | 80 | 78 | [8 empty] | Federally-Regulated Consumer Product | 03/08/2017 |  | 03/08/2017
York | Coleman | TGLS080B12MP11 | Natural Gas | Induced Draft | False | False | 1 | False | Horizontal | None | None | Non-Condensing | Single-Stage | Multiple-Speed | 0.33 | Standard |  | 80000 | 64000 | 1195 | 620 | 76700 | 793 | 80 | 78 | [8 empty] | Federally-Regulated Consumer Product | 03/08/2017 |  | 03/08/2017
York | Luxaire | D6NQ048D11006NX | LPG | Induced Draft | False | True | 1 | False | Horizontal |  | None | Non-Condensing | Two-Stage Modulating |  | 1 | Premium |  | 135000 | 108000 |  |  | 114400 | 300 | 80 | 78 | [8 empty] | Federally-Regulated Consumer Product | 03/08/2017 |  | 03/08/2017
York | Evcon | TM9E060B12MP11 | Natural Gas | Induced Draft | False | False | 1 | False | Up |  | None | Condensing | Single-Stage |  | 0.5 | Premium |  | 60000 | 57000 |  |  | 49600 | 284 | 95 | 78 | [8 empty] | Federally-Regulated Consumer Product | 03/08/2017 |  | 03/08/2017
York | Fraser Johnston | D6NQ048N09006NX | Natural Gas | Induced Draft | False | True | 1 | False | Horizontal |  | None | Non-Condensing | Single-Stage |  | 1 | Premium |  | 108000 | 87000 |  |  | 93800 | 1315 | 80.6 | 78 | [8 empty] | Federally-Regulated Consumer Product | 03/08/2017 |  | 03/08/2017
York | Luxaire | TMLT100C20MP11 | LPG | Induced Draft | False | False | 1 | False | Up |  | None | Non-Condensing | Two-Stage Modulating |  | 1 | Standard |  | 100000 | 80000 |  |  | 97200 | 688 | 80 | 78 | [8 empty] | Federally-Regulated Consumer Product | 03/08/2017 |  | 03/08/2017
York | Luxaire | D7NQ042N09006NX | LPG | Induced Draft | False | True | 1 | False | Down |  | None | Non-Condensing | Single-Stage |  | 1 | Premium |  | 108000 | 88000 |  |  | 96900 | 467 | 81 | 78 | [8 empty] | Federally-Regulated Consumer Product | 03/08/2017 |  | 03/08/2017
York | Fraser Johnston | D6NQ030D05606NX | LPG | Induced Draft | False | True | 1 | False | Down |  | None | Non-Condensing | Two-Stage Modulating |  | 0.75 | Premium |  | 70000 | 56000 |  |  | 55700 | 252 | 80 | 78 | [8 empty] | Federally-Regulated Consumer Product | 03/08/2017 |  | 03/08/2017
York | Coleman | D6NZ030N03606NX | Natural Gas | Induced Draft | False | True | 1 | False | Horizontal |  | None | Non-Condensing | Single-Stage |  | 0.75 | Premium |  | 45000 | 36000 |  |  | 37900 | 468 | 80.5 | 78 | [8 empty] | Federally-Regulated Consumer Product | 03/08/2017 |  | 03/08/2017
York | York | TM8T080B12MP11 | Natural Gas | Induced Draft | False | False | 1 | False | Horizontal |  | None | Non-Condensing | Two-Stage Modulating |  | 0.33 | Standard |  | 80000 | 63000 |  |  | 77700 | 568 | 80 | 78 | [8 empty] | Federally-Regulated Consumer Product | 03/08/2017 |  | 03/08/2017
York | York | D7NQ036N07206NX | LPG | Induced Draft | False | True | 1 | False | Down |  | None | Non-Condensing | Single-Stage |  | 0.75 | Premium |  | 90000 | 73000 |  |  | 76900 | 510 | 81 | 78 | [8 empty] | Federally-Regulated Consumer Product | 03/08/2017 |  | 03/08/2017
York | Evcon | D7NQ024N03606NX | LPG | Induced Draft | False | True | 1 | False | Down |  | None | Non-Condensing | Single-Stage |  | 0.5 | Premium |  | 45000 | 37000 |  |  | 38700 | 201 | 81 | 78 | [8 empty] | Federally-Regulated Consumer Product | 03/08/2017 |  | 03/08/2017
York | York | TM9X100C20MP11 | LPG | Induced Draft | False | False | 1 | False | Down | None | None | Condensing | Single-Stage | Multiple-Speed | 0.75 | Premium |  | 100000 | 95000 | 1989 | 660 | 97700 | 833 | 95.5 | 78 | [8 empty] | Federally-Regulated Consumer Product | 03/08/2017 |  | 03/08/2017
York | Evcon | TM9M100C16MP12 | LPG | Induced Draft | False | False | 1 | False | Down |  | None | Condensing | Step Modulating |  | 0.75 | Standard |  | 100000 | 97000 |  |  | 93000 | 1500 | 97 | 78 | [8 empty] | Federally-Regulated Consumer Product | 03/08/2017 |  | 03/08/2017
York | Luxaire | TM9M080C16MP12 | LPG | Induced Draft | False | False | 1 | False | Up |  | None | Condensing | Step Modulating |  | 0.75 | Standard |  | 80000 | 78000 |  |  | 76300 | 1530 | 97 | 78 | [8 empty] | Federally-Regulated Consumer Product | 03/08/2017 |  | 03/08/2017
York | Guardian | RGF1L100CE16MP11 | Natural Gas | Induced Draft | False | False | 1 | False | Down |  | None | Non-Condensing | Single-Stage |  | 0.5 | Premium |  | 100000 | 80000 |  |  | 98400 | 431 | 80 | 78 | [8 empty] | Federally-Regulated Consumer Product | 03/08/2017 |  | 03/08/2017
York | Fraser Johnston | TGLS080C22MP11 | Natural Gas | Induced Draft | False | False | 1 | False | Horizontal | None | None | Non-Condensing | Single-Stage | Multiple-Speed | 1 | Standard |  | 80000 | 64000 | 2448 | 1263 | 74800 | 1234 | 80 | 78 | [8 empty] | Federally-Regulated Consumer Product | 03/08/2017 |  | 03/08/2017
York | Luxaire | D7NQ048N09006NX | LPG | Induced Draft | False | True | 1 | False | Down |  | None | Non-Condensing | Single-Stage |  | 1 | Premium |  | 108000 | 88000 |  |  | 96900 | 467 | 81 | 78 | [8 empty] | Federally-Regulated Consumer Product | 03/08/2017 |  | 03/08/2017
York | York | ZF060*08*1**** | Natural Gas | Induced Draft | False | True | 1 | False | Down |  | None | Non-Condensing | Single-Stage |  | 1.5 | Standard |  | 100000 | 80000 |  |  | 93400 | 1438 | 80.5 | 78 | [8 empty] | Federally-Regulated Consumer Product | 03/08/2017 |  | 03/08/2017
York | York | TM8T120C20MP11 | LPG | Induced Draft | False | False | 1 | False | Horizontal |  | None | Non-Condensing | Two-Stage Modulating |  | 1 | Standard |  | 120000 | 96000 |  |  | 116600 | 832 | 80 | 78 | [8 empty] | Federally-Regulated Consumer Product | 03/08/2017 |  | 03/08/2017
York | York | Z33D[D,T]3******** | LPG | Induced Draft | False | True | 3 | False | Horizontal |  | None | Non-Condensing | Step Modulating |  | 10 | Standard |  | 267000 | 213000 | [6 empty] | 80 | 80 | [6 empty] | Federally-Regulated Commercial & Industrial Equipment | 03/08/2017 |  | 03/08/2017
York | Fraser Johnston | TM9X100C16MP11 | LPG | Induced Draft | False | False | 1 | False | Horizontal | None | None | Condensing | Single-Stage | Multiple-Speed | 0.5 | Premium |  | 100000 | 95000 | 1570 | 464 | 98400 | 638 | 95.5 | 78 | [8 empty] | Federally-Regulated Consumer Product | 03/08/2017 |  | 03/08/2017
York | Fraser Johnston | D6NZ048D09006NX | Natural Gas | Induced Draft | False | True | 1 | False | Down |  | None | Non-Condensing | Two-Stage Modulating |  | 1 | Premium |  | 108000 | 87000 |  |  | 94100 | 544 | 80 | 78 | [8 empty] | Federally-Regulated Consumer Product | 03/08/2017 |  | 03/08/2017
York | Luxaire | D6NX048N09006NX | LPG | Induced Draft | False | True | 1 | False | Horizontal |  | None | Non-Condensing | Single-Stage |  | 1 | Premium |  | 108000 | 87000 |  |  | 93800 | 1315 | 80.6 | 78 | [8 empty] | Federally-Regulated Consumer Product | 03/08/2017 |  | 03/08/2017
York | Coleman | D6NZ042N09006NX | LPG | Induced Draft | False | True | 1 | False | Horizontal |  | None | Non-Condensing | Single-Stage |  | 1 | Premium |  | 108000 | 87000 |  |  | 94400 | 1124 | 80.8 | 78 | [8 empty] | Federally-Regulated Consumer Product | 03/08/2017 |  | 03/08/2017
York | York | TM9X060B12MP11 | Natural Gas | Induced Draft | False | False | 1 | False | Horizontal | None | None | Condensing | Single-Stage | Multiple-Speed | 0.5 | Premium |  | 60000 | 57000 | 1197 | 398 | 49000 | 394 | 95.5 | 78 | [8 empty] | Federally-Regulated Consumer Product | 03/08/2017 |  | 03/08/2017
York | Evcon | RGF19080CE16MP11 | LPG | Induced Draft | False | False | 1 | False | Down |  | None | Condensing | Single-Stage |  | 0.5 | Premium |  | 80000 | 76000 |  |  | 65200 | 539 | 95.5 | 78 | [8 empty] | Federally-Regulated Consumer Product | 03/08/2017 |  | 03/08/2017
York | Coleman | TG9S130D20MP11 | LPG | Induced Draft | False | False | 1 | False | Down | None | None | Condensing | Single-Stage | Multiple-Speed | 1 | Standard |  | 130000 | 125000 | 2047 | 1198 | 112700 | 1305 | 95.5 | 78 | [8 empty] | Federally-Regulated Consumer Product | 03/08/2017 |  | 03/08/2017
York | Fraser Johnston | TGLS100C16MP11 | LPG | Induced Draft | False | False | 1 | False | Down | None | None | Non-Condensing | Single-Stage | Multiple-Speed | 0.5 | Standard |  | 100000 | 80000 | 1820 | 1012 | 96100 | 930 | 80 | 78 | [8 empty] | Federally-Regulated Consumer Product | 03/08/2017 |  | 03/08/2017
York | Fraser Johnston | TM8V080B12MP11 | LPG | Induced Draft | False | False | 1 | False | Down |  | None | Non-Condensing | Two-Stage Modulating |  | 0.5 | Premium |  | 80000 | 63000 |  |  | 75800 | 315 | 80 | 78 | [8 empty] | Federally-Regulated Consumer Product | 03/08/2017 |  | 03/08/2017
York | Luxaire | D6HQ036D05606NX | Natural Gas | Induced Draft | False | True | 1 | False | Down |  | None | Non-Condensing | Two-Stage Modulating |  | 0.75 | Premium |  | 70000 | 56000 |  |  | 58000 | 263 | 80 | 78 | [8 empty] | Federally-Regulated Consumer Product | 03/08/2017 |  | 03/08/2017
York | Coleman | TM9M080C16MP12 | Natural Gas | Induced Draft | False | False | 1 | False | Horizontal |  | None | Condensing | Step Modulating |  | 0.75 | Standard |  | 80000 | 78000 |  |  | 76300 | 1530 | 97 | 78 | [8 empty] | Federally-Regulated Consumer Product | 03/08/2017 |  | 03/08/2017
York | York | TM8T080C16MP11 | LPG | Induced Draft | False | False | 1 | False | Up |  | None | Non-Condensing | Two-Stage Modulating |  | 0.5 | Standard |  | 80000 | 63000 |  |  | 77500 | 607 | 80 | 78 | [8 empty] | Federally-Regulated Consumer Product | 03/08/2017 |  | 03/08/2017
York | Guardian | GG8S120C20MP11 | Natural Gas | Induced Draft | False | False | 1 | False | Down | None | None | Non-Condensing | Single-Stage | Multiple-Speed | 1 | Standard |  | 120000 | 96000 | 2338 | 1286 | 115200 | 1150 | 80 | 78 | [8 empty] | Federally-Regulated Consumer Product | 03/08/2017 |  | 03/08/2017
York | Fraser Johnston | TG8S080C16MP11 | LPG | Induced Draft | False | False | 1 | False | Down | None | None | Non-Condensing | Single-Stage | Multiple-Speed | 0.5 | Standard |  | 80000 | 64000 | 1602 | 1069 | 75100 | 1168 | 80 | 78 | [8 empty] | Federally-Regulated Consumer Product | 03/08/2017 |  | 03/08/2017
York | York | TG8S080C16MP11 | LPG | Induced Draft | False | False | 1 | False | Horizontal | None | None | Non-Condensing | Single-Stage | Multiple-Speed | 0.5 | Standard |  | 80000 | 64000 | 1602 | 1069 | 75100 | 1168 | 80 | 78 | [8 empty] | Federally-Regulated Consumer Product | 03/08/2017 |  | 03/08/2017
York | Guardian | GGLS080B12MP11 | LPG | Induced Draft | False | False | 1 | False | Horizontal | None | None | Non-Condensing | Single-Stage | Multiple-Speed | 0.33 | Standard |  | 80000 | 64000 | 1195 | 620 | 76700 | 793 | 80 | 78 | [8 empty] | Federally-Regulated Consumer Product | 03/08/2017 |  | 03/08/2017
York | Coleman | D7NQ042N09006NX | Natural Gas | Induced Draft | False | True | 1 | False | Horizontal |  | None | Non-Condensing | Single-Stage |  | 1 | Premium |  | 108000 | 88000 |  |  | 96900 | 467 | 81 | 78 | [8 empty] | Federally-Regulated Consumer Product | 03/08/2017 |  | 03/08/2017
York | Coleman | D6NQ048D09006NX | Natural Gas | Induced Draft | False | True | 1 | False | Down |  | None | Non-Condensing | Two-Stage Modulating |  | 1 | Premium |  | 108000 | 87000 |  |  | 94100 | 287 | 80 | 78 | [8 empty] | Federally-Regulated Consumer Product | 03/08/2017 |  | 03/08/2017
York | York | TM9M100C20MP12 | Natural Gas | Induced Draft | False | False | 1 | False | Up |  | None | Condensing | Step Modulating |  | 1 | Standard |  | 100000 | 97000 |  |  | 93900 | 1231 | 97 | 78 | [8 empty] | Federally-Regulated Consumer Product | 03/08/2017 |  | 03/08/2017
York | Evcon | RGF19080CE16MP11 | Natural Gas | Induced Draft | False | False | 1 | False | Down |  | None | Condensing | Single-Stage |  | 0.5 | Premium |  | 80000 | 76000 |  |  | 65200 | 539 | 95.5 | 78 | [8 empty] | Federally-Regulated Consumer Product | 03/08/2017 |  | 03/08/2017
York | Coleman | TM8V080B12MP11 | Natural Gas | Induced Draft | False | False | 1 | False | Down |  | None | Non-Condensing | Two-Stage Modulating |  | 0.5 | Premium |  | 80000 | 63000 |  |  | 75800 | 315 | 80 | 78 | [8 empty] | Federally-Regulated Consumer Product | 03/08/2017 |  | 03/08/2017
York | York | TM9T100C20MP11 | LPG | Induced Draft | False | False | 1 | False | Horizontal | None | None | Condensing | Two-Stage Modulating | Multiple-Speed | 1 | Standard |  | 100000 | 96000 | 1934 | 1183 | 96500 | 1015 | 96 | 78 | [8 empty] | Federally-Regulated Consumer Product | 03/08/2017 |  | 03/08/2017
York | Evcon | TG8S060A10MP11 | LPG | Induced Draft | False | False | 1 | False | Up | None | None | Non-Condensing | Single-Stage | Multiple-Speed | 0.33 | Standard |  | 60000 | 48000 | 1004 | 708 | 57700 | 553 | 80 | 78 | [8 empty] | Federally-Regulated Consumer Product | 03/08/2017 |  | 03/08/2017
York | Fraser Johnston | D6NQ060D09006NX | Natural Gas | Induced Draft | False | True | 1 | False | Horizontal |  | None | Non-Condensing | Two-Stage Modulating |  | 1 | Premium |  | 108000 | 87000 |  |  | 94100 | 287 | 80 | 78 | [8 empty] | Federally-Regulated Consumer Product | 03/08/2017 |  | 03/08/2017
York | York | TP9C100C20MP12 | LPG | Induced Draft | False | False | 1 | False | Horizontal |  | None | Condensing | Step Modulating |  | 1 | Premium |  | 100000 | 97000 |  |  | 96400 | 558 | 97.7 | 78 | [8 empty] | Federally-Regulated Consumer Product | 03/08/2017 |  | 03/08/2017
York | Coleman | X33A[N,S]3******** | LPG | Induced Draft | False | True | 3 | False | Down |  | None | Non-Condensing | Single-Stage |  | 10 | Standard |  | 267000 | 213000 | [6 empty] | 80 | 80 | [6 empty] | Federally-Regulated Commercial & Industrial Equipment | 03/08/2017 |  | 03/08/2017
York | Fraser Johnston | D6NX036N09006NX | Natural Gas | Induced Draft | False | True | 1 | False | Horizontal |  | None | Non-Condensing | Single-Stage |  | 1 | Premium |  | 108000 | 87000 |  |  | 94400 | 1124 | 80.8 | 78 | [8 empty] | Federally-Regulated Consumer Product | 03/08/2017 |  | 03/08/2017
York | Coleman | TMLV060A12MP11 | LPG | Induced Draft | False | False | 1 | False | Down |  | None | Non-Condensing | Two-Stage Modulating |  | 0.5 | Premium |  | 60000 | 47000 |  |  | 57000 | 259 | 80 | 78 | [8 empty] | Federally-Regulated Consumer Product | 03/08/2017 |  | 03/08/2017
York | Fraser Johnston | TG8S100B12MP11 | Natural Gas | Induced Draft | False | False | 1 | False | Horizontal | None | None | Non-Condensing | Single-Stage | Multiple-Speed | 0.33 | Standard |  | 100000 | 80000 | 1223 | 614 | 96100 | 935 | 80 | 78 | [8 empty] | Federally-Regulated Consumer Product | 03/08/2017 |  | 03/08/2017
York | Coleman | TP9C120D20MP12 | LPG | Induced Draft | False | False | 1 | False | Down |  | None | Condensing | Step Modulating |  | 1 | Premium |  | 120000 | 116000 |  |  | 112400 | 597 | 98 | 78 | [8 empty] | Federally-Regulated Consumer Product | 03/08/2017 |  | 03/08/2017
York | Fraser Johnston | TM9E120D20MP11 | LPG | Induced Draft | False | False | 1 | False | Horizontal |  | None | Condensing | Single-Stage |  | 0.75 | Premium |  | 120000 | 114000 |  |  | 115900 | 624 | 95 | 78 | [8 empty] | Federally-Regulated Consumer Product | 03/08/2017 |  | 03/08/2017
York | Coleman | TGLS060A10MP11 | Natural Gas | Induced Draft | False | False | 1 | False | Up | None | None | Non-Condensing | Single-Stage | Multiple-Speed | 0.33 | Standard |  | 60000 | 48000 | 1004 | 708 | 57700 | 553 | 80 | 78 | [8 empty] | Federally-Regulated Consumer Product | 03/08/2017 |  | 03/08/2017
York | York | D7NY060D11006NX | Natural Gas | Induced Draft | False | True | 1 | False | Down |  | None | Non-Condensing | Two-Stage Modulating |  | 1 | Premium |  | 135000 | 110000 |  |  | 112900 | 413 | 81 | 78 | [8 empty] | Federally-Regulated Consumer Product | 03/08/2017 |  | 03/08/2017
York | Guardian | GGLS060A10MP11 | LPG | Induced Draft | False | False | 1 | False | Horizontal | None | None | Non-Condensing | Single-Stage | Multiple-Speed | 0.33 | Standard |  | 60000 | 48000 | 1004 | 708 | 57700 | 553 | 80 | 78 | [8 empty] | Federally-Regulated Consumer Product | 03/08/2017 |  | 03/08/2017
York | Fraser Johnston | D7NQ048D09006NX | Natural Gas | Induced Draft | False | True | 1 | False | Horizontal |  | None | Non-Condensing | Two-Stage Modulating |  | 1 | Premium |  | 108000 | 89000 |  |  | 94500 | 338 | 81 | 78 | [8 empty] | Federally-Regulated Consumer Product | 03/08/2017 |  | 03/08/2017
York | Evcon | ZK060*10*F**** | LPG | Induced Draft | False | True | 1 | False | Horizontal |  | None | Non-Condensing | Single-Stage |  | 1.5 | Standard |  | 125000 | 100000 |  |  | 117500 | 510 | 80.3 | 78 | [8 empty] | Federally-Regulated Consumer Product | 03/08/2017 |  | 03/08/2017
York | Evcon | D7NX048D11006NX | Natural Gas | Induced Draft | False | True | 1 | False | Horizontal |  | None | Non-Condensing | Two-Stage Modulating |  | 1 | Premium |  | 135000 | 110000 |  |  | 112900 | 413 | 81 | 78 | [8 empty] | Federally-Regulated Consumer Product | 03/08/2017 |  | 03/08/2017
York | York | TGLS080C22MP11 | Natural Gas | Induced Draft | False | False | 1 | False | Up | None | None | Non-Condensing | Single-Stage | Multiple-Speed | 1 | Standard |  | 80000 | 64000 | 2448 | 1263 | 74800 | 1234 | 80 | 78 | [8 empty] | Federally-Regulated Consumer Product | 03/08/2017 |  | 03/08/2017
York | Guardian | GG9S120D16MP11 | Natural Gas | Induced Draft | False | False | 1 | False | Down | None | None | Condensing | Single-Stage | Multiple-Speed | 0.75 | Standard |  | 120000 | 116000 | 1805 | 876 | 113200 | 1185 | 95.5 | 78 | [8 empty] | Federally-Regulated Consumer Product | 03/08/2017 |  | 03/08/2017
York | Fraser Johnston | TMLT060A12MP11 | LPG | Induced Draft | False | False | 1 | False | Down |  | None | Non-Condensing | Two-Stage Modulating |  | 0.33 | Standard |  | 60000 | 47000 |  |  | 58100 | 450 | 80 | 78 | [8 empty] | Federally-Regulated Consumer Product | 03/08/2017 |  | 03/08/2017
York | Coleman | TG9S080B12MP11 | LPG | Induced Draft | False | False | 1 | False | Up | None | None | Condensing | Single-Stage | Multiple-Speed | 0.5 | Standard |  | 80000 | 78000 | 1370 | 854 | 80600 | 920 | 95.5 | 78 | [8 empty] | Federally-Regulated Consumer Product | 03/08/2017 |  | 03/08/2017
York | York | D7NQ042D09006NX | LPG | Induced Draft | False | True | 1 | False | Horizontal |  | None | Non-Condensing | Two-Stage Modulating |  | 1 | Premium |  | 108000 | 89000 |  |  | 94500 | 338 | 81 | 78 | [8 empty] | Federally-Regulated Consumer Product | 03/08/2017 |  | 03/08/2017
York | Fraser Johnston | D7NQ030D05606NX | Natural Gas | Induced Draft | False | True | 1 | False | Horizontal |  | None | Non-Condensing | Two-Stage Modulating |  | 0.75 | Premium |  | 70000 | 57000 |  |  | 56100 | 216 | 81 | 78 | [8 empty] | Federally-Regulated Consumer Product | 03/08/2017 |  | 03/08/2017
York | Coleman | G33D[D,T]5******** | LPG | Induced Draft | False | True | 3 | False | Horizontal |  | None | Non-Condensing | Step Modulating |  | 10 | Standard |  | 533000 | 426000 | [6 empty] | 80 | 80 | [6 empty] | Federally-Regulated Commercial & Industrial Equipment | 03/08/2017 |  | 03/08/2017
York | Guardian | GG8S100C20MP11 | Natural Gas | Induced Draft | False | False | 1 | False | Horizontal | None | None | Non-Condensing | Single-Stage | Multiple-Speed | 1 | Standard |  | 100000 | 80000 | 2478 | 1307 | 95100 | 1178 | 80 | 78 | [8 empty] | Federally-Regulated Consumer Product | 03/08/2017 |  | 03/08/2017
York | Fraser Johnston | ZS060*08*F**** | Natural Gas | Induced Draft | False | True | 1 | False | Horizontal |  | None | Non-Condensing | Single-Stage |  | 1.5 | Standard |  | 100000 | 80000 |  |  | 93400 | 1438 | 80.5 | 78 | [8 empty] | Federally-Regulated Consumer Product | 03/08/2017 |  | 03/08/2017
York | York | TPLC100C20MP11 | LPG | Induced Draft | False | False | 1 | False | Up | None | None | Non-Condensing | Step Modulating | Variable-Speed | 1 | Premium | 60 | 100000 | 78000 | 2110 | 665 | 99600 | 128 | 80 | 78 | [8 empty] | Federally-Regulated Consumer Product | 03/08/2017 |  | 03/08/2017
York | Evcon | TG8S120C20MP11 | LPG | Induced Draft | False | False | 1 | False | Up | None | None | Non-Condensing | Single-Stage | Multiple-Speed | 1 | Standard |  | 120000 | 96000 | 2338 | 1286 | 115200 | 1150 | 80 | 78 | [8 empty] | Federally-Regulated Consumer Product | 03/08/2017 |  | 03/08/2017
York | Fraser Johnston | D7NQ024D05606NX | LPG | Induced Draft | False | True | 1 | False | Down |  | None | Non-Condensing | Two-Stage Modulating |  | 0.5 | Premium |  | 70000 | 57000 |  |  | 56100 | 215 | 81 | 78 | [8 empty] | Federally-Regulated Consumer Product | 03/08/2017 |  | 03/08/2017
York | Coleman | G33E[D,T]3******** | Natural Gas | Induced Draft | False | True | 3 | False | Horizontal |  | None | Non-Condensing | Step Modulating |  | 10 | Standard |  | 267000 | 213000 | [6 empty] | 80 | 80 | [6 empty] | Federally-Regulated Commercial & Industrial Equipment | 03/08/2017 |  | 03/08/2017
York | Luxaire | D6HQ030D05606NX | Natural Gas | Induced Draft | False | True | 1 | False | Horizontal |  | None | Non-Condensing | Two-Stage Modulating |  | 0.75 | Premium |  | 70000 | 56000 |  |  | 55700 | 252 | 80 | 78 | [8 empty] | Federally-Regulated Consumer Product | 03/08/2017 |  | 03/08/2017
York | Evcon | TG9S060B12MP11 | LPG | Induced Draft | False | False | 1 | False | Horizontal | None | None | Condensing | Single-Stage | Multiple-Speed | 0.5 | Standard |  | 60000 | 58000 | 1243 | 713 | 48100 | 622 | 95.5 | 78 | [8 empty] | Federally-Regulated Consumer Product | 03/08/2017 |  | 03/08/2017
York | York | YPAL051F******** | Natural Gas | Induced Draft | False | True | 3 | False | Horizontal | None | None | Non-Condensing | Step Modulating | Single-Speed | 10 | Standard |  | 375000 | 300000 | [6 empty] | 80 | 80 | [5 empty] | 3 | Federally-Regulated Commercial & Industrial Equipment | 03/08/2017 |  | 03/08/2017
York | Coleman | D6NZ024N05606NX | LPG | Induced Draft | False | True | 1 | False | Down |  | None | Non-Condensing | Single-Stage |  | 0.5 | Premium |  | 70000 | 56000 |  |  | 56700 | 764 | 80.2 | 78 | [8 empty] | Federally-Regulated Consumer Product | 03/08/2017 |  | 03/08/2017
York | Fraser Johnston | TMLT080B12MP11 | Natural Gas | Induced Draft | False | False | 1 | False | Horizontal |  | None | Non-Condensing | Two-Stage Modulating |  | 0.33 | Standard |  | 80000 | 63000 |  |  | 77700 | 568 | 80 | 78 | [8 empty] | Federally-Regulated Consumer Product | 03/08/2017 |  | 03/08/2017
York | Fraser Johnston | D6NZ036D07206NX | Natural Gas | Induced Draft | False | True | 1 | False | Down |  | None | Non-Condensing | Two-Stage Modulating |  | 0.75 | Premium |  | 90000 | 72000 |  |  | 74700 | 273 | 80 | 78 | [8 empty] | Federally-Regulated Consumer Product | 03/08/2017 |  | 03/08/2017
York | Coleman | D7NX024N03606NX | Natural Gas | Induced Draft | False | True | 1 | False | Horizontal |  | None | Non-Condensing | Single-Stage |  | 0.5 | Premium |  | 45000 | 37000 |  |  | 38700 | 201 | 81 | 78 | [8 empty] | Federally-Regulated Consumer Product | 03/08/2017 |  | 03/08/2017
York | Coleman | X33B[D,T]3******** | LPG | Induced Draft | False | True | 3 | False | Horizontal |  | None | Non-Condensing | Step Modulating |  | 10 | Standard |  | 267000 | 213000 | [6 empty] | 80 | 80 | [6 empty] | Federally-Regulated Commercial & Industrial Equipment | 03/08/2017 |  | 03/08/2017
York | Evcon | TG8S080B12MP11 | LPG | Induced Draft | False | False | 1 | False | Down | None | None | Non-Condensing | Single-Stage | Multiple-Speed | 0.33 | Standard |  | 80000 | 64000 | 1195 | 620 | 76700 | 793 | 80 | 78 | [8 empty] | Federally-Regulated Consumer Product | 03/08/2017 |  | 03/08/2017
York | Evcon | TM8V080B12MP11 | LPG | Induced Draft | False | False | 1 | False | Horizontal |  | None | Non-Condensing | Two-Stage Modulating |  | 0.5 | Premium |  | 80000 | 63000 |  |  | 75800 | 315 | 80 | 78 | [8 empty] | Federally-Regulated Consumer Product | 03/08/2017 |  | 03/08/2017
York | Evcon | TMLX100C16MP11 | Natural Gas | Induced Draft | False | False | 1 | False | Down |  | None | Non-Condensing | Single-Stage |  | 0.5 | Premium |  | 100000 | 80000 |  |  | 98400 | 431 | 80 | 78 | [8 empty] | Federally-Regulated Consumer Product | 03/08/2017 |  | 03/08/2017
York | Coleman | TG8S120C16MP11 | Natural Gas | Induced Draft | False | False | 1 | False | Down | None | None | Non-Condensing | Single-Stage | Multiple-Speed | 0.5 | Standard |  | 120000 | 96000 | 1600 | 1002 | 115100 | 1166 | 80 | 78 | [8 empty] | Federally-Regulated Consumer Product | 03/08/2017 |  | 03/08/2017
York | Fraser Johnston | D6NZ060D09006NX | Natural Gas | Induced Draft | False | True | 1 | False | Horizontal |  | None | Non-Condensing | Two-Stage Modulating |  | 1 | Premium |  | 108000 | 87000 |  |  | 94100 | 544 | 80 | 78 | [8 empty] | Federally-Regulated Consumer Product | 03/08/2017 |  | 03/08/2017
York | Coleman | TM9E100C16MP11 | Natural Gas | Induced Draft | False | False | 1 | False | Horizontal |  | None | Condensing | Single-Stage |  | 0.5 | Premium |  | 100000 | 96000 |  |  | 99600 | 463 | 95 | 78 | [8 empty] | Federally-Regulated Consumer Product | 03/08/2017 |  | 03/08/2017
York | Coleman | TM8X100C20MP11 | LPG | Induced Draft | False | False | 1 | False | Horizontal |  | None | Non-Condensing | Single-Stage |  | 0.75 | Premium |  | 100000 | 80000 |  |  | 97800 | 568 | 80 | 78 | [8 empty] | Federally-Regulated Consumer Product | 03/08/2017 |  | 03/08/2017
York | Luxaire | LPLC080C16MP12 | Natural Gas | Induced Draft | False | False | 1 | False | Down |  | None | Non-Condensing | Step Modulating |  | 0.75 | Premium |  | 80000 | 62000 |  |  | 77700 | 199 | 80 | 78 | [8 empty] | Federally-Regulated Consumer Product | 03/08/2017 |  | 03/08/2017
York | Johnson Controls | V33A[N,S]3******** | LPG | Induced Draft | False | True | 3 | False | Horizontal |  | None | Non-Condensing | Single-Stage |  | 10 | Standard |  | 267000 | 213000 | [6 empty] | 80 | 80 | [6 empty] | Federally-Regulated Commercial & Industrial Equipment | 03/08/2017 |  | 03/08/2017
York | York | TG9S100C16MP11 | Natural Gas | Induced Draft | False | False | 1 | False | Down | None | None | Condensing | Single-Stage | Multiple-Speed | 0.75 | Standard |  | 100000 | 97000 | 1706 | 819 | 96500 | 1156 | 95.5 | 78 | [8 empty] | Federally-Regulated Consumer Product | 03/08/2017 |  | 03/08/2017
York | Evcon | TM8V080B12MP11 | LPG | Induced Draft | False | False | 1 | False | Up |  | None | Non-Condensing | Two-Stage Modulating |  | 0.5 | Premium |  | 80000 | 63000 |  |  | 75800 | 315 | 80 | 78 | [8 empty] | Federally-Regulated Consumer Product | 03/08/2017 |  | 03/08/2017
York | Evcon | TMLV080C16MP11 | LPG | Induced Draft | False | False | 1 | False | Horizontal |  | None | Non-Condensing | Two-Stage Modulating |  | 0.75 | Premium |  | 80000 | 63000 |  |  | 76900 | 323 | 80 | 78 | [8 empty] | Federally-Regulated Consumer Product | 03/08/2017 |  | 03/08/2017
York | Luxaire | D6NQ036N07206NX | Natural Gas | Induced Draft | False | True | 1 | False | Horizontal |  | None | Non-Condensing | Single-Stage |  | 0.75 | Premium |  | 90000 | 72000 |  |  | 75500 | 1056 | 80.1 | 78 | [8 empty] | Federally-Regulated Consumer Product | 03/08/2017 |  | 03/08/2017
York | Johnson Controls | V33D[D,T]3******** | LPG | Induced Draft | False | True | 3 | False | Horizontal |  | None | Non-Condensing | Step Modulating |  | 10 | Standard |  | 267000 | 213000 | [6 empty] | 80 | 80 | [6 empty] | Federally-Regulated Commercial & Industrial Equipment | 03/08/2017 |  | 03/08/2017
York | Fraser Johnston | TM9X040A10MP11 | LPG | Induced Draft | False | False | 1 | False | Horizontal |  | None | Condensing | Single-Stage |  | 0.5 | Premium |  | 40000 | 38000 |  |  | 32700 | 256 | 95.5 | 78 | [8 empty] | Federally-Regulated Consumer Product | 03/08/2017 |  | 03/08/2017
York | York | D6NZ042N06506NX | Natural Gas | Induced Draft | False | True | 1 | False | Horizontal |  | None | Non-Condensing | Single-Stage |  | 1 | Premium |  | 80000 | 64000 |  |  | 74700 | 1140 | 80.6 | 78 | [8 empty] | Federally-Regulated Consumer Product | 03/08/2017 |  | 03/08/2017
York | Fraser Johnston | D7HQ060D09006NX | LPG | Induced Draft | False | True | 1 | False | Horizontal |  | None | Non-Condensing | Two-Stage Modulating |  | 1 | Premium |  | 108000 | 89000 |  |  | 94500 | 338 | 81 | 78 | [8 empty] | Federally-Regulated Consumer Product | 03/08/2017 |  | 03/08/2017
York | York | D7NQ060N09006NX | LPG | Induced Draft | False | True | 1 | False | Horizontal |  | None | Non-Condensing | Single-Stage |  | 1 | Premium |  | 108000 | 88000 |  |  | 96900 | 467 | 81 | 78 | [8 empty] | Federally-Regulated Consumer Product | 03/08/2017 |  | 03/08/2017
York | Coleman | TM8T080C16MP11 | Natural Gas | Induced Draft | False | False | 1 | False | Down |  | None | Non-Condensing | Two-Stage Modulating |  | 0.5 | Standard |  | 80000 | 63000 |  |  | 77500 | 607 | 80 | 78 | [8 empty] | Federally-Regulated Consumer Product | 03/08/2017 |  | 03/08/2017
York | Fraser Johnston | D6NZ036N03606NX | LPG | Induced Draft | False | True | 1 | False | Horizontal |  | None | Non-Condensing | Single-Stage |  | 0.75 | Premium |  | 45000 | 36000 |  |  | 37300 | 590 | 80.4 | 78 | [8 empty] | Federally-Regulated Consumer Product | 03/08/2017 |  | 03/08/2017
York | Coleman | TM9E060B12MP11 | LPG | Induced Draft | False | False | 1 | False | Up |  | None | Condensing | Single-Stage |  | 0.5 | Premium |  | 60000 | 57000 |  |  | 49600 | 284 | 95 | 78 | [8 empty] | Federally-Regulated Consumer Product | 03/08/2017 |  | 03/08/2017
York | Fraser Johnston | TM9V100C16MP11 | LPG | Induced Draft | False | False | 1 | False | Horizontal | None | None | Condensing | Two-Stage Modulating | Variable-Speed | 0.75 | Premium | 60 | 100000 | 96000 | 1818 | 519 | 95600 | 364 | 96 | 78 | [8 empty] | Federally-Regulated Consumer Product | 03/08/2017 |  | 03/08/2017
York | Evcon | TM9E060B12MP11 | LPG | Induced Draft | False | False | 1 | False | Up |  | None | Condensing | Single-Stage |  | 0.5 | Premium |  | 60000 | 57000 |  |  | 49600 | 284 | 95 | 78 | [8 empty] | Federally-Regulated Consumer Product | 03/08/2017 |  | 03/08/2017
York | York | D7NX048N06506NX | Natural Gas | Induced Draft | False | True | 1 | False | Down |  | None | Non-Condensing | Single-Stage |  | 1 | Premium |  | 80000 | 66000 |  |  | 77300 | 424 | 81 | 78 | [8 empty] | Federally-Regulated Consumer Product | 03/08/2017 |  | 03/08/2017
York | Fraser Johnston | D6NQ036D05606NX | Natural Gas | Induced Draft | False | True | 1 | False | Horizontal |  | None | Non-Condensing | Two-Stage Modulating |  | 0.75 | Premium |  | 70000 | 56000 |  |  | 58000 | 263 | 80 | 78 | [8 empty] | Federally-Regulated Consumer Product | 03/08/2017 |  | 03/08/2017
York | Luxaire | D6HQ024D05606NX | LPG | Induced Draft | False | True | 1 | False | Down |  | None | Non-Condensing | Two-Stage Modulating |  | 0.5 | Premium |  | 70000 | 56000 |  |  | 57600 | 151 | 80 | 78 | [8 empty] | Federally-Regulated Consumer Product | 03/08/2017 |  | 03/08/2017
York | York | TM8V120C20MP11 | LPG | Induced Draft | False | False | 1 | False | Horizontal |  | None | Non-Condensing | Two-Stage Modulating |  | 1 | Premium |  | 120000 | 96000 |  |  | 111300 | 456 | 80 | 78 | [8 empty] | Federally-Regulated Consumer Product | 03/08/2017 |  | 03/08/2017
York | Coleman | D6NZ048D11006NX | Natural Gas | Induced Draft | False | True | 1 | False | Down |  | None | Non-Condensing | Two-Stage Modulating |  | 1 | Premium |  | 135000 | 108000 |  |  | 114400 | 262 | 80 | 78 | [8 empty] | Federally-Regulated Consumer Product | 03/08/2017 |  | 03/08/2017
York | Evcon | TG8S100B12MP11 | LPG | Induced Draft | False | False | 1 | False | Horizontal | None | None | Non-Condensing | Single-Stage | Multiple-Speed | 0.33 | Standard |  | 100000 | 80000 | 1223 | 614 | 96100 | 935 | 80 | 78 | [8 empty] | Federally-Regulated Consumer Product | 03/08/2017 |  | 03/08/2017
York | Guardian | RGF19080CE16MP11 | LPG | Induced Draft | False | False | 1 | False | Horizontal |  | None | Condensing | Single-Stage |  | 0.5 | Premium |  | 80000 | 76000 |  |  | 65200 | 539 | 95.5 | 78 | [8 empty] | Federally-Regulated Consumer Product | 03/08/2017 |  | 03/08/2017
York | York | TM8X120C20MP11 | LPG | Induced Draft | False | False | 1 | False | Down |  | None | Non-Condensing | Single-Stage |  | 0.75 | Premium |  | 120000 | 96000 |  |  | 117500 | 635 | 80 | 78 | [8 empty] | Federally-Regulated Consumer Product | 03/08/2017 |  | 03/08/2017
York | Coleman | D7HQ048D11006NX | LPG | Induced Draft | False | True | 1 | False | Horizontal |  | None | Non-Condensing | Two-Stage Modulating |  | 1 | Premium |  | 135000 | 110000 |  |  | 112900 | 413 | 81 | 78 | [8 empty] | Federally-Regulated Consumer Product | 03/08/2017 |  | 03/08/2017
York | Johnson Controls | S33A[N,S]3******** | Natural Gas | Induced Draft | False | True | 3 | False | Down |  | None | Non-Condensing | Single-Stage |  | 10 | Standard |  | 267000 | 213000 | [6 empty] | 80 | 80 | [6 empty] | Federally-Regulated Commercial & Industrial Equipment | 03/08/2017 |  | 03/08/2017
York | Fraser Johnston | TMLV120C20MP11 | Natural Gas | Induced Draft | False | False | 1 | False | Horizontal |  | None | Non-Condensing | Two-Stage Modulating |  | 1 | Premium |  | 120000 | 96000 |  |  | 111300 | 456 | 80 | 78 | [8 empty] | Federally-Regulated Consumer Product | 03/08/2017 |  | 03/08/2017
York | Fraser Johnston | TPLC120C20MP12 | Natural Gas | Induced Draft | False | False | 1 | False | Up |  | None | Non-Condensing | Step Modulating |  | 1 | Premium |  | 120000 | 95000 |  |  | 115200 | 484 | 80 | 78 | [8 empty] | Federally-Regulated Consumer Product | 03/08/2017 |  | 03/08/2017
York | Evcon | TM9X100C16MP11 | LPG | Induced Draft | False | False | 1 | False | Up | None | None | Condensing | Single-Stage | Multiple-Speed | 0.5 | Premium |  | 100000 | 95000 | 1570 | 464 | 98400 | 638 | 95.5 | 78 | [8 empty] | Federally-Regulated Consumer Product | 03/08/2017 |  | 03/08/2017
York | Luxaire | TM9E120D20MP11 | LPG | Induced Draft | False | False | 1 | False | Up |  | None | Condensing | Single-Stage |  | 0.75 | Premium |  | 120000 | 114000 |  |  | 115900 | 624 | 95 | 78 | [8 empty] | Federally-Regulated Consumer Product | 03/08/2017 |  | 03/08/2017
York | York | TM9X080C16MP11 | LPG | Induced Draft | False | False | 1 | False | Up | None | None | Condensing | Single-Stage | Multiple-Speed | 0.5 | Premium |  | 80000 | 76000 | 1558 | 457 | 65200 | 513 | 95.5 | 78 | [8 empty] | Federally-Regulated Consumer Product | 03/08/2017 |  | 03/08/2017
York | Coleman | TG8S080C22MP11 | Natural Gas | Induced Draft | False | False | 1 | False | Horizontal | None | None | Non-Condensing | Single-Stage | Multiple-Speed | 1 | Standard |  | 80000 | 64000 | 2448 | 1263 | 74800 | 1234 | 80 | 78 | [8 empty] | Federally-Regulated Consumer Product | 03/08/2017 |  | 03/08/2017
York | Johnson Controls | T33D[D,T]3******** | LPG | Induced Draft | False | True | 3 | False | Down |  | None | Non-Condensing | Step Modulating |  | 10 | Standard |  | 267000 | 213000 | [6 empty] | 80 | 80 | [6 empty] | Federally-Regulated Commercial & Industrial Equipment | 03/08/2017 |  | 03/08/2017
York | York | YP9C100C16MP12 | LPG | Induced Draft | False | False | 1 | False | Up |  | None | Condensing | Step Modulating |  | 0.75 | Premium |  | 100000 | 97000 |  |  | 96500 | 536 | 97.7 | 78 | [8 empty] | Federally-Regulated Consumer Product | 03/08/2017 |  | 03/08/2017
York | Fraser Johnston | D7NQ042N06506NX | LPG | Induced Draft | False | True | 1 | False | Horizontal |  | None | Non-Condensing | Single-Stage |  | 1 | Premium |  | 80000 | 66000 |  |  | 77300 | 424 | 81 | 78 | [8 empty] | Federally-Regulated Consumer Product | 03/08/2017 |  | 03/08/2017
York | York | D7HQ024D05606NX | Natural Gas | Induced Draft | False | True | 1 | False | Down |  | None | Non-Condensing | Two-Stage Modulating |  | 0.5 | Premium |  | 70000 | 57000 |  |  | 56100 | 215 | 81 | 78 | [8 empty] | Federally-Regulated Consumer Product | 03/08/2017 |  | 03/08/2017
York | Fraser Johnston | TM9V100C16MP11 | LPG | Induced Draft | False | False | 1 | False | Down | None | None | Condensing | Two-Stage Modulating | Variable-Speed | 0.75 | Premium | 60 | 100000 | 96000 | 1818 | 519 | 95600 | 364 | 96 | 78 | [8 empty] | Federally-Regulated Consumer Product | 03/08/2017 |  | 03/08/2017
York | Coleman | CP9C080C16MP12 | Natural Gas | Induced Draft | False | False | 1 | False | Horizontal |  | None | Condensing | Step Modulating |  | 0.75 | Premium |  | 80000 | 78000 |  |  | 80600 | 460 | 97.7 | 78 | [8 empty] | Federally-Regulated Consumer Product | 03/08/2017 |  | 03/08/2017
York | Evcon | D6NQ036N07206NX | Natural Gas | Induced Draft | False | True | 1 | False | Horizontal |  | None | Non-Condensing | Single-Stage |  | 0.75 | Premium |  | 90000 | 72000 |  |  | 75500 | 1056 | 80.1 | 78 | [8 empty] | Federally-Regulated Consumer Product | 03/08/2017 |  | 03/08/2017
York | York | TM9E100C20MP11 | Natural Gas | Induced Draft | False | False | 1 | False | Up |  | None | Condensing | Single-Stage |  | 0.75 | Premium |  | 100000 | 96000 |  |  | 99800 | 410 | 95 | 78 | [8 empty] | Federally-Regulated Consumer Product | 03/08/2017 |  | 03/08/2017
York | York | TG8S080C22MP11 | LPG | Induced Draft | False | False | 1 | False | Down | None | None | Non-Condensing | Single-Stage | Multiple-Speed | 1 | Standard |  | 80000 | 64000 | 2448 | 1263 | 74800 | 1234 | 80 | 78 | [8 empty] | Federally-Regulated Consumer Product | 03/08/2017 |  | 03/08/2017
York | Coleman | D6NQ036N07206NX | Natural Gas | Induced Draft | False | True | 1 | False | Down |  | None | Non-Condensing | Single-Stage |  | 0.75 | Premium |  | 90000 | 72000 |  |  | 75500 | 1056 | 80.1 | 78 | [8 empty] | Federally-Regulated Consumer Product | 03/08/2017 |  | 03/08/2017
York | Luxaire | TM9T120D20MP11 | Natural Gas | Induced Draft | False | False | 1 | False | Down | None | None | Condensing | Two-Stage Modulating | Multiple-Speed | 1 | Standard |  | 120000 | 115000 | 1977 | 1190 | 113900 | 801 | 96 | 78 | [8 empty] | Federally-Regulated Consumer Product | 03/08/2017 |  | 03/08/2017
York | York | Z33E[N,S]3******** | Natural Gas | Induced Draft | False | True | 3 | False | Down |  | None | Non-Condensing | Single-Stage |  | 10 | Standard |  | 267000 | 213000 | [6 empty] | 80 | 80 | [6 empty] | Federally-Regulated Commercial & Industrial Equipment | 03/08/2017 |  | 03/08/2017
York | York | MG9S080B12MP11 | LPG | Induced Draft | False | False | 1 | True | Down |  | None | Condensing | Single-Stage |  | 0.5 | Standard |  | 80000 | 78000 |  |  | 80600 | 960 | 95.5 | 75 | [8 empty] | Federally-Regulated Consumer Product | 03/08/2017 |  | 03/08/2017
York | Johnson Controls | H33B[D,T]3******** | Natural Gas | Induced Draft | False | True | 3 | False | Down |  | None | Non-Condensing | Step Modulating |  | 10 | Standard |  | 267000 | 213000 | [6 empty] | 80 | 80 | [6 empty] | Federally-Regulated Commercial & Industrial Equipment | 03/08/2017 |  | 03/08/2017
York | York | D6NZ042N09006NX | Natural Gas | Induced Draft | False | True | 1 | False | Down |  | None | Non-Condensing | Single-Stage |  | 1 | Premium |  | 108000 | 87000 |  |  | 94400 | 1124 | 80.8 | 78 | [8 empty] | Federally-Regulated Consumer Product | 03/08/2017 |  | 03/08/2017
York | Evcon | RGF1L060AP12MP11 | Natural Gas | Induced Draft | False | False | 1 | False | Horizontal |  | None | Non-Condensing | Single-Stage |  | 0.33 | Standard |  | 60000 | 48000 |  |  | 57400 | 656 | 80 | 78 | [8 empty] | Federally-Regulated Consumer Product | 03/08/2017 |  | 03/08/2017
York | Luxaire | D6NZ030D05606NX | Natural Gas | Induced Draft | False | True | 1 | False | Down |  | None | Non-Condensing | Two-Stage Modulating |  | 0.75 | Premium |  | 70000 | 56000 |  |  | 55700 | 252 | 80 | 78 | [8 empty] | Federally-Regulated Consumer Product | 03/08/2017 |  | 03/08/2017
York | Luxaire | TGLS060A10MP11 | Natural Gas | Induced Draft | False | False | 1 | False | Down | None | None | Non-Condensing | Single-Stage | Multiple-Speed | 0.33 | Standard |  | 60000 | 48000 | 1004 | 708 | 57700 | 553 | 80 | 78 | [8 empty] | Federally-Regulated Consumer Product | 03/08/2017 |  | 03/08/2017
York | Evcon | TPLC080C16MP12 | Natural Gas | Induced Draft | False | False | 1 | False | Horizontal |  | None | Non-Condensing | Step Modulating |  | 0.75 | Premium |  | 80000 | 62000 |  |  | 77700 | 199 | 80 | 78 | [8 empty] | Federally-Regulated Consumer Product | 03/08/2017 |  | 03/08/2017
York | Fraser Johnston | TG9S080C22MP11 | LPG | Induced Draft | False | False | 1 | False | Down | None | None | Condensing | Single-Stage | Multiple-Speed | 1 | Standard |  | 80000 | 78000 | 2162 | 1285 | 80400 | 966 | 95.5 | 78 | [8 empty] | Federally-Regulated Consumer Product | 03/08/2017 |  | 03/08/2017
York | Evcon | TM8T100C16MP11 | Natural Gas | Induced Draft | False | False | 1 | False | Down |  | None | Non-Condensing | Two-Stage Modulating |  | 0.5 | Standard |  | 100000 | 80000 |  |  | 96500 | 850 | 80 | 78 | [8 empty] | Federally-Regulated Consumer Product | 03/08/2017 |  | 03/08/2017
York | Johnson Controls | S33A[D,T]3******** | LPG | Induced Draft | False | True | 3 | False | Horizontal |  | None | Non-Condensing | Step Modulating |  | 10 | Standard |  | 267000 | 213000 | [6 empty] | 80 | 80 | [6 empty] | Federally-Regulated Commercial & Industrial Equipment | 03/08/2017 |  | 03/08/2017
York | Luxaire | TM8X080C16MP11 | Natural Gas | Induced Draft | False | False | 1 | False | Up |  | None | Non-Condensing | Single-Stage |  | 0.5 | Premium |  | 80000 | 64000 |  |  | 78300 | 444 | 80 | 78 | [8 empty] | Federally-Regulated Consumer Product | 03/08/2017 |  | 03/08/2017
York | Fraser Johnston | TG9S100C20MP11 | Natural Gas | Induced Draft | False | False | 1 | False | Up | None | None | Condensing | Single-Stage | Multiple-Speed | 1 | Standard |  | 100000 | 97000 | 1934 | 1183 | 96600 | 1118 | 95.5 | 78 | [8 empty] | Federally-Regulated Consumer Product | 03/08/2017 |  | 03/08/2017
York | Evcon | ZS060*08*F**** | Natural Gas | Induced Draft | False | True | 1 | False | Horizontal |  | None | Non-Condensing | Single-Stage |  | 1.5 | Standard |  | 100000 | 80000 |  |  | 93400 | 1438 | 80.5 | 78 | [8 empty] | Federally-Regulated Consumer Product | 03/08/2017 |  | 03/08/2017
York | Fraser Johnston | TM8T120C20MP11 | LPG | Induced Draft | False | False | 1 | False | Horizontal |  | None | Non-Condensing | Two-Stage Modulating |  | 1 | Standard |  | 120000 | 96000 |  |  | 116600 | 832 | 80 | 78 | [8 empty] | Federally-Regulated Consumer Product | 03/08/2017 |  | 03/08/2017
York | Coleman | TM9M080C16MP12 | Natural Gas | Induced Draft | False | False | 1 | False | Down |  | None | Condensing | Step Modulating |  | 0.75 | Standard |  | 80000 | 78000 |  |  | 76300 | 1530 | 97 | 78 | [8 empty] | Federally-Regulated Consumer Product | 03/08/2017 |  | 03/08/2017
York | Evcon | TM9X040A10MP11 | Natural Gas | Induced Draft | False | False | 1 | False | Horizontal |  | None | Condensing | Single-Stage |  | 0.5 | Premium |  | 40000 | 38000 |  |  | 32700 | 256 | 95.5 | 78 | [8 empty] | Federally-Regulated Consumer Product | 03/08/2017 |  | 03/08/2017
York | Evcon | TMLT060A12MP11 | Natural Gas | Induced Draft | False | False | 1 | False | Horizontal |  | None | Non-Condensing | Two-Stage Modulating |  | 0.33 | Standard |  | 60000 | 47000 |  |  | 58100 | 450 | 80 | 78 | [8 empty] | Federally-Regulated Consumer Product | 03/08/2017 |  | 03/08/2017
York | Luxaire | TM9M080C16MP12 | Natural Gas | Induced Draft | False | False | 1 | False | Horizontal |  | None | Condensing | Step Modulating |  | 0.75 | Standard |  | 80000 | 78000 |  |  | 76300 | 1530 | 97 | 78 | [8 empty] | Federally-Regulated Consumer Product | 03/08/2017 |  | 03/08/2017
York | Fraser Johnston | D6NZ030D05606NX | Natural Gas | Induced Draft | False | True | 1 | False | Down |  | None | Non-Condensing | Two-Stage Modulating |  | 0.75 | Premium |  | 70000 | 56000 |  |  | 55700 | 252 | 80 | 78 | [8 empty] | Federally-Regulated Consumer Product | 03/08/2017 |  | 03/08/2017
York | Coleman | D6NZ048N11006NX | LPG | Induced Draft | False | True | 1 | False | Horizontal |  | None | Non-Condensing | Single-Stage |  | 1 | Premium |  | 135000 | 108000 |  |  | 114000 | 1275 | 80.2 | 78 | [8 empty] | Federally-Regulated Consumer Product | 03/08/2017 |  | 03/08/2017
York | Guardian | GG9S080B12MP11 | Natural Gas | Induced Draft | False | False | 1 | False | Up | None | None | Condensing | Single-Stage | Multiple-Speed | 0.5 | Standard |  | 80000 | 78000 | 1370 | 854 | 80600 | 920 | 95.5 | 78 | [8 empty] | Federally-Regulated Consumer Product | 03/08/2017 |  | 03/08/2017
York | Fraser Johnston | TPLC080B12MP12 | Natural Gas | Induced Draft | False | False | 1 | False | Down |  | None | Non-Condensing | Step Modulating |  | 0.5 | Premium |  | 80000 | 62000 |  |  | 77900 | 235 | 80 | 78 | [8 empty] | Federally-Regulated Consumer Product | 03/08/2017 |  | 03/08/2017
York | Johnson Controls | S33D[D,T]5******** | LPG | Induced Draft | False | True | 3 | False | Horizontal |  | None | Non-Condensing | Step Modulating |  | 10 | Standard |  | 533000 | 426000 | [6 empty] | 80 | 80 | [6 empty] | Federally-Regulated Commercial & Industrial Equipment | 03/08/2017 |  | 03/08/2017
York | Fraser Johnston | TMLT080C16MP11 | LPG | Induced Draft | False | False | 1 | False | Up |  | None | Non-Condensing | Two-Stage Modulating |  | 0.5 | Standard |  | 80000 | 63000 |  |  | 77500 | 607 | 80 | 78 | [8 empty] | Federally-Regulated Consumer Product | 03/08/2017 |  | 03/08/2017
York | Luxaire | D6NQ030D05606NX | LPG | Induced Draft | False | True | 1 | False | Horizontal |  | None | Non-Condensing | Two-Stage Modulating |  | 0.75 | Premium |  | 70000 | 56000 |  |  | 55700 | 252 | 80 | 78 | [8 empty] | Federally-Regulated Consumer Product | 03/08/2017 |  | 03/08/2017
York | Fraser Johnston | TM8X080C16MP11 | LPG | Induced Draft | False | False | 1 | False | Down |  | None | Non-Condensing | Single-Stage |  | 0.5 | Premium |  | 80000 | 64000 |  |  | 78300 | 444 | 80 | 78 | [8 empty] | Federally-Regulated Consumer Product | 03/08/2017 |  | 03/08/2017
York | Coleman | TG8S080C16MP11 | LPG | Induced Draft | False | False | 1 | False | Horizontal | None | None | Non-Condensing | Single-Stage | Multiple-Speed | 0.5 | Standard |  | 80000 | 64000 | 1602 | 1069 | 75100 | 1168 | 80 | 78 | [8 empty] | Federally-Regulated Consumer Product | 03/08/2017 |  | 03/08/2017
York | Evcon | D6NZ030N03606NX | Natural Gas | Induced Draft | False | True | 1 | False | Horizontal |  | None | Non-Condensing | Single-Stage |  | 0.75 | Premium |  | 45000 | 36000 |  |  | 37900 | 468 | 80.5 | 78 | [8 empty] | Federally-Regulated Consumer Product | 03/08/2017 |  | 03/08/2017
York | Coleman | TM9M060B12MP12 | LPG | Induced Draft | False | False | 1 | False | Horizontal |  | None | Condensing | Step Modulating |  | 0.5 | Standard |  | 60000 | 58000 |  |  | 46700 | 716 | 97 | 78 | [8 empty] | Federally-Regulated Consumer Product | 03/08/2017 |  | 03/08/2017
York | Guardian | GGLS130D20MP11 | Natural Gas | Induced Draft | False | False | 1 | False | Horizontal | None | None | Non-Condensing | Single-Stage | Multiple-Speed | 1 | Standard |  | 130000 | 104000 | 2399 | 1324 | 114700 | 1265 | 80 | 78 | [8 empty] | Federally-Regulated Consumer Product | 03/08/2017 |  | 03/08/2017
York | Coleman | TMLT060A12MP11 | Natural Gas | Induced Draft | False | False | 1 | False | Up |  | None | Non-Condensing | Two-Stage Modulating |  | 0.33 | Standard |  | 60000 | 47000 |  |  | 58100 | 450 | 80 | 78 | [8 empty] | Federally-Regulated Consumer Product | 03/08/2017 |  | 03/08/2017
York | Luxaire | TM8X100C20MP11 | Natural Gas | Induced Draft | False | False | 1 | False | Down |  | None | Non-Condensing | Single-Stage |  | 0.75 | Premium |  | 100000 | 80000 |  |  | 97800 | 568 | 80 | 78 | [8 empty] | Federally-Regulated Consumer Product | 03/08/2017 |  | 03/08/2017
York | Luxaire | D6NZ048D09006NX | Natural Gas | Induced Draft | False | True | 1 | False | Down |  | None | Non-Condensing | Two-Stage Modulating |  | 1 | Premium |  | 108000 | 87000 |  |  | 94100 | 544 | 80 | 78 | [8 empty] | Federally-Regulated Consumer Product | 03/08/2017 |  | 03/08/2017
York | Coleman | ZK048*10*F**** | LPG | Induced Draft | False | True | 1 | False | Down |  | None | Non-Condensing | Single-Stage |  | 1.5 | Standard |  | 125000 | 100000 |  |  | 117500 | 510 | 80.3 | 78 | [8 empty] | Federally-Regulated Consumer Product | 03/08/2017 |  | 03/08/2017
York | Fraser Johnston | TM8V100C16MP11 | Natural Gas | Induced Draft | False | False | 1 | False | Up |  | None | Non-Condensing | Two-Stage Modulating |  | 0.75 | Premium |  | 100000 | 80000 |  |  | 94700 | 368 | 80 | 78 | [8 empty] | Federally-Regulated Consumer Product | 03/08/2017 |  | 03/08/2017
York | York | TG8S120C20MP11 | Natural Gas | Induced Draft | False | False | 1 | False | Up | None | None | Non-Condensing | Single-Stage | Multiple-Speed | 1 | Standard |  | 120000 | 96000 | 2338 | 1286 | 115200 | 1150 | 80 | 78 | [8 empty] | Federally-Regulated Consumer Product | 03/08/2017 |  | 03/08/2017
York | Evcon | TGLS120C20MP11 | Natural Gas | Induced Draft | False | False | 1 | False | Horizontal | None | None | Non-Condensing | Single-Stage | Multiple-Speed | 1 | Standard |  | 120000 | 96000 | 2338 | 1286 | 115200 | 1150 | 80 | 78 | [8 empty] | Federally-Regulated Consumer Product | 03/08/2017 |  | 03/08/2017
York | Evcon | TM8X120C20MP11 | Natural Gas | Induced Draft | False | False | 1 | False | Horizontal |  | None | Non-Condensing | Single-Stage |  | 0.75 | Premium |  | 120000 | 96000 |  |  | 117500 | 635 | 80 | 78 | [8 empty] | Federally-Regulated Consumer Product | 03/08/2017 |  | 03/08/2017
York | Evcon | D6NZ036N07206NX | Natural Gas | Induced Draft | False | True | 1 | False | Horizontal |  | None | Non-Condensing | Single-Stage |  | 0.75 | Premium |  | 90000 | 72000 |  |  | 75500 | 1056 | 80.1 | 78 | [8 empty] | Federally-Regulated Consumer Product | 03/08/2017 |  | 03/08/2017
York | Coleman | D6NZ030N05606NX | Natural Gas | Induced Draft | False | True | 1 | False | Horizontal |  | None | Non-Condensing | Single-Stage |  | 0.75 | Premium |  | 70000 | 56000 |  |  | 56700 | 764 | 80.5 | 78 | [8 empty] | Federally-Regulated Consumer Product | 03/08/2017 |  | 03/08/2017
York | Luxaire | LPLC060A12MP12 | LPG | Induced Draft | False | False | 1 | False | Up |  | None | Non-Condensing | Step Modulating |  | 0.5 | Premium |  | 60000 | 47000 |  |  | 58100 | 167 | 80 | 78 | [8 empty] | Federally-Regulated Consumer Product | 03/08/2017 |  | 03/08/2017
York | Evcon | D6NQ048N09006NX | LPG | Induced Draft | False | True | 1 | False | Down |  | None | Non-Condensing | Single-Stage |  | 1 | Premium |  | 108000 | 87000 |  |  | 93800 | 1315 | 80.6 | 78 | [8 empty] | Federally-Regulated Consumer Product | 03/08/2017 |  | 03/08/2017
York | Luxaire | LP9C120D20MP12 | Natural Gas | Induced Draft | False | False | 1 | False | Down |  | None | Condensing | Step Modulating |  | 1 | Premium |  | 120000 | 116000 |  |  | 112400 | 597 | 98 | 78 | [8 empty] | Federally-Regulated Consumer Product | 03/08/2017 |  | 03/08/2017
York | Fraser Johnston | D6NQ030N03606NX | LPG | Induced Draft | False | True | 1 | False | Down |  | None | Non-Condensing | Single-Stage |  | 0.75 | Premium |  | 45000 | 36000 |  |  | 37900 | 468 | 80.5 | 78 | [8 empty] | Federally-Regulated Consumer Product | 03/08/2017 |  | 03/08/2017
York | Luxaire | D7HQ030D05606NX | LPG | Induced Draft | False | True | 1 | False | Horizontal |  | None | Non-Condensing | Two-Stage Modulating |  | 0.75 | Premium |  | 70000 | 57000 |  |  | 56100 | 216 | 81 | 78 | [8 empty] | Federally-Regulated Consumer Product | 03/08/2017 |  | 03/08/2017
York | Johnson Controls | S33A[D,T]3******** | Natural Gas | Induced Draft | False | True | 3 | False | Horizontal |  | None | Non-Condensing | Step Modulating |  | 10 | Standard |  | 267000 | 213000 | [6 empty] | 80 | 80 | [6 empty] | Federally-Regulated Commercial & Industrial Equipment | 03/08/2017 |  | 03/08/2017
York | Fraser Johnston | D7NQ048N06506NX | LPG | Induced Draft | False | True | 1 | False | Horizontal |  | None | Non-Condensing | Single-Stage |  | 1 | Premium |  | 80000 | 66000 |  |  | 77300 | 424 | 81 | 78 | [8 empty] | Federally-Regulated Consumer Product | 03/08/2017 |  | 03/08/2017
York | Evcon | D7NQ048D09006NX | LPG | Induced Draft | False | True | 1 | False | Down |  | None | Non-Condensing | Two-Stage Modulating |  | 1 | Premium |  | 108000 | 89000 |  |  | 94500 | 338 | 81 | 78 | [8 empty] | Federally-Regulated Consumer Product | 03/08/2017 |  | 03/08/2017
York | Evcon | TM9T080C16MP11 | Natural Gas | Induced Draft | False | False | 1 | False | Down | None | None | Condensing | Two-Stage Modulating | Multiple-Speed | 0.75 | Standard |  | 80000 | 77000 | 1671 | 838 | 80400 | 849 | 96 | 78 | [8 empty] | Federally-Regulated Consumer Product | 03/08/2017 |  | 03/08/2017
York | York | YPAL050M******** | Natural Gas | Induced Draft | False | True | 3 | False | Down | None | None | Non-Condensing | Step Modulating | Single-Speed | 10 | Standard |  | 750000 | 600000 | [6 empty] | 80 | 80 | [5 empty] | 6 | Federally-Regulated Commercial & Industrial Equipment | 03/08/2017 |  | 03/08/2017
York | Guardian | RGF19100CP16MP11 | Natural Gas | Induced Draft | False | False | 1 | False | Down |  | None | Condensing | Single-Stage |  | 0.75 | Standard |  | 100000 | 97000 |  |  | 96400 | 1200 | 95.5 | 78 | [8 empty] | Federally-Regulated Consumer Product | 03/08/2017 |  | 03/08/2017
York | Coleman | D7NQ060N06506NX | Natural Gas | Induced Draft | False | True | 1 | False | Down |  | None | Non-Condensing | Single-Stage |  | 1 | Premium |  | 80000 | 66000 |  |  | 77300 | 424 | 81 | 78 | [8 empty] | Federally-Regulated Consumer Product | 03/08/2017 |  | 03/08/2017
York | York | TGLS080C22MP11 | LPG | Induced Draft | False | False | 1 | False | Down | None | None | Non-Condensing | Single-Stage | Multiple-Speed | 1 | Standard |  | 80000 | 64000 | 2448 | 1263 | 74800 | 1234 | 80 | 78 | [8 empty] | Federally-Regulated Consumer Product | 03/08/2017 |  | 03/08/2017
York | Coleman | X33D[D,T]3******** | LPG | Induced Draft | False | True | 3 | False | Down |  | None | Non-Condensing | Step Modulating |  | 10 | Standard |  | 267000 | 213000 | [6 empty] | 80 | 80 | [6 empty] | Federally-Regulated Commercial & Industrial Equipment | 03/08/2017 |  | 03/08/2017
York | Fraser Johnston | D6NZ060N06506NX | LPG | Induced Draft | False | True | 1 | False | Down |  | None | Non-Condensing | Single-Stage |  | 1 | Premium |  | 80000 | 64000 |  |  | 75500 | 910 | 80.7 | 78 | [8 empty] | Federally-Regulated Consumer Product | 03/08/2017 |  | 03/08/2017
York | Evcon | RGF1L100CE16MP11 | LPG | Induced Draft | False | False | 1 | False | Up |  | None | Non-Condensing | Single-Stage |  | 0.5 | Premium |  | 100000 | 80000 |  |  | 98400 | 431 | 80 | 78 | [8 empty] | Federally-Regulated Consumer Product | 03/08/2017 |  | 03/08/2017
York | Fraser Johnston | D6NZ048D09006NX | Natural Gas | Induced Draft | False | True | 1 | False | Horizontal |  | None | Non-Condensing | Two-Stage Modulating |  | 1 | Premium |  | 108000 | 87000 |  |  | 94100 | 544 | 80 | 78 | [8 empty] | Federally-Regulated Consumer Product | 03/08/2017 |  | 03/08/2017
York | Coleman | TMLT120C20MP11 | Natural Gas | Induced Draft | False | False | 1 | False | Horizontal |  | None | Non-Condensing | Two-Stage Modulating |  | 1 | Standard |  | 120000 | 96000 |  |  | 116600 | 832 | 80 | 78 | [8 empty] | Federally-Regulated Consumer Product | 03/08/2017 |  | 03/08/2017
York | Evcon | D6NZ030N03606NX | Natural Gas | Induced Draft | False | True | 1 | False | Down |  | None | Non-Condensing | Single-Stage |  | 0.75 | Premium |  | 45000 | 36000 |  |  | 37900 | 468 | 80.5 | 78 | [8 empty] | Federally-Regulated Consumer Product | 03/08/2017 |  | 03/08/2017
York | York | TM9E100C16MP11 | Natural Gas | Induced Draft | False | False | 1 | False | Horizontal |  | None | Condensing | Single-Stage |  | 0.5 | Premium |  | 100000 | 96000 |  |  | 99600 | 463 | 95 | 78 | [8 empty] | Federally-Regulated Consumer Product | 03/08/2017 |  | 03/08/2017
York | Coleman | TGLS120C16MP11 | Natural Gas | Induced Draft | False | False | 1 | False | Up | None | None | Non-Condensing | Single-Stage | Multiple-Speed | 0.5 | Standard |  | 120000 | 96000 | 1600 | 1002 | 115100 | 1166 | 80 | 78 | [8 empty] | Federally-Regulated Consumer Product | 03/08/2017 |  | 03/08/2017
York | Coleman | D7NX036N09006NX | LPG | Induced Draft | False | True | 1 | False | Down |  | None | Non-Condensing | Single-Stage |  | 1 | Premium |  | 108000 | 88000 |  |  | 96900 | 467 | 81 | 78 | [8 empty] | Federally-Regulated Consumer Product | 03/08/2017 |  | 03/08/2017
York | Evcon | D6NZ060D09006NX | LPG | Induced Draft | False | True | 1 | False | Horizontal |  | None | Non-Condensing | Two-Stage Modulating |  | 1 | Premium |  | 108000 | 87000 |  |  | 94100 | 544 | 80 | 78 | [8 empty] | Federally-Regulated Consumer Product | 03/08/2017 |  | 03/08/2017
York | York | D7NX048D11006NX | LPG | Induced Draft | False | True | 1 | False | Down |  | None | Non-Condensing | Two-Stage Modulating |  | 1 | Premium |  | 135000 | 110000 |  |  | 112900 | 413 | 81 | 78 | [8 empty] | Federally-Regulated Consumer Product | 03/08/2017 |  | 03/08/2017
York | Evcon | TM9M080B12MP12 | Natural Gas | Induced Draft | False | False | 1 | False | Down |  | None | Condensing | Step Modulating |  | 0.5 | Standard |  | 80000 | 77000 |  |  | 77900 | 1113 | 97 | 78 | [8 empty] | Federally-Regulated Consumer Product | 03/08/2017 |  | 03/08/2017
York | Fraser Johnston | D6NQ036D05606NX | Natural Gas | Induced Draft | False | True | 1 | False | Down |  | None | Non-Condensing | Two-Stage Modulating |  | 0.75 | Premium |  | 70000 | 56000 |  |  | 58000 | 263 | 80 | 78 | [8 empty] | Federally-Regulated Consumer Product | 03/08/2017 |  | 03/08/2017
York | York | D6NQ024N03606NX | LPG | Induced Draft | False | True | 1 | False | Horizontal |  | None | Non-Condensing | Single-Stage |  | 0.5 | Premium |  | 45000 | 36000 |  |  | 37900 | 468 | 80.2 | 78 | [8 empty] | Federally-Regulated Consumer Product | 03/08/2017 |  | 03/08/2017
York | York | D6NX048N09006NX | LPG | Induced Draft | False | True | 1 | False | Down |  | None | Non-Condensing | Single-Stage |  | 1 | Premium |  | 108000 | 87000 |  |  | 93800 | 1315 | 80.6 | 78 | [8 empty] | Federally-Regulated Consumer Product | 03/08/2017 |  | 03/08/2017
York | Coleman | D7NX036D09006NX | LPG | Induced Draft | False | True | 1 | False | Down |  | None | Non-Condensing | Two-Stage Modulating |  | 1 | Premium |  | 108000 | 89000 |  |  | 94500 | 338 | 81 | 78 | [8 empty] | Federally-Regulated Consumer Product | 03/08/2017 |  | 03/08/2017
York | Evcon | TPLC080C16MP12 | LPG | Induced Draft | False | False | 1 | False | Up |  | None | Non-Condensing | Step Modulating |  | 0.75 | Premium |  | 80000 | 62000 |  |  | 77700 | 199 | 80 | 78 | [8 empty] | Federally-Regulated Consumer Product | 03/08/2017 |  | 03/08/2017
York | York | TM9T080B12MP11 | LPG | Induced Draft | False | False | 1 | False | Horizontal | None | None | Condensing | Two-Stage Modulating | Multiple-Speed | 0.5 | Standard |  | 80000 | 77000 | 1370 | 854 | 81300 | 588 | 96 | 78 | [8 empty] | Federally-Regulated Consumer Product | 03/08/2017 |  | 03/08/2017
York | Coleman | D7NQ060N11006NX | LPG | Induced Draft | False | True | 1 | False | Down |  | None | Non-Condensing | Single-Stage |  | 1 | Premium |  | 135000 | 109000 |  |  | 116700 | 462 | 81 | 78 | [8 empty] | Federally-Regulated Consumer Product | 03/08/2017 |  | 03/08/2017
York | Evcon | D7NQ036D07206NX | Natural Gas | Induced Draft | False | True | 1 | False | Horizontal |  | None | Non-Condensing | Two-Stage Modulating |  | 0.75 | Premium |  | 90000 | 74000 |  |  | 73500 | 341 | 81 | 78 | [8 empty] | Federally-Regulated Consumer Product | 03/08/2017 |  | 03/08/2017
York | Evcon | D7NQ048N09006NX | Natural Gas | Induced Draft | False | True | 1 | False | Down |  | None | Non-Condensing | Single-Stage |  | 1 | Premium |  | 108000 | 88000 |  |  | 96900 | 467 | 81 | 78 | [8 empty] | Federally-Regulated Consumer Product | 03/08/2017 |  | 03/08/2017
York | Coleman | CPLC120C20MP12 | LPG | Induced Draft | False | False | 1 | False | Down |  | None | Non-Condensing | Step Modulating |  | 1 | Premium |  | 120000 | 95000 |  |  | 115200 | 484 | 80 | 78 | [8 empty] | Federally-Regulated Consumer Product | 03/08/2017 |  | 03/08/2017
York | Coleman | CP9C060B12MP12 | LPG | Induced Draft | False | False | 1 | False | Down |  | None | Condensing | Step Modulating |  | 0.5 | Premium |  | 60000 | 58000 |  |  | 48400 | 241 | 97.5 | 78 | [8 empty] | Federally-Regulated Consumer Product | 03/08/2017 |  | 03/08/2017
York | Luxaire | TG8S130D20MP11 | LPG | Induced Draft | False | False | 1 | False | Horizontal | None | None | Non-Condensing | Single-Stage | Multiple-Speed | 1 | Standard |  | 130000 | 104000 | 2399 | 1324 | 114700 | 1265 | 80 | 78 | [8 empty] | Federally-Regulated Consumer Product | 03/08/2017 |  | 03/08/2017
York | Luxaire | D6NZ060N06506NX | LPG | Induced Draft | False | True | 1 | False | Down |  | None | Non-Condensing | Single-Stage |  | 1 | Premium |  | 80000 | 64000 |  |  | 75500 | 910 | 80.7 | 78 | [8 empty] | Federally-Regulated Consumer Product | 03/08/2017 |  | 03/08/2017
York | York | TMLV080B12MP11 | LPG | Induced Draft | False | False | 1 | False | Horizontal |  | None | Non-Condensing | Two-Stage Modulating |  | 0.5 | Premium |  | 80000 | 63000 |  |  | 75800 | 315 | 80 | 78 | [8 empty] | Federally-Regulated Consumer Product | 03/08/2017 |  | 03/08/2017
York | Luxaire | D6NQ060D09006NX | LPG | Induced Draft | False | True | 1 | False | Horizontal |  | None | Non-Condensing | Two-Stage Modulating |  | 1 | Premium |  | 108000 | 87000 |  |  | 94100 | 287 | 80 | 78 | [8 empty] | Federally-Regulated Consumer Product | 03/08/2017 |  | 03/08/2017
York | York | D7HQ048D11006NX | LPG | Induced Draft | False | True | 1 | False | Horizontal |  | None | Non-Condensing | Two-Stage Modulating |  | 1 | Premium |  | 135000 | 110000 |  |  | 112900 | 413 | 81 | 78 | [8 empty] | Federally-Regulated Consumer Product | 03/08/2017 |  | 03/08/2017
York | Guardian | RGF1L080CP16MP11 | LPG | Induced Draft | False | False | 1 | False | Down |  | None | Non-Condensing | Single-Stage |  | 0.5 | Standard |  | 80000 | 64000 |  |  | 75100 | 1215 | 80 | 78 | [8 empty] | Federally-Regulated Consumer Product | 03/08/2017 |  | 03/08/2017
York | York | Z33E[D,T]5******** | LPG | Induced Draft | False | True | 3 | False | Down |  | None | Non-Condensing | Step Modulating |  | 10 | Standard |  | 533000 | 426000 | [6 empty] | 80 | 80 | [6 empty] | Federally-Regulated Commercial & Industrial Equipment | 03/08/2017 |  | 03/08/2017
York | York | TGLS060A12MP11 | LPG | Induced Draft | False | False | 1 | False | Down | None | None | Non-Condensing | Single-Stage | Multiple-Speed | 0.33 | Standard |  | 60000 | 48000 | 1275 | 711 | 57400 | 623 | 80 | 78 | [8 empty] | Federally-Regulated Consumer Product | 03/08/2017 |  | 03/08/2017
York | Luxaire | TGLS060A12MP11 | LPG | Induced Draft | False | False | 1 | False | Horizontal | None | None | Non-Condensing | Single-Stage | Multiple-Speed | 0.33 | Standard |  | 60000 | 48000 | 1275 | 711 | 57400 | 623 | 80 | 78 | [8 empty] | Federally-Regulated Consumer Product | 03/08/2017 |  | 03/08/2017
York | Coleman | X33E[D,T]3******** | Natural Gas | Induced Draft | False | True | 3 | False | Down |  | None | Non-Condensing | Step Modulating |  | 10 | Standard |  | 267000 | 213000 | [6 empty] | 80 | 80 | [6 empty] | Federally-Regulated Commercial & Industrial Equipment | 03/08/2017 |  | 03/08/2017
York | Luxaire | TPLC100C20MP12 | Natural Gas | Induced Draft | False | False | 1 | False | Down |  | None | Non-Condensing | Step Modulating |  | 1 | Premium |  | 100000 | 78000 |  |  | 97500 | 238 | 80 | 78 | [8 empty] | Federally-Regulated Consumer Product | 03/08/2017 |  | 03/08/2017
York | Evcon | RGF19080BP12MP11 | Natural Gas | Induced Draft | False | False | 1 | False | Down |  | None | Condensing | Single-Stage |  | 0.5 | Standard |  | 80000 | 78000 |  |  | 80500 | 960 | 95.5 | 78 | [8 empty] | Federally-Regulated Consumer Product | 03/08/2017 |  | 03/08/2017
York | Coleman | D6NQ042N06506NX | LPG | Induced Draft | False | True | 1 | False | Down |  | None | Non-Condensing | Single-Stage |  | 1 | Premium |  | 80000 | 64000 |  |  | 74700 | 1140 | 80.8 | 78 | [8 empty] | Federally-Regulated Consumer Product | 03/08/2017 |  | 03/08/2017
York | Luxaire | TM8X060A12MP11 | LPG | Induced Draft | False | False | 1 | False | Down |  | None | Non-Condensing | Single-Stage |  | 0.5 | Premium |  | 60000 | 48000 |  |  | 59100 | 243 | 80 | 78 | [8 empty] | Federally-Regulated Consumer Product | 03/08/2017 |  | 03/08/2017
York | Evcon | TM8X080C16MP11 | Natural Gas | Induced Draft | False | False | 1 | False | Down |  | None | Non-Condensing | Single-Stage |  | 0.5 | Premium |  | 80000 | 64000 |  |  | 78300 | 444 | 80 | 78 | [8 empty] | Federally-Regulated Consumer Product | 03/08/2017 |  | 03/08/2017
York | Evcon | TGLS080C16MP11 | LPG | Induced Draft | False | False | 1 | False | Down | None | None | Non-Condensing | Single-Stage | Multiple-Speed | 0.5 | Standard |  | 80000 | 64000 | 1602 | 1069 | 75100 | 1168 | 80 | 78 | [8 empty] | Federally-Regulated Consumer Product | 03/08/2017 |  | 03/08/2017
York | Luxaire | TG9S080C16MP11 | LPG | Induced Draft | False | False | 1 | False | Down | None | None | Condensing | Single-Stage | Multiple-Speed | 0.75 | Standard |  | 80000 | 78000 | 1671 | 838 | 80500 | 929 | 95.5 | 78 | [8 empty] | Federally-Regulated Consumer Product | 03/08/2017 |  | 03/08/2017
York | Evcon | D6NQ042N09006NX | LPG | Induced Draft | False | True | 1 | False | Down |  | None | Non-Condensing | Single-Stage |  | 1 | Premium |  | 108000 | 87000 |  |  | 94400 | 1124 | 80.6 | 78 | [8 empty] | Federally-Regulated Consumer Product | 03/08/2017 |  | 03/08/2017
York | Coleman | G33D[N,S]3******** | LPG | Induced Draft | False | True | 3 | False | Horizontal |  | None | Non-Condensing | Single-Stage |  | 10 | Standard |  | 267000 | 213000 | [6 empty] | 80 | 80 | [6 empty] | Federally-Regulated Commercial & Industrial Equipment | 03/08/2017 |  | 03/08/2017
York | Fraser Johnston | D6NZ060N11006NX | LPG | Induced Draft | False | True | 1 | False | Down |  | None | Non-Condensing | Single-Stage |  | 1 | Premium |  | 135000 | 108000 |  |  | 115300 | 1073 | 80.2 | 78 | [8 empty] | Federally-Regulated Consumer Product | 03/08/2017 |  | 03/08/2017
York | Evcon | TM8T100C20MP11 | LPG | Induced Draft | False | False | 1 | False | Horizontal |  | None | Non-Condensing | Two-Stage Modulating |  | 1 | Standard |  | 100000 | 80000 |  |  | 97200 | 688 | 80 | 78 | [8 empty] | Federally-Regulated Consumer Product | 03/08/2017 |  | 03/08/2017
York | Luxaire | TM9T060B12MP11 | LPG | Induced Draft | False | False | 1 | False | Down | None | None | Condensing | Two-Stage Modulating | Multiple-Speed | 0.5 | Standard |  | 60000 | 58000 | 1243 | 713 | 48700 | 371 | 96 | 78 | [8 empty] | Federally-Regulated Consumer Product | 03/08/2017 |  | 03/08/2017
York | York | TG9S120D16MP11 | Natural Gas | Induced Draft | False | False | 1 | False | Up | None | None | Condensing | Single-Stage | Multiple-Speed | 0.75 | Standard |  | 120000 | 116000 | 1805 | 876 | 113200 | 1185 | 95.5 | 78 | [8 empty] | Federally-Regulated Consumer Product | 03/08/2017 |  | 03/08/2017
York | Fraser Johnston | D6NX036N09006NX | LPG | Induced Draft | False | True | 1 | False | Down |  | None | Non-Condensing | Single-Stage |  | 1 | Premium |  | 108000 | 87000 |  |  | 94400 | 1124 | 80.8 | 78 | [8 empty] | Federally-Regulated Consumer Product | 03/08/2017 |  | 03/08/2017
York | Coleman | D6NZ036N07206NX | LPG | Induced Draft | False | True | 1 | False | Down |  | None | Non-Condensing | Single-Stage |  | 0.75 | Premium |  | 90000 | 72000 |  |  | 75500 | 1056 | 80.1 | 78 | [8 empty] | Federally-Regulated Consumer Product | 03/08/2017 |  | 03/08/2017
York | Fraser Johnston | D6NZ048N09006NX | LPG | Induced Draft | False | True | 1 | False | Horizontal |  | None | Non-Condensing | Single-Stage |  | 1 | Premium |  | 108000 | 87000 |  |  | 93800 | 1315 | 80.9 | 78 | [8 empty] | Federally-Regulated Consumer Product | 03/08/2017 |  | 03/08/2017
York | York | TM9M060B12MP12 | Natural Gas | Induced Draft | False | False | 1 | False | Up |  | None | Condensing | Step Modulating |  | 0.5 | Standard |  | 60000 | 58000 |  |  | 46700 | 716 | 97 | 78 | [8 empty] | Federally-Regulated Consumer Product | 03/08/2017 |  | 03/08/2017
York | Coleman | TPLC100C16MP12 | LPG | Induced Draft | False | False | 1 | False | Down |  | None | Non-Condensing | Step Modulating |  | 0.75 | Premium |  | 100000 | 78000 |  |  | 97300 | 253 | 80 | 78 | [8 empty] | Federally-Regulated Consumer Product | 03/08/2017 |  | 03/08/2017
York | York | TGLS100C16MP11 | LPG | Induced Draft | False | False | 1 | False | Horizontal | None | None | Non-Condensing | Single-Stage | Multiple-Speed | 0.5 | Standard |  | 100000 | 80000 | 1820 | 1012 | 96100 | 930 | 80 | 78 | [8 empty] | Federally-Regulated Consumer Product | 03/08/2017 |  | 03/08/2017
York | Luxaire | D7NQ060N06506NX | LPG | Induced Draft | False | True | 1 | False | Down |  | None | Non-Condensing | Single-Stage |  | 1 | Premium |  | 80000 | 66000 |  |  | 77300 | 424 | 81 | 78 | [8 empty] | Federally-Regulated Consumer Product | 03/08/2017 |  | 03/08/2017
York | Fraser Johnston | TPLC100C20MP12 | LPG | Induced Draft | False | False | 1 | False | Horizontal |  | None | Non-Condensing | Step Modulating |  | 1 | Premium |  | 100000 | 78000 |  |  | 97500 | 238 | 80 | 78 | [8 empty] | Federally-Regulated Consumer Product | 03/08/2017 |  | 03/08/2017
York | Luxaire | TM9E080B12MP11 | LPG | Induced Draft | False | False | 1 | False | Up |  | None | Condensing | Single-Stage |  | 0.5 | Premium |  | 80000 | 77000 |  |  | 83000 | 382 | 95 | 78 | [8 empty] | Federally-Regulated Consumer Product | 03/08/2017 |  | 03/08/2017
York | York | D6NQ048N11006NX | LPG | Induced Draft | False | True | 1 | False | Down |  | None | Non-Condensing | Single-Stage |  | 1 | Premium |  | 135000 | 108000 |  |  | 114000 | 1275 | 80.5 | 78 | [8 empty] | Federally-Regulated Consumer Product | 03/08/2017 |  | 03/08/2017
York | Fraser Johnston | D6NQ060N11006NX | LPG | Induced Draft | False | True | 1 | False | Down |  | None | Non-Condensing | Single-Stage |  | 1 | Premium |  | 135000 | 108000 |  |  | 115300 | 1073 | 80.2 | 78 | [8 empty] | Federally-Regulated Consumer Product | 03/08/2017 |  | 03/08/2017
York | Coleman | TM9E080B12MP11 | Natural Gas | Induced Draft | False | False | 1 | False | Horizontal |  | None | Condensing | Single-Stage |  | 0.5 | Premium |  | 80000 | 77000 |  |  | 83000 | 382 | 95 | 78 | [8 empty] | Federally-Regulated Consumer Product | 03/08/2017 |  | 03/08/2017
York | Luxaire | LP9C060B12MP12 | LPG | Induced Draft | False | False | 1 | False | Horizontal |  | None | Condensing | Step Modulating |  | 0.5 | Premium |  | 60000 | 58000 |  |  | 48400 | 241 | 97.5 | 78 | [8 empty] | Federally-Regulated Consumer Product | 03/08/2017 |  | 03/08/2017
York | Coleman | G33B[N,S]3******** | LPG | Induced Draft | False | True | 3 | False | Down |  | None | Non-Condensing | Single-Stage |  | 10 | Standard |  | 267000 | 213000 | [6 empty] | 80 | 80 | [6 empty] | Federally-Regulated Commercial & Industrial Equipment | 03/08/2017 |  | 03/08/2017
York | York | TGLS060A12MP11 | LPG | Induced Draft | False | False | 1 | False | Up | None | None | Non-Condensing | Single-Stage | Multiple-Speed | 0.33 | Standard |  | 60000 | 48000 | 1275 | 711 | 57400 | 623 | 80 | 78 | [8 empty] | Federally-Regulated Consumer Product | 03/08/2017 |  | 03/08/2017
York | Luxaire | TPLC120C20MP12 | LPG | Induced Draft | False | False | 1 | False | Horizontal |  | None | Non-Condensing | Step Modulating |  | 1 | Premium |  | 120000 | 95000 |  |  | 115200 | 484 | 80 | 78 | [8 empty] | Federally-Regulated Consumer Product | 03/08/2017 |  | 03/08/2017
York | Luxaire | D6NQ042N09006NX | Natural Gas | Induced Draft | False | True | 1 | False | Horizontal |  | None | Non-Condensing | Single-Stage |  | 1 | Premium |  | 108000 | 87000 |  |  | 94400 | 1124 | 80.6 | 78 | [8 empty] | Federally-Regulated Consumer Product | 03/08/2017 |  | 03/08/2017
York | Coleman | TG8S120C20MP11 | LPG | Induced Draft | False | False | 1 | False | Up | None | None | Non-Condensing | Single-Stage | Multiple-Speed | 1 | Standard |  | 120000 | 96000 | 2338 | 1286 | 115200 | 1150 | 80 | 78 | [8 empty] | Federally-Regulated Consumer Product | 03/08/2017 |  | 03/08/2017
York | Fraser Johnston | D7NX024N03606NX | LPG | Induced Draft | False | True | 1 | False | Horizontal |  | None | Non-Condensing | Single-Stage |  | 0.5 | Premium |  | 45000 | 37000 |  |  | 38700 | 201 | 81 | 78 | [8 empty] | Federally-Regulated Consumer Product | 03/08/2017 |  | 03/08/2017
York | Luxaire | D6HQ060D09006NX | Natural Gas | Induced Draft | False | True | 1 | False | Down |  | None | Non-Condensing | Two-Stage Modulating |  | 1 | Premium |  | 108000 | 87000 |  |  | 94100 | 287 | 80 | 78 | [8 empty] | Federally-Regulated Consumer Product | 03/08/2017 |  | 03/08/2017
York | Evcon | D7NX048N09006NX | LPG | Induced Draft | False | True | 1 | False | Horizontal |  | None | Non-Condensing | Single-Stage |  | 1 | Premium |  | 108000 | 88000 |  |  | 96900 | 467 | 81 | 78 | [8 empty] | Federally-Regulated Consumer Product | 03/08/2017 |  | 03/08/2017
York | York | D6NZ048D09006NX | LPG | Induced Draft | False | True | 1 | False | Down |  | None | Non-Condensing | Two-Stage Modulating |  | 1 | Premium |  | 108000 | 87000 |  |  | 94100 | 544 | 80 | 78 | [8 empty] | Federally-Regulated Consumer Product | 03/08/2017 |  | 03/08/2017
York | Coleman | ZK036*04*F**** | Natural Gas | Induced Draft | False | True | 1 | False | Down |  | None | Non-Condensing | Single-Stage |  | 1.5 | Standard |  | 50000 | 40000 |  |  | 38000 | 371 | 80.9 | 78 | [8 empty] | Federally-Regulated Consumer Product | 03/08/2017 |  | 03/08/2017
York | York | Z33B[N,S]3******** | LPG | Induced Draft | False | True | 3 | False | Horizontal |  | None | Non-Condensing | Single-Stage |  | 10 | Standard |  | 267000 | 213000 | [6 empty] | 80 | 80 | [6 empty] | Federally-Regulated Commercial & Industrial Equipment | 03/08/2017 |  | 03/08/2017
York | Coleman | TPLC120C20MP12 | LPG | Induced Draft | False | False | 1 | False | Down |  | None | Non-Condensing | Step Modulating |  | 1 | Premium |  | 120000 | 95000 |  |  | 115200 | 484 | 80 | 78 | [8 empty] | Federally-Regulated Consumer Product | 03/08/2017 |  | 03/08/2017
York | Coleman | D7NQ048N11006NX | Natural Gas | Induced Draft | False | True | 1 | False | Horizontal |  | None | Non-Condensing | Single-Stage |  | 1 | Premium |  | 135000 | 109000 |  |  | 116700 | 462 | 81 | 78 | [8 empty] | Federally-Regulated Consumer Product | 03/08/2017 |  | 03/08/2017
York | Coleman | TM9E080C16MP11 | LPG | Induced Draft | False | False | 1 | False | Down |  | None | Condensing | Single-Stage |  | 0.5 | Premium |  | 80000 | 77000 |  |  | 82800 | 429 | 95 | 78 | [8 empty] | Federally-Regulated Consumer Product | 03/08/2017 |  | 03/08/2017
York | Luxaire | TG8S130D20MP11 | LPG | Induced Draft | False | False | 1 | False | Up | None | None | Non-Condensing | Single-Stage | Multiple-Speed | 1 | Standard |  | 130000 | 104000 | 2399 | 1324 | 114700 | 1265 | 80 | 78 | [8 empty] | Federally-Regulated Consumer Product | 03/08/2017 |  | 03/08/2017
York | Coleman | TM9V060B12MP11 | LPG | Induced Draft | False | False | 1 | False | Down | None | None | Condensing | Two-Stage Modulating | Variable-Speed | 0.5 | Premium | 60 | 60000 | 58000 | 1343 | 456 | 47800 | 284 | 96 | 78 | [8 empty] | Federally-Regulated Consumer Product | 03/08/2017 |  | 03/08/2017
York | Fraser Johnston | D6NZ042D09006NX | LPG | Induced Draft | False | True | 1 | False | Horizontal |  | None | Non-Condensing | Two-Stage Modulating |  | 0.75 | Premium |  | 108000 | 87000 |  |  | 95300 | 362 | 80 | 78 | [8 empty] | Federally-Regulated Consumer Product | 03/08/2017 |  | 03/08/2017
York | York | TM9M100C16MP12 | LPG | Induced Draft | False | False | 1 | False | Horizontal |  | None | Condensing | Step Modulating |  | 0.75 | Standard |  | 100000 | 97000 |  |  | 93000 | 1500 | 97 | 78 | [8 empty] | Federally-Regulated Consumer Product | 03/08/2017 |  | 03/08/2017
York | Evcon | TM8X120C20MP11 | LPG | Induced Draft | False | False | 1 | False | Up |  | None | Non-Condensing | Single-Stage |  | 0.75 | Premium |  | 120000 | 96000 |  |  | 117500 | 635 | 80 | 78 | [8 empty] | Federally-Regulated Consumer Product | 03/08/2017 |  | 03/08/2017
York | Guardian | RGF1L120CE20MP11 | Natural Gas | Induced Draft | False | False | 1 | False | Horizontal |  | None | Non-Condensing | Single-Stage |  | 0.75 | Premium |  | 120000 | 96000 |  |  | 117500 | 635 | 80 | 78 | [8 empty] | Federally-Regulated Consumer Product | 03/08/2017 |  | 03/08/2017
York | Luxaire | TPLC120C20MP12 | LPG | Induced Draft | False | False | 1 | False | Down |  | None | Non-Condensing | Step Modulating |  | 1 | Premium |  | 120000 | 95000 |  |  | 115200 | 484 | 80 | 78 | [8 empty] | Federally-Regulated Consumer Product | 03/08/2017 |  | 03/08/2017
York | Evcon | RGF19100CP16MP11 | Natural Gas | Induced Draft | False | False | 1 | False | Up |  | None | Condensing | Single-Stage |  | 0.75 | Standard |  | 100000 | 97000 |  |  | 96400 | 1200 | 95.5 | 78 | [8 empty] | Federally-Regulated Consumer Product | 03/08/2017 |  | 03/08/2017
York | Evcon | TM8T120C20MP11 | Natural Gas | Induced Draft | False | False | 1 | False | Horizontal |  | None | Non-Condensing | Two-Stage Modulating |  | 1 | Standard |  | 120000 | 96000 |  |  | 116600 | 832 | 80 | 78 | [8 empty] | Federally-Regulated Consumer Product | 03/08/2017 |  | 03/08/2017
York | Fraser Johnston | D7NQ048N11006NX | LPG | Induced Draft | False | True | 1 | False | Horizontal |  | None | Non-Condensing | Single-Stage |  | 1 | Premium |  | 135000 | 109000 |  |  | 116700 | 462 | 81 | 78 | [8 empty] | Federally-Regulated Consumer Product | 03/08/2017 |  | 03/08/2017
York | Luxaire | TM9M100C16MP12 | LPG | Induced Draft | False | False | 1 | False | Up |  | None | Condensing | Step Modulating |  | 0.75 | Standard |  | 100000 | 97000 |  |  | 93000 | 1500 | 97 | 78 | [8 empty] | Federally-Regulated Consumer Product | 03/08/2017 |  | 03/08/2017
York | York | TM9T100C20MP11 | Natural Gas | Induced Draft | False | False | 1 | False | Down | None | None | Condensing | Two-Stage Modulating | Multiple-Speed | 1 | Standard |  | 100000 | 96000 | 1934 | 1183 | 96500 | 1015 | 96 | 78 | [8 empty] | Federally-Regulated Consumer Product | 03/08/2017 |  | 03/08/2017
York | Coleman | TG8S080C16MP11 | LPG | Induced Draft | False | False | 1 | False | Down | None | None | Non-Condensing | Single-Stage | Multiple-Speed | 0.5 | Standard |  | 80000 | 64000 | 1602 | 1069 | 75100 | 1168 | 80 | 78 | [8 empty] | Federally-Regulated Consumer Product | 03/08/2017 |  | 03/08/2017
York | Evcon | D6NX048N09006NX | Natural Gas | Induced Draft | False | True | 1 | False | Down |  | None | Non-Condensing | Single-Stage |  | 1 | Premium |  | 108000 | 87000 |  |  | 93800 | 1315 | 80.6 | 78 | [8 empty] | Federally-Regulated Consumer Product | 03/08/2017 |  | 03/08/2017
York | Evcon | D7NQ036N05606NX | Natural Gas | Induced Draft | False | True | 1 | False | Down |  | None | Non-Condensing | Single-Stage |  | 0.75 | Premium |  | 70000 | 57000 |  |  | 57700 | 375 | 81 | 78 | [8 empty] | Federally-Regulated Consumer Product | 03/08/2017 |  | 03/08/2017
York | Coleman | TMLT080B12MP11 | LPG | Induced Draft | False | False | 1 | False | Down |  | None | Non-Condensing | Two-Stage Modulating |  | 0.33 | Standard |  | 80000 | 63000 |  |  | 77700 | 568 | 80 | 78 | [8 empty] | Federally-Regulated Consumer Product | 03/08/2017 |  | 03/08/2017
York | Luxaire | D6NQ036N07206NX | LPG | Induced Draft | False | True | 1 | False | Down |  | None | Non-Condensing | Single-Stage |  | 0.75 | Premium |  | 90000 | 72000 |  |  | 75500 | 1056 | 80.1 | 78 | [8 empty] | Federally-Regulated Consumer Product | 03/08/2017 |  | 03/08/2017
York | Evcon | TMLX100C20MP11 | LPG | Induced Draft | False | False | 1 | False | Down |  | None | Non-Condensing | Single-Stage |  | 0.75 | Premium |  | 100000 | 80000 |  |  | 97800 | 568 | 80 | 78 | [8 empty] | Federally-Regulated Consumer Product | 03/08/2017 |  | 03/08/2017
York | Fraser Johnston | D7NX024D05606NX | LPG | Induced Draft | False | True | 1 | False | Horizontal |  | None | Non-Condensing | Two-Stage Modulating |  | 0.5 | Premium |  | 70000 | 57000 |  |  | 56100 | 215 | 81 | 78 | [8 empty] | Federally-Regulated Consumer Product | 03/08/2017 |  | 03/08/2017
York | York | TM8V100C16MP11 | Natural Gas | Induced Draft | False | False | 1 | False | Down |  | None | Non-Condensing | Two-Stage Modulating |  | 0.75 | Premium |  | 100000 | 80000 |  |  | 94700 | 368 | 80 | 78 | [8 empty] | Federally-Regulated Consumer Product | 03/08/2017 |  | 03/08/2017
York | York | TM9T080B12MP11 | LPG | Induced Draft | False | False | 1 | False | Down | None | None | Condensing | Two-Stage Modulating | Multiple-Speed | 0.5 | Standard |  | 80000 | 77000 | 1370 | 854 | 81300 | 588 | 96 | 78 | [8 empty] | Federally-Regulated Consumer Product | 03/08/2017 |  | 03/08/2017
York | Luxaire | TMLT080C16MP11 | LPG | Induced Draft | False | False | 1 | False | Up |  | None | Non-Condensing | Two-Stage Modulating |  | 0.5 | Standard |  | 80000 | 63000 |  |  | 77500 | 607 | 80 | 78 | [8 empty] | Federally-Regulated Consumer Product | 03/08/2017 |  | 03/08/2017
York | York | YPLC120C20MP12 | Natural Gas | Induced Draft | False | False | 1 | False | Up |  | None | Non-Condensing | Step Modulating |  | 1 | Premium |  | 120000 | 95000 |  |  | 115200 | 484 | 80 | 78 | [8 empty] | Federally-Regulated Consumer Product | 03/08/2017 |  | 03/08/2017
York | Fraser Johnston | D6NQ036N03606NX | Natural Gas | Induced Draft | False | True | 1 | False | Horizontal |  | None | Non-Condensing | Single-Stage |  | 0.75 | Premium |  | 45000 | 36000 |  |  | 37300 | 590 | 80.4 | 78 | [8 empty] | Federally-Regulated Consumer Product | 03/08/2017 |  | 03/08/2017
York | Luxaire | TM8T060A12MP11 | LPG | Induced Draft | False | False | 1 | False | Down |  | None | Non-Condensing | Two-Stage Modulating |  | 0.33 | Standard |  | 60000 | 47000 |  |  | 58100 | 450 | 80 | 78 | [8 empty] | Federally-Regulated Consumer Product | 03/08/2017 |  | 03/08/2017
York | York | TP9C100C16MP12 | Natural Gas | Induced Draft | False | False | 1 | False | Horizontal |  | None | Condensing | Step Modulating |  | 0.75 | Premium |  | 100000 | 97000 |  |  | 96500 | 536 | 97.7 | 78 | [8 empty] | Federally-Regulated Consumer Product | 03/08/2017 |  | 03/08/2017
York | Luxaire | ZK048*10*F**** | Natural Gas | Induced Draft | False | True | 1 | False | Horizontal |  | None | Non-Condensing | Single-Stage |  | 1.5 | Standard |  | 125000 | 100000 |  |  | 117500 | 510 | 80.3 | 78 | [8 empty] | Federally-Regulated Consumer Product | 03/08/2017 |  | 03/08/2017
York | York | YP9C120D20MP12 | LPG | Induced Draft | False | False | 1 | False | Horizontal |  | None | Condensing | Step Modulating |  | 1 | Premium |  | 120000 | 116000 |  |  | 112400 | 597 | 98 | 78 | [8 empty] | Federally-Regulated Consumer Product | 03/08/2017 |  | 03/08/2017
York | Coleman | TMLT100C20MP11 | Natural Gas | Induced Draft | False | False | 1 | False | Horizontal |  | None | Non-Condensing | Two-Stage Modulating |  | 1 | Standard |  | 100000 | 80000 |  |  | 97200 | 688 | 80 | 78 | [8 empty] | Federally-Regulated Consumer Product | 03/08/2017 |  | 03/08/2017
York | York | TGLS080C22MP11 | LPG | Induced Draft | False | False | 1 | False | Horizontal | None | None | Non-Condensing | Single-Stage | Multiple-Speed | 1 | Standard |  | 80000 | 64000 | 2448 | 1263 | 74800 | 1234 | 80 | 78 | [8 empty] | Federally-Regulated Consumer Product | 03/08/2017 |  | 03/08/2017
York | Luxaire | TM9V080B12MP11 | Natural Gas | Induced Draft | False | False | 1 | False | Horizontal | None | None | Condensing | Two-Stage Modulating | Variable-Speed | 0.5 | Premium | 60 | 80000 | 77000 | 1320 | 529 | 79500 | 339 | 96 | 78 | [8 empty] | Federally-Regulated Consumer Product | 03/08/2017 |  | 03/08/2017
York | Coleman | TM9X080B12MP11 | Natural Gas | Induced Draft | False | False | 1 | False | Down | None | None | Condensing | Single-Stage | Multiple-Speed | 0.5 | Premium |  | 80000 | 76000 | 1221 | 403 | 65700 | 408 | 95.5 | 78 | [8 empty] | Federally-Regulated Consumer Product | 03/08/2017 |  | 03/08/2017
York | Luxaire | D6NZ030N03606NX | LPG | Induced Draft | False | True | 1 | False | Horizontal |  | None | Non-Condensing | Single-Stage |  | 0.75 | Premium |  | 45000 | 36000 |  |  | 37900 | 468 | 80.5 | 78 | [8 empty] | Federally-Regulated Consumer Product | 03/08/2017 |  | 03/08/2017
York | Fraser Johnston | TM9V120D20MP11 | LPG | Induced Draft | False | False | 1 | False | Horizontal | None | None | Condensing | Two-Stage Modulating | Variable-Speed | 1 | Premium | 60 | 120000 | 115000 | 2006 | 718 | 109300 | 407 | 96 | 78 | [8 empty] | Federally-Regulated Consumer Product | 03/08/2017 |  | 03/08/2017
York | Luxaire | D7NQ024N03606NX | LPG | Induced Draft | False | True | 1 | False | Horizontal |  | None | Non-Condensing | Single-Stage |  | 0.5 | Premium |  | 45000 | 37000 |  |  | 38700 | 201 | 81 | 78 | [8 empty] | Federally-Regulated Consumer Product | 03/08/2017 |  | 03/08/2017
York | Fraser Johnston | TG8S040A08MP11 | LPG | Induced Draft | False | False | 1 | False | Down | None | None | Non-Condensing | Single-Stage | Multiple-Speed | 0.2 | Standard |  | 40000 | 32000 | 717 | 489 | 38100 | 444 | 80 | 78 | [8 empty] | Federally-Regulated Consumer Product | 03/08/2017 |  | 03/08/2017
York | Evcon | TG9S100C20MP11 | LPG | Induced Draft | False | False | 1 | False | Down | None | None | Condensing | Single-Stage | Multiple-Speed | 1 | Standard |  | 100000 | 97000 | 1934 | 1183 | 96600 | 1118 | 95.5 | 78 | [8 empty] | Federally-Regulated Consumer Product | 03/08/2017 |  | 03/08/2017
York | Coleman | TGLS080C16MP11 | LPG | Induced Draft | False | False | 1 | False | Up | None | None | Non-Condensing | Single-Stage | Multiple-Speed | 0.5 | Standard |  | 80000 | 64000 | 1602 | 1069 | 75100 | 1168 | 80 | 78 | [8 empty] | Federally-Regulated Consumer Product | 03/08/2017 |  | 03/08/2017
York | Fraser Johnston | TG8S080B12MP11 | Natural Gas | Induced Draft | False | False | 1 | False | Horizontal | None | None | Non-Condensing | Single-Stage | Multiple-Speed | 0.33 | Standard |  | 80000 | 64000 | 1195 | 620 | 76700 | 793 | 80 | 78 | [8 empty] | Federally-Regulated Consumer Product | 03/08/2017 |  | 03/08/2017
York | Fraser Johnston | D6HQ060D11006NX | LPG | Induced Draft | False | True | 1 | False | Down |  | None | Non-Condensing | Two-Stage Modulating |  | 1 | Premium |  | 135000 | 108000 |  |  | 114400 | 300 | 80 | 78 | [8 empty] | Federally-Regulated Consumer Product | 03/08/2017 |  | 03/08/2017
York | Evcon | D6NZ060N06506NX | LPG | Induced Draft | False | True | 1 | False | Down |  | None | Non-Condensing | Single-Stage |  | 1 | Premium |  | 80000 | 64000 |  |  | 75500 | 910 | 80.7 | 78 | [8 empty] | Federally-Regulated Consumer Product | 03/08/2017 |  | 03/08/2017
York | York | TM8X100C20MP11 | Natural Gas | Induced Draft | False | False | 1 | False | Down |  | None | Non-Condensing | Single-Stage |  | 0.75 | Premium |  | 100000 | 80000 |  |  | 97800 | 568 | 80 | 78 | [8 empty] | Federally-Regulated Consumer Product | 03/08/2017 |  | 03/08/2017
York | Evcon | TP9C080B12MP12 | Natural Gas | Induced Draft | False | False | 1 | False | Down |  | None | Condensing | Step Modulating |  | 0.5 | Premium |  | 80000 | 77000 |  |  | 80800 | 435 | 97.5 | 78 | [8 empty] | Federally-Regulated Consumer Product | 03/08/2017 |  | 03/08/2017
York | Fraser Johnston | TMLT080C16MP11 | LPG | Induced Draft | False | False | 1 | False | Down |  | None | Non-Condensing | Two-Stage Modulating |  | 0.5 | Standard |  | 80000 | 63000 |  |  | 77500 | 607 | 80 | 78 | [8 empty] | Federally-Regulated Consumer Product | 03/08/2017 |  | 03/08/2017
York | York | D6NQ048N11006NX | Natural Gas | Induced Draft | False | True | 1 | False | Horizontal |  | None | Non-Condensing | Single-Stage |  | 1 | Premium |  | 135000 | 108000 |  |  | 114000 | 1275 | 80.5 | 78 | [8 empty] | Federally-Regulated Consumer Product | 03/08/2017 |  | 03/08/2017
York | Luxaire | D6NZ048N09006NX | Natural Gas | Induced Draft | False | True | 1 | False | Down |  | None | Non-Condensing | Single-Stage |  | 1 | Premium |  | 108000 | 87000 |  |  | 93800 | 1315 | 80.9 | 78 | [8 empty] | Federally-Regulated Consumer Product | 03/08/2017 |  | 03/08/2017
York | Fraser Johnston | D7NQ048N11006NX | LPG | Induced Draft | False | True | 1 | False | Down |  | None | Non-Condensing | Single-Stage |  | 1 | Premium |  | 135000 | 109000 |  |  | 116700 | 462 | 81 | 78 | [8 empty] | Federally-Regulated Consumer Product | 03/08/2017 |  | 03/08/2017
York | Luxaire | D7HQ060D09006NX | LPG | Induced Draft | False | True | 1 | False | Horizontal |  | None | Non-Condensing | Two-Stage Modulating |  | 1 | Premium |  | 108000 | 89000 |  |  | 94500 | 338 | 81 | 78 | [8 empty] | Federally-Regulated Consumer Product | 03/08/2017 |  | 03/08/2017
York | Coleman | TM8V100C16MP11 | Natural Gas | Induced Draft | False | False | 1 | False | Down |  | None | Non-Condensing | Two-Stage Modulating |  | 0.75 | Premium |  | 100000 | 80000 |  |  | 94700 | 368 | 80 | 78 | [8 empty] | Federally-Regulated Consumer Product | 03/08/2017 |  | 03/08/2017
York | Luxaire | TM9X040A10MP11 | LPG | Induced Draft | False | False | 1 | False | Down |  | None | Condensing | Single-Stage |  | 0.5 | Premium |  | 40000 | 38000 |  |  | 32700 | 256 | 95.5 | 78 | [8 empty] | Federally-Regulated Consumer Product | 03/08/2017 |  | 03/08/2017
York | Coleman | CPLC100C16MP12 | LPG | Induced Draft | False | False | 1 | False | Down |  | None | Non-Condensing | Step Modulating |  | 0.75 | Premium |  | 100000 | 78000 |  |  | 97300 | 253 | 80 | 78 | [8 empty] | Federally-Regulated Consumer Product | 03/08/2017 |  | 03/08/2017
York | Evcon | TMLV100C16MP11 | LPG | Induced Draft | False | False | 1 | False | Down |  | None | Non-Condensing | Two-Stage Modulating |  | 0.75 | Premium |  | 100000 | 80000 |  |  | 94700 | 368 | 80 | 78 | [8 empty] | Federally-Regulated Consumer Product | 03/08/2017 |  | 03/08/2017
York | York | D7NQ060N11006NX | LPG | Induced Draft | False | True | 1 | False | Down |  | None | Non-Condensing | Single-Stage |  | 1 | Premium |  | 135000 | 109000 |  |  | 116700 | 462 | 81 | 78 | [8 empty] | Federally-Regulated Consumer Product | 03/08/2017 |  | 03/08/2017
York | Evcon | RGF1L040AP08MP11 | Natural Gas | Induced Draft | False | False | 1 | False | Horizontal |  | None | Non-Condensing | Single-Stage |  | 0.2 | Standard |  | 40000 | 32000 |  |  | 38300 | 473 | 80 | 78 | [8 empty] | Federally-Regulated Consumer Product | 03/08/2017 |  | 03/08/2017
York | Luxaire | TM9M060B12MP12 | Natural Gas | Induced Draft | False | False | 1 | False | Horizontal |  | None | Condensing | Step Modulating |  | 0.5 | Standard |  | 60000 | 58000 |  |  | 46700 | 716 | 97 | 78 | [8 empty] | Federally-Regulated Consumer Product | 03/08/2017 |  | 03/08/2017
York | Evcon | D7HQ036D05606NX | LPG | Induced Draft | False | True | 1 | False | Down |  | None | Non-Condensing | Two-Stage Modulating |  | 0.75 | Premium |  | 70000 | 58000 |  |  | 54800 | 320 | 81 | 78 | [8 empty] | Federally-Regulated Consumer Product | 03/08/2017 |  | 03/08/2017
York | York | TM8T120C20MP11 | Natural Gas | Induced Draft | False | False | 1 | False | Horizontal |  | None | Non-Condensing | Two-Stage Modulating |  | 1 | Standard |  | 120000 | 96000 |  |  | 116600 | 832 | 80 | 78 | [8 empty] | Federally-Regulated Consumer Product | 03/08/2017 |  | 03/08/2017
York | Evcon | D7NQ036D07206NX | Natural Gas | Induced Draft | False | True | 1 | False | Down |  | None | Non-Condensing | Two-Stage Modulating |  | 0.75 | Premium |  | 90000 | 74000 |  |  | 73500 | 341 | 81 | 78 | [8 empty] | Federally-Regulated Consumer Product | 03/08/2017 |  | 03/08/2017
York | Luxaire | TMLV100C16MP11 | LPG | Induced Draft | False | False | 1 | False | Horizontal |  | None | Non-Condensing | Two-Stage Modulating |  | 0.75 | Premium |  | 100000 | 80000 |  |  | 94700 | 368 | 80 | 78 | [8 empty] | Federally-Regulated Consumer Product | 03/08/2017 |  | 03/08/2017
York | Evcon | TM9V120D20MP11 | LPG | Induced Draft | False | False | 1 | False | Up | None | None | Condensing | Two-Stage Modulating | Variable-Speed | 1 | Premium | 60 | 120000 | 115000 | 2006 | 718 | 109300 | 407 | 96 | 78 | [8 empty] | Federally-Regulated Consumer Product | 03/08/2017 |  | 03/08/2017
York | Luxaire | D7NX048N06506NX | Natural Gas | Induced Draft | False | True | 1 | False | Horizontal |  | None | Non-Condensing | Single-Stage |  | 1 | Premium |  | 80000 | 66000 |  |  | 77300 | 424 | 81 | 78 | [8 empty] | Federally-Regulated Consumer Product | 03/08/2017 |  | 03/08/2017
York | Luxaire | G33E[D,T]3******** | LPG | Induced Draft | False | True | 3 | False | Horizontal |  | None | Non-Condensing | Step Modulating |  | 10 | Standard |  | 267000 | 213000 | [6 empty] | 80 | 80 | [6 empty] | Federally-Regulated Commercial & Industrial Equipment | 03/08/2017 |  | 03/08/2017
York | Coleman | TM9X100C16MP11 | LPG | Induced Draft | False | False | 1 | False | Up | None | None | Condensing | Single-Stage | Multiple-Speed | 0.5 | Premium |  | 100000 | 95000 | 1570 | 464 | 98400 | 638 | 95.5 | 78 | [8 empty] | Federally-Regulated Consumer Product | 03/08/2017 |  | 03/08/2017
York | Guardian | GG9S060B12MP11 | Natural Gas | Induced Draft | False | False | 1 | False | Down | None | None | Condensing | Single-Stage | Multiple-Speed | 0.5 | Standard |  | 60000 | 58000 | 1243 | 713 | 48100 | 622 | 95.5 | 78 | [8 empty] | Federally-Regulated Consumer Product | 03/08/2017 |  | 03/08/2017
York | Coleman | D7NX048D11006NX | LPG | Induced Draft | False | True | 1 | False | Down |  | None | Non-Condensing | Two-Stage Modulating |  | 1 | Premium |  | 135000 | 110000 |  |  | 112900 | 413 | 81 | 78 | [8 empty] | Federally-Regulated Consumer Product | 03/08/2017 |  | 03/08/2017
York | Fraser Johnston | D7NQ030N03606NX | Natural Gas | Induced Draft | False | True | 1 | False | Down |  | None | Non-Condensing | Single-Stage |  | 0.75 | Premium |  | 45000 | 37000 |  |  | 38700 | 212 | 81 | 78 | [8 empty] | Federally-Regulated Consumer Product | 03/08/2017 |  | 03/08/2017
York | Johnson Controls | T33B[N,S]3******** | Natural Gas | Induced Draft | False | True | 3 | False | Down |  | None | Non-Condensing | Single-Stage |  | 10 | Standard |  | 267000 | 213000 | [6 empty] | 80 | 80 | [6 empty] | Federally-Regulated Commercial & Industrial Equipment | 03/08/2017 |  | 03/08/2017
York | Coleman | D6NZ036D07206NX | Natural Gas | Induced Draft | False | True | 1 | False | Down |  | None | Non-Condensing | Two-Stage Modulating |  | 0.75 | Premium |  | 90000 | 72000 |  |  | 74700 | 273 | 80 | 78 | [8 empty] | Federally-Regulated Consumer Product | 03/08/2017 |  | 03/08/2017
York | Luxaire | TM9X100C16MP11 | Natural Gas | Induced Draft | False | False | 1 | False | Up | None | None | Condensing | Single-Stage | Multiple-Speed | 0.5 | Premium |  | 100000 | 95000 | 1570 | 464 | 98400 | 638 | 95.5 | 78 | [8 empty] | Federally-Regulated Consumer Product | 03/08/2017 |  | 03/08/2017
York | Coleman | TM9T080B12MP11 | Natural Gas | Induced Draft | False | False | 1 | False | Down | None | None | Condensing | Two-Stage Modulating | Multiple-Speed | 0.5 | Standard |  | 80000 | 77000 | 1370 | 854 | 81300 | 588 | 96 | 78 | [8 empty] | Federally-Regulated Consumer Product | 03/08/2017 |  | 03/08/2017
York | Evcon | TM9V100C16MP11 | LPG | Induced Draft | False | False | 1 | False | Down | None | None | Condensing | Two-Stage Modulating | Variable-Speed | 0.75 | Premium | 60 | 100000 | 96000 | 1818 | 519 | 95600 | 364 | 96 | 78 | [8 empty] | Federally-Regulated Consumer Product | 03/08/2017 |  | 03/08/2017
York | Johnson Controls | T33A[D,T]5******** | LPG | Induced Draft | False | True | 3 | False | Horizontal |  | None | Non-Condensing | Step Modulating |  | 10 | Standard |  | 533000 | 426000 | [6 empty] | 80 | 80 | [6 empty] | Federally-Regulated Commercial & Industrial Equipment | 03/08/2017 |  | 03/08/2017
York | York | D6NX048N09006NX | Natural Gas | Induced Draft | False | True | 1 | False | Down |  | None | Non-Condensing | Single-Stage |  | 1 | Premium |  | 108000 | 87000 |  |  | 93800 | 1315 | 80.6 | 78 | [8 empty] | Federally-Regulated Consumer Product | 03/08/2017 |  | 03/08/2017
York | Luxaire | D6NQ060D11006NX | Natural Gas | Induced Draft | False | True | 1 | False | Down |  | None | Non-Condensing | Two-Stage Modulating |  | 1 | Premium |  | 135000 | 108000 |  |  | 114400 | 300 | 80 | 78 | [8 empty] | Federally-Regulated Consumer Product | 03/08/2017 |  | 03/08/2017
York | Luxaire | X33D[N,S]3******** | LPG | Induced Draft | False | True | 3 | False | Down |  | None | Non-Condensing | Single-Stage |  | 10 | Standard |  | 267000 | 213000 | [6 empty] | 80 | 80 | [6 empty] | Federally-Regulated Commercial & Industrial Equipment | 03/08/2017 |  | 03/08/2017
York | Evcon | D6NZ060N11006NX | LPG | Induced Draft | False | True | 1 | False | Horizontal |  | None | Non-Condensing | Single-Stage |  | 1 | Premium |  | 135000 | 108000 |  |  | 115300 | 1073 | 80.2 | 78 | [8 empty] | Federally-Regulated Consumer Product | 03/08/2017 |  | 03/08/2017
York | Luxaire | TM9X060B12MP11 | Natural Gas | Induced Draft | False | False | 1 | False | Up | None | None | Condensing | Single-Stage | Multiple-Speed | 0.5 | Premium |  | 60000 | 57000 | 1197 | 398 | 49000 | 394 | 95.5 | 78 | [8 empty] | Federally-Regulated Consumer Product | 03/08/2017 |  | 03/08/2017
York | York | TG9S060B12MP11 | LPG | Induced Draft | False | False | 1 | False | Horizontal | None | None | Condensing | Single-Stage | Multiple-Speed | 0.5 | Standard |  | 60000 | 58000 | 1243 | 713 | 48100 | 622 | 95.5 | 78 | [8 empty] | Federally-Regulated Consumer Product | 03/08/2017 |  | 03/08/2017
York | Guardian | GG8S120C16MP11 | LPG | Induced Draft | False | False | 1 | False | Up | None | None | Non-Condensing | Single-Stage | Multiple-Speed | 0.5 | Standard |  | 120000 | 96000 | 1600 | 1002 | 115100 | 1166 | 80 | 78 | [8 empty] | Federally-Regulated Consumer Product | 03/08/2017 |  | 03/08/2017
York | Luxaire | TMLX060A12MP11 | LPG | Induced Draft | False | False | 1 | False | Up |  | None | Non-Condensing | Single-Stage |  | 0.5 | Premium |  | 60000 | 48000 |  |  | 59100 | 243 | 80 | 78 | [8 empty] | Federally-Regulated Consumer Product | 03/08/2017 |  | 03/08/2017
York | Coleman | TMLT080B12MP11 | LPG | Induced Draft | False | False | 1 | False | Up |  | None | Non-Condensing | Two-Stage Modulating |  | 0.33 | Standard |  | 80000 | 63000 |  |  | 77700 | 568 | 80 | 78 | [8 empty] | Federally-Regulated Consumer Product | 03/08/2017 |  | 03/08/2017
York | Coleman | TG8S100B12MP11 | LPG | Induced Draft | False | False | 1 | False | Up | None | None | Non-Condensing | Single-Stage | Multiple-Speed | 0.33 | Standard |  | 100000 | 80000 | 1223 | 614 | 96100 | 935 | 80 | 78 | [8 empty] | Federally-Regulated Consumer Product | 03/08/2017 |  | 03/08/2017
York | York | TM9T080C16MP11 | LPG | Induced Draft | False | False | 1 | False | Down | None | None | Condensing | Two-Stage Modulating | Multiple-Speed | 0.75 | Standard |  | 80000 | 77000 | 1671 | 838 | 80400 | 849 | 96 | 78 | [8 empty] | Federally-Regulated Consumer Product | 03/08/2017 |  | 03/08/2017
York | Luxaire | D7NQ060D09006NX | Natural Gas | Induced Draft | False | True | 1 | False | Horizontal |  | None | Non-Condensing | Two-Stage Modulating |  | 1 | Premium |  | 108000 | 89000 |  |  | 94500 | 338 | 81 | 78 | [8 empty] | Federally-Regulated Consumer Product | 03/08/2017 |  | 03/08/2017
York | York | TMLV100C16MP11 | LPG | Induced Draft | False | False | 1 | False | Down |  | None | Non-Condensing | Two-Stage Modulating |  | 0.75 | Premium |  | 100000 | 80000 |  |  | 94700 | 368 | 80 | 78 | [8 empty] | Federally-Regulated Consumer Product | 03/08/2017 |  | 03/08/2017
York | Luxaire | TM9X080B12MP11 | LPG | Induced Draft | False | False | 1 | False | Horizontal | None | None | Condensing | Single-Stage | Multiple-Speed | 0.5 | Premium |  | 80000 | 76000 | 1221 | 403 | 65700 | 408 | 95.5 | 78 | [8 empty] | Federally-Regulated Consumer Product | 03/08/2017 |  | 03/08/2017
York | Coleman | TGLS080C22MP11 | LPG | Induced Draft | False | False | 1 | False | Horizontal | None | None | Non-Condensing | Single-Stage | Multiple-Speed | 1 | Standard |  | 80000 | 64000 | 2448 | 1263 | 74800 | 1234 | 80 | 78 | [8 empty] | Federally-Regulated Consumer Product | 03/08/2017 |  | 03/08/2017
York | York | TMLV100C16MP11 | Natural Gas | Induced Draft | False | False | 1 | False | Down |  | None | Non-Condensing | Two-Stage Modulating |  | 0.75 | Premium |  | 100000 | 80000 |  |  | 94700 | 368 | 80 | 78 | [8 empty] | Federally-Regulated Consumer Product | 03/08/2017 |  | 03/08/2017
York | Guardian | RGF19080BE12MP12 | Natural Gas | Induced Draft | False | False | 1 | False | Horizontal |  | None | Condensing | Single-Stage |  | 0.5 | Premium |  | 80000 | 77000 |  |  | 83000 | 382 | 95 | 78 | [8 empty] | Federally-Regulated Consumer Product | 03/08/2017 |  | 03/08/2017
York | Coleman | DGAH056BBS* | LPG | Induced Draft | False | False | 1 | True | Down |  | None | Non-Condensing | Single-Stage |  | 0.17 | Standard |  | 56000 | 45000 |  |  | 57800 | 535 | 80 | 75 | [8 empty] | Federally-Regulated Consumer Product | 03/08/2017 |  | 03/08/2017
York | York | D6NZ036D05606NX | LPG | Induced Draft | False | True | 1 | False | Down |  | None | Non-Condensing | Two-Stage Modulating |  | 0.75 | Premium |  | 70000 | 56000 |  |  | 58000 | 263 | 80 | 78 | [8 empty] | Federally-Regulated Consumer Product | 03/08/2017 |  | 03/08/2017
York | York | TM8V120C20MP11 | Natural Gas | Induced Draft | False | False | 1 | False | Up |  | None | Non-Condensing | Two-Stage Modulating |  | 1 | Premium |  | 120000 | 96000 |  |  | 111300 | 456 | 80 | 78 | [8 empty] | Federally-Regulated Consumer Product | 03/08/2017 |  | 03/08/2017
York | Luxaire | D6NZ060N11006NX | LPG | Induced Draft | False | True | 1 | False | Down |  | None | Non-Condensing | Single-Stage |  | 1 | Premium |  | 135000 | 108000 |  |  | 115300 | 1073 | 80.2 | 78 | [8 empty] | Federally-Regulated Consumer Product | 03/08/2017 |  | 03/08/2017
York | York | TPLC100C20MP11 | LPG | Induced Draft | False | False | 1 | False | Horizontal | None | None | Non-Condensing | Step Modulating | Variable-Speed | 1 | Premium | 60 | 100000 | 78000 | 2110 | 665 | 99600 | 128 | 80 | 78 | [8 empty] | Federally-Regulated Consumer Product | 03/08/2017 |  | 03/08/2017
York | Coleman | MG9S060B12MP11 | Natural Gas | Induced Draft | False | False | 1 | True | Up |  | None | Condensing | Single-Stage |  | 0.5 | Standard |  | 60000 | 58000 |  |  | 48100 | 650 | 95.5 | 75 | [8 empty] | Federally-Regulated Consumer Product | 03/08/2017 |  | 03/08/2017
York | Coleman | X33D[D,T]3******** | LPG | Induced Draft | False | True | 3 | False | Horizontal |  | None | Non-Condensing | Step Modulating |  | 10 | Standard |  | 267000 | 213000 | [6 empty] | 80 | 80 | [6 empty] | Federally-Regulated Commercial & Industrial Equipment | 03/08/2017 |  | 03/08/2017
York | Luxaire | TG9S100C16MP11 | LPG | Induced Draft | False | False | 1 | False | Horizontal | None | None | Condensing | Single-Stage | Multiple-Speed | 0.75 | Standard |  | 100000 | 97000 | 1706 | 819 | 96500 | 1156 | 95.5 | 78 | [8 empty] | Federally-Regulated Consumer Product | 03/08/2017 |  | 03/08/2017
York | Guardian | GG8S100C20MP11 | LPG | Induced Draft | False | False | 1 | False | Horizontal | None | None | Non-Condensing | Single-Stage | Multiple-Speed | 1 | Standard |  | 100000 | 80000 | 2478 | 1307 | 95100 | 1178 | 80 | 78 | [8 empty] | Federally-Regulated Consumer Product | 03/08/2017 |  | 03/08/2017
York | Johnson Controls | V33B[N,S]3******** | LPG | Induced Draft | False | True | 3 | False | Down |  | None | Non-Condensing | Single-Stage |  | 10 | Standard |  | 267000 | 213000 | [6 empty] | 80 | 80 | [6 empty] | Federally-Regulated Commercial & Industrial Equipment | 03/08/2017 |  | 03/08/2017
York | Luxaire | TMLV080B12MP11 | Natural Gas | Induced Draft | False | False | 1 | False | Down |  | None | Non-Condensing | Two-Stage Modulating |  | 0.5 | Premium |  | 80000 | 63000 |  |  | 75800 | 315 | 80 | 78 | [8 empty] | Federally-Regulated Consumer Product | 03/08/2017 |  | 03/08/2017
York | Fraser Johnston | TM8X080B12MP11 | Natural Gas | Induced Draft | False | False | 1 | False | Horizontal |  | None | Non-Condensing | Single-Stage |  | 0.5 | Premium |  | 80000 | 64000 |  |  | 78600 | 379 | 80 | 78 | [8 empty] | Federally-Regulated Consumer Product | 03/08/2017 |  | 03/08/2017
York | Coleman | TM9X100C20MP11 | Natural Gas | Induced Draft | False | False | 1 | False | Horizontal | None | None | Condensing | Single-Stage | Multiple-Speed | 0.75 | Premium |  | 100000 | 95000 | 1989 | 660 | 97700 | 833 | 95.5 | 78 | [8 empty] | Federally-Regulated Consumer Product | 03/08/2017 |  | 03/08/2017
York | Fraser Johnston | TM9E060B12MP11 | LPG | Induced Draft | False | False | 1 | False | Horizontal |  | None | Condensing | Single-Stage |  | 0.5 | Premium |  | 60000 | 57000 |  |  | 49600 | 284 | 95 | 78 | [8 empty] | Federally-Regulated Consumer Product | 03/08/2017 |  | 03/08/2017
York | Luxaire | TMLV060A12MP11 | Natural Gas | Induced Draft | False | False | 1 | False | Down |  | None | Non-Condensing | Two-Stage Modulating |  | 0.5 | Premium |  | 60000 | 47000 |  |  | 57000 | 259 | 80 | 78 | [8 empty] | Federally-Regulated Consumer Product | 03/08/2017 |  | 03/08/2017
York | York | Z33B[N,S]3******** | LPG | Induced Draft | False | True | 3 | False | Down |  | None | Non-Condensing | Single-Stage |  | 10 | Standard |  | 267000 | 213000 | [6 empty] | 80 | 80 | [6 empty] | Federally-Regulated Commercial & Industrial Equipment | 03/08/2017 |  | 03/08/2017
York | York | TP9C120D20MP12 | LPG | Induced Draft | False | False | 1 | False | Up |  | None | Condensing | Step Modulating |  | 1 | Premium |  | 120000 | 116000 |  |  | 112400 | 597 | 98 | 78 | [8 empty] | Federally-Regulated Consumer Product | 03/08/2017 |  | 03/08/2017
York | Fraser Johnston | TM9X060B12MP11 | Natural Gas | Induced Draft | False | False | 1 | False | Horizontal | None | None | Condensing | Single-Stage | Multiple-Speed | 0.5 | Premium |  | 60000 | 57000 | 1197 | 398 | 49000 | 394 | 95.5 | 78 | [8 empty] | Federally-Regulated Consumer Product | 03/08/2017 |  | 03/08/2017
York | York | D6NZ036D07206NX | Natural Gas | Induced Draft | False | True | 1 | False | Down |  | None | Non-Condensing | Two-Stage Modulating |  | 0.75 | Premium |  | 90000 | 72000 |  |  | 74700 | 273 | 80 | 78 | [8 empty] | Federally-Regulated Consumer Product | 03/08/2017 |  | 03/08/2017
York | Coleman | G33A[N,S]3******** | LPG | Induced Draft | False | True | 3 | False | Down |  | None | Non-Condensing | Single-Stage |  | 10 | Standard |  | 267000 | 213000 | [6 empty] | 80 | 80 | [6 empty] | Federally-Regulated Commercial & Industrial Equipment | 03/08/2017 |  | 03/08/2017
York | Fraser Johnston | TG8S060A12MP11 | Natural Gas | Induced Draft | False | False | 1 | False | Down | None | None | Non-Condensing | Single-Stage | Multiple-Speed | 0.33 | Standard |  | 60000 | 48000 | 1275 | 711 | 57400 | 623 | 80 | 78 | [8 empty] | Federally-Regulated Consumer Product | 03/08/2017 |  | 03/08/2017
York | Luxaire | TM9V040A10MP11 | LPG | Induced Draft | False | False | 1 | False | Horizontal |  | None | Condensing | Two-Stage Modulating |  | 0.5 | Premium |  | 40000 | 38000 |  |  | 30800 | 180 | 96 | 78 | [8 empty] | Federally-Regulated Consumer Product | 03/08/2017 |  | 03/08/2017
York | Evcon | TG9S080C16MP11 | Natural Gas | Induced Draft | False | False | 1 | False | Down | None | None | Condensing | Single-Stage | Multiple-Speed | 0.75 | Standard |  | 80000 | 78000 | 1671 | 838 | 80500 | 929 | 95.5 | 78 | [8 empty] | Federally-Regulated Consumer Product | 03/08/2017 |  | 03/08/2017
York | Evcon | D6NZ036D05606NX | LPG | Induced Draft | False | True | 1 | False | Horizontal |  | None | Non-Condensing | Two-Stage Modulating |  | 0.75 | Premium |  | 70000 | 56000 |  |  | 58000 | 263 | 80 | 78 | [8 empty] | Federally-Regulated Consumer Product | 03/08/2017 |  | 03/08/2017
York | Evcon | D6NQ024D05606NX | Natural Gas | Induced Draft | False | True | 1 | False | Down |  | None | Non-Condensing | Two-Stage Modulating |  | 0.5 | Premium |  | 70000 | 56000 |  |  | 57600 | 151 | 80 | 78 | [8 empty] | Federally-Regulated Consumer Product | 03/08/2017 |  | 03/08/2017
York | Evcon | TG9S100C20MP11 | Natural Gas | Induced Draft | False | False | 1 | False | Horizontal | None | None | Condensing | Single-Stage | Multiple-Speed | 1 | Standard |  | 100000 | 97000 | 1934 | 1183 | 96600 | 1118 | 95.5 | 78 | [8 empty] | Federally-Regulated Consumer Product | 03/08/2017 |  | 03/08/2017
York | Johnson Controls | T33E[D,T]3******** | LPG | Induced Draft | False | True | 3 | False | Down |  | None | Non-Condensing | Step Modulating |  | 10 | Standard |  | 267000 | 213000 | [6 empty] | 80 | 80 | [6 empty] | Federally-Regulated Commercial & Industrial Equipment | 03/08/2017 |  | 03/08/2017
York | Fraser Johnston | TG8S100B12MP11 | Natural Gas | Induced Draft | False | False | 1 | False | Down | None | None | Non-Condensing | Single-Stage | Multiple-Speed | 0.33 | Standard |  | 100000 | 80000 | 1223 | 614 | 96100 | 935 | 80 | 78 | [8 empty] | Federally-Regulated Consumer Product | 03/08/2017 |  | 03/08/2017
York | York | D6NQ060D11006NX | Natural Gas | Induced Draft | False | True | 1 | False | Down |  | None | Non-Condensing | Two-Stage Modulating |  | 1 | Premium |  | 135000 | 108000 |  |  | 114400 | 300 | 80 | 78 | [8 empty] | Federally-Regulated Consumer Product | 03/08/2017 |  | 03/08/2017
York | Luxaire | D7NQ030D05606NX | Natural Gas | Induced Draft | False | True | 1 | False | Down |  | None | Non-Condensing | Two-Stage Modulating |  | 0.75 | Premium |  | 70000 | 57000 |  |  | 56100 | 216 | 81 | 78 | [8 empty] | Federally-Regulated Consumer Product | 03/08/2017 |  | 03/08/2017
York | Evcon | D6NZ030D05606NX | Natural Gas | Induced Draft | False | True | 1 | False | Horizontal |  | None | Non-Condensing | Two-Stage Modulating |  | 0.75 | Premium |  | 70000 | 56000 |  |  | 55700 | 252 | 80 | 78 | [8 empty] | Federally-Regulated Consumer Product | 03/08/2017 |  | 03/08/2017
York | York | D7NX024N03606NX | LPG | Induced Draft | False | True | 1 | False | Horizontal |  | None | Non-Condensing | Single-Stage |  | 0.5 | Premium |  | 45000 | 37000 |  |  | 38700 | 201 | 81 | 78 | [8 empty] | Federally-Regulated Consumer Product | 03/08/2017 |  | 03/08/2017
York | Luxaire | TG8S080C22MP11 | LPG | Induced Draft | False | False | 1 | False | Horizontal | None | None | Non-Condensing | Single-Stage | Multiple-Speed | 1 | Standard |  | 80000 | 64000 | 2448 | 1263 | 74800 | 1234 | 80 | 78 | [8 empty] | Federally-Regulated Consumer Product | 03/08/2017 |  | 03/08/2017
York | Fraser Johnston | D6NZ060N09006NX | LPG | Induced Draft | False | True | 1 | False | Down |  | None | Non-Condensing | Single-Stage |  | 1 | Premium |  | 108000 | 87000 |  |  | 93400 | 1313 | 80.9 | 78 | [8 empty] | Federally-Regulated Consumer Product | 03/08/2017 |  | 03/08/2017
York | Coleman | CP9C100C16MP12 | LPG | Induced Draft | False | False | 1 | False | Horizontal |  | None | Condensing | Step Modulating |  | 0.75 | Premium |  | 100000 | 97000 |  |  | 96500 | 536 | 97.7 | 78 | [8 empty] | Federally-Regulated Consumer Product | 03/08/2017 |  | 03/08/2017
York | Guardian | RGF1L120CP20MP11 | Natural Gas | Induced Draft | False | False | 1 | False | Horizontal |  | None | Non-Condensing | Single-Stage |  | 1 | Standard |  | 120000 | 96000 |  |  | 115200 | 1197 | 80 | 78 | [8 empty] | Federally-Regulated Consumer Product | 03/08/2017 |  | 03/08/2017
York | Luxaire | TPLC080C16MP12 | LPG | Induced Draft | False | False | 1 | False | Up |  | None | Non-Condensing | Step Modulating |  | 0.75 | Premium |  | 80000 | 62000 |  |  | 77700 | 199 | 80 | 78 | [8 empty] | Federally-Regulated Consumer Product | 03/08/2017 |  | 03/08/2017
York | York | TG8S080B12MP11 | LPG | Induced Draft | False | False | 1 | False | Down | None | None | Non-Condensing | Single-Stage | Multiple-Speed | 0.33 | Standard |  | 80000 | 64000 | 1195 | 620 | 76700 | 793 | 80 | 78 | [8 empty] | Federally-Regulated Consumer Product | 03/08/2017 |  | 03/08/2017
York | Luxaire | D7NQ036D05606NX | LPG | Induced Draft | False | True | 1 | False | Horizontal |  | None | Non-Condensing | Two-Stage Modulating |  | 0.75 | Premium |  | 70000 | 58000 |  |  | 54800 | 320 | 81 | 78 | [8 empty] | Federally-Regulated Consumer Product | 03/08/2017 |  | 03/08/2017
York | Evcon | D6NX024N05606NX | LPG | Induced Draft | False | True | 1 | False | Horizontal |  | None | Non-Condensing | Single-Stage |  | 0.5 | Premium |  | 70000 | 56000 |  |  | 56700 | 764 | 80.2 | 78 | [8 empty] | Federally-Regulated Consumer Product | 03/08/2017 |  | 03/08/2017
York | Coleman | D7NQ042D09006NX | LPG | Induced Draft | False | True | 1 | False | Horizontal |  | None | Non-Condensing | Two-Stage Modulating |  | 1 | Premium |  | 108000 | 89000 |  |  | 94500 | 338 | 81 | 78 | [8 empty] | Federally-Regulated Consumer Product | 03/08/2017 |  | 03/08/2017
York | Evcon | D7HQ060D09006NX | Natural Gas | Induced Draft | False | True | 1 | False | Horizontal |  | None | Non-Condensing | Two-Stage Modulating |  | 1 | Premium |  | 108000 | 89000 |  |  | 94500 | 338 | 81 | 78 | [8 empty] | Federally-Regulated Consumer Product | 03/08/2017 |  | 03/08/2017
York | York | D7NX036N09006NX | Natural Gas | Induced Draft | False | True | 1 | False | Horizontal |  | None | Non-Condensing | Single-Stage |  | 1 | Premium |  | 108000 | 88000 |  |  | 96900 | 467 | 81 | 78 | [8 empty] | Federally-Regulated Consumer Product | 03/08/2017 |  | 03/08/2017
York | Coleman | CPLC100C16MP12 | Natural Gas | Induced Draft | False | False | 1 | False | Up |  | None | Non-Condensing | Step Modulating |  | 0.75 | Premium |  | 100000 | 78000 |  |  | 97300 | 253 | 80 | 78 | [8 empty] | Federally-Regulated Consumer Product | 03/08/2017 |  | 03/08/2017
York | Evcon | D6NZ042N06506NX | LPG | Induced Draft | False | True | 1 | False | Horizontal |  | None | Non-Condensing | Single-Stage |  | 1 | Premium |  | 80000 | 64000 |  |  | 74700 | 1140 | 80.6 | 78 | [8 empty] | Federally-Regulated Consumer Product | 03/08/2017 |  | 03/08/2017
York | Guardian | RGF1L040AP08MP11 | Natural Gas | Induced Draft | False | False | 1 | False | Horizontal |  | None | Non-Condensing | Single-Stage |  | 0.2 | Standard |  | 40000 | 32000 |  |  | 38300 | 473 | 80 | 78 | [8 empty] | Federally-Regulated Consumer Product | 03/08/2017 |  | 03/08/2017
York | Fraser Johnston | D6NY060D11006NX | LPG | Induced Draft | False | True | 1 | False | Horizontal |  | None | Non-Condensing | Two-Stage Modulating |  | 1 | Premium |  | 135000 | 108000 |  |  | 114400 | 300 | 80 | 78 | [8 empty] | Federally-Regulated Consumer Product | 03/08/2017 |  | 03/08/2017
York | Evcon | D7NQ042N09006NX | LPG | Induced Draft | False | True | 1 | False | Horizontal |  | None | Non-Condensing | Single-Stage |  | 1 | Premium |  | 108000 | 88000 |  |  | 96900 | 467 | 81 | 78 | [8 empty] | Federally-Regulated Consumer Product | 03/08/2017 |  | 03/08/2017
York | Johnson Controls | V33D[D,T]5******** | Natural Gas | Induced Draft | False | True | 3 | False | Down |  | None | Non-Condensing | Step Modulating |  | 10 | Standard |  | 533000 | 426000 | [6 empty] | 80 | 80 | [6 empty] | Federally-Regulated Commercial & Industrial Equipment | 03/08/2017 |  | 03/08/2017
York | Fraser Johnston | TM9E080B12MP11 | LPG | Induced Draft | False | False | 1 | False | Down |  | None | Condensing | Single-Stage |  | 0.5 | Premium |  | 80000 | 77000 |  |  | 83000 | 382 | 95 | 78 | [8 empty] | Federally-Regulated Consumer Product | 03/08/2017 |  | 03/08/2017
York | Coleman | D7NQ048N06506NX | LPG | Induced Draft | False | True | 1 | False | Down |  | None | Non-Condensing | Single-Stage |  | 1 | Premium |  | 80000 | 66000 |  |  | 77300 | 424 | 81 | 78 | [8 empty] | Federally-Regulated Consumer Product | 03/08/2017 |  | 03/08/2017
York | York | TM9V120D20MP11 | LPG | Induced Draft | False | False | 1 | False | Down | None | None | Condensing | Two-Stage Modulating | Variable-Speed | 1 | Premium | 60 | 120000 | 115000 | 2006 | 718 | 109300 | 407 | 96 | 78 | [8 empty] | Federally-Regulated Consumer Product | 03/08/2017 |  | 03/08/2017
York | Luxaire | D7NQ036N07206NX | Natural Gas | Induced Draft | False | True | 1 | False | Down |  | None | Non-Condensing | Single-Stage |  | 0.75 | Premium |  | 90000 | 73000 |  |  | 76900 | 510 | 81 | 78 | [8 empty] | Federally-Regulated Consumer Product | 03/08/2017 |  | 03/08/2017
York | York | TMLX080B12MP11 | Natural Gas | Induced Draft | False | False | 1 | False | Horizontal |  | None | Non-Condensing | Single-Stage |  | 0.5 | Premium |  | 80000 | 64000 |  |  | 78600 | 379 | 80 | 78 | [8 empty] | Federally-Regulated Consumer Product | 03/08/2017 |  | 03/08/2017
York | Evcon | ZS036*04*F**** | Natural Gas | Induced Draft | False | True | 1 | False | Down |  | None | Non-Condensing | Single-Stage |  | 1.5 | Standard |  | 50000 | 40000 |  |  | 38000 | 371 | 80.9 | 78 | [8 empty] | Federally-Regulated Consumer Product | 03/08/2017 |  | 03/08/2017
York | York | TG8S100C16MP11 | LPG | Induced Draft | False | False | 1 | False | Down | None | None | Non-Condensing | Single-Stage | Multiple-Speed | 0.5 | Standard |  | 100000 | 80000 | 1820 | 1012 | 96100 | 930 | 80 | 78 | [8 empty] | Federally-Regulated Consumer Product | 03/08/2017 |  | 03/08/2017
York | Coleman | TGLS080C16MP11 | LPG | Induced Draft | False | False | 1 | False | Horizontal | None | None | Non-Condensing | Single-Stage | Multiple-Speed | 0.5 | Standard |  | 80000 | 64000 | 1602 | 1069 | 75100 | 1168 | 80 | 78 | [8 empty] | Federally-Regulated Consumer Product | 03/08/2017 |  | 03/08/2017
York | Coleman | TGLS040A08MP11 | Natural Gas | Induced Draft | False | False | 1 | False | Horizontal | None | None | Non-Condensing | Single-Stage | Multiple-Speed | 0.2 | Standard |  | 40000 | 32000 | 717 | 489 | 38300 | 473 | 80 | 78 | [8 empty] | Federally-Regulated Consumer Product | 03/08/2017 |  | 03/08/2017
York | Fraser Johnston | D6NZ042D09006NX | Natural Gas | Induced Draft | False | True | 1 | False | Horizontal |  | None | Non-Condensing | Two-Stage Modulating |  | 0.75 | Premium |  | 108000 | 87000 |  |  | 95300 | 362 | 80 | 78 | [8 empty] | Federally-Regulated Consumer Product | 03/08/2017 |  | 03/08/2017
York | York | D6HQ024D05606NX | LPG | Induced Draft | False | True | 1 | False | Down |  | None | Non-Condensing | Two-Stage Modulating |  | 0.5 | Premium |  | 70000 | 56000 |  |  | 57600 | 151 | 80 | 78 | [8 empty] | Federally-Regulated Consumer Product | 03/08/2017 |  | 03/08/2017
York | York | TP9C120D20MP12 | LPG | Induced Draft | False | False | 1 | False | Down |  | None | Condensing | Step Modulating |  | 1 | Premium |  | 120000 | 116000 |  |  | 112400 | 597 | 98 | 78 | [8 empty] | Federally-Regulated Consumer Product | 03/08/2017 |  | 03/08/2017
York | Fraser Johnston | TMLT120C20MP11 | LPG | Induced Draft | False | False | 1 | False | Down |  | None | Non-Condensing | Two-Stage Modulating |  | 1 | Standard |  | 120000 | 96000 |  |  | 116600 | 832 | 80 | 78 | [8 empty] | Federally-Regulated Consumer Product | 03/08/2017 |  | 03/08/2017
York | Luxaire | LP9C100C16MP12 | Natural Gas | Induced Draft | False | False | 1 | False | Down |  | None | Condensing | Step Modulating |  | 0.75 | Premium |  | 100000 | 97000 |  |  | 96500 | 536 | 97.7 | 78 | [8 empty] | Federally-Regulated Consumer Product | 03/08/2017 |  | 03/08/2017
York | York | TG8S100B12MP11 | Natural Gas | Induced Draft | False | False | 1 | False | Down | None | None | Non-Condensing | Single-Stage | Multiple-Speed | 0.33 | Standard |  | 100000 | 80000 | 1223 | 614 | 96100 | 935 | 80 | 78 | [8 empty] | Federally-Regulated Consumer Product | 03/08/2017 |  | 03/08/2017
York | York | YP9C120D20MP12 | Natural Gas | Induced Draft | False | False | 1 | False | Horizontal |  | None | Condensing | Step Modulating |  | 1 | Premium |  | 120000 | 116000 |  |  | 112400 | 597 | 98 | 78 | [8 empty] | Federally-Regulated Consumer Product | 03/08/2017 |  | 03/08/2017
York | Luxaire | TM8V100C20MP11 | Natural Gas | Induced Draft | False | False | 1 | False | Horizontal |  | None | Non-Condensing | Two-Stage Modulating |  | 1 | Premium |  | 100000 | 80000 |  |  | 95200 | 380 | 80 | 78 | [8 empty] | Federally-Regulated Consumer Product | 03/08/2017 |  | 03/08/2017
York | York | TM9M080B12MP12 | LPG | Induced Draft | False | False | 1 | False | Down |  | None | Condensing | Step Modulating |  | 0.5 | Standard |  | 80000 | 77000 |  |  | 77900 | 1113 | 97 | 78 | [8 empty] | Federally-Regulated Consumer Product | 03/08/2017 |  | 03/08/2017
York | Coleman | CP9C080B12MP12 | LPG | Induced Draft | False | False | 1 | False | Down |  | None | Condensing | Step Modulating |  | 0.5 | Premium |  | 80000 | 77000 |  |  | 80800 | 435 | 97.5 | 78 | [8 empty] | Federally-Regulated Consumer Product | 03/08/2017 |  | 03/08/2017
York | Fraser Johnston | TM9X060B12MP11 | LPG | Induced Draft | False | False | 1 | False | Horizontal | None | None | Condensing | Single-Stage | Multiple-Speed | 0.5 | Premium |  | 60000 | 57000 | 1197 | 398 | 49000 | 394 | 95.5 | 78 | [8 empty] | Federally-Regulated Consumer Product | 03/08/2017 |  | 03/08/2017
York | Guardian | GGLS100B12MP11 | Natural Gas | Induced Draft | False | False | 1 | False | Up | None | None | Non-Condensing | Single-Stage | Multiple-Speed | 0.33 | Standard |  | 100000 | 80000 | 1223 | 614 | 96100 | 935 | 80 | 78 | [8 empty] | Federally-Regulated Consumer Product | 03/08/2017 |  | 03/08/2017
York | Coleman | D6NX048N06506NX | Natural Gas | Induced Draft | False | True | 1 | False | Horizontal |  | None | Non-Condensing | Single-Stage |  | 1 | Premium |  | 80000 | 64000 |  |  | 73900 | 1250 | 80.8 | 78 | [8 empty] | Federally-Regulated Consumer Product | 03/08/2017 |  | 03/08/2017
York | Coleman | TG8S100C16MP11 | LPG | Induced Draft | False | False | 1 | False | Horizontal | None | None | Non-Condensing | Single-Stage | Multiple-Speed | 0.5 | Standard |  | 100000 | 80000 | 1820 | 1012 | 96100 | 930 | 80 | 78 | [8 empty] | Federally-Regulated Consumer Product | 03/08/2017 |  | 03/08/2017
York | Luxaire | D6NQ048N11006NX | LPG | Induced Draft | False | True | 1 | False | Down |  | None | Non-Condensing | Single-Stage |  | 1 | Premium |  | 135000 | 108000 |  |  | 114000 | 1275 | 80.5 | 78 | [8 empty] | Federally-Regulated Consumer Product | 03/08/2017 |  | 03/08/2017
York | York | D7NX036N06506NX | LPG | Induced Draft | False | True | 1 | False | Down |  | None | Non-Condensing | Single-Stage |  | 1 | Premium |  | 80000 | 66000 |  |  | 77300 | 424 | 81 | 78 | [8 empty] | Federally-Regulated Consumer Product | 03/08/2017 |  | 03/08/2017
York | Luxaire | TG9S060A10MP11 | Natural Gas | Induced Draft | False | False | 1 | False | Down | None | None | Condensing | Single-Stage | Multiple-Speed | 0.5 | Standard |  | 60000 | 58000 | 1103 | 769 | 47900 | 674 | 95.5 | 78 | [8 empty] | Federally-Regulated Consumer Product | 03/08/2017 |  | 03/08/2017
York | Fraser Johnston | D6NZ042D09006NX | Natural Gas | Induced Draft | False | True | 1 | False | Down |  | None | Non-Condensing | Two-Stage Modulating |  | 0.75 | Premium |  | 108000 | 87000 |  |  | 95300 | 362 | 80 | 78 | [8 empty] | Federally-Regulated Consumer Product | 03/08/2017 |  | 03/08/2017
York | Luxaire | TG9S060B12MP11 | LPG | Induced Draft | False | False | 1 | False | Horizontal | None | None | Condensing | Single-Stage | Multiple-Speed | 0.5 | Standard |  | 60000 | 58000 | 1243 | 713 | 48100 | 622 | 95.5 | 78 | [8 empty] | Federally-Regulated Consumer Product | 03/08/2017 |  | 03/08/2017
York | Fraser Johnston | TM8T080B12MP11 | Natural Gas | Induced Draft | False | False | 1 | False | Horizontal |  | None | Non-Condensing | Two-Stage Modulating |  | 0.33 | Standard |  | 80000 | 63000 |  |  | 77700 | 568 | 80 | 78 | [8 empty] | Federally-Regulated Consumer Product | 03/08/2017 |  | 03/08/2017
York | York | DGAA077BDT* | Natural Gas | Induced Draft | False | False | 1 | True | Down |  | None | Non-Condensing | Single-Stage |  | 0.33 | Standard |  | 77000 | 62000 |  |  | 76900 | 733 | 80 | 75 | [8 empty] | Federally-Regulated Consumer Product | 03/08/2017 |  | 03/08/2017
York | Luxaire | TM9V100C16MP11 | LPG | Induced Draft | False | False | 1 | False | Horizontal | None | None | Condensing | Two-Stage Modulating | Variable-Speed | 0.75 | Premium | 60 | 100000 | 96000 | 1818 | 519 | 95600 | 364 | 96 | 78 | [8 empty] | Federally-Regulated Consumer Product | 03/08/2017 |  | 03/08/2017
York | Evcon | TM8T060A12MP11 | LPG | Induced Draft | False | False | 1 | False | Down |  | None | Non-Condensing | Two-Stage Modulating |  | 0.33 | Standard |  | 60000 | 47000 |  |  | 58100 | 450 | 80 | 78 | [8 empty] | Federally-Regulated Consumer Product | 03/08/2017 |  | 03/08/2017
York | Johnson Controls | H33B[D,T]5******** | LPG | Induced Draft | False | True | 3 | False | Down |  | None | Non-Condensing | Step Modulating |  | 10 | Standard |  | 533000 | 426000 | [6 empty] | 80 | 80 | [6 empty] | Federally-Regulated Commercial & Industrial Equipment | 03/08/2017 |  | 03/08/2017
York | Luxaire | TGLS080C16MP11 | Natural Gas | Induced Draft | False | False | 1 | False | Up | None | None | Non-Condensing | Single-Stage | Multiple-Speed | 0.5 | Standard |  | 80000 | 64000 | 1602 | 1069 | 75100 | 1168 | 80 | 78 | [8 empty] | Federally-Regulated Consumer Product | 03/08/2017 |  | 03/08/2017
York | Evcon | TMLV100C16MP11 | Natural Gas | Induced Draft | False | False | 1 | False | Horizontal |  | None | Non-Condensing | Two-Stage Modulating |  | 0.75 | Premium |  | 100000 | 80000 |  |  | 94700 | 368 | 80 | 78 | [8 empty] | Federally-Regulated Consumer Product | 03/08/2017 |  | 03/08/2017
York | York | TG9S060B12MP11 | Natural Gas | Induced Draft | False | False | 1 | False | Up | None | None | Condensing | Single-Stage | Multiple-Speed | 0.5 | Standard |  | 60000 | 58000 | 1243 | 713 | 48100 | 622 | 95.5 | 78 | [8 empty] | Federally-Regulated Consumer Product | 03/08/2017 |  | 03/08/2017
York | Coleman | TMLT120C20MP11 | LPG | Induced Draft | False | False | 1 | False | Down |  | None | Non-Condensing | Two-Stage Modulating |  | 1 | Standard |  | 120000 | 96000 |  |  | 116600 | 832 | 80 | 78 | [8 empty] | Federally-Regulated Consumer Product | 03/08/2017 |  | 03/08/2017
York | Coleman | X33D[D,T]5******** | LPG | Induced Draft | False | True | 3 | False | Down |  | None | Non-Condensing | Step Modulating |  | 10 | Standard |  | 533000 | 426000 | [6 empty] | 80 | 80 | [6 empty] | Federally-Regulated Commercial & Industrial Equipment | 03/08/2017 |  | 03/08/2017
York | Fraser Johnston | D7NQ060N11006NX | Natural Gas | Induced Draft | False | True | 1 | False | Horizontal |  | None | Non-Condensing | Single-Stage |  | 1 | Premium |  | 135000 | 109000 |  |  | 116700 | 462 | 81 | 78 | [8 empty] | Federally-Regulated Consumer Product | 03/08/2017 |  | 03/08/2017
York | Evcon | TP9C060B12MP12 | LPG | Induced Draft | False | False | 1 | False | Horizontal |  | None | Condensing | Step Modulating |  | 0.5 | Premium |  | 60000 | 58000 |  |  | 48400 | 241 | 97.5 | 78 | [8 empty] | Federally-Regulated Consumer Product | 03/08/2017 |  | 03/08/2017
York | Luxaire | X33B[N,S]3******** | Natural Gas | Induced Draft | False | True | 3 | False | Horizontal |  | None | Non-Condensing | Single-Stage |  | 10 | Standard |  | 267000 | 213000 | [6 empty] | 80 | 80 | [6 empty] | Federally-Regulated Commercial & Industrial Equipment | 03/08/2017 |  | 03/08/2017
York | Fraser Johnston | D7NQ060D11006NX | Natural Gas | Induced Draft | False | True | 1 | False | Horizontal |  | None | Non-Condensing | Two-Stage Modulating |  | 1 | Premium |  | 135000 | 110000 |  |  | 112900 | 413 | 81 | 78 | [8 empty] | Federally-Regulated Consumer Product | 03/08/2017 |  | 03/08/2017
York | Evcon | TG9S100C16MP11 | Natural Gas | Induced Draft | False | False | 1 | False | Horizontal | None | None | Condensing | Single-Stage | Multiple-Speed | 0.75 | Standard |  | 100000 | 97000 | 1706 | 819 | 96500 | 1156 | 95.5 | 78 | [8 empty] | Federally-Regulated Consumer Product | 03/08/2017 |  | 03/08/2017
York | Guardian | RGF19120DP20MP11 | LPG | Induced Draft | False | False | 1 | False | Down |  | None | Condensing | Single-Stage |  | 1 | Standard |  | 120000 | 116000 |  |  | 112600 | 1359 | 95.5 | 78 | [8 empty] | Federally-Regulated Consumer Product | 03/08/2017 |  | 03/08/2017
York | Coleman | TPLC080B12MP12 | Natural Gas | Induced Draft | False | False | 1 | False | Horizontal |  | None | Non-Condensing | Step Modulating |  | 0.5 | Premium |  | 80000 | 62000 |  |  | 77900 | 235 | 80 | 78 | [8 empty] | Federally-Regulated Consumer Product | 03/08/2017 |  | 03/08/2017
York | Guardian | RGF1L060AP12MP11 | Natural Gas | Induced Draft | False | False | 1 | False | Up |  | None | Non-Condensing | Single-Stage |  | 0.33 | Standard |  | 60000 | 48000 |  |  | 57400 | 656 | 80 | 78 | [8 empty] | Federally-Regulated Consumer Product | 03/08/2017 |  | 03/08/2017
York | Luxaire | TM9M080B12MP12 | Natural Gas | Induced Draft | False | False | 1 | False | Down |  | None | Condensing | Step Modulating |  | 0.5 | Standard |  | 80000 | 77000 |  |  | 77900 | 1113 | 97 | 78 | [8 empty] | Federally-Regulated Consumer Product | 03/08/2017 |  | 03/08/2017
York | Fraser Johnston | D7NQ048N09006NX | Natural Gas | Induced Draft | False | True | 1 | False | Horizontal |  | None | Non-Condensing | Single-Stage |  | 1 | Premium |  | 108000 | 88000 |  |  | 96900 | 467 | 81 | 78 | [8 empty] | Federally-Regulated Consumer Product | 03/08/2017 |  | 03/08/2017
York | York | YP9C060B12MP12 | LPG | Induced Draft | False | False | 1 | False | Horizontal |  | None | Condensing | Step Modulating |  | 0.5 | Premium |  | 60000 | 58000 |  |  | 48400 | 241 | 97.5 | 78 | [8 empty] | Federally-Regulated Consumer Product | 03/08/2017 |  | 03/08/2017
York | Coleman | D6NZ042N06506NX | LPG | Induced Draft | False | True | 1 | False | Horizontal |  | None | Non-Condensing | Single-Stage |  | 1 | Premium |  | 80000 | 64000 |  |  | 74700 | 1140 | 80.6 | 78 | [8 empty] | Federally-Regulated Consumer Product | 03/08/2017 |  | 03/08/2017
York | Coleman | D6NQ030D05606NX | Natural Gas | Induced Draft | False | True | 1 | False | Down |  | None | Non-Condensing | Two-Stage Modulating |  | 0.75 | Premium |  | 70000 | 56000 |  |  | 55700 | 252 | 80 | 78 | [8 empty] | Federally-Regulated Consumer Product | 03/08/2017 |  | 03/08/2017
York | Fraser Johnston | TGLS060A10MP11 | Natural Gas | Induced Draft | False | False | 1 | False | Up | None | None | Non-Condensing | Single-Stage | Multiple-Speed | 0.33 | Standard |  | 60000 | 48000 | 1004 | 708 | 57700 | 553 | 80 | 78 | [8 empty] | Federally-Regulated Consumer Product | 03/08/2017 |  | 03/08/2017
York | Coleman | TM9V040A10MP11 | Natural Gas | Induced Draft | False | False | 1 | False | Horizontal |  | None | Condensing | Two-Stage Modulating |  | 0.5 | Premium |  | 40000 | 38000 |  |  | 30800 | 180 | 96 | 78 | [8 empty] | Federally-Regulated Consumer Product | 03/08/2017 |  | 03/08/2017
York | Evcon | TMLV100C16MP11 | Natural Gas | Induced Draft | False | False | 1 | False | Down |  | None | Non-Condensing | Two-Stage Modulating |  | 0.75 | Premium |  | 100000 | 80000 |  |  | 94700 | 368 | 80 | 78 | [8 empty] | Federally-Regulated Consumer Product | 03/08/2017 |  | 03/08/2017
York | Luxaire | TM9V080B12MP11 | Natural Gas | Induced Draft | False | False | 1 | False | Down | None | None | Condensing | Two-Stage Modulating | Variable-Speed | 0.5 | Premium | 60 | 80000 | 77000 | 1320 | 529 | 79500 | 339 | 96 | 78 | [8 empty] | Federally-Regulated Consumer Product | 03/08/2017 |  | 03/08/2017
York | Coleman | TG9S080C22MP11 | LPG | Induced Draft | False | False | 1 | False | Up | None | None | Condensing | Single-Stage | Multiple-Speed | 1 | Standard |  | 80000 | 78000 | 2162 | 1285 | 80400 | 966 | 95.5 | 78 | [8 empty] | Federally-Regulated Consumer Product | 03/08/2017 |  | 03/08/2017
York | Luxaire | TPLC100C16MP12 | LPG | Induced Draft | False | False | 1 | False | Down |  | None | Non-Condensing | Step Modulating |  | 0.75 | Premium |  | 100000 | 78000 |  |  | 97300 | 253 | 80 | 78 | [8 empty] | Federally-Regulated Consumer Product | 03/08/2017 |  | 03/08/2017
York | Luxaire | D6HQ030D05606NX | LPG | Induced Draft | False | True | 1 | False | Horizontal |  | None | Non-Condensing | Two-Stage Modulating |  | 0.75 | Premium |  | 70000 | 56000 |  |  | 55700 | 252 | 80 | 78 | [8 empty] | Federally-Regulated Consumer Product | 03/08/2017 |  | 03/08/2017
York | Coleman | TG9S060B12MP11 | Natural Gas | Induced Draft | False | False | 1 | False | Up | None | None | Condensing | Single-Stage | Multiple-Speed | 0.5 | Standard |  | 60000 | 58000 | 1243 | 713 | 48100 | 622 | 95.5 | 78 | [8 empty] | Federally-Regulated Consumer Product | 03/08/2017 |  | 03/08/2017
York | Luxaire | TPLC080C16MP12 | Natural Gas | Induced Draft | False | False | 1 | False | Down |  | None | Non-Condensing | Step Modulating |  | 0.75 | Premium |  | 80000 | 62000 |  |  | 77700 | 199 | 80 | 78 | [8 empty] | Federally-Regulated Consumer Product | 03/08/2017 |  | 03/08/2017
York | York | TM9M060B12MP12 | LPG | Induced Draft | False | False | 1 | False | Horizontal |  | None | Condensing | Step Modulating |  | 0.5 | Standard |  | 60000 | 58000 |  |  | 46700 | 716 | 97 | 78 | [8 empty] | Federally-Regulated Consumer Product | 03/08/2017 |  | 03/08/2017
York | Evcon | TMLX080C16MP11 | LPG | Induced Draft | False | False | 1 | False | Horizontal |  | None | Non-Condensing | Single-Stage |  | 0.5 | Premium |  | 80000 | 64000 |  |  | 78300 | 444 | 80 | 78 | [8 empty] | Federally-Regulated Consumer Product | 03/08/2017 |  | 03/08/2017
York | Fraser Johnston | TG9S060B12MP11 | Natural Gas | Induced Draft | False | False | 1 | False | Horizontal | None | None | Condensing | Single-Stage | Multiple-Speed | 0.5 | Standard |  | 60000 | 58000 | 1243 | 713 | 48100 | 622 | 95.5 | 78 | [8 empty] | Federally-Regulated Consumer Product | 03/08/2017 |  | 03/08/2017
York | Fraser Johnston | TM9E080C16MP11 | LPG | Induced Draft | False | False | 1 | False | Horizontal |  | None | Condensing | Single-Stage |  | 0.5 | Premium |  | 80000 | 77000 |  |  | 82800 | 429 | 95 | 78 | [8 empty] | Federally-Regulated Consumer Product | 03/08/2017 |  | 03/08/2017
York | York | ZF036*04*1**** | Natural Gas | Induced Draft | False | True | 1 | False | Down |  | None | Non-Condensing | Single-Stage |  | 1.5 | Standard |  | 50000 | 40000 |  |  | 38000 | 371 | 80.9 | 78 | [8 empty] | Federally-Regulated Consumer Product | 03/08/2017 |  | 03/08/2017
York | Fraser Johnston | TGLS080B12MP11 | Natural Gas | Induced Draft | False | False | 1 | False | Horizontal | None | None | Non-Condensing | Single-Stage | Multiple-Speed | 0.33 | Standard |  | 80000 | 64000 | 1195 | 620 | 76700 | 793 | 80 | 78 | [8 empty] | Federally-Regulated Consumer Product | 03/08/2017 |  | 03/08/2017
York | Evcon | TM8T120C20MP11 | Natural Gas | Induced Draft | False | False | 1 | False | Up |  | None | Non-Condensing | Two-Stage Modulating |  | 1 | Standard |  | 120000 | 96000 |  |  | 116600 | 832 | 80 | 78 | [8 empty] | Federally-Regulated Consumer Product | 03/08/2017 |  | 03/08/2017
York | Johnson Controls | T33A[D,T]3******** | Natural Gas | Induced Draft | False | True | 3 | False | Down |  | None | Non-Condensing | Step Modulating |  | 10 | Standard |  | 267000 | 213000 | [6 empty] | 80 | 80 | [6 empty] | Federally-Regulated Commercial & Industrial Equipment | 03/08/2017 |  | 03/08/2017
York | Guardian | RGF19080CP16MP11 | LPG | Induced Draft | False | False | 1 | False | Horizontal |  | None | Condensing | Single-Stage |  | 0.75 | Standard |  | 80000 | 78000 |  |  | 80500 | 968 | 95.5 | 78 | [8 empty] | Federally-Regulated Consumer Product | 03/08/2017 |  | 03/08/2017
York | Evcon | TPLC120C20MP12 | LPG | Induced Draft | False | False | 1 | False | Horizontal |  | None | Non-Condensing | Step Modulating |  | 1 | Premium |  | 120000 | 95000 |  |  | 115200 | 484 | 80 | 78 | [8 empty] | Federally-Regulated Consumer Product | 03/08/2017 |  | 03/08/2017
York | Coleman | TM9M120D20MP12 | Natural Gas | Induced Draft | False | False | 1 | False | Horizontal |  | None | Condensing | Step Modulating |  | 1 | Standard |  | 120000 | 116000 |  |  | 111200 | 1144 | 97 | 78 | [8 empty] | Federally-Regulated Consumer Product | 03/08/2017 |  | 03/08/2017
York | Luxaire | TM9V080C16MP11 | LPG | Induced Draft | False | False | 1 | False | Up | None | None | Condensing | Two-Stage Modulating | Variable-Speed | 0.75 | Premium | 60 | 80000 | 77000 | 1787 | 544 | 79000 | 273 | 96 | 78 | [8 empty] | Federally-Regulated Consumer Product | 03/08/2017 |  | 03/08/2017
York | Fraser Johnston | TM9M080C16MP12 | Natural Gas | Induced Draft | False | False | 1 | False | Down |  | None | Condensing | Step Modulating |  | 0.75 | Standard |  | 80000 | 78000 |  |  | 76300 | 1530 | 97 | 78 | [8 empty] | Federally-Regulated Consumer Product | 03/08/2017 |  | 03/08/2017
York | Coleman | X33B[N,S]3******** | LPG | Induced Draft | False | True | 3 | False | Down |  | None | Non-Condensing | Single-Stage |  | 10 | Standard |  | 267000 | 213000 | [6 empty] | 80 | 80 | [6 empty] | Federally-Regulated Commercial & Industrial Equipment | 03/08/2017 |  | 03/08/2017
York | Luxaire | TGLS130D20MP11 | LPG | Induced Draft | False | False | 1 | False | Horizontal | None | None | Non-Condensing | Single-Stage | Multiple-Speed | 1 | Standard |  | 130000 | 104000 | 2399 | 1324 | 114700 | 1265 | 80 | 78 | [8 empty] | Federally-Regulated Consumer Product | 03/08/2017 |  | 03/08/2017
York | Luxaire | TM9X100C20MP11 | LPG | Induced Draft | False | False | 1 | False | Up | None | None | Condensing | Single-Stage | Multiple-Speed | 0.75 | Premium |  | 100000 | 95000 | 1989 | 660 | 97700 | 833 | 95.5 | 78 | [8 empty] | Federally-Regulated Consumer Product | 03/08/2017 |  | 03/08/2017
York | York | Z33D[D,T]5******** | LPG | Induced Draft | False | True | 3 | False | Down |  | None | Non-Condensing | Step Modulating |  | 10 | Standard |  | 533000 | 426000 | [6 empty] | 80 | 80 | [6 empty] | Federally-Regulated Commercial & Industrial Equipment | 03/08/2017 |  | 03/08/2017
York | Coleman | TMLV100C16MP11 | Natural Gas | Induced Draft | False | False | 1 | False | Up |  | None | Non-Condensing | Two-Stage Modulating |  | 0.75 | Premium |  | 100000 | 80000 |  |  | 94700 | 368 | 80 | 78 | [8 empty] | Federally-Regulated Consumer Product | 03/08/2017 |  | 03/08/2017
York | Fraser Johnston | TGLS120C16MP11 | Natural Gas | Induced Draft | False | False | 1 | False | Horizontal | None | None | Non-Condensing | Single-Stage | Multiple-Speed | 0.5 | Standard |  | 120000 | 96000 | 1600 | 1002 | 115100 | 1166 | 80 | 78 | [8 empty] | Federally-Regulated Consumer Product | 03/08/2017 |  | 03/08/2017
York | York | TM9V100C16MP11 | Natural Gas | Induced Draft | False | False | 1 | False | Down | None | None | Condensing | Two-Stage Modulating | Variable-Speed | 0.75 | Premium | 60 | 100000 | 96000 | 1818 | 519 | 95600 | 364 | 96 | 78 | [8 empty] | Federally-Regulated Consumer Product | 03/08/2017 |  | 03/08/2017
York | Evcon | RGF19060BE12MP11 | LPG | Induced Draft | False | False | 1 | False | Up |  | None | Condensing | Single-Stage |  | 0.5 | Premium |  | 60000 | 57000 |  |  | 49000 | 394 | 95.5 | 78 | [8 empty] | Federally-Regulated Consumer Product | 03/08/2017 |  | 03/08/2017
York | York | ZR048*10*1**** | Natural Gas | Induced Draft | False | True | 1 | False | Down |  | None | Non-Condensing | Single-Stage |  | 1.5 | Standard |  | 125000 | 100000 |  |  | 117500 | 510 | 80.3 | 78 | [8 empty] | Federally-Regulated Consumer Product | 03/08/2017 |  | 03/08/2017
York | York | TGLS100B12MP11 | Natural Gas | Induced Draft | False | False | 1 | False | Up | None | None | Non-Condensing | Single-Stage | Multiple-Speed | 0.33 | Standard |  | 100000 | 80000 | 1223 | 614 | 96100 | 935 | 80 | 78 | [8 empty] | Federally-Regulated Consumer Product | 03/08/2017 |  | 03/08/2017
York | York | D6NZ036N07206NX | Natural Gas | Induced Draft | False | True | 1 | False | Down |  | None | Non-Condensing | Single-Stage |  | 0.75 | Premium |  | 90000 | 72000 |  |  | 75500 | 1056 | 80.1 | 78 | [8 empty] | Federally-Regulated Consumer Product | 03/08/2017 |  | 03/08/2017
York | Guardian | GG8S100B12MP11 | LPG | Induced Draft | False | False | 1 | False | Up | None | None | Non-Condensing | Single-Stage | Multiple-Speed | 0.33 | Standard |  | 100000 | 80000 | 1223 | 614 | 96100 | 935 | 80 | 78 | [8 empty] | Federally-Regulated Consumer Product | 03/08/2017 |  | 03/08/2017
York | York | TG8S060A12MP11 | Natural Gas | Induced Draft | False | False | 1 | False | Horizontal | None | None | Non-Condensing | Single-Stage | Multiple-Speed | 0.33 | Standard |  | 60000 | 48000 | 1275 | 711 | 57400 | 623 | 80 | 78 | [8 empty] | Federally-Regulated Consumer Product | 03/08/2017 |  | 03/08/2017
York | York | TMLV080C16MP11 | LPG | Induced Draft | False | False | 1 | False | Horizontal |  | None | Non-Condensing | Two-Stage Modulating |  | 0.75 | Premium |  | 80000 | 63000 |  |  | 76900 | 323 | 80 | 78 | [8 empty] | Federally-Regulated Consumer Product | 03/08/2017 |  | 03/08/2017
York | York | D6NX048N06506NX | LPG | Induced Draft | False | True | 1 | False | Down |  | None | Non-Condensing | Single-Stage |  | 1 | Premium |  | 80000 | 64000 |  |  | 73900 | 1250 | 80.8 | 78 | [8 empty] | Federally-Regulated Consumer Product | 03/08/2017 |  | 03/08/2017
York | Coleman | D7NQ030D05606NX | Natural Gas | Induced Draft | False | True | 1 | False | Down |  | None | Non-Condensing | Two-Stage Modulating |  | 0.75 | Premium |  | 70000 | 57000 |  |  | 56100 | 216 | 81 | 78 | [8 empty] | Federally-Regulated Consumer Product | 03/08/2017 |  | 03/08/2017
York | Coleman | TG9S120D20MP11 | Natural Gas | Induced Draft | False | False | 1 | False | Horizontal | None | None | Condensing | Single-Stage | Multiple-Speed | 1 | Standard |  | 120000 | 116000 | 1977 | 1190 | 112700 | 1311 | 95.5 | 78 | [8 empty] | Federally-Regulated Consumer Product | 03/08/2017 |  | 03/08/2017
York | Fraser Johnston | ZS048*10*F**** | LPG | Induced Draft | False | True | 1 | False | Down |  | None | Non-Condensing | Single-Stage |  | 1.5 | Standard |  | 125000 | 100000 |  |  | 117500 | 510 | 80.3 | 78 | [8 empty] | Federally-Regulated Consumer Product | 03/08/2017 |  | 03/08/2017
York | York | D6NQ060N06506NX | Natural Gas | Induced Draft | False | True | 1 | False | Horizontal |  | None | Non-Condensing | Single-Stage |  | 1 | Premium |  | 80000 | 64000 |  |  | 75500 | 910 | 80.8 | 78 | [8 empty] | Federally-Regulated Consumer Product | 03/08/2017 |  | 03/08/2017
York | Luxaire | TM9E120D20MP11 | LPG | Induced Draft | False | False | 1 | False | Horizontal |  | None | Condensing | Single-Stage |  | 0.75 | Premium |  | 120000 | 114000 |  |  | 115900 | 624 | 95 | 78 | [8 empty] | Federally-Regulated Consumer Product | 03/08/2017 |  | 03/08/2017
York | Coleman | TM8T120C20MP11 | LPG | Induced Draft | False | False | 1 | False | Up |  | None | Non-Condensing | Two-Stage Modulating |  | 1 | Standard |  | 120000 | 96000 |  |  | 116600 | 832 | 80 | 78 | [8 empty] | Federally-Regulated Consumer Product | 03/08/2017 |  | 03/08/2017
York | Fraser Johnston | TM9T100C16MP11 | LPG | Induced Draft | False | False | 1 | False | Up | None | None | Condensing | Two-Stage Modulating | Multiple-Speed | 0.75 | Standard |  | 100000 | 96000 | 1706 | 819 | 97000 | 874 | 96 | 78 | [8 empty] | Federally-Regulated Consumer Product | 03/08/2017 |  | 03/08/2017
York | York | TM9T100C16MP11 | LPG | Induced Draft | False | False | 1 | False | Horizontal | None | None | Condensing | Two-Stage Modulating | Multiple-Speed | 0.75 | Standard |  | 100000 | 96000 | 1706 | 819 | 97000 | 874 | 96 | 78 | [8 empty] | Federally-Regulated Consumer Product | 03/08/2017 |  | 03/08/2017
York | Luxaire | ZK060*08*F**** | Natural Gas | Induced Draft | False | True | 1 | False | Down |  | None | Non-Condensing | Single-Stage |  | 1.5 | Standard |  | 100000 | 80000 |  |  | 93400 | 1438 | 80.5 | 78 | [8 empty] | Federally-Regulated Consumer Product | 03/08/2017 |  | 03/08/2017
York | Evcon | TMLV120C20MP11 | Natural Gas | Induced Draft | False | False | 1 | False | Horizontal |  | None | Non-Condensing | Two-Stage Modulating |  | 1 | Premium |  | 120000 | 96000 |  |  | 111300 | 456 | 80 | 78 | [8 empty] | Federally-Regulated Consumer Product | 03/08/2017 |  | 03/08/2017
York | York | YPAL051G******** | Natural Gas | Induced Draft | False | True | 3 | False | Horizontal | None | None | Non-Condensing | Step Modulating | Single-Speed | 10 | Standard |  | 375000 | 300000 | [6 empty] | 80 | 80 | [5 empty] | 3 | Federally-Regulated Commercial & Industrial Equipment | 03/08/2017 |  | 03/08/2017
York | Johnson Controls | T33B[D,T]3******** | LPG | Induced Draft | False | True | 3 | False | Horizontal |  | None | Non-Condensing | Step Modulating |  | 10 | Standard |  | 267000 | 213000 | [6 empty] | 80 | 80 | [6 empty] | Federally-Regulated Commercial & Industrial Equipment | 03/08/2017 |  | 03/08/2017
York | Luxaire | X33B[D,T]3******** | LPG | Induced Draft | False | True | 3 | False | Down |  | None | Non-Condensing | Step Modulating |  | 10 | Standard |  | 267000 | 213000 | [6 empty] | 80 | 80 | [6 empty] | Federally-Regulated Commercial & Industrial Equipment | 03/08/2017 |  | 03/08/2017
York | York | TPLC100C16MP11 | Natural Gas | Induced Draft | False | False | 1 | False | Down | None | None | Non-Condensing | Step Modulating | Variable-Speed | 0.75 | Premium | 60 | 100000 | 78000 | 1600 | 585 | 99600 | 138 | 80 | 78 | [8 empty] | Federally-Regulated Consumer Product | 03/08/2017 |  | 03/08/2017
York | Fraser Johnston | TPLC100C16MP12 | Natural Gas | Induced Draft | False | False | 1 | False | Horizontal |  | None | Non-Condensing | Step Modulating |  | 0.75 | Premium |  | 100000 | 78000 |  |  | 97300 | 253 | 80 | 78 | [8 empty] | Federally-Regulated Consumer Product | 03/08/2017 |  | 03/08/2017
York | Evcon | TG9S080C22MP11 | Natural Gas | Induced Draft | False | False | 1 | False | Down | None | None | Condensing | Single-Stage | Multiple-Speed | 1 | Standard |  | 80000 | 78000 | 2162 | 1285 | 80400 | 966 | 95.5 | 78 | [8 empty] | Federally-Regulated Consumer Product | 03/08/2017 |  | 03/08/2017
York | York | D6NZ060D09006NX | Natural Gas | Induced Draft | False | True | 1 | False | Down |  | None | Non-Condensing | Two-Stage Modulating |  | 1 | Premium |  | 108000 | 87000 |  |  | 94100 | 544 | 80 | 78 | [8 empty] | Federally-Regulated Consumer Product | 03/08/2017 |  | 03/08/2017
York | Fraser Johnston | D7NX036N09006NX | Natural Gas | Induced Draft | False | True | 1 | False | Down |  | None | Non-Condensing | Single-Stage |  | 1 | Premium |  | 108000 | 88000 |  |  | 96900 | 467 | 81 | 78 | [8 empty] | Federally-Regulated Consumer Product | 03/08/2017 |  | 03/08/2017
York | Guardian | RGF1L120CP20MP11 | LPG | Induced Draft | False | False | 1 | False | Horizontal |  | None | Non-Condensing | Single-Stage |  | 1 | Standard |  | 120000 | 96000 |  |  | 115200 | 1197 | 80 | 78 | [8 empty] | Federally-Regulated Consumer Product | 03/08/2017 |  | 03/08/2017
York | Luxaire | D6NX036N06506NX | Natural Gas | Induced Draft | False | True | 1 | False | Down |  | None | Non-Condensing | Single-Stage |  | 1 | Premium |  | 80000 | 64000 |  |  | 74700 | 1140 | 80.6 | 78 | [8 empty] | Federally-Regulated Consumer Product | 03/08/2017 |  | 03/08/2017
York | Evcon | TM9T100C20MP11 | LPG | Induced Draft | False | False | 1 | False | Down | None | None | Condensing | Two-Stage Modulating | Multiple-Speed | 1 | Standard |  | 100000 | 96000 | 1934 | 1183 | 96500 | 1015 | 96 | 78 | [8 empty] | Federally-Regulated Consumer Product | 03/08/2017 |  | 03/08/2017
York | Evcon | TG9S100C16MP11 | LPG | Induced Draft | False | False | 1 | False | Up | None | None | Condensing | Single-Stage | Multiple-Speed | 0.75 | Standard |  | 100000 | 97000 | 1706 | 819 | 96500 | 1156 | 95.5 | 78 | [8 empty] | Federally-Regulated Consumer Product | 03/08/2017 |  | 03/08/2017
York | York | MG9S100C16MP11 | LPG | Induced Draft | False | False | 1 | True | Horizontal |  | None | Condensing | Single-Stage |  | 0.75 | Standard |  | 100000 | 97000 |  |  | 96400 | 1200 | 95.5 | 75 | [8 empty] | Federally-Regulated Consumer Product | 03/08/2017 |  | 03/08/2017
York | Coleman | TPLC120C20MP12 | Natural Gas | Induced Draft | False | False | 1 | False | Horizontal |  | None | Non-Condensing | Step Modulating |  | 1 | Premium |  | 120000 | 95000 |  |  | 115200 | 484 | 80 | 78 | [8 empty] | Federally-Regulated Consumer Product | 03/08/2017 |  | 03/08/2017
York | Evcon | RGF1L080BP12MP11 | Natural Gas | Induced Draft | False | False | 1 | False | Down |  | None | Non-Condensing | Single-Stage |  | 0.33 | Standard |  | 80000 | 64000 |  |  | 76800 | 831 | 80 | 78 | [8 empty] | Federally-Regulated Consumer Product | 03/08/2017 |  | 03/08/2017
York | Evcon | TMLV120C20MP11 | LPG | Induced Draft | False | False | 1 | False | Horizontal |  | None | Non-Condensing | Two-Stage Modulating |  | 1 | Premium |  | 120000 | 96000 |  |  | 111300 | 456 | 80 | 78 | [8 empty] | Federally-Regulated Consumer Product | 03/08/2017 |  | 03/08/2017
York | Luxaire | TGLS080C22MP11 | Natural Gas | Induced Draft | False | False | 1 | False | Up | None | None | Non-Condensing | Single-Stage | Multiple-Speed | 1 | Standard |  | 80000 | 64000 | 2448 | 1263 | 74800 | 1234 | 80 | 78 | [8 empty] | Federally-Regulated Consumer Product | 03/08/2017 |  | 03/08/2017
York | Coleman | TM9V080B12MP11 | LPG | Induced Draft | False | False | 1 | False | Horizontal | None | None | Condensing | Two-Stage Modulating | Variable-Speed | 0.5 | Premium | 60 | 80000 | 77000 | 1320 | 529 | 79500 | 339 | 96 | 78 | [8 empty] | Federally-Regulated Consumer Product | 03/08/2017 |  | 03/08/2017
York | Evcon | TPLC120C20MP12 | Natural Gas | Induced Draft | False | False | 1 | False | Horizontal |  | None | Non-Condensing | Step Modulating |  | 1 | Premium |  | 120000 | 95000 |  |  | 115200 | 484 | 80 | 78 | [8 empty] | Federally-Regulated Consumer Product | 03/08/2017 |  | 03/08/2017
York | York | TM9V080B12MP11 | LPG | Induced Draft | False | False | 1 | False | Down | None | None | Condensing | Two-Stage Modulating | Variable-Speed | 0.5 | Premium | 60 | 80000 | 77000 | 1320 | 529 | 79500 | 339 | 96 | 78 | [8 empty] | Federally-Regulated Consumer Product | 03/08/2017 |  | 03/08/2017
York | Coleman | D7NQ060N11006NX | LPG | Induced Draft | False | True | 1 | False | Horizontal |  | None | Non-Condensing | Single-Stage |  | 1 | Premium |  | 135000 | 109000 |  |  | 116700 | 462 | 81 | 78 | [8 empty] | Federally-Regulated Consumer Product | 03/08/2017 |  | 03/08/2017
York | Luxaire | TPLC100C16MP12 | LPG | Induced Draft | False | False | 1 | False | Up |  | None | Non-Condensing | Step Modulating |  | 0.75 | Premium |  | 100000 | 78000 |  |  | 97300 | 253 | 80 | 78 | [8 empty] | Federally-Regulated Consumer Product | 03/08/2017 |  | 03/08/2017
York | Luxaire | TM9M100C16MP12 | Natural Gas | Induced Draft | False | False | 1 | False | Up |  | None | Condensing | Step Modulating |  | 0.75 | Standard |  | 100000 | 97000 |  |  | 93000 | 1500 | 97 | 78 | [8 empty] | Federally-Regulated Consumer Product | 03/08/2017 |  | 03/08/2017
York | Fraser Johnston | TG8S080B12MP11 | Natural Gas | Induced Draft | False | False | 1 | False | Down | None | None | Non-Condensing | Single-Stage | Multiple-Speed | 0.33 | Standard |  | 80000 | 64000 | 1195 | 620 | 76700 | 793 | 80 | 78 | [8 empty] | Federally-Regulated Consumer Product | 03/08/2017 |  | 03/08/2017
York | Coleman | G33D[D,T]3******** | Natural Gas | Induced Draft | False | True | 3 | False | Horizontal |  | None | Non-Condensing | Step Modulating |  | 10 | Standard |  | 267000 | 213000 | [6 empty] | 80 | 80 | [6 empty] | Federally-Regulated Commercial & Industrial Equipment | 03/08/2017 |  | 03/08/2017
York | Evcon | TM9V060B12MP11 | LPG | Induced Draft | False | False | 1 | False | Horizontal | None | None | Condensing | Two-Stage Modulating | Variable-Speed | 0.5 | Premium | 60 | 60000 | 58000 | 1343 | 456 | 47800 | 284 | 96 | 78 | [8 empty] | Federally-Regulated Consumer Product | 03/08/2017 |  | 03/08/2017
York | York | TM8T080B12MP11 | LPG | Induced Draft | False | False | 1 | False | Up |  | None | Non-Condensing | Two-Stage Modulating |  | 0.33 | Standard |  | 80000 | 63000 |  |  | 77700 | 568 | 80 | 78 | [8 empty] | Federally-Regulated Consumer Product | 03/08/2017 |  | 03/08/2017
York | York | D6NQ042N06506NX | LPG | Induced Draft | False | True | 1 | False | Horizontal |  | None | Non-Condensing | Single-Stage |  | 1 | Premium |  | 80000 | 64000 |  |  | 74700 | 1140 | 80.8 | 78 | [8 empty] | Federally-Regulated Consumer Product | 03/08/2017 |  | 03/08/2017
York | Coleman | TM9E040A10MP11 | LPG | Induced Draft | False | False | 1 | False | Up |  | None | Condensing | Single-Stage |  | 0.5 | Premium |  | 40000 | 38000 |  |  | 33100 | 195 | 95 | 78 | [8 empty] | Federally-Regulated Consumer Product | 03/08/2017 |  | 03/08/2017
York | Coleman | TG9S080C22MP11 | LPG | Induced Draft | False | False | 1 | False | Horizontal | None | None | Condensing | Single-Stage | Multiple-Speed | 1 | Standard |  | 80000 | 78000 | 2162 | 1285 | 80400 | 966 | 95.5 | 78 | [8 empty] | Federally-Regulated Consumer Product | 03/08/2017 |  | 03/08/2017
York | York | D6NZ060N11006NX | LPG | Induced Draft | False | True | 1 | False | Horizontal |  | None | Non-Condensing | Single-Stage |  | 1 | Premium |  | 135000 | 108000 |  |  | 115300 | 1073 | 80.2 | 78 | [8 empty] | Federally-Regulated Consumer Product | 03/08/2017 |  | 03/08/2017
York | Guardian | RGF19080BE12MP12 | LPG | Induced Draft | False | False | 1 | False | Up |  | None | Condensing | Single-Stage |  | 0.5 | Premium |  | 80000 | 77000 |  |  | 83000 | 382 | 95 | 78 | [8 empty] | Federally-Regulated Consumer Product | 03/08/2017 |  | 03/08/2017
York | York | D7HQ030D05606NX | Natural Gas | Induced Draft | False | True | 1 | False | Horizontal |  | None | Non-Condensing | Two-Stage Modulating |  | 0.75 | Premium |  | 70000 | 57000 |  |  | 56100 | 216 | 81 | 78 | [8 empty] | Federally-Regulated Consumer Product | 03/08/2017 |  | 03/08/2017
York | Evcon | TM9E080C16MP11 | Natural Gas | Induced Draft | False | False | 1 | False | Up |  | None | Condensing | Single-Stage |  | 0.5 | Premium |  | 80000 | 77000 |  |  | 82800 | 429 | 95 | 78 | [8 empty] | Federally-Regulated Consumer Product | 03/08/2017 |  | 03/08/2017
York | York | TG9S060B12MP11 | LPG | Induced Draft | False | False | 1 | False | Up | None | None | Condensing | Single-Stage | Multiple-Speed | 0.5 | Standard |  | 60000 | 58000 | 1243 | 713 | 48100 | 622 | 95.5 | 78 | [8 empty] | Federally-Regulated Consumer Product | 03/08/2017 |  | 03/08/2017
York | Luxaire | TM9X100C20MP11 | Natural Gas | Induced Draft | False | False | 1 | False | Up | None | None | Condensing | Single-Stage | Multiple-Speed | 0.75 | Premium |  | 100000 | 95000 | 1989 | 660 | 97700 | 833 | 95.5 | 78 | [8 empty] | Federally-Regulated Consumer Product | 03/08/2017 |  | 03/08/2017
York | Guardian | RGF19120DE20MP11 | Natural Gas | Induced Draft | False | False | 1 | False | Up |  | None | Condensing | Single-Stage |  | 0.75 | Premium |  | 120000 | 114000 |  |  | 114600 | 816 | 95.5 | 78 | [8 empty] | Federally-Regulated Consumer Product | 03/08/2017 |  | 03/08/2017
York | Evcon | RGF1L100CE20MP11 | Natural Gas | Induced Draft | False | False | 1 | False | Horizontal |  | None | Non-Condensing | Single-Stage |  | 0.75 | Premium |  | 100000 | 80000 |  |  | 97800 | 568 | 80 | 78 | [8 empty] | Federally-Regulated Consumer Product | 03/08/2017 |  | 03/08/2017
York | Evcon | TG9S120D20MP11 | LPG | Induced Draft | False | False | 1 | False | Horizontal | None | None | Condensing | Single-Stage | Multiple-Speed | 1 | Standard |  | 120000 | 116000 | 1977 | 1190 | 112700 | 1311 | 95.5 | 78 | [8 empty] | Federally-Regulated Consumer Product | 03/08/2017 |  | 03/08/2017
York | Coleman | TM8T120C20MP11 | LPG | Induced Draft | False | False | 1 | False | Horizontal |  | None | Non-Condensing | Two-Stage Modulating |  | 1 | Standard |  | 120000 | 96000 |  |  | 116600 | 832 | 80 | 78 | [8 empty] | Federally-Regulated Consumer Product | 03/08/2017 |  | 03/08/2017
York | Fraser Johnston | D6NZ036N03606NX | Natural Gas | Induced Draft | False | True | 1 | False | Down |  | None | Non-Condensing | Single-Stage |  | 0.75 | Premium |  | 45000 | 36000 |  |  | 37300 | 590 | 80.4 | 78 | [8 empty] | Federally-Regulated Consumer Product | 03/08/2017 |  | 03/08/2017
York | York | TP9C120D20MP12 | LPG | Induced Draft | False | False | 1 | False | Horizontal |  | None | Condensing | Step Modulating |  | 1 | Premium |  | 120000 | 116000 |  |  | 112400 | 597 | 98 | 78 | [8 empty] | Federally-Regulated Consumer Product | 03/08/2017 |  | 03/08/2017
York | York | D6NZ024N05606NX | Natural Gas | Induced Draft | False | True | 1 | False | Horizontal |  | None | Non-Condensing | Single-Stage |  | 0.5 | Premium |  | 70000 | 56000 |  |  | 56700 | 764 | 80.2 | 78 | [8 empty] | Federally-Regulated Consumer Product | 03/08/2017 |  | 03/08/2017
York | Guardian | RGF1L080BE12MP11 | LPG | Induced Draft | False | False | 1 | False | Horizontal |  | None | Non-Condensing | Single-Stage |  | 0.5 | Premium |  | 80000 | 64000 |  |  | 78600 | 379 | 80 | 78 | [8 empty] | Federally-Regulated Consumer Product | 03/08/2017 |  | 03/08/2017
York | Luxaire | TM9V060B12MP11 | LPG | Induced Draft | False | False | 1 | False | Up | None | None | Condensing | Two-Stage Modulating | Variable-Speed | 0.5 | Premium | 60 | 60000 | 58000 | 1343 | 456 | 47800 | 284 | 96 | 78 | [8 empty] | Federally-Regulated Consumer Product | 03/08/2017 |  | 03/08/2017
York | York | TM8V060A12MP11 | LPG | Induced Draft | False | False | 1 | False | Up |  | None | Non-Condensing | Two-Stage Modulating |  | 0.5 | Premium |  | 60000 | 47000 |  |  | 57000 | 259 | 80 | 78 | [8 empty] | Federally-Regulated Consumer Product | 03/08/2017 |  | 03/08/2017
York | York | TMLX100C20MP11 | LPG | Induced Draft | False | False | 1 | False | Down |  | None | Non-Condensing | Single-Stage |  | 0.75 | Premium |  | 100000 | 80000 |  |  | 97800 | 568 | 80 | 78 | [8 empty] | Federally-Regulated Consumer Product | 03/08/2017 |  | 03/08/2017
York | Coleman | D7NQ042N06506NX | Natural Gas | Induced Draft | False | True | 1 | False | Horizontal |  | None | Non-Condensing | Single-Stage |  | 1 | Premium |  | 80000 | 66000 |  |  | 77300 | 424 | 81 | 78 | [8 empty] | Federally-Regulated Consumer Product | 03/08/2017 |  | 03/08/2017
York | York | D6NZ036N03606NX | Natural Gas | Induced Draft | False | True | 1 | False | Down |  | None | Non-Condensing | Single-Stage |  | 0.75 | Premium |  | 45000 | 36000 |  |  | 37300 | 590 | 80.4 | 78 | [8 empty] | Federally-Regulated Consumer Product | 03/08/2017 |  | 03/08/2017
York | Coleman | ZK060*08*F**** | Natural Gas | Induced Draft | False | True | 1 | False | Horizontal |  | None | Non-Condensing | Single-Stage |  | 1.5 | Standard |  | 100000 | 80000 |  |  | 93400 | 1438 | 80.5 | 78 | [8 empty] | Federally-Regulated Consumer Product | 03/08/2017 |  | 03/08/2017
York | Fraser Johnston | D6NQ024N05606NX | LPG | Induced Draft | False | True | 1 | False | Down |  | None | Non-Condensing | Single-Stage |  | 0.5 | Premium |  | 70000 | 56000 |  |  | 56700 | 764 | 80.2 | 78 | [8 empty] | Federally-Regulated Consumer Product | 03/08/2017 |  | 03/08/2017
York | Coleman | D6NQ048N06506NX | Natural Gas | Induced Draft | False | True | 1 | False | Down |  | None | Non-Condensing | Single-Stage |  | 1 | Premium |  | 80000 | 64000 |  |  | 73900 | 1250 | 80.8 | 78 | [8 empty] | Federally-Regulated Consumer Product | 03/08/2017 |  | 03/08/2017
York | York | Z33B[D,T]5******** | LPG | Induced Draft | False | True | 3 | False | Horizontal |  | None | Non-Condensing | Step Modulating |  | 10 | Standard |  | 533000 | 426000 | [6 empty] | 80 | 80 | [6 empty] | Federally-Regulated Commercial & Industrial Equipment | 03/08/2017 |  | 03/08/2017
York | Fraser Johnston | D6NZ060D09006NX | LPG | Induced Draft | False | True | 1 | False | Horizontal |  | None | Non-Condensing | Two-Stage Modulating |  | 1 | Premium |  | 108000 | 87000 |  |  | 94100 | 544 | 80 | 78 | [8 empty] | Federally-Regulated Consumer Product | 03/08/2017 |  | 03/08/2017
York | Fraser Johnston | TMLX120C20MP11 | LPG | Induced Draft | False | False | 1 | False | Horizontal |  | None | Non-Condensing | Single-Stage |  | 0.75 | Premium |  | 120000 | 96000 |  |  | 117500 | 635 | 80 | 78 | [8 empty] | Federally-Regulated Consumer Product | 03/08/2017 |  | 03/08/2017
York | Coleman | D7NY060D09006NX | Natural Gas | Induced Draft | False | True | 1 | False | Horizontal |  | None | Non-Condensing | Two-Stage Modulating |  | 1 | Premium |  | 108000 | 89000 |  |  | 94500 | 338 | 81 | 78 | [8 empty] | Federally-Regulated Consumer Product | 03/08/2017 |  | 03/08/2017
York | Guardian | RGF19100CE20MP12 | Natural Gas | Induced Draft | False | False | 1 | False | Horizontal |  | None | Condensing | Single-Stage |  | 0.75 | Premium |  | 100000 | 96000 |  |  | 99800 | 410 | 95 | 78 | [8 empty] | Federally-Regulated Consumer Product | 03/08/2017 |  | 03/08/2017
York | Evcon | TGLS080C22MP11 | Natural Gas | Induced Draft | False | False | 1 | False | Horizontal | None | None | Non-Condensing | Single-Stage | Multiple-Speed | 1 | Standard |  | 80000 | 64000 | 2448 | 1263 | 74800 | 1234 | 80 | 78 | [8 empty] | Federally-Regulated Consumer Product | 03/08/2017 |  | 03/08/2017
York | York | YPLC060A12MP12 | LPG | Induced Draft | False | False | 1 | False | Up |  | None | Non-Condensing | Step Modulating |  | 0.5 | Premium |  | 60000 | 47000 |  |  | 58100 | 167 | 80 | 78 | [8 empty] | Federally-Regulated Consumer Product | 03/08/2017 |  | 03/08/2017
York | Evcon | D6NX036N06506NX | Natural Gas | Induced Draft | False | True | 1 | False | Horizontal |  | None | Non-Condensing | Single-Stage |  | 1 | Premium |  | 80000 | 64000 |  |  | 74700 | 1140 | 80.6 | 78 | [8 empty] | Federally-Regulated Consumer Product | 03/08/2017 |  | 03/08/2017
York | Fraser Johnston | TM8V080C16MP11 | Natural Gas | Induced Draft | False | False | 1 | False | Horizontal |  | None | Non-Condensing | Two-Stage Modulating |  | 0.75 | Premium |  | 80000 | 63000 |  |  | 76900 | 323 | 80 | 78 | [8 empty] | Federally-Regulated Consumer Product | 03/08/2017 |  | 03/08/2017
York | York | D6NZ024D05606NX | Natural Gas | Induced Draft | False | True | 1 | False | Horizontal |  | None | Non-Condensing | Two-Stage Modulating |  | 0.5 | Premium |  | 70000 | 56000 |  |  | 57600 | 151 | 80 | 78 | [8 empty] | Federally-Regulated Consumer Product | 03/08/2017 |  | 03/08/2017
York | York | TPLC120C20MP11 | Natural Gas | Induced Draft | False | False | 1 | False | Down | None | None | Non-Condensing | Step Modulating | Variable-Speed | 1 | Premium | 60 | 120000 | 95000 | 1990 | 650 | 119100 | 273 | 80 | 78 | [8 empty] | Federally-Regulated Consumer Product | 03/08/2017 |  | 03/08/2017
York | Fraser Johnston | D7HQ060D11006NX | LPG | Induced Draft | False | True | 1 | False | Horizontal |  | None | Non-Condensing | Two-Stage Modulating |  | 1 | Premium |  | 135000 | 110000 |  |  | 112900 | 413 | 81 | 78 | [8 empty] | Federally-Regulated Consumer Product | 03/08/2017 |  | 03/08/2017
York | Coleman | D7NQ048D11006NX | LPG | Induced Draft | False | True | 1 | False | Horizontal |  | None | Non-Condensing | Two-Stage Modulating |  | 1 | Premium |  | 135000 | 110000 |  |  | 112900 | 413 | 81 | 78 | [8 empty] | Federally-Regulated Consumer Product | 03/08/2017 |  | 03/08/2017
York | Coleman | TMLX100C20MP11 | LPG | Induced Draft | False | False | 1 | False | Down |  | None | Non-Condensing | Single-Stage |  | 0.75 | Premium |  | 100000 | 80000 |  |  | 97800 | 568 | 80 | 78 | [8 empty] | Federally-Regulated Consumer Product | 03/08/2017 |  | 03/08/2017
York | Luxaire | D7HQ042D09006NX | LPG | Induced Draft | False | True | 1 | False | Horizontal |  | None | Non-Condensing | Two-Stage Modulating |  | 1 | Premium |  | 108000 | 89000 |  |  | 94500 | 338 | 81 | 78 | [8 empty] | Federally-Regulated Consumer Product | 03/08/2017 |  | 03/08/2017
York | Coleman | TM9X080B12MP11 | Natural Gas | Induced Draft | False | False | 1 | False | Up | None | None | Condensing | Single-Stage | Multiple-Speed | 0.5 | Premium |  | 80000 | 76000 | 1221 | 403 | 65700 | 408 | 95.5 | 78 | [8 empty] | Federally-Regulated Consumer Product | 03/08/2017 |  | 03/08/2017
York | Coleman | D7NQ060N06506NX | LPG | Induced Draft | False | True | 1 | False | Down |  | None | Non-Condensing | Single-Stage |  | 1 | Premium |  | 80000 | 66000 |  |  | 77300 | 424 | 81 | 78 | [8 empty] | Federally-Regulated Consumer Product | 03/08/2017 |  | 03/08/2017
York | Fraser Johnston | TPLC100C16MP12 | LPG | Induced Draft | False | False | 1 | False | Horizontal |  | None | Non-Condensing | Step Modulating |  | 0.75 | Premium |  | 100000 | 78000 |  |  | 97300 | 253 | 80 | 78 | [8 empty] | Federally-Regulated Consumer Product | 03/08/2017 |  | 03/08/2017
York | Evcon | RGF19060BE12MP12 | Natural Gas | Induced Draft | False | False | 1 | False | Down |  | None | Condensing | Single-Stage |  | 0.5 | Premium |  | 60000 | 57000 |  |  | 49600 | 284 | 95 | 78 | [8 empty] | Federally-Regulated Consumer Product | 03/08/2017 |  | 03/08/2017
York | Johnson Controls | T33D[D,T]5******** | Natural Gas | Induced Draft | False | True | 3 | False | Down |  | None | Non-Condensing | Step Modulating |  | 10 | Standard |  | 533000 | 426000 | [6 empty] | 80 | 80 | [6 empty] | Federally-Regulated Commercial & Industrial Equipment | 03/08/2017 |  | 03/08/2017
York | Evcon | TG9S060A10MP11 | LPG | Induced Draft | False | False | 1 | False | Horizontal | None | None | Condensing | Single-Stage | Multiple-Speed | 0.5 | Standard |  | 60000 | 58000 | 1103 | 769 | 47900 | 674 | 95.5 | 78 | [8 empty] | Federally-Regulated Consumer Product | 03/08/2017 |  | 03/08/2017
York | York | YPLC100C16MP12 | LPG | Induced Draft | False | False | 1 | False | Down |  | None | Non-Condensing | Step Modulating |  | 0.75 | Premium |  | 100000 | 78000 |  |  | 97300 | 253 | 80 | 78 | [8 empty] | Federally-Regulated Consumer Product | 03/08/2017 |  | 03/08/2017
York | York | TM8X100C16MP11 | Natural Gas | Induced Draft | False | False | 1 | False | Up |  | None | Non-Condensing | Single-Stage |  | 0.5 | Premium |  | 100000 | 80000 |  |  | 98400 | 431 | 80 | 78 | [8 empty] | Federally-Regulated Consumer Product | 03/08/2017 |  | 03/08/2017
York | Coleman | TGLS120C20MP11 | LPG | Induced Draft | False | False | 1 | False | Horizontal | None | None | Non-Condensing | Single-Stage | Multiple-Speed | 1 | Standard |  | 120000 | 96000 | 2338 | 1286 | 115200 | 1150 | 80 | 78 | [8 empty] | Federally-Regulated Consumer Product | 03/08/2017 |  | 03/08/2017
York | Evcon | TM8V060A12MP11 | LPG | Induced Draft | False | False | 1 | False | Down |  | None | Non-Condensing | Two-Stage Modulating |  | 0.5 | Premium |  | 60000 | 47000 |  |  | 57000 | 259 | 80 | 78 | [8 empty] | Federally-Regulated Consumer Product | 03/08/2017 |  | 03/08/2017
York | Luxaire | D7NX048D11006NX | LPG | Induced Draft | False | True | 1 | False | Down |  | None | Non-Condensing | Two-Stage Modulating |  | 1 | Premium |  | 135000 | 110000 |  |  | 112900 | 413 | 81 | 78 | [8 empty] | Federally-Regulated Consumer Product | 03/08/2017 |  | 03/08/2017
York | Coleman | CP9C080C16MP12 | LPG | Induced Draft | False | False | 1 | False | Horizontal |  | None | Condensing | Step Modulating |  | 0.75 | Premium |  | 80000 | 78000 |  |  | 80600 | 460 | 97.7 | 78 | [8 empty] | Federally-Regulated Consumer Product | 03/08/2017 |  | 03/08/2017
York | Guardian | RGF19080CP16MP11 | LPG | Induced Draft | False | False | 1 | False | Up |  | None | Condensing | Single-Stage |  | 0.75 | Standard |  | 80000 | 78000 |  |  | 80500 | 968 | 95.5 | 78 | [8 empty] | Federally-Regulated Consumer Product | 03/08/2017 |  | 03/08/2017
York | Luxaire | TM9E060B12MP11 | LPG | Induced Draft | False | False | 1 | False | Down |  | None | Condensing | Single-Stage |  | 0.5 | Premium |  | 60000 | 57000 |  |  | 49600 | 284 | 95 | 78 | [8 empty] | Federally-Regulated Consumer Product | 03/08/2017 |  | 03/08/2017
York | York | TPLC080B12MP12 | Natural Gas | Induced Draft | False | False | 1 | False | Down |  | None | Non-Condensing | Step Modulating |  | 0.5 | Premium |  | 80000 | 62000 |  |  | 77900 | 235 | 80 | 78 | [8 empty] | Federally-Regulated Consumer Product | 03/08/2017 |  | 03/08/2017
York | Evcon | TM9V100C16MP11 | LPG | Induced Draft | False | False | 1 | False | Horizontal | None | None | Condensing | Two-Stage Modulating | Variable-Speed | 0.75 | Premium | 60 | 100000 | 96000 | 1818 | 519 | 95600 | 364 | 96 | 78 | [8 empty] | Federally-Regulated Consumer Product | 03/08/2017 |  | 03/08/2017
York | Coleman | D7NX036D09006NX | LPG | Induced Draft | False | True | 1 | False | Horizontal |  | None | Non-Condensing | Two-Stage Modulating |  | 1 | Premium |  | 108000 | 89000 |  |  | 94500 | 338 | 81 | 78 | [8 empty] | Federally-Regulated Consumer Product | 03/08/2017 |  | 03/08/2017
York | Coleman | G33D[D,T]5******** | Natural Gas | Induced Draft | False | True | 3 | False | Horizontal |  | None | Non-Condensing | Step Modulating |  | 10 | Standard |  | 533000 | 426000 | [6 empty] | 80 | 80 | [6 empty] | Federally-Regulated Commercial & Industrial Equipment | 03/08/2017 |  | 03/08/2017
York | Evcon | RGF19080BE12MP12 | LPG | Induced Draft | False | False | 1 | False | Horizontal |  | None | Condensing | Single-Stage |  | 0.5 | Premium |  | 80000 | 77000 |  |  | 83000 | 382 | 95 | 78 | [8 empty] | Federally-Regulated Consumer Product | 03/08/2017 |  | 03/08/2017
York | Coleman | D6NZ024D05606NX | LPG | Induced Draft | False | True | 1 | False | Horizontal |  | None | Non-Condensing | Two-Stage Modulating |  | 0.5 | Premium |  | 70000 | 56000 |  |  | 57600 | 151 | 80 | 78 | [8 empty] | Federally-Regulated Consumer Product | 03/08/2017 |  | 03/08/2017
York | Evcon | TM9V100C16MP11 | Natural Gas | Induced Draft | False | False | 1 | False | Down | None | None | Condensing | Two-Stage Modulating | Variable-Speed | 0.75 | Premium | 60 | 100000 | 96000 | 1818 | 519 | 95600 | 364 | 96 | 78 | [8 empty] | Federally-Regulated Consumer Product | 03/08/2017 |  | 03/08/2017
York | Coleman | TM9T080B12MP11 | Natural Gas | Induced Draft | False | False | 1 | False | Horizontal | None | None | Condensing | Two-Stage Modulating | Multiple-Speed | 0.5 | Standard |  | 80000 | 77000 | 1370 | 854 | 81300 | 588 | 96 | 78 | [8 empty] | Federally-Regulated Consumer Product | 03/08/2017 |  | 03/08/2017
York | Evcon | TM9X120D20MP11 | LPG | Induced Draft | False | False | 1 | False | Up | None | None | Condensing | Single-Stage | Multiple-Speed | 0.75 | Premium |  | 120000 | 114000 | 2036 | 671 | 114600 | 816 | 95.5 | 78 | [8 empty] | Federally-Regulated Consumer Product | 03/08/2017 |  | 03/08/2017
York | Coleman | DGAH056BBS* | Natural Gas | Induced Draft | False | False | 1 | True | Down |  | None | Non-Condensing | Single-Stage |  | 0.17 | Standard |  | 56000 | 45000 |  |  | 57800 | 535 | 80 | 75 | [8 empty] | Federally-Regulated Consumer Product | 03/08/2017 |  | 03/08/2017
York | York | D7NY060D11006NX | Natural Gas | Induced Draft | False | True | 1 | False | Horizontal |  | None | Non-Condensing | Two-Stage Modulating |  | 1 | Premium |  | 135000 | 110000 |  |  | 112900 | 413 | 81 | 78 | [8 empty] | Federally-Regulated Consumer Product | 03/08/2017 |  | 03/08/2017
York | Evcon | TM9E040A10MP11 | Natural Gas | Induced Draft | False | False | 1 | False | Horizontal |  | None | Condensing | Single-Stage |  | 0.5 | Premium |  | 40000 | 38000 |  |  | 33100 | 195 | 95 | 78 | [8 empty] | Federally-Regulated Consumer Product | 03/08/2017 |  | 03/08/2017
York | Guardian | GGLS100C16MP11 | LPG | Induced Draft | False | False | 1 | False | Up | None | None | Non-Condensing | Single-Stage | Multiple-Speed | 0.5 | Standard |  | 100000 | 80000 | 1820 | 1012 | 96100 | 930 | 80 | 78 | [8 empty] | Federally-Regulated Consumer Product | 03/08/2017 |  | 03/08/2017
York | Coleman | TM9T060B12MP11 | Natural Gas | Induced Draft | False | False | 1 | False | Down | None | None | Condensing | Two-Stage Modulating | Multiple-Speed | 0.5 | Standard |  | 60000 | 58000 | 1243 | 713 | 48700 | 371 | 96 | 78 | [8 empty] | Federally-Regulated Consumer Product | 03/08/2017 |  | 03/08/2017
York | Fraser Johnston | D6HQ036D05606NX | LPG | Induced Draft | False | True | 1 | False | Horizontal |  | None | Non-Condensing | Two-Stage Modulating |  | 0.75 | Premium |  | 70000 | 56000 |  |  | 58000 | 263 | 80 | 78 | [8 empty] | Federally-Regulated Consumer Product | 03/08/2017 |  | 03/08/2017
York | Luxaire | D7NY060D09006NX | Natural Gas | Induced Draft | False | True | 1 | False | Down |  | None | Non-Condensing | Two-Stage Modulating |  | 1 | Premium |  | 108000 | 89000 |  |  | 94500 | 338 | 81 | 78 | [8 empty] | Federally-Regulated Consumer Product | 03/08/2017 |  | 03/08/2017
York | Luxaire | TM8V100C20MP11 | LPG | Induced Draft | False | False | 1 | False | Down |  | None | Non-Condensing | Two-Stage Modulating |  | 1 | Premium |  | 100000 | 80000 |  |  | 95200 | 380 | 80 | 78 | [8 empty] | Federally-Regulated Consumer Product | 03/08/2017 |  | 03/08/2017
York | Coleman | TMLT100C16MP11 | Natural Gas | Induced Draft | False | False | 1 | False | Up |  | None | Non-Condensing | Two-Stage Modulating |  | 0.5 | Standard |  | 100000 | 80000 |  |  | 96500 | 850 | 80 | 78 | [8 empty] | Federally-Regulated Consumer Product | 03/08/2017 |  | 03/08/2017
York | Evcon | TGLS040A08MP11 | Natural Gas | Induced Draft | False | False | 1 | False | Horizontal | None | None | Non-Condensing | Single-Stage | Multiple-Speed | 0.2 | Standard |  | 40000 | 32000 | 717 | 489 | 38300 | 473 | 80 | 78 | [8 empty] | Federally-Regulated Consumer Product | 03/08/2017 |  | 03/08/2017
York | Evcon | RGF1L080CE16MP11 | Natural Gas | Induced Draft | False | False | 1 | False | Down |  | None | Non-Condensing | Single-Stage |  | 0.5 | Premium |  | 80000 | 64000 |  |  | 78300 | 444 | 80 | 78 | [8 empty] | Federally-Regulated Consumer Product | 03/08/2017 |  | 03/08/2017
York | Luxaire | TG9S130D20MP11 | LPG | Induced Draft | False | False | 1 | False | Down | None | None | Condensing | Single-Stage | Multiple-Speed | 1 | Standard |  | 130000 | 125000 | 2047 | 1198 | 112700 | 1305 | 95.5 | 78 | [8 empty] | Federally-Regulated Consumer Product | 03/08/2017 |  | 03/08/2017
York | Coleman | G33A[D,T]3******** | Natural Gas | Induced Draft | False | True | 3 | False | Down |  | None | Non-Condensing | Step Modulating |  | 10 | Standard |  | 267000 | 213000 | [6 empty] | 80 | 80 | [6 empty] | Federally-Regulated Commercial & Industrial Equipment | 03/08/2017 |  | 03/08/2017
York | Luxaire | X33A[D,T]3******** | Natural Gas | Induced Draft | False | True | 3 | False | Horizontal |  | None | Non-Condensing | Step Modulating |  | 10 | Standard |  | 267000 | 213000 | [6 empty] | 80 | 80 | [6 empty] | Federally-Regulated Commercial & Industrial Equipment | 03/08/2017 |  | 03/08/2017
York | Evcon | TM9X100C20MP11 | LPG | Induced Draft | False | False | 1 | False | Down | None | None | Condensing | Single-Stage | Multiple-Speed | 0.75 | Premium |  | 100000 | 95000 | 1989 | 660 | 97700 | 833 | 95.5 | 78 | [8 empty] | Federally-Regulated Consumer Product | 03/08/2017 |  | 03/08/2017
York | Evcon | TM9V100C20MP11 | LPG | Induced Draft | False | False | 1 | False | Horizontal | None | None | Condensing | Two-Stage Modulating | Variable-Speed | 1 | Premium | 60 | 100000 | 96000 | 2019 | 576 | 94300 | 386 | 96 | 78 | [8 empty] | Federally-Regulated Consumer Product | 03/08/2017 |  | 03/08/2017
York | Luxaire | ZK060*08*F**** | LPG | Induced Draft | False | True | 1 | False | Down |  | None | Non-Condensing | Single-Stage |  | 1.5 | Standard |  | 100000 | 80000 |  |  | 93400 | 1438 | 80.5 | 78 | [8 empty] | Federally-Regulated Consumer Product | 03/08/2017 |  | 03/08/2017
York | York | TG8S130D20MP11 | LPG | Induced Draft | False | False | 1 | False | Up | None | None | Non-Condensing | Single-Stage | Multiple-Speed | 1 | Standard |  | 130000 | 104000 | 2399 | 1324 | 114700 | 1265 | 80 | 78 | [8 empty] | Federally-Regulated Consumer Product | 03/08/2017 |  | 03/08/2017
York | Fraser Johnston | D7NX036D09006NX | LPG | Induced Draft | False | True | 1 | False | Down |  | None | Non-Condensing | Two-Stage Modulating |  | 1 | Premium |  | 108000 | 89000 |  |  | 94500 | 338 | 81 | 78 | [8 empty] | Federally-Regulated Consumer Product | 03/08/2017 |  | 03/08/2017
York | Evcon | TM9X060B12MP11 | LPG | Induced Draft | False | False | 1 | False | Up | None | None | Condensing | Single-Stage | Multiple-Speed | 0.5 | Premium |  | 60000 | 57000 | 1197 | 398 | 49000 | 394 | 95.5 | 78 | [8 empty] | Federally-Regulated Consumer Product | 03/08/2017 |  | 03/08/2017
York | Coleman | G33B[D,T]3******** | Natural Gas | Induced Draft | False | True | 3 | False | Horizontal |  | None | Non-Condensing | Step Modulating |  | 10 | Standard |  | 267000 | 213000 | [6 empty] | 80 | 80 | [6 empty] | Federally-Regulated Commercial & Industrial Equipment | 03/08/2017 |  | 03/08/2017
York | Luxaire | TG9S080C16MP11 | LPG | Induced Draft | False | False | 1 | False | Up | None | None | Condensing | Single-Stage | Multiple-Speed | 0.75 | Standard |  | 80000 | 78000 | 1671 | 838 | 80500 | 929 | 95.5 | 78 | [8 empty] | Federally-Regulated Consumer Product | 03/08/2017 |  | 03/08/2017
York | Coleman | ZK060*08*F**** | LPG | Induced Draft | False | True | 1 | False | Horizontal |  | None | Non-Condensing | Single-Stage |  | 1.5 | Standard |  | 100000 | 80000 |  |  | 93400 | 1438 | 80.5 | 78 | [8 empty] | Federally-Regulated Consumer Product | 03/08/2017 |  | 03/08/2017
York | Evcon | D6NZ030D05606NX | LPG | Induced Draft | False | True | 1 | False | Down |  | None | Non-Condensing | Two-Stage Modulating |  | 0.75 | Premium |  | 70000 | 56000 |  |  | 55700 | 252 | 80 | 78 | [8 empty] | Federally-Regulated Consumer Product | 03/08/2017 |  | 03/08/2017
York | Coleman | TM9E060B12MP11 | Natural Gas | Induced Draft | False | False | 1 | False | Down |  | None | Condensing | Single-Stage |  | 0.5 | Premium |  | 60000 | 57000 |  |  | 49600 | 284 | 95 | 78 | [8 empty] | Federally-Regulated Consumer Product | 03/08/2017 |  | 03/08/2017
York | Evcon | TM9M060B12MP12 | Natural Gas | Induced Draft | False | False | 1 | False | Up |  | None | Condensing | Step Modulating |  | 0.5 | Standard |  | 60000 | 58000 |  |  | 46700 | 716 | 97 | 78 | [8 empty] | Federally-Regulated Consumer Product | 03/08/2017 |  | 03/08/2017
York | York | TMLT100C16MP11 | Natural Gas | Induced Draft | False | False | 1 | False | Up |  | None | Non-Condensing | Two-Stage Modulating |  | 0.5 | Standard |  | 100000 | 80000 |  |  | 96500 | 850 | 80 | 78 | [8 empty] | Federally-Regulated Consumer Product | 03/08/2017 |  | 03/08/2017
York | Coleman | MG9S080B12MP11 | LPG | Induced Draft | False | False | 1 | True | Up |  | None | Condensing | Single-Stage |  | 0.5 | Standard |  | 80000 | 78000 |  |  | 80600 | 960 | 95.5 | 75 | [8 empty] | Federally-Regulated Consumer Product | 03/08/2017 |  | 03/08/2017
York | Coleman | TG9S100C16MP11 | LPG | Induced Draft | False | False | 1 | False | Horizontal | None | None | Condensing | Single-Stage | Multiple-Speed | 0.75 | Standard |  | 100000 | 97000 | 1706 | 819 | 96500 | 1156 | 95.5 | 78 | [8 empty] | Federally-Regulated Consumer Product | 03/08/2017 |  | 03/08/2017
York | York | TGLS120C20MP11 | LPG | Induced Draft | False | False | 1 | False | Horizontal | None | None | Non-Condensing | Single-Stage | Multiple-Speed | 1 | Standard |  | 120000 | 96000 | 2338 | 1286 | 115200 | 1150 | 80 | 78 | [8 empty] | Federally-Regulated Consumer Product | 03/08/2017 |  | 03/08/2017
York | Luxaire | D6NY060D09006NX | Natural Gas | Induced Draft | False | True | 1 | False | Down |  | None | Non-Condensing | Two-Stage Modulating |  | 1 | Premium |  | 108000 | 87000 |  |  | 94100 | 287 | 80 | 78 | [8 empty] | Federally-Regulated Consumer Product | 03/08/2017 |  | 03/08/2017
York | York | TMLV100C20MP11 | LPG | Induced Draft | False | False | 1 | False | Down |  | None | Non-Condensing | Two-Stage Modulating |  | 1 | Premium |  | 100000 | 80000 |  |  | 95200 | 380 | 80 | 78 | [8 empty] | Federally-Regulated Consumer Product | 03/08/2017 |  | 03/08/2017
York | Evcon | TG8S100C16MP11 | LPG | Induced Draft | False | False | 1 | False | Horizontal | None | None | Non-Condensing | Single-Stage | Multiple-Speed | 0.5 | Standard |  | 100000 | 80000 | 1820 | 1012 | 96100 | 930 | 80 | 78 | [8 empty] | Federally-Regulated Consumer Product | 03/08/2017 |  | 03/08/2017
York | Luxaire | TM8T100C16MP11 | Natural Gas | Induced Draft | False | False | 1 | False | Horizontal |  | None | Non-Condensing | Two-Stage Modulating |  | 0.5 | Standard |  | 100000 | 80000 |  |  | 96500 | 850 | 80 | 78 | [8 empty] | Federally-Regulated Consumer Product | 03/08/2017 |  | 03/08/2017
York | Luxaire | TG9S120D20MP11 | Natural Gas | Induced Draft | False | False | 1 | False | Down | None | None | Condensing | Single-Stage | Multiple-Speed | 1 | Standard |  | 120000 | 116000 | 1977 | 1190 | 112700 | 1311 | 95.5 | 78 | [8 empty] | Federally-Regulated Consumer Product | 03/08/2017 |  | 03/08/2017
York | Fraser Johnston | TMLT060A12MP11 | Natural Gas | Induced Draft | False | False | 1 | False | Down |  | None | Non-Condensing | Two-Stage Modulating |  | 0.33 | Standard |  | 60000 | 47000 |  |  | 58100 | 450 | 80 | 78 | [8 empty] | Federally-Regulated Consumer Product | 03/08/2017 |  | 03/08/2017
York | Luxaire | TM9X060B12MP11 | LPG | Induced Draft | False | False | 1 | False | Horizontal | None | None | Condensing | Single-Stage | Multiple-Speed | 0.5 | Premium |  | 60000 | 57000 | 1197 | 398 | 49000 | 394 | 95.5 | 78 | [8 empty] | Federally-Regulated Consumer Product | 03/08/2017 |  | 03/08/2017
York | Coleman | TP9C080B12MP12 | LPG | Induced Draft | False | False | 1 | False | Horizontal |  | None | Condensing | Step Modulating |  | 0.5 | Premium |  | 80000 | 77000 |  |  | 80800 | 435 | 97.5 | 78 | [8 empty] | Federally-Regulated Consumer Product | 03/08/2017 |  | 03/08/2017
York | York | TMLX080C16MP11 | LPG | Induced Draft | False | False | 1 | False | Up |  | None | Non-Condensing | Single-Stage |  | 0.5 | Premium |  | 80000 | 64000 |  |  | 78300 | 444 | 80 | 78 | [8 empty] | Federally-Regulated Consumer Product | 03/08/2017 |  | 03/08/2017
York | Evcon | TM8V120C20MP11 | LPG | Induced Draft | False | False | 1 | False | Down |  | None | Non-Condensing | Two-Stage Modulating |  | 1 | Premium |  | 120000 | 96000 |  |  | 111300 | 456 | 80 | 78 | [8 empty] | Federally-Regulated Consumer Product | 03/08/2017 |  | 03/08/2017
York | Luxaire | TM8T100C16MP11 | LPG | Induced Draft | False | False | 1 | False | Down |  | None | Non-Condensing | Two-Stage Modulating |  | 0.5 | Standard |  | 100000 | 80000 |  |  | 96500 | 850 | 80 | 78 | [8 empty] | Federally-Regulated Consumer Product | 03/08/2017 |  | 03/08/2017
York | Luxaire | TMLT100C16MP11 | Natural Gas | Induced Draft | False | False | 1 | False | Down |  | None | Non-Condensing | Two-Stage Modulating |  | 0.5 | Standard |  | 100000 | 80000 |  |  | 96500 | 850 | 80 | 78 | [8 empty] | Federally-Regulated Consumer Product | 03/08/2017 |  | 03/08/2017
York | Fraser Johnston | TM9T080C16MP11 | LPG | Induced Draft | False | False | 1 | False | Horizontal | None | None | Condensing | Two-Stage Modulating | Multiple-Speed | 0.75 | Standard |  | 80000 | 77000 | 1671 | 838 | 80400 | 849 | 96 | 78 | [8 empty] | Federally-Regulated Consumer Product | 03/08/2017 |  | 03/08/2017
York | Coleman | D6NZ060N06506NX | Natural Gas | Induced Draft | False | True | 1 | False | Horizontal |  | None | Non-Condensing | Single-Stage |  | 1 | Premium |  | 80000 | 64000 |  |  | 75500 | 910 | 80.7 | 78 | [8 empty] | Federally-Regulated Consumer Product | 03/08/2017 |  | 03/08/2017
York | Fraser Johnston | TG9S120D16MP11 | Natural Gas | Induced Draft | False | False | 1 | False | Up | None | None | Condensing | Single-Stage | Multiple-Speed | 0.75 | Standard |  | 120000 | 116000 | 1805 | 876 | 113200 | 1185 | 95.5 | 78 | [8 empty] | Federally-Regulated Consumer Product | 03/08/2017 |  | 03/08/2017
York | York | D7NQ030D05606NX | Natural Gas | Induced Draft | False | True | 1 | False | Down |  | None | Non-Condensing | Two-Stage Modulating |  | 0.75 | Premium |  | 70000 | 57000 |  |  | 56100 | 216 | 81 | 78 | [8 empty] | Federally-Regulated Consumer Product | 03/08/2017 |  | 03/08/2017
York | Evcon | D6NQ036D05606NX | LPG | Induced Draft | False | True | 1 | False | Horizontal |  | None | Non-Condensing | Two-Stage Modulating |  | 0.75 | Premium |  | 70000 | 56000 |  |  | 58000 | 263 | 80 | 78 | [8 empty] | Federally-Regulated Consumer Product | 03/08/2017 |  | 03/08/2017
York | Fraser Johnston | TM9E120D20MP11 | Natural Gas | Induced Draft | False | False | 1 | False | Down |  | None | Condensing | Single-Stage |  | 0.75 | Premium |  | 120000 | 114000 |  |  | 115900 | 624 | 95 | 78 | [8 empty] | Federally-Regulated Consumer Product | 03/08/2017 |  | 03/08/2017
York | Fraser Johnston | D6HQ024D05606NX | LPG | Induced Draft | False | True | 1 | False | Down |  | None | Non-Condensing | Two-Stage Modulating |  | 0.5 | Premium |  | 70000 | 56000 |  |  | 57600 | 151 | 80 | 78 | [8 empty] | Federally-Regulated Consumer Product | 03/08/2017 |  | 03/08/2017
York | York | TMLX100C16MP11 | LPG | Induced Draft | False | False | 1 | False | Up |  | None | Non-Condensing | Single-Stage |  | 0.5 | Premium |  | 100000 | 80000 |  |  | 98400 | 431 | 80 | 78 | [8 empty] | Federally-Regulated Consumer Product | 03/08/2017 |  | 03/08/2017
York | Johnson Controls | S33B[D,T]5******** | LPG | Induced Draft | False | True | 3 | False | Horizontal |  | None | Non-Condensing | Step Modulating |  | 10 | Standard |  | 533000 | 426000 | [6 empty] | 80 | 80 | [6 empty] | Federally-Regulated Commercial & Industrial Equipment | 03/08/2017 |  | 03/08/2017
York | Coleman | TGLS100C16MP11 | LPG | Induced Draft | False | False | 1 | False | Down | None | None | Non-Condensing | Single-Stage | Multiple-Speed | 0.5 | Standard |  | 100000 | 80000 | 1820 | 1012 | 96100 | 930 | 80 | 78 | [8 empty] | Federally-Regulated Consumer Product | 03/08/2017 |  | 03/08/2017
York | Luxaire | TM9V040A10MP11 | Natural Gas | Induced Draft | False | False | 1 | False | Down |  | None | Condensing | Two-Stage Modulating |  | 0.5 | Premium |  | 40000 | 38000 |  |  | 30800 | 180 | 96 | 78 | [8 empty] | Federally-Regulated Consumer Product | 03/08/2017 |  | 03/08/2017
York | Evcon | TMLT100C20MP11 | LPG | Induced Draft | False | False | 1 | False | Up |  | None | Non-Condensing | Two-Stage Modulating |  | 1 | Standard |  | 100000 | 80000 |  |  | 97200 | 688 | 80 | 78 | [8 empty] | Federally-Regulated Consumer Product | 03/08/2017 |  | 03/08/2017
York | Fraser Johnston | TGLS080C22MP11 | LPG | Induced Draft | False | False | 1 | False | Horizontal | None | None | Non-Condensing | Single-Stage | Multiple-Speed | 1 | Standard |  | 80000 | 64000 | 2448 | 1263 | 74800 | 1234 | 80 | 78 | [8 empty] | Federally-Regulated Consumer Product | 03/08/2017 |  | 03/08/2017
York | York | D7HQ060D09006NX | Natural Gas | Induced Draft | False | True | 1 | False | Horizontal |  | None | Non-Condensing | Two-Stage Modulating |  | 1 | Premium |  | 108000 | 89000 |  |  | 94500 | 338 | 81 | 78 | [8 empty] | Federally-Regulated Consumer Product | 03/08/2017 |  | 03/08/2017
York | Guardian | GGLS040A08MP11 | Natural Gas | Induced Draft | False | False | 1 | False | Horizontal | None | None | Non-Condensing | Single-Stage | Multiple-Speed | 0.2 | Standard |  | 40000 | 32000 | 717 | 489 | 38300 | 473 | 80 | 78 | [8 empty] | Federally-Regulated Consumer Product | 03/08/2017 |  | 03/08/2017
York | Evcon | TM9T060B12MP11 | LPG | Induced Draft | False | False | 1 | False | Horizontal | None | None | Condensing | Two-Stage Modulating | Multiple-Speed | 0.5 | Standard |  | 60000 | 58000 | 1243 | 713 | 48700 | 371 | 96 | 78 | [8 empty] | Federally-Regulated Consumer Product | 03/08/2017 |  | 03/08/2017
York | Fraser Johnston | TMLX120C20MP11 | LPG | Induced Draft | False | False | 1 | False | Up |  | None | Non-Condensing | Single-Stage |  | 0.75 | Premium |  | 120000 | 96000 |  |  | 117500 | 635 | 80 | 78 | [8 empty] | Federally-Regulated Consumer Product | 03/08/2017 |  | 03/08/2017
York | Fraser Johnston | TM8T060A12MP11 | Natural Gas | Induced Draft | False | False | 1 | False | Horizontal |  | None | Non-Condensing | Two-Stage Modulating |  | 0.33 | Standard |  | 60000 | 47000 |  |  | 58100 | 450 | 80 | 78 | [8 empty] | Federally-Regulated Consumer Product | 03/08/2017 |  | 03/08/2017
York | Coleman | TGLS060A10MP11 | Natural Gas | Induced Draft | False | False | 1 | False | Down | None | None | Non-Condensing | Single-Stage | Multiple-Speed | 0.33 | Standard |  | 60000 | 48000 | 1004 | 708 | 57700 | 553 | 80 | 78 | [8 empty] | Federally-Regulated Consumer Product | 03/08/2017 |  | 03/08/2017
York | Coleman | D6NQ030N05606NX | LPG | Induced Draft | False | True | 1 | False | Horizontal |  | None | Non-Condensing | Single-Stage |  | 0.75 | Premium |  | 70000 | 56000 |  |  | 56700 | 764 | 80.5 | 78 | [8 empty] | Federally-Regulated Consumer Product | 03/08/2017 |  | 03/08/2017
York | Johnson Controls | T33E[D,T]3******** | Natural Gas | Induced Draft | False | True | 3 | False | Down |  | None | Non-Condensing | Step Modulating |  | 10 | Standard |  | 267000 | 213000 | [6 empty] | 80 | 80 | [6 empty] | Federally-Regulated Commercial & Industrial Equipment | 03/08/2017 |  | 03/08/2017
York | Evcon | TPLC100C20MP12 | LPG | Induced Draft | False | False | 1 | False | Horizontal |  | None | Non-Condensing | Step Modulating |  | 1 | Premium |  | 100000 | 78000 |  |  | 97500 | 238 | 80 | 78 | [8 empty] | Federally-Regulated Consumer Product | 03/08/2017 |  | 03/08/2017
York | York | YP9C100C20MP12 | LPG | Induced Draft | False | False | 1 | False | Up |  | None | Condensing | Step Modulating |  | 1 | Premium |  | 100000 | 97000 |  |  | 96400 | 558 | 97.7 | 78 | [8 empty] | Federally-Regulated Consumer Product | 03/08/2017 |  | 03/08/2017
York | Luxaire | TP9C080B12MP12 | Natural Gas | Induced Draft | False | False | 1 | False | Down |  | None | Condensing | Step Modulating |  | 0.5 | Premium |  | 80000 | 77000 |  |  | 80800 | 435 | 97.5 | 78 | [8 empty] | Federally-Regulated Consumer Product | 03/08/2017 |  | 03/08/2017
York | Luxaire | TG9S080C22MP11 | LPG | Induced Draft | False | False | 1 | False | Horizontal | None | None | Condensing | Single-Stage | Multiple-Speed | 1 | Standard |  | 80000 | 78000 | 2162 | 1285 | 80400 | 966 | 95.5 | 78 | [8 empty] | Federally-Regulated Consumer Product | 03/08/2017 |  | 03/08/2017
York | Coleman | TM8T100C20MP11 | Natural Gas | Induced Draft | False | False | 1 | False | Horizontal |  | None | Non-Condensing | Two-Stage Modulating |  | 1 | Standard |  | 100000 | 80000 |  |  | 97200 | 688 | 80 | 78 | [8 empty] | Federally-Regulated Consumer Product | 03/08/2017 |  | 03/08/2017
York | Coleman | TPLC080C16MP12 | LPG | Induced Draft | False | False | 1 | False | Horizontal |  | None | Non-Condensing | Step Modulating |  | 0.75 | Premium |  | 80000 | 62000 |  |  | 77700 | 199 | 80 | 78 | [8 empty] | Federally-Regulated Consumer Product | 03/08/2017 |  | 03/08/2017
York | Evcon | TP9C100C16MP12 | Natural Gas | Induced Draft | False | False | 1 | False | Up |  | None | Condensing | Step Modulating |  | 0.75 | Premium |  | 100000 | 97000 |  |  | 96500 | 536 | 97.7 | 78 | [8 empty] | Federally-Regulated Consumer Product | 03/08/2017 |  | 03/08/2017
York | Coleman | TM9E100C20MP11 | Natural Gas | Induced Draft | False | False | 1 | False | Down |  | None | Condensing | Single-Stage |  | 0.75 | Premium |  | 100000 | 96000 |  |  | 99800 | 410 | 95 | 78 | [8 empty] | Federally-Regulated Consumer Product | 03/08/2017 |  | 03/08/2017
York | Coleman | TPLC080C16MP12 | LPG | Induced Draft | False | False | 1 | False | Up |  | None | Non-Condensing | Step Modulating |  | 0.75 | Premium |  | 80000 | 62000 |  |  | 77700 | 199 | 80 | 78 | [8 empty] | Federally-Regulated Consumer Product | 03/08/2017 |  | 03/08/2017
York | Luxaire | D6NZ060N09006NX | Natural Gas | Induced Draft | False | True | 1 | False | Down |  | None | Non-Condensing | Single-Stage |  | 1 | Premium |  | 108000 | 87000 |  |  | 93400 | 1313 | 80.9 | 78 | [8 empty] | Federally-Regulated Consumer Product | 03/08/2017 |  | 03/08/2017
York | Fraser Johnston | TM9X100C16MP11 | LPG | Induced Draft | False | False | 1 | False | Up | None | None | Condensing | Single-Stage | Multiple-Speed | 0.5 | Premium |  | 100000 | 95000 | 1570 | 464 | 98400 | 638 | 95.5 | 78 | [8 empty] | Federally-Regulated Consumer Product | 03/08/2017 |  | 03/08/2017
York | Evcon | D6NX048N09006NX | LPG | Induced Draft | False | True | 1 | False | Horizontal |  | None | Non-Condensing | Single-Stage |  | 1 | Premium |  | 108000 | 87000 |  |  | 93800 | 1315 | 80.6 | 78 | [8 empty] | Federally-Regulated Consumer Product | 03/08/2017 |  | 03/08/2017
York | Johnson Controls | T33D[D,T]3******** | Natural Gas | Induced Draft | False | True | 3 | False | Horizontal |  | None | Non-Condensing | Step Modulating |  | 10 | Standard |  | 267000 | 213000 | [6 empty] | 80 | 80 | [6 empty] | Federally-Regulated Commercial & Industrial Equipment | 03/08/2017 |  | 03/08/2017
York | Johnson Controls | T33E[D,T]5******** | Natural Gas | Induced Draft | False | True | 3 | False | Horizontal |  | None | Non-Condensing | Step Modulating |  | 10 | Standard |  | 533000 | 426000 | [6 empty] | 80 | 80 | [6 empty] | Federally-Regulated Commercial & Industrial Equipment | 03/08/2017 |  | 03/08/2017
York | Luxaire | D6NZ060D09006NX | LPG | Induced Draft | False | True | 1 | False | Horizontal |  | None | Non-Condensing | Two-Stage Modulating |  | 1 | Premium |  | 108000 | 87000 |  |  | 94100 | 544 | 80 | 78 | [8 empty] | Federally-Regulated Consumer Product | 03/08/2017 |  | 03/08/2017
York | Luxaire | TG9S120D16MP11 | LPG | Induced Draft | False | False | 1 | False | Up | None | None | Condensing | Single-Stage | Multiple-Speed | 0.75 | Standard |  | 120000 | 116000 | 1805 | 876 | 113200 | 1185 | 95.5 | 78 | [8 empty] | Federally-Regulated Consumer Product | 03/08/2017 |  | 03/08/2017
York | York | TM8V080C16MP11 | Natural Gas | Induced Draft | False | False | 1 | False | Down |  | None | Non-Condensing | Two-Stage Modulating |  | 0.75 | Premium |  | 80000 | 63000 |  |  | 76900 | 323 | 80 | 78 | [8 empty] | Federally-Regulated Consumer Product | 03/08/2017 |  | 03/08/2017
York | Guardian | RGF19060BE12MP11 | LPG | Induced Draft | False | False | 1 | False | Down |  | None | Condensing | Single-Stage |  | 0.5 | Premium |  | 60000 | 57000 |  |  | 49000 | 394 | 95.5 | 78 | [8 empty] | Federally-Regulated Consumer Product | 03/08/2017 |  | 03/08/2017
York | Fraser Johnston | ZK048*06*F**** | Natural Gas | Induced Draft | False | True | 1 | False | Horizontal |  | None | Non-Condensing | Single-Stage |  | 1.5 | Standard |  | 75000 | 60000 |  |  | 57700 | 396 | 80.9 | 78 | [8 empty] | Federally-Regulated Consumer Product | 03/08/2017 |  | 03/08/2017
York | York | TGLS040A08MP11 | Natural Gas | Induced Draft | False | False | 1 | False | Up | None | None | Non-Condensing | Single-Stage | Multiple-Speed | 0.2 | Standard |  | 40000 | 32000 | 717 | 489 | 38300 | 473 | 80 | 78 | [8 empty] | Federally-Regulated Consumer Product | 03/08/2017 |  | 03/08/2017
York | Fraser Johnston | TG8S080C16MP11 | Natural Gas | Induced Draft | False | False | 1 | False | Horizontal | None | None | Non-Condensing | Single-Stage | Multiple-Speed | 0.5 | Standard |  | 80000 | 64000 | 1602 | 1069 | 75100 | 1168 | 80 | 78 | [8 empty] | Federally-Regulated Consumer Product | 03/08/2017 |  | 03/08/2017
York | Luxaire | TG9S040A08MP11 | LPG | Induced Draft | False | False | 1 | False | Horizontal | None | None | Condensing | Single-Stage | Multiple-Speed | 0.5 | Standard |  | 40000 | 39000 | 950 | 581 | 31900 | 458 | 95.5 | 78 | [8 empty] | Federally-Regulated Consumer Product | 03/08/2017 |  | 03/08/2017
York | Evcon | D6NQ036N03606NX | LPG | Induced Draft | False | True | 1 | False | Horizontal |  | None | Non-Condensing | Single-Stage |  | 0.75 | Premium |  | 45000 | 36000 |  |  | 37300 | 590 | 80.4 | 78 | [8 empty] | Federally-Regulated Consumer Product | 03/08/2017 |  | 03/08/2017
York | York | YPAL061M******** | Natural Gas | Induced Draft | False | True | 3 | False | Down | None | None | Non-Condensing | Step Modulating | Single-Speed | 10 | Standard |  | 375000 | 300000 | [6 empty] | 80 | 80 | [5 empty] | 3 | Federally-Regulated Commercial & Industrial Equipment | 03/08/2017 |  | 03/08/2017
York | Luxaire | D6NZ030N05606NX | Natural Gas | Induced Draft | False | True | 1 | False | Down |  | None | Non-Condensing | Single-Stage |  | 0.75 | Premium |  | 70000 | 56000 |  |  | 56700 | 764 | 80.5 | 78 | [8 empty] | Federally-Regulated Consumer Product | 03/08/2017 |  | 03/08/2017
York | Evcon | TM8T100C16MP11 | Natural Gas | Induced Draft | False | False | 1 | False | Up |  | None | Non-Condensing | Two-Stage Modulating |  | 0.5 | Standard |  | 100000 | 80000 |  |  | 96500 | 850 | 80 | 78 | [8 empty] | Federally-Regulated Consumer Product | 03/08/2017 |  | 03/08/2017
York | Coleman | TM8X120C20MP11 | LPG | Induced Draft | False | False | 1 | False | Down |  | None | Non-Condensing | Single-Stage |  | 0.75 | Premium |  | 120000 | 96000 |  |  | 117500 | 635 | 80 | 78 | [8 empty] | Federally-Regulated Consumer Product | 03/08/2017 |  | 03/08/2017
York | Luxaire | TMLT120C20MP11 | LPG | Induced Draft | False | False | 1 | False | Up |  | None | Non-Condensing | Two-Stage Modulating |  | 1 | Standard |  | 120000 | 96000 |  |  | 116600 | 832 | 80 | 78 | [8 empty] | Federally-Regulated Consumer Product | 03/08/2017 |  | 03/08/2017
York | Coleman | MG9S080C16MP11 | LPG | Induced Draft | False | False | 1 | True | Down |  | None | Condensing | Single-Stage |  | 0.75 | Standard |  | 80000 | 78000 |  |  | 80500 | 968 | 95.5 | 75 | [8 empty] | Federally-Regulated Consumer Product | 03/08/2017 |  | 03/08/2017
York | Coleman | TM8X080C16MP11 | Natural Gas | Induced Draft | False | False | 1 | False | Horizontal |  | None | Non-Condensing | Single-Stage |  | 0.5 | Premium |  | 80000 | 64000 |  |  | 78300 | 444 | 80 | 78 | [8 empty] | Federally-Regulated Consumer Product | 03/08/2017 |  | 03/08/2017
York | Johnson Controls | T33E[N,S]3******** | LPG | Induced Draft | False | True | 3 | False | Horizontal |  | None | Non-Condensing | Single-Stage |  | 10 | Standard |  | 267000 | 213000 | [6 empty] | 80 | 80 | [6 empty] | Federally-Regulated Commercial & Industrial Equipment | 03/08/2017 |  | 03/08/2017
York | York | TM8X120C20MP11 | Natural Gas | Induced Draft | False | False | 1 | False | Down |  | None | Non-Condensing | Single-Stage |  | 0.75 | Premium |  | 120000 | 96000 |  |  | 117500 | 635 | 80 | 78 | [8 empty] | Federally-Regulated Consumer Product | 03/08/2017 |  | 03/08/2017
York | York | D7HQ060D11006NX | Natural Gas | Induced Draft | False | True | 1 | False | Horizontal |  | None | Non-Condensing | Two-Stage Modulating |  | 1 | Premium |  | 135000 | 110000 |  |  | 112900 | 413 | 81 | 78 | [8 empty] | Federally-Regulated Consumer Product | 03/08/2017 |  | 03/08/2017
York | Evcon | TGLS080B12MP11 | Natural Gas | Induced Draft | False | False | 1 | False | Up | None | None | Non-Condensing | Single-Stage | Multiple-Speed | 0.33 | Standard |  | 80000 | 64000 | 1195 | 620 | 76700 | 793 | 80 | 78 | [8 empty] | Federally-Regulated Consumer Product | 03/08/2017 |  | 03/08/2017
York | York | D6NQ030D05606NX | LPG | Induced Draft | False | True | 1 | False | Down |  | None | Non-Condensing | Two-Stage Modulating |  | 0.75 | Premium |  | 70000 | 56000 |  |  | 55700 | 252 | 80 | 78 | [8 empty] | Federally-Regulated Consumer Product | 03/08/2017 |  | 03/08/2017
York | Evcon | D6NQ036N05606NX | Natural Gas | Induced Draft | False | True | 1 | False | Down |  | None | Non-Condensing | Single-Stage |  | 0.75 | Premium |  | 70000 | 56000 |  |  | 56200 | 876 | 80.2 | 78 | [8 empty] | Federally-Regulated Consumer Product | 03/08/2017 |  | 03/08/2017
York | Evcon | TP9C120D20MP12 | Natural Gas | Induced Draft | False | False | 1 | False | Horizontal |  | None | Condensing | Step Modulating |  | 1 | Premium |  | 120000 | 116000 |  |  | 112400 | 597 | 98 | 78 | [8 empty] | Federally-Regulated Consumer Product | 03/08/2017 |  | 03/08/2017
York | Evcon | TMLX120C20MP11 | Natural Gas | Induced Draft | False | False | 1 | False | Up |  | None | Non-Condensing | Single-Stage |  | 0.75 | Premium |  | 120000 | 96000 |  |  | 117500 | 635 | 80 | 78 | [8 empty] | Federally-Regulated Consumer Product | 03/08/2017 |  | 03/08/2017
York | York | TG8S100B12MP11 | LPG | Induced Draft | False | False | 1 | False | Up | None | None | Non-Condensing | Single-Stage | Multiple-Speed | 0.33 | Standard |  | 100000 | 80000 | 1223 | 614 | 96100 | 935 | 80 | 78 | [8 empty] | Federally-Regulated Consumer Product | 03/08/2017 |  | 03/08/2017
York | Evcon | TM8X120C20MP11 | Natural Gas | Induced Draft | False | False | 1 | False | Down |  | None | Non-Condensing | Single-Stage |  | 0.75 | Premium |  | 120000 | 96000 |  |  | 117500 | 635 | 80 | 78 | [8 empty] | Federally-Regulated Consumer Product | 03/08/2017 |  | 03/08/2017
York | Johnson Controls | H33A[D,T]3******** | Natural Gas | Induced Draft | False | True | 3 | False | Down |  | None | Non-Condensing | Step Modulating |  | 10 | Standard |  | 267000 | 213000 | [6 empty] | 80 | 80 | [6 empty] | Federally-Regulated Commercial & Industrial Equipment | 03/08/2017 |  | 03/08/2017
York | Evcon | TMLX080C16MP11 | Natural Gas | Induced Draft | False | False | 1 | False | Horizontal |  | None | Non-Condensing | Single-Stage |  | 0.5 | Premium |  | 80000 | 64000 |  |  | 78300 | 444 | 80 | 78 | [8 empty] | Federally-Regulated Consumer Product | 03/08/2017 |  | 03/08/2017
York | York | D7HQ024D05606NX | LPG | Induced Draft | False | True | 1 | False | Down |  | None | Non-Condensing | Two-Stage Modulating |  | 0.5 | Premium |  | 70000 | 57000 |  |  | 56100 | 215 | 81 | 78 | [8 empty] | Federally-Regulated Consumer Product | 03/08/2017 |  | 03/08/2017
York | Coleman | TMLV100C20MP11 | Natural Gas | Induced Draft | False | False | 1 | False | Down |  | None | Non-Condensing | Two-Stage Modulating |  | 1 | Premium |  | 100000 | 80000 |  |  | 95200 | 380 | 80 | 78 | [8 empty] | Federally-Regulated Consumer Product | 03/08/2017 |  | 03/08/2017
York | Fraser Johnston | TM9T080B12MP11 | LPG | Induced Draft | False | False | 1 | False | Up | None | None | Condensing | Two-Stage Modulating | Multiple-Speed | 0.5 | Standard |  | 80000 | 77000 | 1370 | 854 | 81300 | 588 | 96 | 78 | [8 empty] | Federally-Regulated Consumer Product | 03/08/2017 |  | 03/08/2017
York | Luxaire | TM9V100C20MP11 | Natural Gas | Induced Draft | False | False | 1 | False | Up | None | None | Condensing | Two-Stage Modulating | Variable-Speed | 1 | Premium | 60 | 100000 | 96000 | 2019 | 576 | 94300 | 386 | 96 | 78 | [8 empty] | Federally-Regulated Consumer Product | 03/08/2017 |  | 03/08/2017
York | Coleman | TG8S100B12MP11 | Natural Gas | Induced Draft | False | False | 1 | False | Horizontal | None | None | Non-Condensing | Single-Stage | Multiple-Speed | 0.33 | Standard |  | 100000 | 80000 | 1223 | 614 | 96100 | 935 | 80 | 78 | [8 empty] | Federally-Regulated Consumer Product | 03/08/2017 |  | 03/08/2017
York | York | TM8X080B12MP11 | LPG | Induced Draft | False | False | 1 | False | Down |  | None | Non-Condensing | Single-Stage |  | 0.5 | Premium |  | 80000 | 64000 |  |  | 78600 | 379 | 80 | 78 | [8 empty] | Federally-Regulated Consumer Product | 03/08/2017 |  | 03/08/2017
York | Luxaire | TM9T120D20MP11 | Natural Gas | Induced Draft | False | False | 1 | False | Horizontal | None | None | Condensing | Two-Stage Modulating | Multiple-Speed | 1 | Standard |  | 120000 | 115000 | 1977 | 1190 | 113900 | 801 | 96 | 78 | [8 empty] | Federally-Regulated Consumer Product | 03/08/2017 |  | 03/08/2017
York | Luxaire | D6NY060D11006NX | Natural Gas | Induced Draft | False | True | 1 | False | Down |  | None | Non-Condensing | Two-Stage Modulating |  | 1 | Premium |  | 135000 | 108000 |  |  | 114400 | 300 | 80 | 78 | [8 empty] | Federally-Regulated Consumer Product | 03/08/2017 |  | 03/08/2017
York | Coleman | D7NQ042D09006NX | LPG | Induced Draft | False | True | 1 | False | Down |  | None | Non-Condensing | Two-Stage Modulating |  | 1 | Premium |  | 108000 | 89000 |  |  | 94500 | 338 | 81 | 78 | [8 empty] | Federally-Regulated Consumer Product | 03/08/2017 |  | 03/08/2017
York | Luxaire | TMLT060A12MP11 | Natural Gas | Induced Draft | False | False | 1 | False | Down |  | None | Non-Condensing | Two-Stage Modulating |  | 0.33 | Standard |  | 60000 | 47000 |  |  | 58100 | 450 | 80 | 78 | [8 empty] | Federally-Regulated Consumer Product | 03/08/2017 |  | 03/08/2017
York | Guardian | GG9S100C20MP11 | LPG | Induced Draft | False | False | 1 | False | Down | None | None | Condensing | Single-Stage | Multiple-Speed | 1 | Standard |  | 100000 | 97000 | 1934 | 1183 | 96600 | 1118 | 95.5 | 78 | [8 empty] | Federally-Regulated Consumer Product | 03/08/2017 |  | 03/08/2017
York | York | Z33E[N,S]3******** | LPG | Induced Draft | False | True | 3 | False | Down |  | None | Non-Condensing | Single-Stage |  | 10 | Standard |  | 267000 | 213000 | [6 empty] | 80 | 80 | [6 empty] | Federally-Regulated Commercial & Industrial Equipment | 03/08/2017 |  | 03/08/2017
York | York | YPLC100C20MP12 | Natural Gas | Induced Draft | False | False | 1 | False | Horizontal |  | None | Non-Condensing | Step Modulating |  | 1 | Premium |  | 100000 | 78000 |  |  | 97500 | 238 | 80 | 78 | [8 empty] | Federally-Regulated Consumer Product | 03/08/2017 |  | 03/08/2017
York | Evcon | TGLS080C16MP11 | Natural Gas | Induced Draft | False | False | 1 | False | Down | None | None | Non-Condensing | Single-Stage | Multiple-Speed | 0.5 | Standard |  | 80000 | 64000 | 1602 | 1069 | 75100 | 1168 | 80 | 78 | [8 empty] | Federally-Regulated Consumer Product | 03/08/2017 |  | 03/08/2017
York | Fraser Johnston | TGLS080B12MP11 | Natural Gas | Induced Draft | False | False | 1 | False | Up | None | None | Non-Condensing | Single-Stage | Multiple-Speed | 0.33 | Standard |  | 80000 | 64000 | 1195 | 620 | 76700 | 793 | 80 | 78 | [8 empty] | Federally-Regulated Consumer Product | 03/08/2017 |  | 03/08/2017
York | Luxaire | D6NQ042D09006NX | Natural Gas | Induced Draft | False | True | 1 | False | Horizontal |  | None | Non-Condensing | Two-Stage Modulating |  | 0.75 | Premium |  | 108000 | 87000 |  |  | 94900 | 259 | 80 | 78 | [8 empty] | Federally-Regulated Consumer Product | 03/08/2017 |  | 03/08/2017
York | Coleman | TMLV100C20MP11 | LPG | Induced Draft | False | False | 1 | False | Down |  | None | Non-Condensing | Two-Stage Modulating |  | 1 | Premium |  | 100000 | 80000 |  |  | 95200 | 380 | 80 | 78 | [8 empty] | Federally-Regulated Consumer Product | 03/08/2017 |  | 03/08/2017
York | York | D6NZ036N07206NX | LPG | Induced Draft | False | True | 1 | False | Horizontal |  | None | Non-Condensing | Single-Stage |  | 0.75 | Premium |  | 90000 | 72000 |  |  | 75500 | 1056 | 80.1 | 78 | [8 empty] | Federally-Regulated Consumer Product | 03/08/2017 |  | 03/08/2017
York | Coleman | TM8X100C20MP11 | LPG | Induced Draft | False | False | 1 | False | Down |  | None | Non-Condensing | Single-Stage |  | 0.75 | Premium |  | 100000 | 80000 |  |  | 97800 | 568 | 80 | 78 | [8 empty] | Federally-Regulated Consumer Product | 03/08/2017 |  | 03/08/2017
York | Evcon | TM8X080C16MP11 | LPG | Induced Draft | False | False | 1 | False | Up |  | None | Non-Condensing | Single-Stage |  | 0.5 | Premium |  | 80000 | 64000 |  |  | 78300 | 444 | 80 | 78 | [8 empty] | Federally-Regulated Consumer Product | 03/08/2017 |  | 03/08/2017
York | Luxaire | D6NQ048N09006NX | LPG | Induced Draft | False | True | 1 | False | Horizontal |  | None | Non-Condensing | Single-Stage |  | 1 | Premium |  | 108000 | 87000 |  |  | 93800 | 1315 | 80.6 | 78 | [8 empty] | Federally-Regulated Consumer Product | 03/08/2017 |  | 03/08/2017
York | Johnson Controls | H33E[D,T]3******** | LPG | Induced Draft | False | True | 3 | False | Horizontal |  | None | Non-Condensing | Step Modulating |  | 10 | Standard |  | 267000 | 213000 | [6 empty] | 80 | 80 | [6 empty] | Federally-Regulated Commercial & Industrial Equipment | 03/08/2017 |  | 03/08/2017
York | Luxaire | TPLC100C16MP12 | Natural Gas | Induced Draft | False | False | 1 | False | Down |  | None | Non-Condensing | Step Modulating |  | 0.75 | Premium |  | 100000 | 78000 |  |  | 97300 | 253 | 80 | 78 | [8 empty] | Federally-Regulated Consumer Product | 03/08/2017 |  | 03/08/2017
York | Luxaire | TMLV060A12MP11 | LPG | Induced Draft | False | False | 1 | False | Horizontal |  | None | Non-Condensing | Two-Stage Modulating |  | 0.5 | Premium |  | 60000 | 47000 |  |  | 57000 | 259 | 80 | 78 | [8 empty] | Federally-Regulated Consumer Product | 03/08/2017 |  | 03/08/2017
York | Luxaire | TG8S120C16MP11 | LPG | Induced Draft | False | False | 1 | False | Horizontal | None | None | Non-Condensing | Single-Stage | Multiple-Speed | 0.5 | Standard |  | 120000 | 96000 | 1600 | 1002 | 115100 | 1166 | 80 | 78 | [8 empty] | Federally-Regulated Consumer Product | 03/08/2017 |  | 03/08/2017
York | Coleman | D6NQ036N03606NX | Natural Gas | Induced Draft | False | True | 1 | False | Horizontal |  | None | Non-Condensing | Single-Stage |  | 0.75 | Premium |  | 45000 | 36000 |  |  | 37300 | 590 | 80.4 | 78 | [8 empty] | Federally-Regulated Consumer Product | 03/08/2017 |  | 03/08/2017
York | Fraser Johnston | TM9T080B12MP11 | LPG | Induced Draft | False | False | 1 | False | Down | None | None | Condensing | Two-Stage Modulating | Multiple-Speed | 0.5 | Standard |  | 80000 | 77000 | 1370 | 854 | 81300 | 588 | 96 | 78 | [8 empty] | Federally-Regulated Consumer Product | 03/08/2017 |  | 03/08/2017
York | Fraser Johnston | D7NQ048N06506NX | LPG | Induced Draft | False | True | 1 | False | Down |  | None | Non-Condensing | Single-Stage |  | 1 | Premium |  | 80000 | 66000 |  |  | 77300 | 424 | 81 | 78 | [8 empty] | Federally-Regulated Consumer Product | 03/08/2017 |  | 03/08/2017
York | Coleman | D7NQ048N11006NX | LPG | Induced Draft | False | True | 1 | False | Horizontal |  | None | Non-Condensing | Single-Stage |  | 1 | Premium |  | 135000 | 109000 |  |  | 116700 | 462 | 81 | 78 | [8 empty] | Federally-Regulated Consumer Product | 03/08/2017 |  | 03/08/2017
York | Coleman | TGLS080B12MP11 | Natural Gas | Induced Draft | False | False | 1 | False | Up | None | None | Non-Condensing | Single-Stage | Multiple-Speed | 0.33 | Standard |  | 80000 | 64000 | 1195 | 620 | 76700 | 793 | 80 | 78 | [8 empty] | Federally-Regulated Consumer Product | 03/08/2017 |  | 03/08/2017
York | York | TGLS080C16MP11 | LPG | Induced Draft | False | False | 1 | False | Up | None | None | Non-Condensing | Single-Stage | Multiple-Speed | 0.5 | Standard |  | 80000 | 64000 | 1602 | 1069 | 75100 | 1168 | 80 | 78 | [8 empty] | Federally-Regulated Consumer Product | 03/08/2017 |  | 03/08/2017
York | York | TG8S060A12MP11 | LPG | Induced Draft | False | False | 1 | False | Up | None | None | Non-Condensing | Single-Stage | Multiple-Speed | 0.33 | Standard |  | 60000 | 48000 | 1275 | 711 | 57400 | 623 | 80 | 78 | [8 empty] | Federally-Regulated Consumer Product | 03/08/2017 |  | 03/08/2017
York | York | TP9C080B12MP12 | Natural Gas | Induced Draft | False | False | 1 | False | Horizontal |  | None | Condensing | Step Modulating |  | 0.5 | Premium |  | 80000 | 77000 |  |  | 80800 | 435 | 97.5 | 78 | [8 empty] | Federally-Regulated Consumer Product | 03/08/2017 |  | 03/08/2017
York | York | TGLS100C16MP11 | Natural Gas | Induced Draft | False | False | 1 | False | Down | None | None | Non-Condensing | Single-Stage | Multiple-Speed | 0.5 | Standard |  | 100000 | 80000 | 1820 | 1012 | 96100 | 930 | 80 | 78 | [8 empty] | Federally-Regulated Consumer Product | 03/08/2017 |  | 03/08/2017
York | Fraser Johnston | D6HQ060D09006NX | LPG | Induced Draft | False | True | 1 | False | Horizontal |  | None | Non-Condensing | Two-Stage Modulating |  | 1 | Premium |  | 108000 | 87000 |  |  | 94100 | 287 | 80 | 78 | [8 empty] | Federally-Regulated Consumer Product | 03/08/2017 |  | 03/08/2017
York | Luxaire | D7NQ060D11006NX | Natural Gas | Induced Draft | False | True | 1 | False | Horizontal |  | None | Non-Condensing | Two-Stage Modulating |  | 1 | Premium |  | 135000 | 110000 |  |  | 112900 | 413 | 81 | 78 | [8 empty] | Federally-Regulated Consumer Product | 03/08/2017 |  | 03/08/2017
York | Luxaire | D6NQ048D09006NX | Natural Gas | Induced Draft | False | True | 1 | False | Down |  | None | Non-Condensing | Two-Stage Modulating |  | 1 | Premium |  | 108000 | 87000 |  |  | 94100 | 287 | 80 | 78 | [8 empty] | Federally-Regulated Consumer Product | 03/08/2017 |  | 03/08/2017
York | York | YP9C080C16MP12 | LPG | Induced Draft | False | False | 1 | False | Horizontal |  | None | Condensing | Step Modulating |  | 0.75 | Premium |  | 80000 | 78000 |  |  | 80600 | 460 | 97.7 | 78 | [8 empty] | Federally-Regulated Consumer Product | 03/08/2017 |  | 03/08/2017
York | Fraser Johnston | D7NQ024D05606NX | Natural Gas | Induced Draft | False | True | 1 | False | Horizontal |  | None | Non-Condensing | Two-Stage Modulating |  | 0.5 | Premium |  | 70000 | 57000 |  |  | 56100 | 215 | 81 | 78 | [8 empty] | Federally-Regulated Consumer Product | 03/08/2017 |  | 03/08/2017
York | Coleman | D7NX048N06506NX | LPG | Induced Draft | False | True | 1 | False | Down |  | None | Non-Condensing | Single-Stage |  | 1 | Premium |  | 80000 | 66000 |  |  | 77300 | 424 | 81 | 78 | [8 empty] | Federally-Regulated Consumer Product | 03/08/2017 |  | 03/08/2017
York | Guardian | GG8S100B12MP11 | Natural Gas | Induced Draft | False | False | 1 | False | Down | None | None | Non-Condensing | Single-Stage | Multiple-Speed | 0.33 | Standard |  | 100000 | 80000 | 1223 | 614 | 96100 | 935 | 80 | 78 | [8 empty] | Federally-Regulated Consumer Product | 03/08/2017 |  | 03/08/2017
York | Guardian | RGF19060BP12MP11 | Natural Gas | Induced Draft | False | False | 1 | False | Down |  | None | Condensing | Single-Stage |  | 0.5 | Standard |  | 60000 | 58000 |  |  | 48100 | 650 | 95.5 | 78 | [8 empty] | Federally-Regulated Consumer Product | 03/08/2017 |  | 03/08/2017
York | York | YPLC120C20MP12 | LPG | Induced Draft | False | False | 1 | False | Horizontal |  | None | Non-Condensing | Step Modulating |  | 1 | Premium |  | 120000 | 95000 |  |  | 115200 | 484 | 80 | 78 | [8 empty] | Federally-Regulated Consumer Product | 03/08/2017 |  | 03/08/2017
York | Fraser Johnston | TM9T100C16MP11 | Natural Gas | Induced Draft | False | False | 1 | False | Up | None | None | Condensing | Two-Stage Modulating | Multiple-Speed | 0.75 | Standard |  | 100000 | 96000 | 1706 | 819 | 97000 | 874 | 96 | 78 | [8 empty] | Federally-Regulated Consumer Product | 03/08/2017 |  | 03/08/2017
York | Luxaire | D7NX036N06506NX | LPG | Induced Draft | False | True | 1 | False | Down |  | None | Non-Condensing | Single-Stage |  | 1 | Premium |  | 80000 | 66000 |  |  | 77300 | 424 | 81 | 78 | [8 empty] | Federally-Regulated Consumer Product | 03/08/2017 |  | 03/08/2017
York | Luxaire | TMLT100C20MP11 | Natural Gas | Induced Draft | False | False | 1 | False | Down |  | None | Non-Condensing | Two-Stage Modulating |  | 1 | Standard |  | 100000 | 80000 |  |  | 97200 | 688 | 80 | 78 | [8 empty] | Federally-Regulated Consumer Product | 03/08/2017 |  | 03/08/2017
York | Fraser Johnston | D6NQ060N11006NX | Natural Gas | Induced Draft | False | True | 1 | False | Horizontal |  | None | Non-Condensing | Single-Stage |  | 1 | Premium |  | 135000 | 108000 |  |  | 115300 | 1073 | 80.2 | 78 | [8 empty] | Federally-Regulated Consumer Product | 03/08/2017 |  | 03/08/2017
York | Johnson Controls | V33B[N,S]3******** | Natural Gas | Induced Draft | False | True | 3 | False | Down |  | None | Non-Condensing | Single-Stage |  | 10 | Standard |  | 267000 | 213000 | [6 empty] | 80 | 80 | [6 empty] | Federally-Regulated Commercial & Industrial Equipment | 03/08/2017 |  | 03/08/2017
York | Evcon | TG8S100C20MP11 | LPG | Induced Draft | False | False | 1 | False | Up | None | None | Non-Condensing | Single-Stage | Multiple-Speed | 1 | Standard |  | 100000 | 80000 | 2478 | 1307 | 95100 | 1178 | 80 | 78 | [8 empty] | Federally-Regulated Consumer Product | 03/08/2017 |  | 03/08/2017
York | Fraser Johnston | TMLX080C16MP11 | Natural Gas | Induced Draft | False | False | 1 | False | Down |  | None | Non-Condensing | Single-Stage |  | 0.5 | Premium |  | 80000 | 64000 |  |  | 78300 | 444 | 80 | 78 | [8 empty] | Federally-Regulated Consumer Product | 03/08/2017 |  | 03/08/2017
York | Luxaire | TM8V080B12MP11 | LPG | Induced Draft | False | False | 1 | False | Horizontal |  | None | Non-Condensing | Two-Stage Modulating |  | 0.5 | Premium |  | 80000 | 63000 |  |  | 75800 | 315 | 80 | 78 | [8 empty] | Federally-Regulated Consumer Product | 03/08/2017 |  | 03/08/2017
York | York | TMLV100C20MP11 | Natural Gas | Induced Draft | False | False | 1 | False | Up |  | None | Non-Condensing | Two-Stage Modulating |  | 1 | Premium |  | 100000 | 80000 |  |  | 95200 | 380 | 80 | 78 | [8 empty] | Federally-Regulated Consumer Product | 03/08/2017 |  | 03/08/2017
York | York | TPLC060A12MP12 | Natural Gas | Induced Draft | False | False | 1 | False | Up |  | None | Non-Condensing | Step Modulating |  | 0.5 | Premium |  | 60000 | 47000 |  |  | 58100 | 167 | 80 | 78 | [8 empty] | Federally-Regulated Consumer Product | 03/08/2017 |  | 03/08/2017
York | Fraser Johnston | TP9C100C20MP12 | LPG | Induced Draft | False | False | 1 | False | Up |  | None | Condensing | Step Modulating |  | 1 | Premium |  | 100000 | 97000 |  |  | 96400 | 558 | 97.7 | 78 | [8 empty] | Federally-Regulated Consumer Product | 03/08/2017 |  | 03/08/2017
York | Guardian | RGF19060BE12MP12 | LPG | Induced Draft | False | False | 1 | False | Up |  | None | Condensing | Single-Stage |  | 0.5 | Premium |  | 60000 | 57000 |  |  | 49600 | 284 | 95 | 78 | [8 empty] | Federally-Regulated Consumer Product | 03/08/2017 |  | 03/08/2017
York | Fraser Johnston | TM9T100C20MP11 | LPG | Induced Draft | False | False | 1 | False | Down | None | None | Condensing | Two-Stage Modulating | Multiple-Speed | 1 | Standard |  | 100000 | 96000 | 1934 | 1183 | 96500 | 1015 | 96 | 78 | [8 empty] | Federally-Regulated Consumer Product | 03/08/2017 |  | 03/08/2017
York | Guardian | RGF19120DP20MP11 | Natural Gas | Induced Draft | False | False | 1 | False | Down |  | None | Condensing | Single-Stage |  | 1 | Standard |  | 120000 | 116000 |  |  | 112600 | 1359 | 95.5 | 78 | [8 empty] | Federally-Regulated Consumer Product | 03/08/2017 |  | 03/08/2017
York | Luxaire | TPLC120C20MP12 | Natural Gas | Induced Draft | False | False | 1 | False | Down |  | None | Non-Condensing | Step Modulating |  | 1 | Premium |  | 120000 | 95000 |  |  | 115200 | 484 | 80 | 78 | [8 empty] | Federally-Regulated Consumer Product | 03/08/2017 |  | 03/08/2017
York | Fraser Johnston | D6NQ060D11006NX | LPG | Induced Draft | False | True | 1 | False | Down |  | None | Non-Condensing | Two-Stage Modulating |  | 1 | Premium |  | 135000 | 108000 |  |  | 114400 | 300 | 80 | 78 | [8 empty] | Federally-Regulated Consumer Product | 03/08/2017 |  | 03/08/2017
York | Evcon | D6HQ030D05606NX | LPG | Induced Draft | False | True | 1 | False | Down |  | None | Non-Condensing | Two-Stage Modulating |  | 0.75 | Premium |  | 70000 | 56000 |  |  | 55700 | 252 | 80 | 78 | [8 empty] | Federally-Regulated Consumer Product | 03/08/2017 |  | 03/08/2017
York | Fraser Johnston | TM9E120D20MP11 | LPG | Induced Draft | False | False | 1 | False | Up |  | None | Condensing | Single-Stage |  | 0.75 | Premium |  | 120000 | 114000 |  |  | 115900 | 624 | 95 | 78 | [8 empty] | Federally-Regulated Consumer Product | 03/08/2017 |  | 03/08/2017
York | York | TM9V120D20MP11 | Natural Gas | Induced Draft | False | False | 1 | False | Up | None | None | Condensing | Two-Stage Modulating | Variable-Speed | 1 | Premium | 60 | 120000 | 115000 | 2006 | 718 | 109300 | 407 | 96 | 78 | [8 empty] | Federally-Regulated Consumer Product | 03/08/2017 |  | 03/08/2017
York | Luxaire | TM8X080C16MP11 | LPG | Induced Draft | False | False | 1 | False | Horizontal |  | None | Non-Condensing | Single-Stage |  | 0.5 | Premium |  | 80000 | 64000 |  |  | 78300 | 444 | 80 | 78 | [8 empty] | Federally-Regulated Consumer Product | 03/08/2017 |  | 03/08/2017
York | Fraser Johnston | TMLV080B12MP11 | Natural Gas | Induced Draft | False | False | 1 | False | Down |  | None | Non-Condensing | Two-Stage Modulating |  | 0.5 | Premium |  | 80000 | 63000 |  |  | 75800 | 315 | 80 | 78 | [8 empty] | Federally-Regulated Consumer Product | 03/08/2017 |  | 03/08/2017
York | Coleman | TMLV120C20MP11 | LPG | Induced Draft | False | False | 1 | False | Up |  | None | Non-Condensing | Two-Stage Modulating |  | 1 | Premium |  | 120000 | 96000 |  |  | 111300 | 456 | 80 | 78 | [8 empty] | Federally-Regulated Consumer Product | 03/08/2017 |  | 03/08/2017
York | Luxaire | X33D[D,T]3******** | LPG | Induced Draft | False | True | 3 | False | Horizontal |  | None | Non-Condensing | Step Modulating |  | 10 | Standard |  | 267000 | 213000 | [6 empty] | 80 | 80 | [6 empty] | Federally-Regulated Commercial & Industrial Equipment | 03/08/2017 |  | 03/08/2017
York | Fraser Johnston | D7NQ036N03606NX | LPG | Induced Draft | False | True | 1 | False | Horizontal |  | None | Non-Condensing | Single-Stage |  | 0.75 | Premium |  | 45000 | 36000 |  |  | 38500 | 238 | 81 | 78 | [8 empty] | Federally-Regulated Consumer Product | 03/08/2017 |  | 03/08/2017
York | Luxaire | TMLX120C20MP11 | Natural Gas | Induced Draft | False | False | 1 | False | Down |  | None | Non-Condensing | Single-Stage |  | 0.75 | Premium |  | 120000 | 96000 |  |  | 117500 | 635 | 80 | 78 | [8 empty] | Federally-Regulated Consumer Product | 03/08/2017 |  | 03/08/2017
York | Evcon | TMLT100C20MP11 | Natural Gas | Induced Draft | False | False | 1 | False | Up |  | None | Non-Condensing | Two-Stage Modulating |  | 1 | Standard |  | 100000 | 80000 |  |  | 97200 | 688 | 80 | 78 | [8 empty] | Federally-Regulated Consumer Product | 03/08/2017 |  | 03/08/2017
York | Evcon | TG8S100C16MP11 | Natural Gas | Induced Draft | False | False | 1 | False | Horizontal | None | None | Non-Condensing | Single-Stage | Multiple-Speed | 0.5 | Standard |  | 100000 | 80000 | 1820 | 1012 | 96100 | 930 | 80 | 78 | [8 empty] | Federally-Regulated Consumer Product | 03/08/2017 |  | 03/08/2017
York | Fraser Johnston | TM9M120D20MP12 | Natural Gas | Induced Draft | False | False | 1 | False | Up |  | None | Condensing | Step Modulating |  | 1 | Standard |  | 120000 | 116000 |  |  | 111200 | 1144 | 97 | 78 | [8 empty] | Federally-Regulated Consumer Product | 03/08/2017 |  | 03/08/2017
York | Coleman | G33B[D,T]5******** | LPG | Induced Draft | False | True | 3 | False | Down |  | None | Non-Condensing | Step Modulating |  | 10 | Standard |  | 533000 | 426000 | [6 empty] | 80 | 80 | [6 empty] | Federally-Regulated Commercial & Industrial Equipment | 03/08/2017 |  | 03/08/2017
York | Coleman | CPLC100C20MP12 | Natural Gas | Induced Draft | False | False | 1 | False | Horizontal |  | None | Non-Condensing | Step Modulating |  | 1 | Premium |  | 100000 | 78000 |  |  | 97500 | 238 | 80 | 78 | [8 empty] | Federally-Regulated Consumer Product | 03/08/2017 |  | 03/08/2017
York | Evcon | TM8V100C16MP11 | Natural Gas | Induced Draft | False | False | 1 | False | Down |  | None | Non-Condensing | Two-Stage Modulating |  | 0.75 | Premium |  | 100000 | 80000 |  |  | 94700 | 368 | 80 | 78 | [8 empty] | Federally-Regulated Consumer Product | 03/08/2017 |  | 03/08/2017
York | Fraser Johnston | TM8V080C16MP11 | LPG | Induced Draft | False | False | 1 | False | Up |  | None | Non-Condensing | Two-Stage Modulating |  | 0.75 | Premium |  | 80000 | 63000 |  |  | 76900 | 323 | 80 | 78 | [8 empty] | Federally-Regulated Consumer Product | 03/08/2017 |  | 03/08/2017
York | Coleman | X33E[D,T]3******** | LPG | Induced Draft | False | True | 3 | False | Down |  | None | Non-Condensing | Step Modulating |  | 10 | Standard |  | 267000 | 213000 | [6 empty] | 80 | 80 | [6 empty] | Federally-Regulated Commercial & Industrial Equipment | 03/08/2017 |  | 03/08/2017
York | Coleman | TP9C100C16MP12 | LPG | Induced Draft | False | False | 1 | False | Down |  | None | Condensing | Step Modulating |  | 0.75 | Premium |  | 100000 | 97000 |  |  | 96500 | 536 | 97.7 | 78 | [8 empty] | Federally-Regulated Consumer Product | 03/08/2017 |  | 03/08/2017
York | Fraser Johnston | D6NQ060D09006NX | LPG | Induced Draft | False | True | 1 | False | Horizontal |  | None | Non-Condensing | Two-Stage Modulating |  | 1 | Premium |  | 108000 | 87000 |  |  | 94100 | 287 | 80 | 78 | [8 empty] | Federally-Regulated Consumer Product | 03/08/2017 |  | 03/08/2017
York | York | TM9T100C16MP11 | Natural Gas | Induced Draft | False | False | 1 | False | Down | None | None | Condensing | Two-Stage Modulating | Multiple-Speed | 0.75 | Standard |  | 100000 | 96000 | 1706 | 819 | 97000 | 874 | 96 | 78 | [8 empty] | Federally-Regulated Consumer Product | 03/08/2017 |  | 03/08/2017
York | Luxaire | D6NX024D05606NX | LPG | Induced Draft | False | True | 1 | False | Horizontal |  | None | Non-Condensing | Two-Stage Modulating |  | 0.5 | Premium |  | 70000 | 56000 |  |  | 57600 | 151 | 80 | 78 | [8 empty] | Federally-Regulated Consumer Product | 03/08/2017 |  | 03/08/2017
York | York | D7NQ060N06506NX | LPG | Induced Draft | False | True | 1 | False | Down |  | None | Non-Condensing | Single-Stage |  | 1 | Premium |  | 80000 | 66000 |  |  | 77300 | 424 | 81 | 78 | [8 empty] | Federally-Regulated Consumer Product | 03/08/2017 |  | 03/08/2017
York | Evcon | TP9C100C20MP12 | Natural Gas | Induced Draft | False | False | 1 | False | Up |  | None | Condensing | Step Modulating |  | 1 | Premium |  | 100000 | 97000 |  |  | 96400 | 558 | 97.7 | 78 | [8 empty] | Federally-Regulated Consumer Product | 03/08/2017 |  | 03/08/2017
York | York | D7NQ060N06506NX | Natural Gas | Induced Draft | False | True | 1 | False | Horizontal |  | None | Non-Condensing | Single-Stage |  | 1 | Premium |  | 80000 | 66000 |  |  | 77300 | 424 | 81 | 78 | [8 empty] | Federally-Regulated Consumer Product | 03/08/2017 |  | 03/08/2017
York | York | D7NQ048N09006NX | Natural Gas | Induced Draft | False | True | 1 | False | Horizontal |  | None | Non-Condensing | Single-Stage |  | 1 | Premium |  | 108000 | 88000 |  |  | 96900 | 467 | 81 | 78 | [8 empty] | Federally-Regulated Consumer Product | 03/08/2017 |  | 03/08/2017
York | Coleman | TMLX100C16MP11 | Natural Gas | Induced Draft | False | False | 1 | False | Up |  | None | Non-Condensing | Single-Stage |  | 0.5 | Premium |  | 100000 | 80000 |  |  | 98400 | 431 | 80 | 78 | [8 empty] | Federally-Regulated Consumer Product | 03/08/2017 |  | 03/08/2017
York | York | TM9V100C20MP11 | LPG | Induced Draft | False | False | 1 | False | Up | None | None | Condensing | Two-Stage Modulating | Variable-Speed | 1 | Premium | 60 | 100000 | 96000 | 2019 | 576 | 94300 | 386 | 96 | 78 | [8 empty] | Federally-Regulated Consumer Product | 03/08/2017 |  | 03/08/2017
York | Coleman | G33D[N,S]3******** | Natural Gas | Induced Draft | False | True | 3 | False | Horizontal |  | None | Non-Condensing | Single-Stage |  | 10 | Standard |  | 267000 | 213000 | [6 empty] | 80 | 80 | [6 empty] | Federally-Regulated Commercial & Industrial Equipment | 03/08/2017 |  | 03/08/2017
York | Evcon | TMLT100C16MP11 | Natural Gas | Induced Draft | False | False | 1 | False | Horizontal |  | None | Non-Condensing | Two-Stage Modulating |  | 0.5 | Standard |  | 100000 | 80000 |  |  | 96500 | 850 | 80 | 78 | [8 empty] | Federally-Regulated Consumer Product | 03/08/2017 |  | 03/08/2017
York | York | D7NX024D05606NX | Natural Gas | Induced Draft | False | True | 1 | False | Horizontal |  | None | Non-Condensing | Two-Stage Modulating |  | 0.5 | Premium |  | 70000 | 57000 |  |  | 56100 | 215 | 81 | 78 | [8 empty] | Federally-Regulated Consumer Product | 03/08/2017 |  | 03/08/2017
York | Luxaire | ZS060*08*F**** | LPG | Induced Draft | False | True | 1 | False | Down |  | None | Non-Condensing | Single-Stage |  | 1.5 | Standard |  | 100000 | 80000 |  |  | 93400 | 1438 | 80.5 | 78 | [8 empty] | Federally-Regulated Consumer Product | 03/08/2017 |  | 03/08/2017
York | Evcon | RGF1L080CP16MP11 | Natural Gas | Induced Draft | False | False | 1 | False | Down |  | None | Non-Condensing | Single-Stage |  | 0.5 | Standard |  | 80000 | 64000 |  |  | 75100 | 1215 | 80 | 78 | [8 empty] | Federally-Regulated Consumer Product | 03/08/2017 |  | 03/08/2017
York | Guardian | RGF1L120CP20MP11 | LPG | Induced Draft | False | False | 1 | False | Down |  | None | Non-Condensing | Single-Stage |  | 1 | Standard |  | 120000 | 96000 |  |  | 115200 | 1197 | 80 | 78 | [8 empty] | Federally-Regulated Consumer Product | 03/08/2017 |  | 03/08/2017
York | York | TG8S120C20MP11 | LPG | Induced Draft | False | False | 1 | False | Horizontal | None | None | Non-Condensing | Single-Stage | Multiple-Speed | 1 | Standard |  | 120000 | 96000 | 2338 | 1286 | 115200 | 1150 | 80 | 78 | [8 empty] | Federally-Regulated Consumer Product | 03/08/2017 |  | 03/08/2017
York | Coleman | D7NY060D11006NX | Natural Gas | Induced Draft | False | True | 1 | False | Horizontal |  | None | Non-Condensing | Two-Stage Modulating |  | 1 | Premium |  | 135000 | 110000 |  |  | 112900 | 413 | 81 | 78 | [8 empty] | Federally-Regulated Consumer Product | 03/08/2017 |  | 03/08/2017
York | Guardian | GG8S120C20MP11 | LPG | Induced Draft | False | False | 1 | False | Horizontal | None | None | Non-Condensing | Single-Stage | Multiple-Speed | 1 | Standard |  | 120000 | 96000 | 2338 | 1286 | 115200 | 1150 | 80 | 78 | [8 empty] | Federally-Regulated Consumer Product | 03/08/2017 |  | 03/08/2017
York | York | Z33B[D,T]3******** | LPG | Induced Draft | False | True | 3 | False | Horizontal |  | None | Non-Condensing | Step Modulating |  | 10 | Standard |  | 267000 | 213000 | [6 empty] | 80 | 80 | [6 empty] | Federally-Regulated Commercial & Industrial Equipment | 03/08/2017 |  | 03/08/2017
York | Evcon | D6NQ036D07206NX | LPG | Induced Draft | False | True | 1 | False | Down |  | None | Non-Condensing | Two-Stage Modulating |  | 0.75 | Premium |  | 90000 | 72000 |  |  | 74700 | 273 | 80 | 78 | [8 empty] | Federally-Regulated Consumer Product | 03/08/2017 |  | 03/08/2017
York | Fraser Johnston | TM9X060B12MP11 | LPG | Induced Draft | False | False | 1 | False | Down | None | None | Condensing | Single-Stage | Multiple-Speed | 0.5 | Premium |  | 60000 | 57000 | 1197 | 398 | 49000 | 394 | 95.5 | 78 | [8 empty] | Federally-Regulated Consumer Product | 03/08/2017 |  | 03/08/2017
York | Coleman | TP9C080B12MP12 | LPG | Induced Draft | False | False | 1 | False | Down |  | None | Condensing | Step Modulating |  | 0.5 | Premium |  | 80000 | 77000 |  |  | 80800 | 435 | 97.5 | 78 | [8 empty] | Federally-Regulated Consumer Product | 03/08/2017 |  | 03/08/2017
York | Luxaire | D6NZ030D05606NX | Natural Gas | Induced Draft | False | True | 1 | False | Horizontal |  | None | Non-Condensing | Two-Stage Modulating |  | 0.75 | Premium |  | 70000 | 56000 |  |  | 55700 | 252 | 80 | 78 | [8 empty] | Federally-Regulated Consumer Product | 03/08/2017 |  | 03/08/2017
York | Fraser Johnston | D6NQ048D09006NX | LPG | Induced Draft | False | True | 1 | False | Horizontal |  | None | Non-Condensing | Two-Stage Modulating |  | 1 | Premium |  | 108000 | 87000 |  |  | 94100 | 287 | 80 | 78 | [8 empty] | Federally-Regulated Consumer Product | 03/08/2017 |  | 03/08/2017
York | Evcon | D7NQ030D05606NX | LPG | Induced Draft | False | True | 1 | False | Horizontal |  | None | Non-Condensing | Two-Stage Modulating |  | 0.75 | Premium |  | 70000 | 57000 |  |  | 56100 | 216 | 81 | 78 | [8 empty] | Federally-Regulated Consumer Product | 03/08/2017 |  | 03/08/2017
York | Fraser Johnston | ZK060*10*F**** | Natural Gas | Induced Draft | False | True | 1 | False | Down |  | None | Non-Condensing | Single-Stage |  | 1.5 | Standard |  | 125000 | 100000 |  |  | 117500 | 510 | 80.3 | 78 | [8 empty] | Federally-Regulated Consumer Product | 03/08/2017 |  | 03/08/2017
York | Luxaire | TGLS120C20MP11 | LPG | Induced Draft | False | False | 1 | False | Up | None | None | Non-Condensing | Single-Stage | Multiple-Speed | 1 | Standard |  | 120000 | 96000 | 2338 | 1286 | 115200 | 1150 | 80 | 78 | [8 empty] | Federally-Regulated Consumer Product | 03/08/2017 |  | 03/08/2017
York | Luxaire | D6NY060D09006NX | Natural Gas | Induced Draft | False | True | 1 | False | Horizontal |  | None | Non-Condensing | Two-Stage Modulating |  | 1 | Premium |  | 108000 | 87000 |  |  | 94100 | 287 | 80 | 78 | [8 empty] | Federally-Regulated Consumer Product | 03/08/2017 |  | 03/08/2017
York | York | TPLC100C16MP11 | Natural Gas | Induced Draft | False | False | 1 | False | Horizontal | None | None | Non-Condensing | Step Modulating | Variable-Speed | 0.75 | Premium | 60 | 100000 | 78000 | 1600 | 585 | 99600 | 138 | 80 | 78 | [8 empty] | Federally-Regulated Consumer Product | 03/08/2017 |  | 03/08/2017
York | Fraser Johnston | TP9C080B12MP12 | LPG | Induced Draft | False | False | 1 | False | Down |  | None | Condensing | Step Modulating |  | 0.5 | Premium |  | 80000 | 77000 |  |  | 80800 | 435 | 97.5 | 78 | [8 empty] | Federally-Regulated Consumer Product | 03/08/2017 |  | 03/08/2017
York | York | D6NZ030D05606NX | LPG | Induced Draft | False | True | 1 | False | Horizontal |  | None | Non-Condensing | Two-Stage Modulating |  | 0.75 | Premium |  | 70000 | 56000 |  |  | 55700 | 252 | 80 | 78 | [8 empty] | Federally-Regulated Consumer Product | 03/08/2017 |  | 03/08/2017
York | York | TMLX080B12MP11 | LPG | Induced Draft | False | False | 1 | False | Down |  | None | Non-Condensing | Single-Stage |  | 0.5 | Premium |  | 80000 | 64000 |  |  | 78600 | 379 | 80 | 78 | [8 empty] | Federally-Regulated Consumer Product | 03/08/2017 |  | 03/08/2017
York | Guardian | GGLS060A12MP11 | Natural Gas | Induced Draft | False | False | 1 | False | Up | None | None | Non-Condensing | Single-Stage | Multiple-Speed | 0.33 | Standard |  | 60000 | 48000 | 1275 | 711 | 57400 | 623 | 80 | 78 | [8 empty] | Federally-Regulated Consumer Product | 03/08/2017 |  | 03/08/2017
York | Luxaire | TM9V120D20MP11 | LPG | Induced Draft | False | False | 1 | False | Horizontal | None | None | Condensing | Two-Stage Modulating | Variable-Speed | 1 | Premium | 60 | 120000 | 115000 | 2006 | 718 | 109300 | 407 | 96 | 78 | [8 empty] | Federally-Regulated Consumer Product | 03/08/2017 |  | 03/08/2017
York | Evcon | ZS048*10*F**** | LPG | Induced Draft | False | True | 1 | False | Down |  | None | Non-Condensing | Single-Stage |  | 1.5 | Standard |  | 125000 | 100000 |  |  | 117500 | 510 | 80.3 | 78 | [8 empty] | Federally-Regulated Consumer Product | 03/08/2017 |  | 03/08/2017
York | Johnson Controls | T33B[D,T]3******** | Natural Gas | Induced Draft | False | True | 3 | False | Down |  | None | Non-Condensing | Step Modulating |  | 10 | Standard |  | 267000 | 213000 | [6 empty] | 80 | 80 | [6 empty] | Federally-Regulated Commercial & Industrial Equipment | 03/08/2017 |  | 03/08/2017
York | Luxaire | TM9X080B12MP11 | Natural Gas | Induced Draft | False | False | 1 | False | Up | None | None | Condensing | Single-Stage | Multiple-Speed | 0.5 | Premium |  | 80000 | 76000 | 1221 | 403 | 65700 | 408 | 95.5 | 78 | [8 empty] | Federally-Regulated Consumer Product | 03/08/2017 |  | 03/08/2017
York | Guardian | RGF1L100CP20MP11 | LPG | Induced Draft | False | False | 1 | False | Horizontal |  | None | Non-Condensing | Single-Stage |  | 1 | Standard |  | 100000 | 80000 |  |  | 95100 | 1226 | 80 | 78 | [8 empty] | Federally-Regulated Consumer Product | 03/08/2017 |  | 03/08/2017
York | Evcon | TM8T060A12MP11 | Natural Gas | Induced Draft | False | False | 1 | False | Horizontal |  | None | Non-Condensing | Two-Stage Modulating |  | 0.33 | Standard |  | 60000 | 47000 |  |  | 58100 | 450 | 80 | 78 | [8 empty] | Federally-Regulated Consumer Product | 03/08/2017 |  | 03/08/2017
York | Fraser Johnston | D6NQ060N06506NX | LPG | Induced Draft | False | True | 1 | False | Down |  | None | Non-Condensing | Single-Stage |  | 1 | Premium |  | 80000 | 64000 |  |  | 75500 | 910 | 80.8 | 78 | [8 empty] | Federally-Regulated Consumer Product | 03/08/2017 |  | 03/08/2017
York | Luxaire | D6NX048N06506NX | Natural Gas | Induced Draft | False | True | 1 | False | Horizontal |  | None | Non-Condensing | Single-Stage |  | 1 | Premium |  | 80000 | 64000 |  |  | 73900 | 1250 | 80.8 | 78 | [8 empty] | Federally-Regulated Consumer Product | 03/08/2017 |  | 03/08/2017
York | Fraser Johnston | D7NY060D11006NX | Natural Gas | Induced Draft | False | True | 1 | False | Down |  | None | Non-Condensing | Two-Stage Modulating |  | 1 | Premium |  | 135000 | 110000 |  |  | 112900 | 413 | 81 | 78 | [8 empty] | Federally-Regulated Consumer Product | 03/08/2017 |  | 03/08/2017
York | Coleman | TG8S080C22MP11 | Natural Gas | Induced Draft | False | False | 1 | False | Down | None | None | Non-Condensing | Single-Stage | Multiple-Speed | 1 | Standard |  | 80000 | 64000 | 2448 | 1263 | 74800 | 1234 | 80 | 78 | [8 empty] | Federally-Regulated Consumer Product | 03/08/2017 |  | 03/08/2017
York | Evcon | TGLS060A12MP11 | Natural Gas | Induced Draft | False | False | 1 | False | Horizontal | None | None | Non-Condensing | Single-Stage | Multiple-Speed | 0.33 | Standard |  | 60000 | 48000 | 1275 | 711 | 57400 | 623 | 80 | 78 | [8 empty] | Federally-Regulated Consumer Product | 03/08/2017 |  | 03/08/2017
York | Evcon | RGF19060BE12MP12 | Natural Gas | Induced Draft | False | False | 1 | False | Horizontal |  | None | Condensing | Single-Stage |  | 0.5 | Premium |  | 60000 | 57000 |  |  | 49600 | 284 | 95 | 78 | [8 empty] | Federally-Regulated Consumer Product | 03/08/2017 |  | 03/08/2017
York | Fraser Johnston | ZK048*10*F**** | Natural Gas | Induced Draft | False | True | 1 | False | Down |  | None | Non-Condensing | Single-Stage |  | 1.5 | Standard |  | 125000 | 100000 |  |  | 117500 | 510 | 80.3 | 78 | [8 empty] | Federally-Regulated Consumer Product | 03/08/2017 |  | 03/08/2017
York | Evcon | TMLV060A12MP11 | Natural Gas | Induced Draft | False | False | 1 | False | Up |  | None | Non-Condensing | Two-Stage Modulating |  | 0.5 | Premium |  | 60000 | 47000 |  |  | 57000 | 259 | 80 | 78 | [8 empty] | Federally-Regulated Consumer Product | 03/08/2017 |  | 03/08/2017
York | York | TP9C080B12MP12 | LPG | Induced Draft | False | False | 1 | False | Down |  | None | Condensing | Step Modulating |  | 0.5 | Premium |  | 80000 | 77000 |  |  | 80800 | 435 | 97.5 | 78 | [8 empty] | Federally-Regulated Consumer Product | 03/08/2017 |  | 03/08/2017
York | Evcon | TM9V080C16MP11 | LPG | Induced Draft | False | False | 1 | False | Down | None | None | Condensing | Two-Stage Modulating | Variable-Speed | 0.75 | Premium | 60 | 80000 | 77000 | 1787 | 544 | 79000 | 273 | 96 | 78 | [8 empty] | Federally-Regulated Consumer Product | 03/08/2017 |  | 03/08/2017
York | York | TMLV060A12MP11 | Natural Gas | Induced Draft | False | False | 1 | False | Up |  | None | Non-Condensing | Two-Stage Modulating |  | 0.5 | Premium |  | 60000 | 47000 |  |  | 57000 | 259 | 80 | 78 | [8 empty] | Federally-Regulated Consumer Product | 03/08/2017 |  | 03/08/2017
York | Luxaire | D6NQ060N06506NX | Natural Gas | Induced Draft | False | True | 1 | False | Down |  | None | Non-Condensing | Single-Stage |  | 1 | Premium |  | 80000 | 64000 |  |  | 75500 | 910 | 80.8 | 78 | [8 empty] | Federally-Regulated Consumer Product | 03/08/2017 |  | 03/08/2017
York | Coleman | TM8T100C16MP11 | Natural Gas | Induced Draft | False | False | 1 | False | Up |  | None | Non-Condensing | Two-Stage Modulating |  | 0.5 | Standard |  | 100000 | 80000 |  |  | 96500 | 850 | 80 | 78 | [8 empty] | Federally-Regulated Consumer Product | 03/08/2017 |  | 03/08/2017
York | Fraser Johnston | TGLS040A08MP11 | LPG | Induced Draft | False | False | 1 | False | Down | None | None | Non-Condensing | Single-Stage | Multiple-Speed | 0.2 | Standard |  | 40000 | 32000 | 717 | 489 | 38300 | 473 | 80 | 78 | [8 empty] | Federally-Regulated Consumer Product | 03/08/2017 |  | 03/08/2017
York | Coleman | TM9T100C20MP11 | Natural Gas | Induced Draft | False | False | 1 | False | Up | None | None | Condensing | Two-Stage Modulating | Multiple-Speed | 1 | Standard |  | 100000 | 96000 | 1934 | 1183 | 96500 | 1015 | 96 | 78 | [8 empty] | Federally-Regulated Consumer Product | 03/08/2017 |  | 03/08/2017
York | Fraser Johnston | TMLX080B12MP11 | LPG | Induced Draft | False | False | 1 | False | Horizontal |  | None | Non-Condensing | Single-Stage |  | 0.5 | Premium |  | 80000 | 64000 |  |  | 78600 | 379 | 80 | 78 | [8 empty] | Federally-Regulated Consumer Product | 03/08/2017 |  | 03/08/2017
York | Evcon | D7HQ030D05606NX | Natural Gas | Induced Draft | False | True | 1 | False | Down |  | None | Non-Condensing | Two-Stage Modulating |  | 0.75 | Premium |  | 70000 | 57000 |  |  | 56100 | 216 | 81 | 78 | [8 empty] | Federally-Regulated Consumer Product | 03/08/2017 |  | 03/08/2017
York | Luxaire | D6NZ036N05606NX | LPG | Induced Draft | False | True | 1 | False | Down |  | None | Non-Condensing | Single-Stage |  | 0.75 | Premium |  | 70000 | 56000 |  |  | 56200 | 876 | 80.2 | 78 | [8 empty] | Federally-Regulated Consumer Product | 03/08/2017 |  | 03/08/2017
York | York | D6NZ060D09006NX | Natural Gas | Induced Draft | False | True | 1 | False | Horizontal |  | None | Non-Condensing | Two-Stage Modulating |  | 1 | Premium |  | 108000 | 87000 |  |  | 94100 | 544 | 80 | 78 | [8 empty] | Federally-Regulated Consumer Product | 03/08/2017 |  | 03/08/2017
York | York | TMLX100C16MP11 | LPG | Induced Draft | False | False | 1 | False | Horizontal |  | None | Non-Condensing | Single-Stage |  | 0.5 | Premium |  | 100000 | 80000 |  |  | 98400 | 431 | 80 | 78 | [8 empty] | Federally-Regulated Consumer Product | 03/08/2017 |  | 03/08/2017
York | Luxaire | TGLS120C20MP11 | Natural Gas | Induced Draft | False | False | 1 | False | Down | None | None | Non-Condensing | Single-Stage | Multiple-Speed | 1 | Standard |  | 120000 | 96000 | 2338 | 1286 | 115200 | 1150 | 80 | 78 | [8 empty] | Federally-Regulated Consumer Product | 03/08/2017 |  | 03/08/2017
York | Evcon | TP9C120D20MP12 | LPG | Induced Draft | False | False | 1 | False | Up |  | None | Condensing | Step Modulating |  | 1 | Premium |  | 120000 | 116000 |  |  | 112400 | 597 | 98 | 78 | [8 empty] | Federally-Regulated Consumer Product | 03/08/2017 |  | 03/08/2017
York | York | D6NQ048N09006NX | LPG | Induced Draft | False | True | 1 | False | Horizontal |  | None | Non-Condensing | Single-Stage |  | 1 | Premium |  | 108000 | 87000 |  |  | 93800 | 1315 | 80.6 | 78 | [8 empty] | Federally-Regulated Consumer Product | 03/08/2017 |  | 03/08/2017
York | Guardian | RGF19100CE20MP11 | Natural Gas | Induced Draft | False | False | 1 | False | Horizontal |  | None | Condensing | Single-Stage |  | 0.75 | Premium |  | 100000 | 95000 |  |  | 97700 | 833 | 95.5 | 78 | [8 empty] | Federally-Regulated Consumer Product | 03/08/2017 |  | 03/08/2017
York | Luxaire | TPLC060A12MP12 | LPG | Induced Draft | False | False | 1 | False | Down |  | None | Non-Condensing | Step Modulating |  | 0.5 | Premium |  | 60000 | 47000 |  |  | 58100 | 167 | 80 | 78 | [8 empty] | Federally-Regulated Consumer Product | 03/08/2017 |  | 03/08/2017
York | York | TM9X100C16MP11 | LPG | Induced Draft | False | False | 1 | False | Up | None | None | Condensing | Single-Stage | Multiple-Speed | 0.5 | Premium |  | 100000 | 95000 | 1570 | 464 | 98400 | 638 | 95.5 | 78 | [8 empty] | Federally-Regulated Consumer Product | 03/08/2017 |  | 03/08/2017
York | Guardian | GG9S040A08MP11 | Natural Gas | Induced Draft | False | False | 1 | False | Up | None | None | Condensing | Single-Stage | Multiple-Speed | 0.5 | Standard |  | 40000 | 39000 | 950 | 581 | 31900 | 458 | 95.5 | 78 | [8 empty] | Federally-Regulated Consumer Product | 03/08/2017 |  | 03/08/2017
York | Evcon | TG8S100B12MP11 | LPG | Induced Draft | False | False | 1 | False | Up | None | None | Non-Condensing | Single-Stage | Multiple-Speed | 0.33 | Standard |  | 100000 | 80000 | 1223 | 614 | 96100 | 935 | 80 | 78 | [8 empty] | Federally-Regulated Consumer Product | 03/08/2017 |  | 03/08/2017
York | Luxaire | TP9C100C16MP12 | LPG | Induced Draft | False | False | 1 | False | Down |  | None | Condensing | Step Modulating |  | 0.75 | Premium |  | 100000 | 97000 |  |  | 96500 | 536 | 97.7 | 78 | [8 empty] | Federally-Regulated Consumer Product | 03/08/2017 |  | 03/08/2017
York | Coleman | D6HQ030D05606NX | Natural Gas | Induced Draft | False | True | 1 | False | Down |  | None | Non-Condensing | Two-Stage Modulating |  | 0.75 | Premium |  | 70000 | 56000 |  |  | 55700 | 252 | 80 | 78 | [8 empty] | Federally-Regulated Consumer Product | 03/08/2017 |  | 03/08/2017
York | Evcon | TM9M060B12MP12 | LPG | Induced Draft | False | False | 1 | False | Down |  | None | Condensing | Step Modulating |  | 0.5 | Standard |  | 60000 | 58000 |  |  | 46700 | 716 | 97 | 78 | [8 empty] | Federally-Regulated Consumer Product | 03/08/2017 |  | 03/08/2017
York | Fraser Johnston | D7NQ060N06506NX | Natural Gas | Induced Draft | False | True | 1 | False | Down |  | None | Non-Condensing | Single-Stage |  | 1 | Premium |  | 80000 | 66000 |  |  | 77300 | 424 | 81 | 78 | [8 empty] | Federally-Regulated Consumer Product | 03/08/2017 |  | 03/08/2017
York | Evcon | TP9C060B12MP12 | LPG | Induced Draft | False | False | 1 | False | Down |  | None | Condensing | Step Modulating |  | 0.5 | Premium |  | 60000 | 58000 |  |  | 48400 | 241 | 97.5 | 78 | [8 empty] | Federally-Regulated Consumer Product | 03/08/2017 |  | 03/08/2017
York | Guardian | GG9S130D20MP11 | Natural Gas | Induced Draft | False | False | 1 | False | Down | None | None | Condensing | Single-Stage | Multiple-Speed | 1 | Standard |  | 130000 | 125000 | 2047 | 1198 | 112700 | 1305 | 95.5 | 78 | [8 empty] | Federally-Regulated Consumer Product | 03/08/2017 |  | 03/08/2017
York | York | D6NQ048D11006NX | LPG | Induced Draft | False | True | 1 | False | Down |  | None | Non-Condensing | Two-Stage Modulating |  | 1 | Premium |  | 135000 | 108000 |  |  | 114400 | 300 | 80 | 78 | [8 empty] | Federally-Regulated Consumer Product | 03/08/2017 |  | 03/08/2017
York | Fraser Johnston | D6NQ042D09006NX | Natural Gas | Induced Draft | False | True | 1 | False | Down |  | None | Non-Condensing | Two-Stage Modulating |  | 0.75 | Premium |  | 108000 | 87000 |  |  | 94900 | 259 | 80 | 78 | [8 empty] | Federally-Regulated Consumer Product | 03/08/2017 |  | 03/08/2017
York | York | D6NQ042N09006NX | LPG | Induced Draft | False | True | 1 | False | Down |  | None | Non-Condensing | Single-Stage |  | 1 | Premium |  | 108000 | 87000 |  |  | 94400 | 1124 | 80.6 | 78 | [8 empty] | Federally-Regulated Consumer Product | 03/08/2017 |  | 03/08/2017
York | Luxaire | TGLS060A12MP11 | Natural Gas | Induced Draft | False | False | 1 | False | Down | None | None | Non-Condensing | Single-Stage | Multiple-Speed | 0.33 | Standard |  | 60000 | 48000 | 1275 | 711 | 57400 | 623 | 80 | 78 | [8 empty] | Federally-Regulated Consumer Product | 03/08/2017 |  | 03/08/2017
York | Luxaire | D6NZ042N09006NX | Natural Gas | Induced Draft | False | True | 1 | False | Horizontal |  | None | Non-Condensing | Single-Stage |  | 1 | Premium |  | 108000 | 87000 |  |  | 94400 | 1124 | 80.8 | 78 | [8 empty] | Federally-Regulated Consumer Product | 03/08/2017 |  | 03/08/2017
York | York | D7NQ042N06506NX | LPG | Induced Draft | False | True | 1 | False | Down |  | None | Non-Condensing | Single-Stage |  | 1 | Premium |  | 80000 | 66000 |  |  | 77300 | 424 | 81 | 78 | [8 empty] | Federally-Regulated Consumer Product | 03/08/2017 |  | 03/08/2017
York | York | ZF060*08*1**** | Natural Gas | Induced Draft | False | True | 1 | False | Horizontal |  | None | Non-Condensing | Single-Stage |  | 1.5 | Standard |  | 100000 | 80000 |  |  | 93400 | 1438 | 80.5 | 78 | [8 empty] | Federally-Regulated Consumer Product | 03/08/2017 |  | 03/08/2017
York | Coleman | TG8S040A08MP11 | LPG | Induced Draft | False | False | 1 | False | Up | None | None | Non-Condensing | Single-Stage | Multiple-Speed | 0.2 | Standard |  | 40000 | 32000 | 717 | 489 | 38100 | 444 | 80 | 78 | [8 empty] | Federally-Regulated Consumer Product | 03/08/2017 |  | 03/08/2017
York | Luxaire | X33E[D,T]3******** | Natural Gas | Induced Draft | False | True | 3 | False | Down |  | None | Non-Condensing | Step Modulating |  | 10 | Standard |  | 267000 | 213000 | [6 empty] | 80 | 80 | [6 empty] | Federally-Regulated Commercial & Industrial Equipment | 03/08/2017 |  | 03/08/2017
York | Fraser Johnston | TM8X100C20MP11 | LPG | Induced Draft | False | False | 1 | False | Up |  | None | Non-Condensing | Single-Stage |  | 0.75 | Premium |  | 100000 | 80000 |  |  | 97800 | 568 | 80 | 78 | [8 empty] | Federally-Regulated Consumer Product | 03/08/2017 |  | 03/08/2017
York | Luxaire | X33D[N,S]3******** | LPG | Induced Draft | False | True | 3 | False | Horizontal |  | None | Non-Condensing | Single-Stage |  | 10 | Standard |  | 267000 | 213000 | [6 empty] | 80 | 80 | [6 empty] | Federally-Regulated Commercial & Industrial Equipment | 03/08/2017 |  | 03/08/2017
York | Coleman | MG9S080C16MP11 | Natural Gas | Induced Draft | False | False | 1 | True | Up |  | None | Condensing | Single-Stage |  | 0.75 | Standard |  | 80000 | 78000 |  |  | 80500 | 968 | 95.5 | 75 | [8 empty] | Federally-Regulated Consumer Product | 03/08/2017 |  | 03/08/2017
York | Luxaire | TM8X080B12MP11 | Natural Gas | Induced Draft | False | False | 1 | False | Horizontal |  | None | Non-Condensing | Single-Stage |  | 0.5 | Premium |  | 80000 | 64000 |  |  | 78600 | 379 | 80 | 78 | [8 empty] | Federally-Regulated Consumer Product | 03/08/2017 |  | 03/08/2017
York | Evcon | TP9C080B12MP12 | LPG | Induced Draft | False | False | 1 | False | Down |  | None | Condensing | Step Modulating |  | 0.5 | Premium |  | 80000 | 77000 |  |  | 80800 | 435 | 97.5 | 78 | [8 empty] | Federally-Regulated Consumer Product | 03/08/2017 |  | 03/08/2017
York | York | TPLC100C20MP12 | Natural Gas | Induced Draft | False | False | 1 | False | Down |  | None | Non-Condensing | Step Modulating |  | 1 | Premium |  | 100000 | 78000 |  |  | 97500 | 238 | 80 | 78 | [8 empty] | Federally-Regulated Consumer Product | 03/08/2017 |  | 03/08/2017
York | York | YPLC080C16MP12 | LPG | Induced Draft | False | False | 1 | False | Down |  | None | Non-Condensing | Step Modulating |  | 0.75 | Premium |  | 80000 | 62000 |  |  | 77700 | 199 | 80 | 78 | [8 empty] | Federally-Regulated Consumer Product | 03/08/2017 |  | 03/08/2017
York | Evcon | TG8S120C16MP11 | Natural Gas | Induced Draft | False | False | 1 | False | Down | None | None | Non-Condensing | Single-Stage | Multiple-Speed | 0.5 | Standard |  | 120000 | 96000 | 1600 | 1002 | 115100 | 1166 | 80 | 78 | [8 empty] | Federally-Regulated Consumer Product | 03/08/2017 |  | 03/08/2017
York | Luxaire | TM9E100C20MP11 | Natural Gas | Induced Draft | False | False | 1 | False | Up |  | None | Condensing | Single-Stage |  | 0.75 | Premium |  | 100000 | 96000 |  |  | 99800 | 410 | 95 | 78 | [8 empty] | Federally-Regulated Consumer Product | 03/08/2017 |  | 03/08/2017
York | York | D6HQ060D11006NX | Natural Gas | Induced Draft | False | True | 1 | False | Down |  | None | Non-Condensing | Two-Stage Modulating |  | 1 | Premium |  | 135000 | 108000 |  |  | 114400 | 300 | 80 | 78 | [8 empty] | Federally-Regulated Consumer Product | 03/08/2017 |  | 03/08/2017
York | Coleman | D6NZ042N09006NX | LPG | Induced Draft | False | True | 1 | False | Down |  | None | Non-Condensing | Single-Stage |  | 1 | Premium |  | 108000 | 87000 |  |  | 94400 | 1124 | 80.8 | 78 | [8 empty] | Federally-Regulated Consumer Product | 03/08/2017 |  | 03/08/2017
York | Guardian | RGF19080BE12MP11 | LPG | Induced Draft | False | False | 1 | False | Horizontal |  | None | Condensing | Single-Stage |  | 0.5 | Premium |  | 80000 | 76000 |  |  | 65700 | 408 | 95.5 | 78 | [8 empty] | Federally-Regulated Consumer Product | 03/08/2017 |  | 03/08/2017
York | York | D7NQ030N03606NX | LPG | Induced Draft | False | True | 1 | False | Horizontal |  | None | Non-Condensing | Single-Stage |  | 0.75 | Premium |  | 45000 | 37000 |  |  | 38700 | 212 | 81 | 78 | [8 empty] | Federally-Regulated Consumer Product | 03/08/2017 |  | 03/08/2017
York | Luxaire | X33B[D,T]5******** | Natural Gas | Induced Draft | False | True | 3 | False | Down |  | None | Non-Condensing | Step Modulating |  | 10 | Standard |  | 533000 | 426000 | [6 empty] | 80 | 80 | [6 empty] | Federally-Regulated Commercial & Industrial Equipment | 03/08/2017 |  | 03/08/2017
York | Coleman | TP9C120D20MP12 | Natural Gas | Induced Draft | False | False | 1 | False | Up |  | None | Condensing | Step Modulating |  | 1 | Premium |  | 120000 | 116000 |  |  | 112400 | 597 | 98 | 78 | [8 empty] | Federally-Regulated Consumer Product | 03/08/2017 |  | 03/08/2017
York | Evcon | TG9S120D16MP11 | LPG | Induced Draft | False | False | 1 | False | Up | None | None | Condensing | Single-Stage | Multiple-Speed | 0.75 | Standard |  | 120000 | 116000 | 1805 | 876 | 113200 | 1185 | 95.5 | 78 | [8 empty] | Federally-Regulated Consumer Product | 03/08/2017 |  | 03/08/2017
York | Evcon | RGF19080CP16MP11 | Natural Gas | Induced Draft | False | False | 1 | False | Horizontal |  | None | Condensing | Single-Stage |  | 0.75 | Standard |  | 80000 | 78000 |  |  | 80500 | 968 | 95.5 | 78 | [8 empty] | Federally-Regulated Consumer Product | 03/08/2017 |  | 03/08/2017
York | Coleman | D7NX036N06506NX | Natural Gas | Induced Draft | False | True | 1 | False | Down |  | None | Non-Condensing | Single-Stage |  | 1 | Premium |  | 80000 | 66000 |  |  | 77300 | 424 | 81 | 78 | [8 empty] | Federally-Regulated Consumer Product | 03/08/2017 |  | 03/08/2017
York | York | TM9E120D20MP11 | Natural Gas | Induced Draft | False | False | 1 | False | Horizontal |  | None | Condensing | Single-Stage |  | 0.75 | Premium |  | 120000 | 114000 |  |  | 115900 | 624 | 95 | 78 | [8 empty] | Federally-Regulated Consumer Product | 03/08/2017 |  | 03/08/2017
York | Johnson Controls | T33D[N,S]3******** | Natural Gas | Induced Draft | False | True | 3 | False | Horizontal |  | None | Non-Condensing | Single-Stage |  | 10 | Standard |  | 267000 | 213000 | [6 empty] | 80 | 80 | [6 empty] | Federally-Regulated Commercial & Industrial Equipment | 03/08/2017 |  | 03/08/2017
York | York | D7NQ024N03606NX | LPG | Induced Draft | False | True | 1 | False | Horizontal |  | None | Non-Condensing | Single-Stage |  | 0.5 | Premium |  | 45000 | 37000 |  |  | 38700 | 201 | 81 | 78 | [8 empty] | Federally-Regulated Consumer Product | 03/08/2017 |  | 03/08/2017
York | Johnson Controls | H33D[D,T]3******** | LPG | Induced Draft | False | True | 3 | False | Down |  | None | Non-Condensing | Step Modulating |  | 10 | Standard |  | 267000 | 213000 | [6 empty] | 80 | 80 | [6 empty] | Federally-Regulated Commercial & Industrial Equipment | 03/08/2017 |  | 03/08/2017
York | Luxaire | TM8V080B12MP11 | Natural Gas | Induced Draft | False | False | 1 | False | Down |  | None | Non-Condensing | Two-Stage Modulating |  | 0.5 | Premium |  | 80000 | 63000 |  |  | 75800 | 315 | 80 | 78 | [8 empty] | Federally-Regulated Consumer Product | 03/08/2017 |  | 03/08/2017
York | Evcon | D6NX024N05606NX | Natural Gas | Induced Draft | False | True | 1 | False | Horizontal |  | None | Non-Condensing | Single-Stage |  | 0.5 | Premium |  | 70000 | 56000 |  |  | 56700 | 764 | 80.2 | 78 | [8 empty] | Federally-Regulated Consumer Product | 03/08/2017 |  | 03/08/2017
York | Luxaire | D6NZ030D05606NX | LPG | Induced Draft | False | True | 1 | False | Down |  | None | Non-Condensing | Two-Stage Modulating |  | 0.75 | Premium |  | 70000 | 56000 |  |  | 55700 | 252 | 80 | 78 | [8 empty] | Federally-Regulated Consumer Product | 03/08/2017 |  | 03/08/2017
York | York | TG9S100C20MP11 | Natural Gas | Induced Draft | False | False | 1 | False | Horizontal | None | None | Condensing | Single-Stage | Multiple-Speed | 1 | Standard |  | 100000 | 97000 | 1934 | 1183 | 96600 | 1118 | 95.5 | 78 | [8 empty] | Federally-Regulated Consumer Product | 03/08/2017 |  | 03/08/2017
York | Evcon | TM8V100C20MP11 | LPG | Induced Draft | False | False | 1 | False | Down |  | None | Non-Condensing | Two-Stage Modulating |  | 1 | Premium |  | 100000 | 80000 |  |  | 95200 | 380 | 80 | 78 | [8 empty] | Federally-Regulated Consumer Product | 03/08/2017 |  | 03/08/2017
York | Luxaire | TGLS080B12MP11 | Natural Gas | Induced Draft | False | False | 1 | False | Horizontal | None | None | Non-Condensing | Single-Stage | Multiple-Speed | 0.33 | Standard |  | 80000 | 64000 | 1195 | 620 | 76700 | 793 | 80 | 78 | [8 empty] | Federally-Regulated Consumer Product | 03/08/2017 |  | 03/08/2017
York | Coleman | TM9X100C20MP11 | LPG | Induced Draft | False | False | 1 | False | Horizontal | None | None | Condensing | Single-Stage | Multiple-Speed | 0.75 | Premium |  | 100000 | 95000 | 1989 | 660 | 97700 | 833 | 95.5 | 78 | [8 empty] | Federally-Regulated Consumer Product | 03/08/2017 |  | 03/08/2017
York | Coleman | CP9C060B12MP12 | Natural Gas | Induced Draft | False | False | 1 | False | Down |  | None | Condensing | Step Modulating |  | 0.5 | Premium |  | 60000 | 58000 |  |  | 48400 | 241 | 97.5 | 78 | [8 empty] | Federally-Regulated Consumer Product | 03/08/2017 |  | 03/08/2017
York | Evcon | D6NX036N06506NX | LPG | Induced Draft | False | True | 1 | False | Horizontal |  | None | Non-Condensing | Single-Stage |  | 1 | Premium |  | 80000 | 64000 |  |  | 74700 | 1140 | 80.6 | 78 | [8 empty] | Federally-Regulated Consumer Product | 03/08/2017 |  | 03/08/2017
York | Coleman | D7NQ048N06506NX | Natural Gas | Induced Draft | False | True | 1 | False | Down |  | None | Non-Condensing | Single-Stage |  | 1 | Premium |  | 80000 | 66000 |  |  | 77300 | 424 | 81 | 78 | [8 empty] | Federally-Regulated Consumer Product | 03/08/2017 |  | 03/08/2017
York | Fraser Johnston | D7HQ042D09006NX | Natural Gas | Induced Draft | False | True | 1 | False | Horizontal |  | None | Non-Condensing | Two-Stage Modulating |  | 1 | Premium |  | 108000 | 89000 |  |  | 94500 | 338 | 81 | 78 | [8 empty] | Federally-Regulated Consumer Product | 03/08/2017 |  | 03/08/2017
York | Evcon | D6NZ042D09006NX | LPG | Induced Draft | False | True | 1 | False | Down |  | None | Non-Condensing | Two-Stage Modulating |  | 0.75 | Premium |  | 108000 | 87000 |  |  | 95300 | 362 | 80 | 78 | [8 empty] | Federally-Regulated Consumer Product | 03/08/2017 |  | 03/08/2017
York | Evcon | RGF19100CP20MP11 | Natural Gas | Induced Draft | False | False | 1 | False | Up |  | None | Condensing | Single-Stage |  | 1 | Standard |  | 100000 | 97000 |  |  | 96600 | 1161 | 95.5 | 78 | [8 empty] | Federally-Regulated Consumer Product | 03/08/2017 |  | 03/08/2017
York | York | YP9C060B12MP12 | Natural Gas | Induced Draft | False | False | 1 | False | Horizontal |  | None | Condensing | Step Modulating |  | 0.5 | Premium |  | 60000 | 58000 |  |  | 48400 | 241 | 97.5 | 78 | [8 empty] | Federally-Regulated Consumer Product | 03/08/2017 |  | 03/08/2017
York | Coleman | D6NQ030N05606NX | Natural Gas | Induced Draft | False | True | 1 | False | Down |  | None | Non-Condensing | Single-Stage |  | 0.75 | Premium |  | 70000 | 56000 |  |  | 56700 | 764 | 80.5 | 78 | [8 empty] | Federally-Regulated Consumer Product | 03/08/2017 |  | 03/08/2017
York | Fraser Johnston | D7NQ024N03606NX | Natural Gas | Induced Draft | False | True | 1 | False | Down |  | None | Non-Condensing | Single-Stage |  | 0.5 | Premium |  | 45000 | 37000 |  |  | 38700 | 201 | 81 | 78 | [8 empty] | Federally-Regulated Consumer Product | 03/08/2017 |  | 03/08/2017
York | Coleman | TG9S130D20MP11 | Natural Gas | Induced Draft | False | False | 1 | False | Up | None | None | Condensing | Single-Stage | Multiple-Speed | 1 | Standard |  | 130000 | 125000 | 2047 | 1198 | 112700 | 1305 | 95.5 | 78 | [8 empty] | Federally-Regulated Consumer Product | 03/08/2017 |  | 03/08/2017
York | Luxaire | TGLS120C16MP11 | LPG | Induced Draft | False | False | 1 | False | Down | None | None | Non-Condensing | Single-Stage | Multiple-Speed | 0.5 | Standard |  | 120000 | 96000 | 1600 | 1002 | 115100 | 1166 | 80 | 78 | [8 empty] | Federally-Regulated Consumer Product | 03/08/2017 |  | 03/08/2017
York | Johnson Controls | S33B[N,S]3******** | LPG | Induced Draft | False | True | 3 | False | Down |  | None | Non-Condensing | Single-Stage |  | 10 | Standard |  | 267000 | 213000 | [6 empty] | 80 | 80 | [6 empty] | Federally-Regulated Commercial & Industrial Equipment | 03/08/2017 |  | 03/08/2017
York | Fraser Johnston | ZK060*08*F**** | LPG | Induced Draft | False | True | 1 | False | Horizontal |  | None | Non-Condensing | Single-Stage |  | 1.5 | Standard |  | 100000 | 80000 |  |  | 93400 | 1438 | 80.5 | 78 | [8 empty] | Federally-Regulated Consumer Product | 03/08/2017 |  | 03/08/2017
York | Coleman | TM8X100C16MP11 | LPG | Induced Draft | False | False | 1 | False | Horizontal |  | None | Non-Condensing | Single-Stage |  | 0.5 | Premium |  | 100000 | 80000 |  |  | 98400 | 431 | 80 | 78 | [8 empty] | Federally-Regulated Consumer Product | 03/08/2017 |  | 03/08/2017
York | Evcon | TM9M100C16MP12 | LPG | Induced Draft | False | False | 1 | False | Up |  | None | Condensing | Step Modulating |  | 0.75 | Standard |  | 100000 | 97000 |  |  | 93000 | 1500 | 97 | 78 | [8 empty] | Federally-Regulated Consumer Product | 03/08/2017 |  | 03/08/2017
York | York | TGLS080C22MP11 | Natural Gas | Induced Draft | False | False | 1 | False | Down | None | None | Non-Condensing | Single-Stage | Multiple-Speed | 1 | Standard |  | 80000 | 64000 | 2448 | 1263 | 74800 | 1234 | 80 | 78 | [8 empty] | Federally-Regulated Consumer Product | 03/08/2017 |  | 03/08/2017
York | Coleman | TG9S130D20MP11 | Natural Gas | Induced Draft | False | False | 1 | False | Down | None | None | Condensing | Single-Stage | Multiple-Speed | 1 | Standard |  | 130000 | 125000 | 2047 | 1198 | 112700 | 1305 | 95.5 | 78 | [8 empty] | Federally-Regulated Consumer Product | 03/08/2017 |  | 03/08/2017
York | Evcon | TM9X080C16MP11 | Natural Gas | Induced Draft | False | False | 1 | False | Horizontal | None | None | Condensing | Single-Stage | Multiple-Speed | 0.5 | Premium |  | 80000 | 76000 | 1558 | 457 | 65200 | 513 | 95.5 | 78 | [8 empty] | Federally-Regulated Consumer Product | 03/08/2017 |  | 03/08/2017
York | Coleman | D6NQ048N11006NX | LPG | Induced Draft | False | True | 1 | False | Horizontal |  | None | Non-Condensing | Single-Stage |  | 1 | Premium |  | 135000 | 108000 |  |  | 114000 | 1275 | 80.5 | 78 | [8 empty] | Federally-Regulated Consumer Product | 03/08/2017 |  | 03/08/2017
York | Guardian | GGLS100B12MP11 | Natural Gas | Induced Draft | False | False | 1 | False | Down | None | None | Non-Condensing | Single-Stage | Multiple-Speed | 0.33 | Standard |  | 100000 | 80000 | 1223 | 614 | 96100 | 935 | 80 | 78 | [8 empty] | Federally-Regulated Consumer Product | 03/08/2017 |  | 03/08/2017
York | Fraser Johnston | D6NZ024N03606NX | LPG | Induced Draft | False | True | 1 | False | Horizontal |  | None | Non-Condensing | Single-Stage |  | 0.5 | Premium |  | 45000 | 36000 |  |  | 37900 | 468 | 80.2 | 78 | [8 empty] | Federally-Regulated Consumer Product | 03/08/2017 |  | 03/08/2017
York | Fraser Johnston | D7NQ060D09006NX | LPG | Induced Draft | False | True | 1 | False | Horizontal |  | None | Non-Condensing | Two-Stage Modulating |  | 1 | Premium |  | 108000 | 89000 |  |  | 94500 | 338 | 81 | 78 | [8 empty] | Federally-Regulated Consumer Product | 03/08/2017 |  | 03/08/2017
York | Evcon | D6NQ060N09006NX | Natural Gas | Induced Draft | False | True | 1 | False | Down |  | None | Non-Condensing | Single-Stage |  | 1 | Premium |  | 108000 | 87000 |  |  | 93400 | 1313 | 80.6 | 78 | [8 empty] | Federally-Regulated Consumer Product | 03/08/2017 |  | 03/08/2017
York | Evcon | TM8X080C16MP11 | Natural Gas | Induced Draft | False | False | 1 | False | Horizontal |  | None | Non-Condensing | Single-Stage |  | 0.5 | Premium |  | 80000 | 64000 |  |  | 78300 | 444 | 80 | 78 | [8 empty] | Federally-Regulated Consumer Product | 03/08/2017 |  | 03/08/2017
York | Fraser Johnston | D6NQ060N06506NX | Natural Gas | Induced Draft | False | True | 1 | False | Horizontal |  | None | Non-Condensing | Single-Stage |  | 1 | Premium |  | 80000 | 64000 |  |  | 75500 | 910 | 80.8 | 78 | [8 empty] | Federally-Regulated Consumer Product | 03/08/2017 |  | 03/08/2017
York | York | D7NQ060N09006NX | LPG | Induced Draft | False | True | 1 | False | Down |  | None | Non-Condensing | Single-Stage |  | 1 | Premium |  | 108000 | 88000 |  |  | 96900 | 467 | 81 | 78 | [8 empty] | Federally-Regulated Consumer Product | 03/08/2017 |  | 03/08/2017
York | Coleman | TGLS100C20MP11 | LPG | Induced Draft | False | False | 1 | False | Horizontal | None | None | Non-Condensing | Single-Stage | Multiple-Speed | 1 | Standard |  | 100000 | 80000 | 2478 | 1307 | 95100 | 1178 | 80 | 78 | [8 empty] | Federally-Regulated Consumer Product | 03/08/2017 |  | 03/08/2017
York | York | TM8X100C16MP11 | LPG | Induced Draft | False | False | 1 | False | Horizontal |  | None | Non-Condensing | Single-Stage |  | 0.5 | Premium |  | 100000 | 80000 |  |  | 98400 | 431 | 80 | 78 | [8 empty] | Federally-Regulated Consumer Product | 03/08/2017 |  | 03/08/2017
York | Evcon | TM8X080C16MP11 | LPG | Induced Draft | False | False | 1 | False | Horizontal |  | None | Non-Condensing | Single-Stage |  | 0.5 | Premium |  | 80000 | 64000 |  |  | 78300 | 444 | 80 | 78 | [8 empty] | Federally-Regulated Consumer Product | 03/08/2017 |  | 03/08/2017
York | Fraser Johnston | D6NZ048N09006NX | LPG | Induced Draft | False | True | 1 | False | Down |  | None | Non-Condensing | Single-Stage |  | 1 | Premium |  | 108000 | 87000 |  |  | 93800 | 1315 | 80.9 | 78 | [8 empty] | Federally-Regulated Consumer Product | 03/08/2017 |  | 03/08/2017
York | Luxaire | TG9S100C16MP11 | LPG | Induced Draft | False | False | 1 | False | Down | None | None | Condensing | Single-Stage | Multiple-Speed | 0.75 | Standard |  | 100000 | 97000 | 1706 | 819 | 96500 | 1156 | 95.5 | 78 | [8 empty] | Federally-Regulated Consumer Product | 03/08/2017 |  | 03/08/2017
York | Luxaire | TMLT080B12MP11 | LPG | Induced Draft | False | False | 1 | False | Up |  | None | Non-Condensing | Two-Stage Modulating |  | 0.33 | Standard |  | 80000 | 63000 |  |  | 77700 | 568 | 80 | 78 | [8 empty] | Federally-Regulated Consumer Product | 03/08/2017 |  | 03/08/2017
York | Fraser Johnston | TM8X060A12MP11 | LPG | Induced Draft | False | False | 1 | False | Up |  | None | Non-Condensing | Single-Stage |  | 0.5 | Premium |  | 60000 | 48000 |  |  | 59100 | 243 | 80 | 78 | [8 empty] | Federally-Regulated Consumer Product | 03/08/2017 |  | 03/08/2017
York | Evcon | TG9S120D16MP11 | Natural Gas | Induced Draft | False | False | 1 | False | Up | None | None | Condensing | Single-Stage | Multiple-Speed | 0.75 | Standard |  | 120000 | 116000 | 1805 | 876 | 113200 | 1185 | 95.5 | 78 | [8 empty] | Federally-Regulated Consumer Product | 03/08/2017 |  | 03/08/2017
York | Guardian | GGLS130D20MP11 | Natural Gas | Induced Draft | False | False | 1 | False | Down | None | None | Non-Condensing | Single-Stage | Multiple-Speed | 1 | Standard |  | 130000 | 104000 | 2399 | 1324 | 114700 | 1265 | 80 | 78 | [8 empty] | Federally-Regulated Consumer Product | 03/08/2017 |  | 03/08/2017
York | Luxaire | TM9E040A10MP11 | Natural Gas | Induced Draft | False | False | 1 | False | Down |  | None | Condensing | Single-Stage |  | 0.5 | Premium |  | 40000 | 38000 |  |  | 33100 | 195 | 95 | 78 | [8 empty] | Federally-Regulated Consumer Product | 03/08/2017 |  | 03/08/2017
York | York | TPLC080B12MP12 | LPG | Induced Draft | False | False | 1 | False | Horizontal |  | None | Non-Condensing | Step Modulating |  | 0.5 | Premium |  | 80000 | 62000 |  |  | 77900 | 235 | 80 | 78 | [8 empty] | Federally-Regulated Consumer Product | 03/08/2017 |  | 03/08/2017
York | Fraser Johnston | D6HQ036D07206NX | Natural Gas | Induced Draft | False | True | 1 | False | Down |  | None | Non-Condensing | Two-Stage Modulating |  | 0.75 | Premium |  | 90000 | 72000 |  |  | 74700 | 273 | 80 | 78 | [8 empty] | Federally-Regulated Consumer Product | 03/08/2017 |  | 03/08/2017
York | Evcon | TGLS060A12MP11 | Natural Gas | Induced Draft | False | False | 1 | False | Down | None | None | Non-Condensing | Single-Stage | Multiple-Speed | 0.33 | Standard |  | 60000 | 48000 | 1275 | 711 | 57400 | 623 | 80 | 78 | [8 empty] | Federally-Regulated Consumer Product | 03/08/2017 |  | 03/08/2017
York | Johnson Controls | H33A[N,S]3******** | LPG | Induced Draft | False | True | 3 | False | Horizontal |  | None | Non-Condensing | Single-Stage |  | 10 | Standard |  | 267000 | 213000 | [6 empty] | 80 | 80 | [6 empty] | Federally-Regulated Commercial & Industrial Equipment | 03/08/2017 |  | 03/08/2017
York | York | ZR060*08*1**** | LPG | Induced Draft | False | True | 1 | False | Horizontal |  | None | Non-Condensing | Single-Stage |  | 1.5 | Standard |  | 100000 | 80000 |  |  | 93400 | 1438 | 80.5 | 78 | [8 empty] | Federally-Regulated Consumer Product | 03/08/2017 |  | 03/08/2017
York | Fraser Johnston | TGLS120C16MP11 | LPG | Induced Draft | False | False | 1 | False | Horizontal | None | None | Non-Condensing | Single-Stage | Multiple-Speed | 0.5 | Standard |  | 120000 | 96000 | 1600 | 1002 | 115100 | 1166 | 80 | 78 | [8 empty] | Federally-Regulated Consumer Product | 03/08/2017 |  | 03/08/2017
York | York | TM8X100C20MP11 | LPG | Induced Draft | False | False | 1 | False | Up |  | None | Non-Condensing | Single-Stage |  | 0.75 | Premium |  | 100000 | 80000 |  |  | 97800 | 568 | 80 | 78 | [8 empty] | Federally-Regulated Consumer Product | 03/08/2017 |  | 03/08/2017
York | Coleman | TP9C100C20MP12 | Natural Gas | Induced Draft | False | False | 1 | False | Horizontal |  | None | Condensing | Step Modulating |  | 1 | Premium |  | 100000 | 97000 |  |  | 96400 | 558 | 97.7 | 78 | [8 empty] | Federally-Regulated Consumer Product | 03/08/2017 |  | 03/08/2017
York | Luxaire | TM9T080B12MP11 | LPG | Induced Draft | False | False | 1 | False | Down | None | None | Condensing | Two-Stage Modulating | Multiple-Speed | 0.5 | Standard |  | 80000 | 77000 | 1370 | 854 | 81300 | 588 | 96 | 78 | [8 empty] | Federally-Regulated Consumer Product | 03/08/2017 |  | 03/08/2017
York | Coleman | TM9T120D20MP11 | Natural Gas | Induced Draft | False | False | 1 | False | Down | None | None | Condensing | Two-Stage Modulating | Multiple-Speed | 1 | Standard |  | 120000 | 115000 | 1977 | 1190 | 113900 | 801 | 96 | 78 | [8 empty] | Federally-Regulated Consumer Product | 03/08/2017 |  | 03/08/2017
York | Evcon | D6NQ042D09006NX | Natural Gas | Induced Draft | False | True | 1 | False | Down |  | None | Non-Condensing | Two-Stage Modulating |  | 0.75 | Premium |  | 108000 | 87000 |  |  | 94900 | 259 | 80 | 78 | [8 empty] | Federally-Regulated Consumer Product | 03/08/2017 |  | 03/08/2017
York | Evcon | D6NQ042N06506NX | Natural Gas | Induced Draft | False | True | 1 | False | Horizontal |  | None | Non-Condensing | Single-Stage |  | 1 | Premium |  | 80000 | 64000 |  |  | 74700 | 1140 | 80.8 | 78 | [8 empty] | Federally-Regulated Consumer Product | 03/08/2017 |  | 03/08/2017
York | Luxaire | D6NQ030D05606NX | LPG | Induced Draft | False | True | 1 | False | Down |  | None | Non-Condensing | Two-Stage Modulating |  | 0.75 | Premium |  | 70000 | 56000 |  |  | 55700 | 252 | 80 | 78 | [8 empty] | Federally-Regulated Consumer Product | 03/08/2017 |  | 03/08/2017
York | Luxaire | TM9V060B12MP11 | Natural Gas | Induced Draft | False | False | 1 | False | Horizontal | None | None | Condensing | Two-Stage Modulating | Variable-Speed | 0.5 | Premium | 60 | 60000 | 58000 | 1343 | 456 | 47800 | 284 | 96 | 78 | [8 empty] | Federally-Regulated Consumer Product | 03/08/2017 |  | 03/08/2017
York | Guardian | GGLS120C16MP11 | Natural Gas | Induced Draft | False | False | 1 | False | Horizontal | None | None | Non-Condensing | Single-Stage | Multiple-Speed | 0.5 | Standard |  | 120000 | 96000 | 1600 | 1002 | 115100 | 1166 | 80 | 78 | [8 empty] | Federally-Regulated Consumer Product | 03/08/2017 |  | 03/08/2017
York | Evcon | TG9S100C20MP11 | Natural Gas | Induced Draft | False | False | 1 | False | Up | None | None | Condensing | Single-Stage | Multiple-Speed | 1 | Standard |  | 100000 | 97000 | 1934 | 1183 | 96600 | 1118 | 95.5 | 78 | [8 empty] | Federally-Regulated Consumer Product | 03/08/2017 |  | 03/08/2017
York | Guardian | GG8S080B12MP11 | LPG | Induced Draft | False | False | 1 | False | Down | None | None | Non-Condensing | Single-Stage | Multiple-Speed | 0.33 | Standard |  | 80000 | 64000 | 1195 | 620 | 76700 | 793 | 80 | 78 | [8 empty] | Federally-Regulated Consumer Product | 03/08/2017 |  | 03/08/2017
York | Fraser Johnston | TGLS100C20MP11 | Natural Gas | Induced Draft | False | False | 1 | False | Horizontal | None | None | Non-Condensing | Single-Stage | Multiple-Speed | 1 | Standard |  | 100000 | 80000 | 2478 | 1307 | 95100 | 1178 | 80 | 78 | [8 empty] | Federally-Regulated Consumer Product | 03/08/2017 |  | 03/08/2017
York | Fraser Johnston | TG8S080C16MP11 | Natural Gas | Induced Draft | False | False | 1 | False | Up | None | None | Non-Condensing | Single-Stage | Multiple-Speed | 0.5 | Standard |  | 80000 | 64000 | 1602 | 1069 | 75100 | 1168 | 80 | 78 | [8 empty] | Federally-Regulated Consumer Product | 03/08/2017 |  | 03/08/2017
York | Luxaire | TM8X100C20MP11 | LPG | Induced Draft | False | False | 1 | False | Up |  | None | Non-Condensing | Single-Stage |  | 0.75 | Premium |  | 100000 | 80000 |  |  | 97800 | 568 | 80 | 78 | [8 empty] | Federally-Regulated Consumer Product | 03/08/2017 |  | 03/08/2017
York | Evcon | D6NQ060N11006NX | Natural Gas | Induced Draft | False | True | 1 | False | Down |  | None | Non-Condensing | Single-Stage |  | 1 | Premium |  | 135000 | 108000 |  |  | 115300 | 1073 | 80.2 | 78 | [8 empty] | Federally-Regulated Consumer Product | 03/08/2017 |  | 03/08/2017
York | Guardian | RGF1L100CE20MP11 | LPG | Induced Draft | False | False | 1 | False | Horizontal |  | None | Non-Condensing | Single-Stage |  | 0.75 | Premium |  | 100000 | 80000 |  |  | 97800 | 568 | 80 | 78 | [8 empty] | Federally-Regulated Consumer Product | 03/08/2017 |  | 03/08/2017
York | Evcon | RGF19100CE16MP12 | LPG | Induced Draft | False | False | 1 | False | Down |  | None | Condensing | Single-Stage |  | 0.5 | Premium |  | 100000 | 96000 |  |  | 99600 | 463 | 95 | 78 | [8 empty] | Federally-Regulated Consumer Product | 03/08/2017 |  | 03/08/2017
York | Coleman | TG8S120C16MP11 | LPG | Induced Draft | False | False | 1 | False | Horizontal | None | None | Non-Condensing | Single-Stage | Multiple-Speed | 0.5 | Standard |  | 120000 | 96000 | 1600 | 1002 | 115100 | 1166 | 80 | 78 | [8 empty] | Federally-Regulated Consumer Product | 03/08/2017 |  | 03/08/2017
York | Evcon | D6NQ024D05606NX | Natural Gas | Induced Draft | False | True | 1 | False | Horizontal |  | None | Non-Condensing | Two-Stage Modulating |  | 0.5 | Premium |  | 70000 | 56000 |  |  | 57600 | 151 | 80 | 78 | [8 empty] | Federally-Regulated Consumer Product | 03/08/2017 |  | 03/08/2017
York | York | D7NY060D11006NX | LPG | Induced Draft | False | True | 1 | False | Horizontal |  | None | Non-Condensing | Two-Stage Modulating |  | 1 | Premium |  | 135000 | 110000 |  |  | 112900 | 413 | 81 | 78 | [8 empty] | Federally-Regulated Consumer Product | 03/08/2017 |  | 03/08/2017
York | York | Z33D[D,T]3******** | Natural Gas | Induced Draft | False | True | 3 | False | Down |  | None | Non-Condensing | Step Modulating |  | 10 | Standard |  | 267000 | 213000 | [6 empty] | 80 | 80 | [6 empty] | Federally-Regulated Commercial & Industrial Equipment | 03/08/2017 |  | 03/08/2017
York | York | D6NZ048N09006NX | LPG | Induced Draft | False | True | 1 | False | Horizontal |  | None | Non-Condensing | Single-Stage |  | 1 | Premium |  | 108000 | 87000 |  |  | 93800 | 1315 | 80.9 | 78 | [8 empty] | Federally-Regulated Consumer Product | 03/08/2017 |  | 03/08/2017
York | Guardian | GG9S060A10MP11 | LPG | Induced Draft | False | False | 1 | False | Horizontal | None | None | Condensing | Single-Stage | Multiple-Speed | 0.5 | Standard |  | 60000 | 58000 | 1103 | 769 | 47900 | 674 | 95.5 | 78 | [8 empty] | Federally-Regulated Consumer Product | 03/08/2017 |  | 03/08/2017
York | Fraser Johnston | ZK036*08*F**** | Natural Gas | Induced Draft | False | True | 1 | False | Horizontal |  | None | Non-Condensing | Single-Stage |  | 1.5 | Standard |  | 100000 | 80000 |  |  | 93400 | 1438 | 80.5 | 78 | [8 empty] | Federally-Regulated Consumer Product | 03/08/2017 |  | 03/08/2017
York | Coleman | D7NQ042N09006NX | LPG | Induced Draft | False | True | 1 | False | Down |  | None | Non-Condensing | Single-Stage |  | 1 | Premium |  | 108000 | 88000 |  |  | 96900 | 467 | 81 | 78 | [8 empty] | Federally-Regulated Consumer Product | 03/08/2017 |  | 03/08/2017
York | Evcon | RGF19060BE12MP12 | LPG | Induced Draft | False | False | 1 | False | Horizontal |  | None | Condensing | Single-Stage |  | 0.5 | Premium |  | 60000 | 57000 |  |  | 49600 | 284 | 95 | 78 | [8 empty] | Federally-Regulated Consumer Product | 03/08/2017 |  | 03/08/2017
York | Luxaire | TM9M120D20MP12 | LPG | Induced Draft | False | False | 1 | False | Horizontal |  | None | Condensing | Step Modulating |  | 1 | Standard |  | 120000 | 116000 |  |  | 111200 | 1144 | 97 | 78 | [8 empty] | Federally-Regulated Consumer Product | 03/08/2017 |  | 03/08/2017
York | York | TM8X120C20MP11 | LPG | Induced Draft | False | False | 1 | False | Horizontal |  | None | Non-Condensing | Single-Stage |  | 0.75 | Premium |  | 120000 | 96000 |  |  | 117500 | 635 | 80 | 78 | [8 empty] | Federally-Regulated Consumer Product | 03/08/2017 |  | 03/08/2017
York | Coleman | D6NQ048N06506NX | Natural Gas | Induced Draft | False | True | 1 | False | Horizontal |  | None | Non-Condensing | Single-Stage |  | 1 | Premium |  | 80000 | 64000 |  |  | 73900 | 1250 | 80.8 | 78 | [8 empty] | Federally-Regulated Consumer Product | 03/08/2017 |  | 03/08/2017
York | Evcon | ZS048*06*F**** | LPG | Induced Draft | False | True | 1 | False | Horizontal |  | None | Non-Condensing | Single-Stage |  | 1.5 | Standard |  | 75000 | 60000 |  |  | 57700 | 396 | 80.9 | 78 | [8 empty] | Federally-Regulated Consumer Product | 03/08/2017 |  | 03/08/2017
York | Coleman | TM8X060A12MP11 | Natural Gas | Induced Draft | False | False | 1 | False | Down |  | None | Non-Condensing | Single-Stage |  | 0.5 | Premium |  | 60000 | 48000 |  |  | 59100 | 243 | 80 | 78 | [8 empty] | Federally-Regulated Consumer Product | 03/08/2017 |  | 03/08/2017
York | Guardian | RGF19060BP12MP11 | LPG | Induced Draft | False | False | 1 | False | Up |  | None | Condensing | Single-Stage |  | 0.5 | Standard |  | 60000 | 58000 |  |  | 48100 | 650 | 95.5 | 78 | [8 empty] | Federally-Regulated Consumer Product | 03/08/2017 |  | 03/08/2017
York | Coleman | TMLX080B12MP11 | Natural Gas | Induced Draft | False | False | 1 | False | Down |  | None | Non-Condensing | Single-Stage |  | 0.5 | Premium |  | 80000 | 64000 |  |  | 78600 | 379 | 80 | 78 | [8 empty] | Federally-Regulated Consumer Product | 03/08/2017 |  | 03/08/2017
York | Luxaire | LPLC100C16MP12 | Natural Gas | Induced Draft | False | False | 1 | False | Down |  | None | Non-Condensing | Step Modulating |  | 0.75 | Premium |  | 100000 | 78000 |  |  | 97300 | 253 | 80 | 78 | [8 empty] | Federally-Regulated Consumer Product | 03/08/2017 |  | 03/08/2017
York | York | D7NQ060N11006NX | Natural Gas | Induced Draft | False | True | 1 | False | Horizontal |  | None | Non-Condensing | Single-Stage |  | 1 | Premium |  | 135000 | 109000 |  |  | 116700 | 462 | 81 | 78 | [8 empty] | Federally-Regulated Consumer Product | 03/08/2017 |  | 03/08/2017
York | Coleman | ZS048*10*F**** | Natural Gas | Induced Draft | False | True | 1 | False | Horizontal |  | None | Non-Condensing | Single-Stage |  | 1.5 | Standard |  | 125000 | 100000 |  |  | 117500 | 510 | 80.3 | 78 | [8 empty] | Federally-Regulated Consumer Product | 03/08/2017 |  | 03/08/2017
York | Luxaire | LPLC100C20MP12 | Natural Gas | Induced Draft | False | False | 1 | False | Horizontal |  | None | Non-Condensing | Step Modulating |  | 1 | Premium |  | 100000 | 78000 |  |  | 97500 | 238 | 80 | 78 | [8 empty] | Federally-Regulated Consumer Product | 03/08/2017 |  | 03/08/2017
York | Evcon | TP9C080C16MP12 | LPG | Induced Draft | False | False | 1 | False | Up |  | None | Condensing | Step Modulating |  | 0.75 | Premium |  | 80000 | 78000 |  |  | 80600 | 460 | 97.7 | 78 | [8 empty] | Federally-Regulated Consumer Product | 03/08/2017 |  | 03/08/2017
York | Coleman | TGLS060A12MP11 | Natural Gas | Induced Draft | False | False | 1 | False | Horizontal | None | None | Non-Condensing | Single-Stage | Multiple-Speed | 0.33 | Standard |  | 60000 | 48000 | 1275 | 711 | 57400 | 623 | 80 | 78 | [8 empty] | Federally-Regulated Consumer Product | 03/08/2017 |  | 03/08/2017
York | Luxaire | D7NQ048D11006NX | Natural Gas | Induced Draft | False | True | 1 | False | Down |  | None | Non-Condensing | Two-Stage Modulating |  | 1 | Premium |  | 135000 | 110000 |  |  | 112900 | 413 | 81 | 78 | [8 empty] | Federally-Regulated Consumer Product | 03/08/2017 |  | 03/08/2017
York | Coleman | D7HQ048D09006NX | Natural Gas | Induced Draft | False | True | 1 | False | Horizontal |  | None | Non-Condensing | Two-Stage Modulating |  | 1 | Premium |  | 108000 | 89000 |  |  | 94500 | 338 | 81 | 78 | [8 empty] | Federally-Regulated Consumer Product | 03/08/2017 |  | 03/08/2017
York | Luxaire | TM9T120D20MP11 | LPG | Induced Draft | False | False | 1 | False | Down | None | None | Condensing | Two-Stage Modulating | Multiple-Speed | 1 | Standard |  | 120000 | 115000 | 1977 | 1190 | 113900 | 801 | 96 | 78 | [8 empty] | Federally-Regulated Consumer Product | 03/08/2017 |  | 03/08/2017
York | Fraser Johnston | D6NZ060N06506NX | Natural Gas | Induced Draft | False | True | 1 | False | Down |  | None | Non-Condensing | Single-Stage |  | 1 | Premium |  | 80000 | 64000 |  |  | 75500 | 910 | 80.7 | 78 | [8 empty] | Federally-Regulated Consumer Product | 03/08/2017 |  | 03/08/2017
York | York | Z33A[D,T]3******** | LPG | Induced Draft | False | True | 3 | False | Horizontal |  | None | Non-Condensing | Step Modulating |  | 10 | Standard |  | 267000 | 213000 | [6 empty] | 80 | 80 | [6 empty] | Federally-Regulated Commercial & Industrial Equipment | 03/08/2017 |  | 03/08/2017
York | Fraser Johnston | D6NQ030N03606NX | Natural Gas | Induced Draft | False | True | 1 | False | Down |  | None | Non-Condensing | Single-Stage |  | 0.75 | Premium |  | 45000 | 36000 |  |  | 37900 | 468 | 80.5 | 78 | [8 empty] | Federally-Regulated Consumer Product | 03/08/2017 |  | 03/08/2017
York | Evcon | RGF19040AP08MP11 | Natural Gas | Induced Draft | False | False | 1 | False | Down |  | None | Condensing | Single-Stage |  | 0.5 | Standard |  | 40000 | 39000 |  |  | 31900 | 482 | 95.5 | 78 | [8 empty] | Federally-Regulated Consumer Product | 03/08/2017 |  | 03/08/2017
York | Guardian | RGF19060BE12MP12 | Natural Gas | Induced Draft | False | False | 1 | False | Horizontal |  | None | Condensing | Single-Stage |  | 0.5 | Premium |  | 60000 | 57000 |  |  | 49600 | 284 | 95 | 78 | [8 empty] | Federally-Regulated Consumer Product | 03/08/2017 |  | 03/08/2017
York | Fraser Johnston | TPLC060A12MP12 | LPG | Induced Draft | False | False | 1 | False | Up |  | None | Non-Condensing | Step Modulating |  | 0.5 | Premium |  | 60000 | 47000 |  |  | 58100 | 167 | 80 | 78 | [8 empty] | Federally-Regulated Consumer Product | 03/08/2017 |  | 03/08/2017
York | Luxaire | D6HQ048D09006NX | Natural Gas | Induced Draft | False | True | 1 | False | Horizontal |  | None | Non-Condensing | Two-Stage Modulating |  | 1 | Premium |  | 108000 | 87000 |  |  | 94100 | 287 | 80 | 78 | [8 empty] | Federally-Regulated Consumer Product | 03/08/2017 |  | 03/08/2017
York | Luxaire | TG8S080C22MP11 | Natural Gas | Induced Draft | False | False | 1 | False | Horizontal | None | None | Non-Condensing | Single-Stage | Multiple-Speed | 1 | Standard |  | 80000 | 64000 | 2448 | 1263 | 74800 | 1234 | 80 | 78 | [8 empty] | Federally-Regulated Consumer Product | 03/08/2017 |  | 03/08/2017
York | Coleman | TM8X120C20MP11 | Natural Gas | Induced Draft | False | False | 1 | False | Down |  | None | Non-Condensing | Single-Stage |  | 0.75 | Premium |  | 120000 | 96000 |  |  | 117500 | 635 | 80 | 78 | [8 empty] | Federally-Regulated Consumer Product | 03/08/2017 |  | 03/08/2017
York | Evcon | RGF19060BP12MP11 | Natural Gas | Induced Draft | False | False | 1 | False | Up |  | None | Condensing | Single-Stage |  | 0.5 | Standard |  | 60000 | 58000 |  |  | 48100 | 650 | 95.5 | 78 | [8 empty] | Federally-Regulated Consumer Product | 03/08/2017 |  | 03/08/2017
York | Coleman | TM9E080C16MP11 | LPG | Induced Draft | False | False | 1 | False | Up |  | None | Condensing | Single-Stage |  | 0.5 | Premium |  | 80000 | 77000 |  |  | 82800 | 429 | 95 | 78 | [8 empty] | Federally-Regulated Consumer Product | 03/08/2017 |  | 03/08/2017
York | Guardian | GG8S080C22MP11 | LPG | Induced Draft | False | False | 1 | False | Horizontal | None | None | Non-Condensing | Single-Stage | Multiple-Speed | 1 | Standard |  | 80000 | 64000 | 2448 | 1263 | 74800 | 1234 | 80 | 78 | [8 empty] | Federally-Regulated Consumer Product | 03/08/2017 |  | 03/08/2017
York | Luxaire | TMLV080B12MP11 | Natural Gas | Induced Draft | False | False | 1 | False | Up |  | None | Non-Condensing | Two-Stage Modulating |  | 0.5 | Premium |  | 80000 | 63000 |  |  | 75800 | 315 | 80 | 78 | [8 empty] | Federally-Regulated Consumer Product | 03/08/2017 |  | 03/08/2017
York | Fraser Johnston | TM9V100C20MP11 | LPG | Induced Draft | False | False | 1 | False | Up | None | None | Condensing | Two-Stage Modulating | Variable-Speed | 1 | Premium | 60 | 100000 | 96000 | 2019 | 576 | 94300 | 386 | 96 | 78 | [8 empty] | Federally-Regulated Consumer Product | 03/08/2017 |  | 03/08/2017
York | York | TM9V100C20MP11 | LPG | Induced Draft | False | False | 1 | False | Horizontal | None | None | Condensing | Two-Stage Modulating | Variable-Speed | 1 | Premium | 60 | 100000 | 96000 | 2019 | 576 | 94300 | 386 | 96 | 78 | [8 empty] | Federally-Regulated Consumer Product | 03/08/2017 |  | 03/08/2017
York | Fraser Johnston | TM9E080C16MP11 | Natural Gas | Induced Draft | False | False | 1 | False | Up |  | None | Condensing | Single-Stage |  | 0.5 | Premium |  | 80000 | 77000 |  |  | 82800 | 429 | 95 | 78 | [8 empty] | Federally-Regulated Consumer Product | 03/08/2017 |  | 03/08/2017
York | Coleman | TM9X080C16MP11 | Natural Gas | Induced Draft | False | False | 1 | False | Up | None | None | Condensing | Single-Stage | Multiple-Speed | 0.5 | Premium |  | 80000 | 76000 | 1558 | 457 | 65200 | 513 | 95.5 | 78 | [8 empty] | Federally-Regulated Consumer Product | 03/08/2017 |  | 03/08/2017
York | Coleman | TGLS060A12MP11 | LPG | Induced Draft | False | False | 1 | False | Down | None | None | Non-Condensing | Single-Stage | Multiple-Speed | 0.33 | Standard |  | 60000 | 48000 | 1275 | 711 | 57400 | 623 | 80 | 78 | [8 empty] | Federally-Regulated Consumer Product | 03/08/2017 |  | 03/08/2017
York | Luxaire | D6NQ048N11006NX | Natural Gas | Induced Draft | False | True | 1 | False | Down |  | None | Non-Condensing | Single-Stage |  | 1 | Premium |  | 135000 | 108000 |  |  | 114000 | 1275 | 80.5 | 78 | [8 empty] | Federally-Regulated Consumer Product | 03/08/2017 |  | 03/08/2017
York | Fraser Johnston | TP9C120D20MP12 | Natural Gas | Induced Draft | False | False | 1 | False | Up |  | None | Condensing | Step Modulating |  | 1 | Premium |  | 120000 | 116000 |  |  | 112400 | 597 | 98 | 78 | [8 empty] | Federally-Regulated Consumer Product | 03/08/2017 |  | 03/08/2017
York | Coleman | ZS048*10*F**** | LPG | Induced Draft | False | True | 1 | False | Horizontal |  | None | Non-Condensing | Single-Stage |  | 1.5 | Standard |  | 125000 | 100000 |  |  | 117500 | 510 | 80.3 | 78 | [8 empty] | Federally-Regulated Consumer Product | 03/08/2017 |  | 03/08/2017
York | Fraser Johnston | D7NQ048D09006NX | Natural Gas | Induced Draft | False | True | 1 | False | Down |  | None | Non-Condensing | Two-Stage Modulating |  | 1 | Premium |  | 108000 | 89000 |  |  | 94500 | 338 | 81 | 78 | [8 empty] | Federally-Regulated Consumer Product | 03/08/2017 |  | 03/08/2017
York | Coleman | D6NZ024N03606NX | Natural Gas | Induced Draft | False | True | 1 | False | Down |  | None | Non-Condensing | Single-Stage |  | 0.5 | Premium |  | 45000 | 36000 |  |  | 37900 | 468 | 80.2 | 78 | [8 empty] | Federally-Regulated Consumer Product | 03/08/2017 |  | 03/08/2017
York | York | D6NQ042N06506NX | Natural Gas | Induced Draft | False | True | 1 | False | Horizontal |  | None | Non-Condensing | Single-Stage |  | 1 | Premium |  | 80000 | 64000 |  |  | 74700 | 1140 | 80.8 | 78 | [8 empty] | Federally-Regulated Consumer Product | 03/08/2017 |  | 03/08/2017
York | Luxaire | TMLX100C20MP11 | LPG | Induced Draft | False | False | 1 | False | Horizontal |  | None | Non-Condensing | Single-Stage |  | 0.75 | Premium |  | 100000 | 80000 |  |  | 97800 | 568 | 80 | 78 | [8 empty] | Federally-Regulated Consumer Product | 03/08/2017 |  | 03/08/2017
York | York | TM8V100C20MP11 | Natural Gas | Induced Draft | False | False | 1 | False | Up |  | None | Non-Condensing | Two-Stage Modulating |  | 1 | Premium |  | 100000 | 80000 |  |  | 95200 | 380 | 80 | 78 | [8 empty] | Federally-Regulated Consumer Product | 03/08/2017 |  | 03/08/2017
York | Fraser Johnston | TMLV100C20MP11 | LPG | Induced Draft | False | False | 1 | False | Up |  | None | Non-Condensing | Two-Stage Modulating |  | 1 | Premium |  | 100000 | 80000 |  |  | 95200 | 380 | 80 | 78 | [8 empty] | Federally-Regulated Consumer Product | 03/08/2017 |  | 03/08/2017
York | Coleman | TMLV080B12MP11 | LPG | Induced Draft | False | False | 1 | False | Up |  | None | Non-Condensing | Two-Stage Modulating |  | 0.5 | Premium |  | 80000 | 63000 |  |  | 75800 | 315 | 80 | 78 | [8 empty] | Federally-Regulated Consumer Product | 03/08/2017 |  | 03/08/2017
York | Luxaire | TGLS040A08MP11 | Natural Gas | Induced Draft | False | False | 1 | False | Down | None | None | Non-Condensing | Single-Stage | Multiple-Speed | 0.2 | Standard |  | 40000 | 32000 | 717 | 489 | 38300 | 473 | 80 | 78 | [8 empty] | Federally-Regulated Consumer Product | 03/08/2017 |  | 03/08/2017
York | York | TM9V080C16MP11 | LPG | Induced Draft | False | False | 1 | False | Horizontal | None | None | Condensing | Two-Stage Modulating | Variable-Speed | 0.75 | Premium | 60 | 80000 | 77000 | 1787 | 544 | 79000 | 273 | 96 | 78 | [8 empty] | Federally-Regulated Consumer Product | 03/08/2017 |  | 03/08/2017
York | Guardian | GG8S080B12MP11 | LPG | Induced Draft | False | False | 1 | False | Horizontal | None | None | Non-Condensing | Single-Stage | Multiple-Speed | 0.33 | Standard |  | 80000 | 64000 | 1195 | 620 | 76700 | 793 | 80 | 78 | [8 empty] | Federally-Regulated Consumer Product | 03/08/2017 |  | 03/08/2017
York | York | D6HQ030D05606NX | Natural Gas | Induced Draft | False | True | 1 | False | Horizontal |  | None | Non-Condensing | Two-Stage Modulating |  | 0.75 | Premium |  | 70000 | 56000 |  |  | 55700 | 252 | 80 | 78 | [8 empty] | Federally-Regulated Consumer Product | 03/08/2017 |  | 03/08/2017
York | York | TP9C100C16MP12 | LPG | Induced Draft | False | False | 1 | False | Down |  | None | Condensing | Step Modulating |  | 0.75 | Premium |  | 100000 | 97000 |  |  | 96500 | 536 | 97.7 | 78 | [8 empty] | Federally-Regulated Consumer Product | 03/08/2017 |  | 03/08/2017
York | Luxaire | LP9C120D20MP12 | LPG | Induced Draft | False | False | 1 | False | Horizontal |  | None | Condensing | Step Modulating |  | 1 | Premium |  | 120000 | 116000 |  |  | 112400 | 597 | 98 | 78 | [8 empty] | Federally-Regulated Consumer Product | 03/08/2017 |  | 03/08/2017
York | Fraser Johnston | TG8S100C20MP11 | LPG | Induced Draft | False | False | 1 | False | Up | None | None | Non-Condensing | Single-Stage | Multiple-Speed | 1 | Standard |  | 100000 | 80000 | 2478 | 1307 | 95100 | 1178 | 80 | 78 | [8 empty] | Federally-Regulated Consumer Product | 03/08/2017 |  | 03/08/2017
York | Fraser Johnston | TP9C060B12MP12 | LPG | Induced Draft | False | False | 1 | False | Horizontal |  | None | Condensing | Step Modulating |  | 0.5 | Premium |  | 60000 | 58000 |  |  | 48400 | 241 | 97.5 | 78 | [8 empty] | Federally-Regulated Consumer Product | 03/08/2017 |  | 03/08/2017
York | York | TGLS040A08MP11 | LPG | Induced Draft | False | False | 1 | False | Down | None | None | Non-Condensing | Single-Stage | Multiple-Speed | 0.2 | Standard |  | 40000 | 32000 | 717 | 489 | 38300 | 473 | 80 | 78 | [8 empty] | Federally-Regulated Consumer Product | 03/08/2017 |  | 03/08/2017
York | Luxaire | D6NX024N05606NX | Natural Gas | Induced Draft | False | True | 1 | False | Horizontal |  | None | Non-Condensing | Single-Stage |  | 0.5 | Premium |  | 70000 | 56000 |  |  | 56700 | 764 | 80.2 | 78 | [8 empty] | Federally-Regulated Consumer Product | 03/08/2017 |  | 03/08/2017
York | Fraser Johnston | D7HQ024D05606NX | Natural Gas | Induced Draft | False | True | 1 | False | Down |  | None | Non-Condensing | Two-Stage Modulating |  | 0.5 | Premium |  | 70000 | 57000 |  |  | 56100 | 215 | 81 | 78 | [8 empty] | Federally-Regulated Consumer Product | 03/08/2017 |  | 03/08/2017
York | Coleman | TG9S120D16MP11 | LPG | Induced Draft | False | False | 1 | False | Up | None | None | Condensing | Single-Stage | Multiple-Speed | 0.75 | Standard |  | 120000 | 116000 | 1805 | 876 | 113200 | 1185 | 95.5 | 78 | [8 empty] | Federally-Regulated Consumer Product | 03/08/2017 |  | 03/08/2017
York | Luxaire | D6NZ048N06506NX | LPG | Induced Draft | False | True | 1 | False | Down |  | None | Non-Condensing | Single-Stage |  | 1 | Premium |  | 80000 | 64000 |  |  | 73900 | 1250 | 80.8 | 78 | [8 empty] | Federally-Regulated Consumer Product | 03/08/2017 |  | 03/08/2017
York | York | TM9V080B12MP11 | Natural Gas | Induced Draft | False | False | 1 | False | Down | None | None | Condensing | Two-Stage Modulating | Variable-Speed | 0.5 | Premium | 60 | 80000 | 77000 | 1320 | 529 | 79500 | 339 | 96 | 78 | [8 empty] | Federally-Regulated Consumer Product | 03/08/2017 |  | 03/08/2017
York | Evcon | D6NQ024N03606NX | Natural Gas | Induced Draft | False | True | 1 | False | Down |  | None | Non-Condensing | Single-Stage |  | 0.5 | Premium |  | 45000 | 36000 |  |  | 37900 | 468 | 80.2 | 78 | [8 empty] | Federally-Regulated Consumer Product | 03/08/2017 |  | 03/08/2017
York | Fraser Johnston | D7NQ048N06506NX | Natural Gas | Induced Draft | False | True | 1 | False | Horizontal |  | None | Non-Condensing | Single-Stage |  | 1 | Premium |  | 80000 | 66000 |  |  | 77300 | 424 | 81 | 78 | [8 empty] | Federally-Regulated Consumer Product | 03/08/2017 |  | 03/08/2017
York | Evcon | D6NX036N09006NX | Natural Gas | Induced Draft | False | True | 1 | False | Down |  | None | Non-Condensing | Single-Stage |  | 1 | Premium |  | 108000 | 87000 |  |  | 94400 | 1124 | 80.8 | 78 | [8 empty] | Federally-Regulated Consumer Product | 03/08/2017 |  | 03/08/2017
York | Coleman | TPLC100C20MP12 | LPG | Induced Draft | False | False | 1 | False | Horizontal |  | None | Non-Condensing | Step Modulating |  | 1 | Premium |  | 100000 | 78000 |  |  | 97500 | 238 | 80 | 78 | [8 empty] | Federally-Regulated Consumer Product | 03/08/2017 |  | 03/08/2017
York | Guardian | GG9S080C22MP11 | Natural Gas | Induced Draft | False | False | 1 | False | Up | None | None | Condensing | Single-Stage | Multiple-Speed | 1 | Standard |  | 80000 | 78000 | 2162 | 1285 | 80400 | 966 | 95.5 | 78 | [8 empty] | Federally-Regulated Consumer Product | 03/08/2017 |  | 03/08/2017
York | Coleman | DGAA056BDT* | LPG | Induced Draft | False | False | 1 | True | Down |  | None | Non-Condensing | Single-Stage |  | 0.33 | Standard |  | 56000 | 45000 |  |  | 57800 | 535 | 80 | 75 | [8 empty] | Federally-Regulated Consumer Product | 03/08/2017 |  | 03/08/2017
York | Luxaire | D7NQ060N09006NX | Natural Gas | Induced Draft | False | True | 1 | False | Horizontal |  | None | Non-Condensing | Single-Stage |  | 1 | Premium |  | 108000 | 88000 |  |  | 96900 | 467 | 81 | 78 | [8 empty] | Federally-Regulated Consumer Product | 03/08/2017 |  | 03/08/2017
York | Guardian | RGF19100CE20MP12 | LPG | Induced Draft | False | False | 1 | False | Down |  | None | Condensing | Single-Stage |  | 0.75 | Premium |  | 100000 | 96000 |  |  | 99800 | 410 | 95 | 78 | [8 empty] | Federally-Regulated Consumer Product | 03/08/2017 |  | 03/08/2017
York | Coleman | X33D[D,T]5******** | Natural Gas | Induced Draft | False | True | 3 | False | Down |  | None | Non-Condensing | Step Modulating |  | 10 | Standard |  | 533000 | 426000 | [6 empty] | 80 | 80 | [6 empty] | Federally-Regulated Commercial & Industrial Equipment | 03/08/2017 |  | 03/08/2017
York | Evcon | TM9E100C16MP11 | Natural Gas | Induced Draft | False | False | 1 | False | Horizontal |  | None | Condensing | Single-Stage |  | 0.5 | Premium |  | 100000 | 96000 |  |  | 99600 | 463 | 95 | 78 | [8 empty] | Federally-Regulated Consumer Product | 03/08/2017 |  | 03/08/2017
York | Fraser Johnston | TMLT060A12MP11 | Natural Gas | Induced Draft | False | False | 1 | False | Up |  | None | Non-Condensing | Two-Stage Modulating |  | 0.33 | Standard |  | 60000 | 47000 |  |  | 58100 | 450 | 80 | 78 | [8 empty] | Federally-Regulated Consumer Product | 03/08/2017 |  | 03/08/2017
York | Fraser Johnston | TM9X040A10MP11 | LPG | Induced Draft | False | False | 1 | False | Up |  | None | Condensing | Single-Stage |  | 0.5 | Premium |  | 40000 | 38000 |  |  | 32700 | 256 | 95.5 | 78 | [8 empty] | Federally-Regulated Consumer Product | 03/08/2017 |  | 03/08/2017
York | Evcon | RGF19100CP16MP11 | LPG | Induced Draft | False | False | 1 | False | Down |  | None | Condensing | Single-Stage |  | 0.75 | Standard |  | 100000 | 97000 |  |  | 96400 | 1200 | 95.5 | 78 | [8 empty] | Federally-Regulated Consumer Product | 03/08/2017 |  | 03/08/2017
York | Evcon | TP9C100C20MP12 | Natural Gas | Induced Draft | False | False | 1 | False | Down |  | None | Condensing | Step Modulating |  | 1 | Premium |  | 100000 | 97000 |  |  | 96400 | 558 | 97.7 | 78 | [8 empty] | Federally-Regulated Consumer Product | 03/08/2017 |  | 03/08/2017
York | Guardian | RGF1L060AP12MP11 | Natural Gas | Induced Draft | False | False | 1 | False | Down |  | None | Non-Condensing | Single-Stage |  | 0.33 | Standard |  | 60000 | 48000 |  |  | 57400 | 656 | 80 | 78 | [8 empty] | Federally-Regulated Consumer Product | 03/08/2017 |  | 03/08/2017
York | Fraser Johnston | TM8V080C16MP11 | LPG | Induced Draft | False | False | 1 | False | Down |  | None | Non-Condensing | Two-Stage Modulating |  | 0.75 | Premium |  | 80000 | 63000 |  |  | 76900 | 323 | 80 | 78 | [8 empty] | Federally-Regulated Consumer Product | 03/08/2017 |  | 03/08/2017
York | Coleman | TM8X100C20MP11 | LPG | Induced Draft | False | False | 1 | False | Up |  | None | Non-Condensing | Single-Stage |  | 0.75 | Premium |  | 100000 | 80000 |  |  | 97800 | 568 | 80 | 78 | [8 empty] | Federally-Regulated Consumer Product | 03/08/2017 |  | 03/08/2017
York | York | D6NQ030N03606NX | LPG | Induced Draft | False | True | 1 | False | Horizontal |  | None | Non-Condensing | Single-Stage |  | 0.75 | Premium |  | 45000 | 36000 |  |  | 37900 | 468 | 80.5 | 78 | [8 empty] | Federally-Regulated Consumer Product | 03/08/2017 |  | 03/08/2017
York | Luxaire | TM9T060B12MP11 | LPG | Induced Draft | False | False | 1 | False | Horizontal | None | None | Condensing | Two-Stage Modulating | Multiple-Speed | 0.5 | Standard |  | 60000 | 58000 | 1243 | 713 | 48700 | 371 | 96 | 78 | [8 empty] | Federally-Regulated Consumer Product | 03/08/2017 |  | 03/08/2017
York | York | ZF048*06*1**** | Natural Gas | Induced Draft | False | True | 1 | False | Horizontal |  | None | Non-Condensing | Single-Stage |  | 1.5 | Standard |  | 75000 | 60000 |  |  | 57700 | 396 | 80.9 | 78 | [8 empty] | Federally-Regulated Consumer Product | 03/08/2017 |  | 03/08/2017
York | Luxaire | D6NZ060N09006NX | LPG | Induced Draft | False | True | 1 | False | Horizontal |  | None | Non-Condensing | Single-Stage |  | 1 | Premium |  | 108000 | 87000 |  |  | 93400 | 1313 | 80.9 | 78 | [8 empty] | Federally-Regulated Consumer Product | 03/08/2017 |  | 03/08/2017
York | Fraser Johnston | ZK048*10*F**** | Natural Gas | Induced Draft | False | True | 1 | False | Horizontal |  | None | Non-Condensing | Single-Stage |  | 1.5 | Standard |  | 125000 | 100000 |  |  | 117500 | 510 | 80.3 | 78 | [8 empty] | Federally-Regulated Consumer Product | 03/08/2017 |  | 03/08/2017
York | Evcon | RGF19080CE16MP12 | LPG | Induced Draft | False | False | 1 | False | Up |  | None | Condensing | Single-Stage |  | 0.5 | Premium |  | 80000 | 77000 |  |  | 82800 | 429 | 95 | 78 | [8 empty] | Federally-Regulated Consumer Product | 03/08/2017 |  | 03/08/2017
York | Fraser Johnston | D7HQ036D07206NX | LPG | Induced Draft | False | True | 1 | False | Horizontal |  | None | Non-Condensing | Two-Stage Modulating |  | 0.75 | Premium |  | 90000 | 74000 |  |  | 73500 | 341 | 81 | 78 | [8 empty] | Federally-Regulated Consumer Product | 03/08/2017 |  | 03/08/2017
York | Coleman | CPLC100C16MP12 | LPG | Induced Draft | False | False | 1 | False | Horizontal |  | None | Non-Condensing | Step Modulating |  | 0.75 | Premium |  | 100000 | 78000 |  |  | 97300 | 253 | 80 | 78 | [8 empty] | Federally-Regulated Consumer Product | 03/08/2017 |  | 03/08/2017
York | Fraser Johnston | TGLS100C20MP11 | LPG | Induced Draft | False | False | 1 | False | Horizontal | None | None | Non-Condensing | Single-Stage | Multiple-Speed | 1 | Standard |  | 100000 | 80000 | 2478 | 1307 | 95100 | 1178 | 80 | 78 | [8 empty] | Federally-Regulated Consumer Product | 03/08/2017 |  | 03/08/2017
York | Coleman | CP9C080C16MP12 | Natural Gas | Induced Draft | False | False | 1 | False | Up |  | None | Condensing | Step Modulating |  | 0.75 | Premium |  | 80000 | 78000 |  |  | 80600 | 460 | 97.7 | 78 | [8 empty] | Federally-Regulated Consumer Product | 03/08/2017 |  | 03/08/2017
York | Luxaire | D7NQ048D09006NX | Natural Gas | Induced Draft | False | True | 1 | False | Down |  | None | Non-Condensing | Two-Stage Modulating |  | 1 | Premium |  | 108000 | 89000 |  |  | 94500 | 338 | 81 | 78 | [8 empty] | Federally-Regulated Consumer Product | 03/08/2017 |  | 03/08/2017
York | Fraser Johnston | TMLT060A12MP11 | LPG | Induced Draft | False | False | 1 | False | Up |  | None | Non-Condensing | Two-Stage Modulating |  | 0.33 | Standard |  | 60000 | 47000 |  |  | 58100 | 450 | 80 | 78 | [8 empty] | Federally-Regulated Consumer Product | 03/08/2017 |  | 03/08/2017
York | Evcon | TG8S080C22MP11 | Natural Gas | Induced Draft | False | False | 1 | False | Horizontal | None | None | Non-Condensing | Single-Stage | Multiple-Speed | 1 | Standard |  | 80000 | 64000 | 2448 | 1263 | 74800 | 1234 | 80 | 78 | [8 empty] | Federally-Regulated Consumer Product | 03/08/2017 |  | 03/08/2017
York | Evcon | D7NQ036N07206NX | LPG | Induced Draft | False | True | 1 | False | Down |  | None | Non-Condensing | Single-Stage |  | 0.75 | Premium |  | 90000 | 73000 |  |  | 76900 | 510 | 81 | 78 | [8 empty] | Federally-Regulated Consumer Product | 03/08/2017 |  | 03/08/2017
York | York | TPLC120C20MP12 | Natural Gas | Induced Draft | False | False | 1 | False | Up |  | None | Non-Condensing | Step Modulating |  | 1 | Premium |  | 120000 | 95000 |  |  | 115200 | 484 | 80 | 78 | [8 empty] | Federally-Regulated Consumer Product | 03/08/2017 |  | 03/08/2017
York | Luxaire | TM8V060A12MP11 | Natural Gas | Induced Draft | False | False | 1 | False | Up |  | None | Non-Condensing | Two-Stage Modulating |  | 0.5 | Premium |  | 60000 | 47000 |  |  | 57000 | 259 | 80 | 78 | [8 empty] | Federally-Regulated Consumer Product | 03/08/2017 |  | 03/08/2017
York | Guardian | RGF1L120CE20MP11 | LPG | Induced Draft | False | False | 1 | False | Up |  | None | Non-Condensing | Single-Stage |  | 0.75 | Premium |  | 120000 | 96000 |  |  | 117500 | 635 | 80 | 78 | [8 empty] | Federally-Regulated Consumer Product | 03/08/2017 |  | 03/08/2017
York | Coleman | TG9S060B12MP11 | LPG | Induced Draft | False | False | 1 | False | Horizontal | None | None | Condensing | Single-Stage | Multiple-Speed | 0.5 | Standard |  | 60000 | 58000 | 1243 | 713 | 48100 | 622 | 95.5 | 78 | [8 empty] | Federally-Regulated Consumer Product | 03/08/2017 |  | 03/08/2017
York | Coleman | TG8S100C20MP11 | Natural Gas | Induced Draft | False | False | 1 | False | Up | None | None | Non-Condensing | Single-Stage | Multiple-Speed | 1 | Standard |  | 100000 | 80000 | 2478 | 1307 | 95100 | 1178 | 80 | 78 | [8 empty] | Federally-Regulated Consumer Product | 03/08/2017 |  | 03/08/2017
York | Luxaire | ZK036*08*F**** | LPG | Induced Draft | False | True | 1 | False | Down |  | None | Non-Condensing | Single-Stage |  | 1.5 | Standard |  | 100000 | 80000 |  |  | 93400 | 1438 | 80.5 | 78 | [8 empty] | Federally-Regulated Consumer Product | 03/08/2017 |  | 03/08/2017
York | Luxaire | TM9E100C20MP11 | LPG | Induced Draft | False | False | 1 | False | Up |  | None | Condensing | Single-Stage |  | 0.75 | Premium |  | 100000 | 96000 |  |  | 99800 | 410 | 95 | 78 | [8 empty] | Federally-Regulated Consumer Product | 03/08/2017 |  | 03/08/2017
York | Luxaire | D6NZ048D09006NX | LPG | Induced Draft | False | True | 1 | False | Horizontal |  | None | Non-Condensing | Two-Stage Modulating |  | 1 | Premium |  | 108000 | 87000 |  |  | 94100 | 544 | 80 | 78 | [8 empty] | Federally-Regulated Consumer Product | 03/08/2017 |  | 03/08/2017
York | Fraser Johnston | TM9T060B12MP11 | LPG | Induced Draft | False | False | 1 | False | Horizontal | None | None | Condensing | Two-Stage Modulating | Multiple-Speed | 0.5 | Standard |  | 60000 | 58000 | 1243 | 713 | 48700 | 371 | 96 | 78 | [8 empty] | Federally-Regulated Consumer Product | 03/08/2017 |  | 03/08/2017
York | Coleman | D6NQ036N07206NX | LPG | Induced Draft | False | True | 1 | False | Horizontal |  | None | Non-Condensing | Single-Stage |  | 0.75 | Premium |  | 90000 | 72000 |  |  | 75500 | 1056 | 80.1 | 78 | [8 empty] | Federally-Regulated Consumer Product | 03/08/2017 |  | 03/08/2017
York | Fraser Johnston | D6NQ048D11006NX | Natural Gas | Induced Draft | False | True | 1 | False | Down |  | None | Non-Condensing | Two-Stage Modulating |  | 1 | Premium |  | 135000 | 108000 |  |  | 114400 | 300 | 80 | 78 | [8 empty] | Federally-Regulated Consumer Product | 03/08/2017 |  | 03/08/2017
York | Coleman | TM9T080C16MP11 | LPG | Induced Draft | False | False | 1 | False | Up | None | None | Condensing | Two-Stage Modulating | Multiple-Speed | 0.75 | Standard |  | 80000 | 77000 | 1671 | 838 | 80400 | 849 | 96 | 78 | [8 empty] | Federally-Regulated Consumer Product | 03/08/2017 |  | 03/08/2017
York | Evcon | D7NX036N06506NX | LPG | Induced Draft | False | True | 1 | False | Down |  | None | Non-Condensing | Single-Stage |  | 1 | Premium |  | 80000 | 66000 |  |  | 77300 | 424 | 81 | 78 | [8 empty] | Federally-Regulated Consumer Product | 03/08/2017 |  | 03/08/2017
York | Coleman | D7NQ048D09006NX | Natural Gas | Induced Draft | False | True | 1 | False | Down |  | None | Non-Condensing | Two-Stage Modulating |  | 1 | Premium |  | 108000 | 89000 |  |  | 94500 | 338 | 81 | 78 | [8 empty] | Federally-Regulated Consumer Product | 03/08/2017 |  | 03/08/2017
York | Evcon | TM9X060B12MP11 | LPG | Induced Draft | False | False | 1 | False | Down | None | None | Condensing | Single-Stage | Multiple-Speed | 0.5 | Premium |  | 60000 | 57000 | 1197 | 398 | 49000 | 394 | 95.5 | 78 | [8 empty] | Federally-Regulated Consumer Product | 03/08/2017 |  | 03/08/2017
York | Johnson Controls | V33B[D,T]3******** | Natural Gas | Induced Draft | False | True | 3 | False | Horizontal |  | None | Non-Condensing | Step Modulating |  | 10 | Standard |  | 267000 | 213000 | [6 empty] | 80 | 80 | [6 empty] | Federally-Regulated Commercial & Industrial Equipment | 03/08/2017 |  | 03/08/2017
York | Evcon | TG9S080B12MP11 | LPG | Induced Draft | False | False | 1 | False | Horizontal | None | None | Condensing | Single-Stage | Multiple-Speed | 0.5 | Standard |  | 80000 | 78000 | 1370 | 854 | 80600 | 920 | 95.5 | 78 | [8 empty] | Federally-Regulated Consumer Product | 03/08/2017 |  | 03/08/2017
York | Luxaire | D7HQ030D05606NX | Natural Gas | Induced Draft | False | True | 1 | False | Down |  | None | Non-Condensing | Two-Stage Modulating |  | 0.75 | Premium |  | 70000 | 57000 |  |  | 56100 | 216 | 81 | 78 | [8 empty] | Federally-Regulated Consumer Product | 03/08/2017 |  | 03/08/2017
York | Johnson Controls | T33E[D,T]5******** | LPG | Induced Draft | False | True | 3 | False | Horizontal |  | None | Non-Condensing | Step Modulating |  | 10 | Standard |  | 533000 | 426000 | [6 empty] | 80 | 80 | [6 empty] | Federally-Regulated Commercial & Industrial Equipment | 03/08/2017 |  | 03/08/2017
York | Evcon | TP9C100C20MP12 | LPG | Induced Draft | False | False | 1 | False | Up |  | None | Condensing | Step Modulating |  | 1 | Premium |  | 100000 | 97000 |  |  | 96400 | 558 | 97.7 | 78 | [8 empty] | Federally-Regulated Consumer Product | 03/08/2017 |  | 03/08/2017
York | Evcon | TM9T080C16MP11 | LPG | Induced Draft | False | False | 1 | False | Down | None | None | Condensing | Two-Stage Modulating | Multiple-Speed | 0.75 | Standard |  | 80000 | 77000 | 1671 | 838 | 80400 | 849 | 96 | 78 | [8 empty] | Federally-Regulated Consumer Product | 03/08/2017 |  | 03/08/2017
York | York | D6NQ036D05606NX | LPG | Induced Draft | False | True | 1 | False | Down |  | None | Non-Condensing | Two-Stage Modulating |  | 0.75 | Premium |  | 70000 | 56000 |  |  | 58000 | 263 | 80 | 78 | [8 empty] | Federally-Regulated Consumer Product | 03/08/2017 |  | 03/08/2017
York | Fraser Johnston | D6NZ042N09006NX | LPG | Induced Draft | False | True | 1 | False | Down |  | None | Non-Condensing | Single-Stage |  | 1 | Premium |  | 108000 | 87000 |  |  | 94400 | 1124 | 80.8 | 78 | [8 empty] | Federally-Regulated Consumer Product | 03/08/2017 |  | 03/08/2017
York | Guardian | RGF1L100CE20MP11 | Natural Gas | Induced Draft | False | False | 1 | False | Up |  | None | Non-Condensing | Single-Stage |  | 0.75 | Premium |  | 100000 | 80000 |  |  | 97800 | 568 | 80 | 78 | [8 empty] | Federally-Regulated Consumer Product | 03/08/2017 |  | 03/08/2017
York | Luxaire | D6NZ024D05606NX | LPG | Induced Draft | False | True | 1 | False | Down |  | None | Non-Condensing | Two-Stage Modulating |  | 0.5 | Premium |  | 70000 | 56000 |  |  | 57600 | 151 | 80 | 78 | [8 empty] | Federally-Regulated Consumer Product | 03/08/2017 |  | 03/08/2017
York | Coleman | TP9C080C16MP12 | Natural Gas | Induced Draft | False | False | 1 | False | Up |  | None | Condensing | Step Modulating |  | 0.75 | Premium |  | 80000 | 78000 |  |  | 80600 | 460 | 97.7 | 78 | [8 empty] | Federally-Regulated Consumer Product | 03/08/2017 |  | 03/08/2017
York | York | YP9C100C20MP12 | Natural Gas | Induced Draft | False | False | 1 | False | Horizontal |  | None | Condensing | Step Modulating |  | 1 | Premium |  | 100000 | 97000 |  |  | 96400 | 558 | 97.7 | 78 | [8 empty] | Federally-Regulated Consumer Product | 03/08/2017 |  | 03/08/2017
York | Evcon | TG8S060A12MP11 | LPG | Induced Draft | False | False | 1 | False | Down | None | None | Non-Condensing | Single-Stage | Multiple-Speed | 0.33 | Standard |  | 60000 | 48000 | 1275 | 711 | 57400 | 623 | 80 | 78 | [8 empty] | Federally-Regulated Consumer Product | 03/08/2017 |  | 03/08/2017
York | Evcon | TM8V060A12MP11 | Natural Gas | Induced Draft | False | False | 1 | False | Up |  | None | Non-Condensing | Two-Stage Modulating |  | 0.5 | Premium |  | 60000 | 47000 |  |  | 57000 | 259 | 80 | 78 | [8 empty] | Federally-Regulated Consumer Product | 03/08/2017 |  | 03/08/2017
York | Coleman | D6NQ060D11006NX | Natural Gas | Induced Draft | False | True | 1 | False | Horizontal |  | None | Non-Condensing | Two-Stage Modulating |  | 1 | Premium |  | 135000 | 108000 |  |  | 114400 | 300 | 80 | 78 | [8 empty] | Federally-Regulated Consumer Product | 03/08/2017 |  | 03/08/2017
York | Coleman | TG9S120D20MP11 | Natural Gas | Induced Draft | False | False | 1 | False | Down | None | None | Condensing | Single-Stage | Multiple-Speed | 1 | Standard |  | 120000 | 116000 | 1977 | 1190 | 112700 | 1311 | 95.5 | 78 | [8 empty] | Federally-Regulated Consumer Product | 03/08/2017 |  | 03/08/2017
York | York | TGLS100C16MP11 | Natural Gas | Induced Draft | False | False | 1 | False | Up | None | None | Non-Condensing | Single-Stage | Multiple-Speed | 0.5 | Standard |  | 100000 | 80000 | 1820 | 1012 | 96100 | 930 | 80 | 78 | [8 empty] | Federally-Regulated Consumer Product | 03/08/2017 |  | 03/08/2017
York | Evcon | D6NZ036N07206NX | LPG | Induced Draft | False | True | 1 | False | Horizontal |  | None | Non-Condensing | Single-Stage |  | 0.75 | Premium |  | 90000 | 72000 |  |  | 75500 | 1056 | 80.1 | 78 | [8 empty] | Federally-Regulated Consumer Product | 03/08/2017 |  | 03/08/2017
York | Fraser Johnston | TM9X060B12MP11 | LPG | Induced Draft | False | False | 1 | False | Up | None | None | Condensing | Single-Stage | Multiple-Speed | 0.5 | Premium |  | 60000 | 57000 | 1197 | 398 | 49000 | 394 | 95.5 | 78 | [8 empty] | Federally-Regulated Consumer Product | 03/08/2017 |  | 03/08/2017
York | Luxaire | D6NZ048D11006NX | LPG | Induced Draft | False | True | 1 | False | Down |  | None | Non-Condensing | Two-Stage Modulating |  | 1 | Premium |  | 135000 | 108000 |  |  | 114400 | 262 | 80 | 78 | [8 empty] | Federally-Regulated Consumer Product | 03/08/2017 |  | 03/08/2017
York | Coleman | TM9E060B12MP11 | LPG | Induced Draft | False | False | 1 | False | Down |  | None | Condensing | Single-Stage |  | 0.5 | Premium |  | 60000 | 57000 |  |  | 49600 | 284 | 95 | 78 | [8 empty] | Federally-Regulated Consumer Product | 03/08/2017 |  | 03/08/2017
York | York | TM8T080C16MP11 | Natural Gas | Induced Draft | False | False | 1 | False | Down |  | None | Non-Condensing | Two-Stage Modulating |  | 0.5 | Standard |  | 80000 | 63000 |  |  | 77500 | 607 | 80 | 78 | [8 empty] | Federally-Regulated Consumer Product | 03/08/2017 |  | 03/08/2017
York | Luxaire | D6NX024D05606NX | Natural Gas | Induced Draft | False | True | 1 | False | Horizontal |  | None | Non-Condensing | Two-Stage Modulating |  | 0.5 | Premium |  | 70000 | 56000 |  |  | 57600 | 151 | 80 | 78 | [8 empty] | Federally-Regulated Consumer Product | 03/08/2017 |  | 03/08/2017
York | Luxaire | LP9C120D20MP12 | LPG | Induced Draft | False | False | 1 | False | Down |  | None | Condensing | Step Modulating |  | 1 | Premium |  | 120000 | 116000 |  |  | 112400 | 597 | 98 | 78 | [8 empty] | Federally-Regulated Consumer Product | 03/08/2017 |  | 03/08/2017
York | Luxaire | D7NQ060N06506NX | LPG | Induced Draft | False | True | 1 | False | Horizontal |  | None | Non-Condensing | Single-Stage |  | 1 | Premium |  | 80000 | 66000 |  |  | 77300 | 424 | 81 | 78 | [8 empty] | Federally-Regulated Consumer Product | 03/08/2017 |  | 03/08/2017
York | Luxaire | D6NZ060N06506NX | LPG | Induced Draft | False | True | 1 | False | Horizontal |  | None | Non-Condensing | Single-Stage |  | 1 | Premium |  | 80000 | 64000 |  |  | 75500 | 910 | 80.7 | 78 | [8 empty] | Federally-Regulated Consumer Product | 03/08/2017 |  | 03/08/2017
York | York | TPLC060A12MP12 | LPG | Induced Draft | False | False | 1 | False | Up |  | None | Non-Condensing | Step Modulating |  | 0.5 | Premium |  | 60000 | 47000 |  |  | 58100 | 167 | 80 | 78 | [8 empty] | Federally-Regulated Consumer Product | 03/08/2017 |  | 03/08/2017
York | York | D7NQ036N03606NX | Natural Gas | Induced Draft | False | True | 1 | False | Down |  | None | Non-Condensing | Single-Stage |  | 0.75 | Premium |  | 45000 | 36000 |  |  | 38500 | 238 | 81 | 78 | [8 empty] | Federally-Regulated Consumer Product | 03/08/2017 |  | 03/08/2017
York | Evcon | D6NZ048D09006NX | Natural Gas | Induced Draft | False | True | 1 | False | Horizontal |  | None | Non-Condensing | Two-Stage Modulating |  | 1 | Premium |  | 108000 | 87000 |  |  | 94100 | 544 | 80 | 78 | [8 empty] | Federally-Regulated Consumer Product | 03/08/2017 |  | 03/08/2017
York | Coleman | MG9S100C20MP11 | LPG | Induced Draft | False | False | 1 | True | Up |  | None | Condensing | Single-Stage |  | 1 | Standard |  | 100000 | 97000 |  |  | 96600 | 1161 | 95.5 | 75 | [8 empty] | Federally-Regulated Consumer Product | 03/08/2017 |  | 03/08/2017
York | Evcon | D6NZ048N11006NX | LPG | Induced Draft | False | True | 1 | False | Down |  | None | Non-Condensing | Single-Stage |  | 1 | Premium |  | 135000 | 108000 |  |  | 114000 | 1275 | 80.2 | 78 | [8 empty] | Federally-Regulated Consumer Product | 03/08/2017 |  | 03/08/2017
York | Evcon | D6NY060D11006NX | LPG | Induced Draft | False | True | 1 | False | Down |  | None | Non-Condensing | Two-Stage Modulating |  | 1 | Premium |  | 135000 | 108000 |  |  | 114400 | 300 | 80 | 78 | [8 empty] | Federally-Regulated Consumer Product | 03/08/2017 |  | 03/08/2017
York | Guardian | RGF19120DP20MP11 | Natural Gas | Induced Draft | False | False | 1 | False | Horizontal |  | None | Condensing | Single-Stage |  | 1 | Standard |  | 120000 | 116000 |  |  | 112600 | 1359 | 95.5 | 78 | [8 empty] | Federally-Regulated Consumer Product | 03/08/2017 |  | 03/08/2017
York | Luxaire | TM8X080C16MP11 | Natural Gas | Induced Draft | False | False | 1 | False | Down |  | None | Non-Condensing | Single-Stage |  | 0.5 | Premium |  | 80000 | 64000 |  |  | 78300 | 444 | 80 | 78 | [8 empty] | Federally-Regulated Consumer Product | 03/08/2017 |  | 03/08/2017
York | Luxaire | D7NQ060N09006NX | Natural Gas | Induced Draft | False | True | 1 | False | Down |  | None | Non-Condensing | Single-Stage |  | 1 | Premium |  | 108000 | 88000 |  |  | 96900 | 467 | 81 | 78 | [8 empty] | Federally-Regulated Consumer Product | 03/08/2017 |  | 03/08/2017
York | Coleman | D7NQ024N03606NX | Natural Gas | Induced Draft | False | True | 1 | False | Horizontal |  | None | Non-Condensing | Single-Stage |  | 0.5 | Premium |  | 45000 | 37000 |  |  | 38700 | 201 | 81 | 78 | [8 empty] | Federally-Regulated Consumer Product | 03/08/2017 |  | 03/08/2017
York | Evcon | TMLV060A12MP11 | Natural Gas | Induced Draft | False | False | 1 | False | Horizontal |  | None | Non-Condensing | Two-Stage Modulating |  | 0.5 | Premium |  | 60000 | 47000 |  |  | 57000 | 259 | 80 | 78 | [8 empty] | Federally-Regulated Consumer Product | 03/08/2017 |  | 03/08/2017
York | Fraser Johnston | TGLS060A10MP11 | LPG | Induced Draft | False | False | 1 | False | Horizontal | None | None | Non-Condensing | Single-Stage | Multiple-Speed | 0.33 | Standard |  | 60000 | 48000 | 1004 | 708 | 57700 | 553 | 80 | 78 | [8 empty] | Federally-Regulated Consumer Product | 03/08/2017 |  | 03/08/2017
York | Fraser Johnston | TM9X080B12MP11 | LPG | Induced Draft | False | False | 1 | False | Horizontal | None | None | Condensing | Single-Stage | Multiple-Speed | 0.5 | Premium |  | 80000 | 76000 | 1221 | 403 | 65700 | 408 | 95.5 | 78 | [8 empty] | Federally-Regulated Consumer Product | 03/08/2017 |  | 03/08/2017
York | Luxaire | TM9M120D20MP12 | Natural Gas | Induced Draft | False | False | 1 | False | Up |  | None | Condensing | Step Modulating |  | 1 | Standard |  | 120000 | 116000 |  |  | 111200 | 1144 | 97 | 78 | [8 empty] | Federally-Regulated Consumer Product | 03/08/2017 |  | 03/08/2017
York | Evcon | D6HQ060D11006NX | LPG | Induced Draft | False | True | 1 | False | Down |  | None | Non-Condensing | Two-Stage Modulating |  | 1 | Premium |  | 135000 | 108000 |  |  | 114400 | 300 | 80 | 78 | [8 empty] | Federally-Regulated Consumer Product | 03/08/2017 |  | 03/08/2017
York | York | D7HQ024D05606NX | Natural Gas | Induced Draft | False | True | 1 | False | Horizontal |  | None | Non-Condensing | Two-Stage Modulating |  | 0.5 | Premium |  | 70000 | 57000 |  |  | 56100 | 215 | 81 | 78 | [8 empty] | Federally-Regulated Consumer Product | 03/08/2017 |  | 03/08/2017
York | Fraser Johnston | TPLC080C16MP12 | Natural Gas | Induced Draft | False | False | 1 | False | Horizontal |  | None | Non-Condensing | Step Modulating |  | 0.75 | Premium |  | 80000 | 62000 |  |  | 77700 | 199 | 80 | 78 | [8 empty] | Federally-Regulated Consumer Product | 03/08/2017 |  | 03/08/2017
York | York | D7NX036N09006NX | LPG | Induced Draft | False | True | 1 | False | Down |  | None | Non-Condensing | Single-Stage |  | 1 | Premium |  | 108000 | 88000 |  |  | 96900 | 467 | 81 | 78 | [8 empty] | Federally-Regulated Consumer Product | 03/08/2017 |  | 03/08/2017
York | Evcon | D7NQ024N05606NX | Natural Gas | Induced Draft | False | True | 1 | False | Down |  | None | Non-Condensing | Single-Stage |  | 0.5 | Premium |  | 70000 | 57000 |  |  | 58300 | 241 | 81 | 78 | [8 empty] | Federally-Regulated Consumer Product | 03/08/2017 |  | 03/08/2017
York | York | TGLS080B12MP11 | LPG | Induced Draft | False | False | 1 | False | Down | None | None | Non-Condensing | Single-Stage | Multiple-Speed | 0.33 | Standard |  | 80000 | 64000 | 1195 | 620 | 76700 | 793 | 80 | 78 | [8 empty] | Federally-Regulated Consumer Product | 03/08/2017 |  | 03/08/2017
York | Luxaire | TM8V100C20MP11 | Natural Gas | Induced Draft | False | False | 1 | False | Down |  | None | Non-Condensing | Two-Stage Modulating |  | 1 | Premium |  | 100000 | 80000 |  |  | 95200 | 380 | 80 | 78 | [8 empty] | Federally-Regulated Consumer Product | 03/08/2017 |  | 03/08/2017
York | Evcon | TM9T100C20MP11 | Natural Gas | Induced Draft | False | False | 1 | False | Down | None | None | Condensing | Two-Stage Modulating | Multiple-Speed | 1 | Standard |  | 100000 | 96000 | 1934 | 1183 | 96500 | 1015 | 96 | 78 | [8 empty] | Federally-Regulated Consumer Product | 03/08/2017 |  | 03/08/2017
York | York | YP9C100C16MP12 | LPG | Induced Draft | False | False | 1 | False | Horizontal |  | None | Condensing | Step Modulating |  | 0.75 | Premium |  | 100000 | 97000 |  |  | 96500 | 536 | 97.7 | 78 | [8 empty] | Federally-Regulated Consumer Product | 03/08/2017 |  | 03/08/2017
York | Fraser Johnston | TG9S060A10MP11 | Natural Gas | Induced Draft | False | False | 1 | False | Up | None | None | Condensing | Single-Stage | Multiple-Speed | 0.5 | Standard |  | 60000 | 58000 | 1103 | 769 | 47900 | 674 | 95.5 | 78 | [8 empty] | Federally-Regulated Consumer Product | 03/08/2017 |  | 03/08/2017
York | Fraser Johnston | TM9T080C16MP11 | Natural Gas | Induced Draft | False | False | 1 | False | Down | None | None | Condensing | Two-Stage Modulating | Multiple-Speed | 0.75 | Standard |  | 80000 | 77000 | 1671 | 838 | 80400 | 849 | 96 | 78 | [8 empty] | Federally-Regulated Consumer Product | 03/08/2017 |  | 03/08/2017
York | Fraser Johnston | D7NQ036D05606NX | Natural Gas | Induced Draft | False | True | 1 | False | Horizontal |  | None | Non-Condensing | Two-Stage Modulating |  | 0.75 | Premium |  | 70000 | 58000 |  |  | 54800 | 320 | 81 | 78 | [8 empty] | Federally-Regulated Consumer Product | 03/08/2017 |  | 03/08/2017
York | Fraser Johnston | TM8V060A12MP11 | LPG | Induced Draft | False | False | 1 | False | Horizontal |  | None | Non-Condensing | Two-Stage Modulating |  | 0.5 | Premium |  | 60000 | 47000 |  |  | 57000 | 259 | 80 | 78 | [8 empty] | Federally-Regulated Consumer Product | 03/08/2017 |  | 03/08/2017
York | York | TM9M100C20MP12 | Natural Gas | Induced Draft | False | False | 1 | False | Down |  | None | Condensing | Step Modulating |  | 1 | Standard |  | 100000 | 97000 |  |  | 93900 | 1231 | 97 | 78 | [8 empty] | Federally-Regulated Consumer Product | 03/08/2017 |  | 03/08/2017
York | Fraser Johnston | TMLV060A12MP11 | LPG | Induced Draft | False | False | 1 | False | Horizontal |  | None | Non-Condensing | Two-Stage Modulating |  | 0.5 | Premium |  | 60000 | 47000 |  |  | 57000 | 259 | 80 | 78 | [8 empty] | Federally-Regulated Consumer Product | 03/08/2017 |  | 03/08/2017
York | Coleman | D7HQ048D09006NX | Natural Gas | Induced Draft | False | True | 1 | False | Down |  | None | Non-Condensing | Two-Stage Modulating |  | 1 | Premium |  | 108000 | 89000 |  |  | 94500 | 338 | 81 | 78 | [8 empty] | Federally-Regulated Consumer Product | 03/08/2017 |  | 03/08/2017
York | Luxaire | D7NX024N03606NX | Natural Gas | Induced Draft | False | True | 1 | False | Horizontal |  | None | Non-Condensing | Single-Stage |  | 0.5 | Premium |  | 45000 | 37000 |  |  | 38700 | 201 | 81 | 78 | [8 empty] | Federally-Regulated Consumer Product | 03/08/2017 |  | 03/08/2017
York | Guardian | GGLS100C20MP11 | Natural Gas | Induced Draft | False | False | 1 | False | Up | None | None | Non-Condensing | Single-Stage | Multiple-Speed | 1 | Standard |  | 100000 | 80000 | 2478 | 1307 | 95100 | 1178 | 80 | 78 | [8 empty] | Federally-Regulated Consumer Product | 03/08/2017 |  | 03/08/2017
York | York | TPLC080C16MP12 | LPG | Induced Draft | False | False | 1 | False | Up |  | None | Non-Condensing | Step Modulating |  | 0.75 | Premium |  | 80000 | 62000 |  |  | 77700 | 199 | 80 | 78 | [8 empty] | Federally-Regulated Consumer Product | 03/08/2017 |  | 03/08/2017
York | York | TG8S100B12MP11 | Natural Gas | Induced Draft | False | False | 1 | False | Up | None | None | Non-Condensing | Single-Stage | Multiple-Speed | 0.33 | Standard |  | 100000 | 80000 | 1223 | 614 | 96100 | 935 | 80 | 78 | [8 empty] | Federally-Regulated Consumer Product | 03/08/2017 |  | 03/08/2017
York | Luxaire | LPLC120C20MP12 | LPG | Induced Draft | False | False | 1 | False | Horizontal |  | None | Non-Condensing | Step Modulating |  | 1 | Premium |  | 120000 | 95000 |  |  | 115200 | 484 | 80 | 78 | [8 empty] | Federally-Regulated Consumer Product | 03/08/2017 |  | 03/08/2017
York | Evcon | TMLX080C16MP11 | Natural Gas | Induced Draft | False | False | 1 | False | Down |  | None | Non-Condensing | Single-Stage |  | 0.5 | Premium |  | 80000 | 64000 |  |  | 78300 | 444 | 80 | 78 | [8 empty] | Federally-Regulated Consumer Product | 03/08/2017 |  | 03/08/2017
York | Evcon | TM9V120D20MP11 | LPG | Induced Draft | False | False | 1 | False | Down | None | None | Condensing | Two-Stage Modulating | Variable-Speed | 1 | Premium | 60 | 120000 | 115000 | 2006 | 718 | 109300 | 407 | 96 | 78 | [8 empty] | Federally-Regulated Consumer Product | 03/08/2017 |  | 03/08/2017
York | Evcon | TM8X100C20MP11 | LPG | Induced Draft | False | False | 1 | False | Down |  | None | Non-Condensing | Single-Stage |  | 0.75 | Premium |  | 100000 | 80000 |  |  | 97800 | 568 | 80 | 78 | [8 empty] | Federally-Regulated Consumer Product | 03/08/2017 |  | 03/08/2017
York | Luxaire | D6NZ036N03606NX | Natural Gas | Induced Draft | False | True | 1 | False | Horizontal |  | None | Non-Condensing | Single-Stage |  | 0.75 | Premium |  | 45000 | 36000 |  |  | 37300 | 590 | 80.4 | 78 | [8 empty] | Federally-Regulated Consumer Product | 03/08/2017 |  | 03/08/2017
York | Coleman | ZS060*08*F**** | Natural Gas | Induced Draft | False | True | 1 | False | Horizontal |  | None | Non-Condensing | Single-Stage |  | 1.5 | Standard |  | 100000 | 80000 |  |  | 93400 | 1438 | 80.5 | 78 | [8 empty] | Federally-Regulated Consumer Product | 03/08/2017 |  | 03/08/2017
York | Luxaire | D6NQ036D07206NX | LPG | Induced Draft | False | True | 1 | False | Horizontal |  | None | Non-Condensing | Two-Stage Modulating |  | 0.75 | Premium |  | 90000 | 72000 |  |  | 74700 | 273 | 80 | 78 | [8 empty] | Federally-Regulated Consumer Product | 03/08/2017 |  | 03/08/2017
York | Luxaire | TGLS060A10MP11 | Natural Gas | Induced Draft | False | False | 1 | False | Horizontal | None | None | Non-Condensing | Single-Stage | Multiple-Speed | 0.33 | Standard |  | 60000 | 48000 | 1004 | 708 | 57700 | 553 | 80 | 78 | [8 empty] | Federally-Regulated Consumer Product | 03/08/2017 |  | 03/08/2017
York | York | MG9S080B12MP11 | LPG | Induced Draft | False | False | 1 | True | Horizontal |  | None | Condensing | Single-Stage |  | 0.5 | Standard |  | 80000 | 78000 |  |  | 80600 | 960 | 95.5 | 75 | [8 empty] | Federally-Regulated Consumer Product | 03/08/2017 |  | 03/08/2017
York | Evcon | D7NX036N09006NX | LPG | Induced Draft | False | True | 1 | False | Horizontal |  | None | Non-Condensing | Single-Stage |  | 1 | Premium |  | 108000 | 88000 |  |  | 96900 | 467 | 81 | 78 | [8 empty] | Federally-Regulated Consumer Product | 03/08/2017 |  | 03/08/2017
York | Luxaire | TG8S130D20MP11 | Natural Gas | Induced Draft | False | False | 1 | False | Down | None | None | Non-Condensing | Single-Stage | Multiple-Speed | 1 | Standard |  | 130000 | 104000 | 2399 | 1324 | 114700 | 1265 | 80 | 78 | [8 empty] | Federally-Regulated Consumer Product | 03/08/2017 |  | 03/08/2017
York | Luxaire | D6NZ042N06506NX | LPG | Induced Draft | False | True | 1 | False | Horizontal |  | None | Non-Condensing | Single-Stage |  | 1 | Premium |  | 80000 | 64000 |  |  | 74700 | 1140 | 80.6 | 78 | [8 empty] | Federally-Regulated Consumer Product | 03/08/2017 |  | 03/08/2017
York | Coleman | TGLS100B12MP11 | Natural Gas | Induced Draft | False | False | 1 | False | Horizontal | None | None | Non-Condensing | Single-Stage | Multiple-Speed | 0.33 | Standard |  | 100000 | 80000 | 1223 | 614 | 96100 | 935 | 80 | 78 | [8 empty] | Federally-Regulated Consumer Product | 03/08/2017 |  | 03/08/2017
York | Evcon | TG9S040A08MP11 | Natural Gas | Induced Draft | False | False | 1 | False | Horizontal | None | None | Condensing | Single-Stage | Multiple-Speed | 0.5 | Standard |  | 40000 | 39000 | 950 | 581 | 31900 | 458 | 95.5 | 78 | [8 empty] | Federally-Regulated Consumer Product | 03/08/2017 |  | 03/08/2017
York | Evcon | D6NZ048N09006NX | LPG | Induced Draft | False | True | 1 | False | Horizontal |  | None | Non-Condensing | Single-Stage |  | 1 | Premium |  | 108000 | 87000 |  |  | 93800 | 1315 | 80.9 | 78 | [8 empty] | Federally-Regulated Consumer Product | 03/08/2017 |  | 03/08/2017
York | York | D7NQ048N09006NX | LPG | Induced Draft | False | True | 1 | False | Down |  | None | Non-Condensing | Single-Stage |  | 1 | Premium |  | 108000 | 88000 |  |  | 96900 | 467 | 81 | 78 | [8 empty] | Federally-Regulated Consumer Product | 03/08/2017 |  | 03/08/2017
York | Coleman | TGLS100C16MP11 | Natural Gas | Induced Draft | False | False | 1 | False | Up | None | None | Non-Condensing | Single-Stage | Multiple-Speed | 0.5 | Standard |  | 100000 | 80000 | 1820 | 1012 | 96100 | 930 | 80 | 78 | [8 empty] | Federally-Regulated Consumer Product | 03/08/2017 |  | 03/08/2017
York | Luxaire | X33A[N,S]3******** | LPG | Induced Draft | False | True | 3 | False | Horizontal |  | None | Non-Condensing | Single-Stage |  | 10 | Standard |  | 267000 | 213000 | [6 empty] | 80 | 80 | [6 empty] | Federally-Regulated Commercial & Industrial Equipment | 03/08/2017 |  | 03/08/2017
York | Coleman | D7NQ048N09006NX | LPG | Induced Draft | False | True | 1 | False | Horizontal |  | None | Non-Condensing | Single-Stage |  | 1 | Premium |  | 108000 | 88000 |  |  | 96900 | 467 | 81 | 78 | [8 empty] | Federally-Regulated Consumer Product | 03/08/2017 |  | 03/08/2017
York | Fraser Johnston | D6NZ030D05606NX | LPG | Induced Draft | False | True | 1 | False | Down |  | None | Non-Condensing | Two-Stage Modulating |  | 0.75 | Premium |  | 70000 | 56000 |  |  | 55700 | 252 | 80 | 78 | [8 empty] | Federally-Regulated Consumer Product | 03/08/2017 |  | 03/08/2017
York | Fraser Johnston | TPLC080B12MP12 | Natural Gas | Induced Draft | False | False | 1 | False | Up |  | None | Non-Condensing | Step Modulating |  | 0.5 | Premium |  | 80000 | 62000 |  |  | 77900 | 235 | 80 | 78 | [8 empty] | Federally-Regulated Consumer Product | 03/08/2017 |  | 03/08/2017
York | Coleman | TG9S080C22MP11 | Natural Gas | Induced Draft | False | False | 1 | False | Horizontal | None | None | Condensing | Single-Stage | Multiple-Speed | 1 | Standard |  | 80000 | 78000 | 2162 | 1285 | 80400 | 966 | 95.5 | 78 | [8 empty] | Federally-Regulated Consumer Product | 03/08/2017 |  | 03/08/2017
York | Evcon | D6NZ042D09006NX | Natural Gas | Induced Draft | False | True | 1 | False | Down |  | None | Non-Condensing | Two-Stage Modulating |  | 0.75 | Premium |  | 108000 | 87000 |  |  | 95300 | 362 | 80 | 78 | [8 empty] | Federally-Regulated Consumer Product | 03/08/2017 |  | 03/08/2017
York | Fraser Johnston | D7NQ060N09006NX | LPG | Induced Draft | False | True | 1 | False | Down |  | None | Non-Condensing | Single-Stage |  | 1 | Premium |  | 108000 | 88000 |  |  | 96900 | 467 | 81 | 78 | [8 empty] | Federally-Regulated Consumer Product | 03/08/2017 |  | 03/08/2017
York | Fraser Johnston | ZK036*04*F**** | LPG | Induced Draft | False | True | 1 | False | Horizontal |  | None | Non-Condensing | Single-Stage |  | 1.5 | Standard |  | 50000 | 40000 |  |  | 38000 | 371 | 80.9 | 78 | [8 empty] | Federally-Regulated Consumer Product | 03/08/2017 |  | 03/08/2017
York | Luxaire | TGLS120C16MP11 | Natural Gas | Induced Draft | False | False | 1 | False | Up | None | None | Non-Condensing | Single-Stage | Multiple-Speed | 0.5 | Standard |  | 120000 | 96000 | 1600 | 1002 | 115100 | 1166 | 80 | 78 | [8 empty] | Federally-Regulated Consumer Product | 03/08/2017 |  | 03/08/2017
York | York | TM9M120D20MP12 | Natural Gas | Induced Draft | False | False | 1 | False | Horizontal |  | None | Condensing | Step Modulating |  | 1 | Standard |  | 120000 | 116000 |  |  | 111200 | 1144 | 97 | 78 | [8 empty] | Federally-Regulated Consumer Product | 03/08/2017 |  | 03/08/2017
York | Luxaire | TM8V060A12MP11 | LPG | Induced Draft | False | False | 1 | False | Down |  | None | Non-Condensing | Two-Stage Modulating |  | 0.5 | Premium |  | 60000 | 47000 |  |  | 57000 | 259 | 80 | 78 | [8 empty] | Federally-Regulated Consumer Product | 03/08/2017 |  | 03/08/2017
York | York | D6NQ060D11006NX | LPG | Induced Draft | False | True | 1 | False | Down |  | None | Non-Condensing | Two-Stage Modulating |  | 1 | Premium |  | 135000 | 108000 |  |  | 114400 | 300 | 80 | 78 | [8 empty] | Federally-Regulated Consumer Product | 03/08/2017 |  | 03/08/2017
York | Luxaire | LP9C080B12MP12 | LPG | Induced Draft | False | False | 1 | False | Horizontal |  | None | Condensing | Step Modulating |  | 0.5 | Premium |  | 80000 | 77000 |  |  | 80800 | 435 | 97.5 | 78 | [8 empty] | Federally-Regulated Consumer Product | 03/08/2017 |  | 03/08/2017
York | Guardian | RGF19100CE20MP12 | Natural Gas | Induced Draft | False | False | 1 | False | Up |  | None | Condensing | Single-Stage |  | 0.75 | Premium |  | 100000 | 96000 |  |  | 99800 | 410 | 95 | 78 | [8 empty] | Federally-Regulated Consumer Product | 03/08/2017 |  | 03/08/2017
York | Luxaire | TGLS120C20MP11 | Natural Gas | Induced Draft | False | False | 1 | False | Horizontal | None | None | Non-Condensing | Single-Stage | Multiple-Speed | 1 | Standard |  | 120000 | 96000 | 2338 | 1286 | 115200 | 1150 | 80 | 78 | [8 empty] | Federally-Regulated Consumer Product | 03/08/2017 |  | 03/08/2017
York | Fraser Johnston | TM8T080B12MP11 | Natural Gas | Induced Draft | False | False | 1 | False | Down |  | None | Non-Condensing | Two-Stage Modulating |  | 0.33 | Standard |  | 80000 | 63000 |  |  | 77700 | 568 | 80 | 78 | [8 empty] | Federally-Regulated Consumer Product | 03/08/2017 |  | 03/08/2017
York | Johnson Controls | V33E[D,T]3******** | Natural Gas | Induced Draft | False | True | 3 | False | Down |  | None | Non-Condensing | Step Modulating |  | 10 | Standard |  | 267000 | 213000 | [6 empty] | 80 | 80 | [6 empty] | Federally-Regulated Commercial & Industrial Equipment | 03/08/2017 |  | 03/08/2017
York | Coleman | D7NQ048N09006NX | LPG | Induced Draft | False | True | 1 | False | Down |  | None | Non-Condensing | Single-Stage |  | 1 | Premium |  | 108000 | 88000 |  |  | 96900 | 467 | 81 | 78 | [8 empty] | Federally-Regulated Consumer Product | 03/08/2017 |  | 03/08/2017
York | Fraser Johnston | D6NZ024D05606NX | LPG | Induced Draft | False | True | 1 | False | Down |  | None | Non-Condensing | Two-Stage Modulating |  | 0.5 | Premium |  | 70000 | 56000 |  |  | 57600 | 151 | 80 | 78 | [8 empty] | Federally-Regulated Consumer Product | 03/08/2017 |  | 03/08/2017
York | Coleman | TG9S080C16MP11 | Natural Gas | Induced Draft | False | False | 1 | False | Down | None | None | Condensing | Single-Stage | Multiple-Speed | 0.75 | Standard |  | 80000 | 78000 | 1671 | 838 | 80500 | 929 | 95.5 | 78 | [8 empty] | Federally-Regulated Consumer Product | 03/08/2017 |  | 03/08/2017
York | Luxaire | D7HQ048D11006NX | LPG | Induced Draft | False | True | 1 | False | Horizontal |  | None | Non-Condensing | Two-Stage Modulating |  | 1 | Premium |  | 135000 | 110000 |  |  | 112900 | 413 | 81 | 78 | [8 empty] | Federally-Regulated Consumer Product | 03/08/2017 |  | 03/08/2017
York | York | TGLS130D20MP11 | Natural Gas | Induced Draft | False | False | 1 | False | Down | None | None | Non-Condensing | Single-Stage | Multiple-Speed | 1 | Standard |  | 130000 | 104000 | 2399 | 1324 | 114700 | 1265 | 80 | 78 | [8 empty] | Federally-Regulated Consumer Product | 03/08/2017 |  | 03/08/2017
York | Evcon | TG9S130D20MP11 | Natural Gas | Induced Draft | False | False | 1 | False | Up | None | None | Condensing | Single-Stage | Multiple-Speed | 1 | Standard |  | 130000 | 125000 | 2047 | 1198 | 112700 | 1305 | 95.5 | 78 | [8 empty] | Federally-Regulated Consumer Product | 03/08/2017 |  | 03/08/2017
York | York | D7NQ060D11006NX | LPG | Induced Draft | False | True | 1 | False | Down |  | None | Non-Condensing | Two-Stage Modulating |  | 1 | Premium |  | 135000 | 110000 |  |  | 112900 | 413 | 81 | 78 | [8 empty] | Federally-Regulated Consumer Product | 03/08/2017 |  | 03/08/2017
York | Guardian | GG8S080B12MP11 | Natural Gas | Induced Draft | False | False | 1 | False | Down | None | None | Non-Condensing | Single-Stage | Multiple-Speed | 0.33 | Standard |  | 80000 | 64000 | 1195 | 620 | 76700 | 793 | 80 | 78 | [8 empty] | Federally-Regulated Consumer Product | 03/08/2017 |  | 03/08/2017
York | Coleman | G33D[D,T]3******** | LPG | Induced Draft | False | True | 3 | False | Down |  | None | Non-Condensing | Step Modulating |  | 10 | Standard |  | 267000 | 213000 | [6 empty] | 80 | 80 | [6 empty] | Federally-Regulated Commercial & Industrial Equipment | 03/08/2017 |  | 03/08/2017
York | Coleman | TM9M080B12MP12 | Natural Gas | Induced Draft | False | False | 1 | False | Up |  | None | Condensing | Step Modulating |  | 0.5 | Standard |  | 80000 | 77000 |  |  | 77900 | 1113 | 97 | 78 | [8 empty] | Federally-Regulated Consumer Product | 03/08/2017 |  | 03/08/2017
York | Coleman | TGLS100C16MP11 | Natural Gas | Induced Draft | False | False | 1 | False | Horizontal | None | None | Non-Condensing | Single-Stage | Multiple-Speed | 0.5 | Standard |  | 100000 | 80000 | 1820 | 1012 | 96100 | 930 | 80 | 78 | [8 empty] | Federally-Regulated Consumer Product | 03/08/2017 |  | 03/08/2017
York | Evcon | TPLC100C16MP12 | LPG | Induced Draft | False | False | 1 | False | Up |  | None | Non-Condensing | Step Modulating |  | 0.75 | Premium |  | 100000 | 78000 |  |  | 97300 | 253 | 80 | 78 | [8 empty] | Federally-Regulated Consumer Product | 03/08/2017 |  | 03/08/2017
York | York | YPLC060A12MP12 | Natural Gas | Induced Draft | False | False | 1 | False | Horizontal |  | None | Non-Condensing | Step Modulating |  | 0.5 | Premium |  | 60000 | 47000 |  |  | 58100 | 167 | 80 | 78 | [8 empty] | Federally-Regulated Consumer Product | 03/08/2017 |  | 03/08/2017
York | Coleman | TM9M080B12MP12 | LPG | Induced Draft | False | False | 1 | False | Up |  | None | Condensing | Step Modulating |  | 0.5 | Standard |  | 80000 | 77000 |  |  | 77900 | 1113 | 97 | 78 | [8 empty] | Federally-Regulated Consumer Product | 03/08/2017 |  | 03/08/2017
York | York | D7NQ060N11006NX | LPG | Induced Draft | False | True | 1 | False | Horizontal |  | None | Non-Condensing | Single-Stage |  | 1 | Premium |  | 135000 | 109000 |  |  | 116700 | 462 | 81 | 78 | [8 empty] | Federally-Regulated Consumer Product | 03/08/2017 |  | 03/08/2017
York | Luxaire | ZK060*10*F**** | Natural Gas | Induced Draft | False | True | 1 | False | Down |  | None | Non-Condensing | Single-Stage |  | 1.5 | Standard |  | 125000 | 100000 |  |  | 117500 | 510 | 80.3 | 78 | [8 empty] | Federally-Regulated Consumer Product | 03/08/2017 |  | 03/08/2017
York | Fraser Johnston | TMLV080B12MP11 | Natural Gas | Induced Draft | False | False | 1 | False | Horizontal |  | None | Non-Condensing | Two-Stage Modulating |  | 0.5 | Premium |  | 80000 | 63000 |  |  | 75800 | 315 | 80 | 78 | [8 empty] | Federally-Regulated Consumer Product | 03/08/2017 |  | 03/08/2017
York | Fraser Johnston | TM9E100C20MP11 | LPG | Induced Draft | False | False | 1 | False | Horizontal |  | None | Condensing | Single-Stage |  | 0.75 | Premium |  | 100000 | 96000 |  |  | 99800 | 410 | 95 | 78 | [8 empty] | Federally-Regulated Consumer Product | 03/08/2017 |  | 03/08/2017
York | Fraser Johnston | TMLT100C20MP11 | Natural Gas | Induced Draft | False | False | 1 | False | Horizontal |  | None | Non-Condensing | Two-Stage Modulating |  | 1 | Standard |  | 100000 | 80000 |  |  | 97200 | 688 | 80 | 78 | [8 empty] | Federally-Regulated Consumer Product | 03/08/2017 |  | 03/08/2017
York | York | D6NX036N06506NX | Natural Gas | Induced Draft | False | True | 1 | False | Horizontal |  | None | Non-Condensing | Single-Stage |  | 1 | Premium |  | 80000 | 64000 |  |  | 74700 | 1140 | 80.6 | 78 | [8 empty] | Federally-Regulated Consumer Product | 03/08/2017 |  | 03/08/2017
York | Luxaire | D6NQ024N05606NX | Natural Gas | Induced Draft | False | True | 1 | False | Down |  | None | Non-Condensing | Single-Stage |  | 0.5 | Premium |  | 70000 | 56000 |  |  | 56700 | 764 | 80.2 | 78 | [8 empty] | Federally-Regulated Consumer Product | 03/08/2017 |  | 03/08/2017
York | Evcon | TMLV080C16MP11 | LPG | Induced Draft | False | False | 1 | False | Up |  | None | Non-Condensing | Two-Stage Modulating |  | 0.75 | Premium |  | 80000 | 63000 |  |  | 76900 | 323 | 80 | 78 | [8 empty] | Federally-Regulated Consumer Product | 03/08/2017 |  | 03/08/2017
York | Fraser Johnston | TG9S100C16MP11 | LPG | Induced Draft | False | False | 1 | False | Down | None | None | Condensing | Single-Stage | Multiple-Speed | 0.75 | Standard |  | 100000 | 97000 | 1706 | 819 | 96500 | 1156 | 95.5 | 78 | [8 empty] | Federally-Regulated Consumer Product | 03/08/2017 |  | 03/08/2017
York | Evcon | RGF19040AP08MP11 | Natural Gas | Induced Draft | False | False | 1 | False | Horizontal |  | None | Condensing | Single-Stage |  | 0.5 | Standard |  | 40000 | 39000 |  |  | 31900 | 482 | 95.5 | 78 | [8 empty] | Federally-Regulated Consumer Product | 03/08/2017 |  | 03/08/2017
York | Coleman | TPLC080C16MP12 | LPG | Induced Draft | False | False | 1 | False | Down |  | None | Non-Condensing | Step Modulating |  | 0.75 | Premium |  | 80000 | 62000 |  |  | 77700 | 199 | 80 | 78 | [8 empty] | Federally-Regulated Consumer Product | 03/08/2017 |  | 03/08/2017
York | Evcon | D7NQ060N11006NX | LPG | Induced Draft | False | True | 1 | False | Down |  | None | Non-Condensing | Single-Stage |  | 1 | Premium |  | 135000 | 109000 |  |  | 116700 | 462 | 81 | 78 | [8 empty] | Federally-Regulated Consumer Product | 03/08/2017 |  | 03/08/2017
York | Coleman | TMLV080B12MP11 | LPG | Induced Draft | False | False | 1 | False | Horizontal |  | None | Non-Condensing | Two-Stage Modulating |  | 0.5 | Premium |  | 80000 | 63000 |  |  | 75800 | 315 | 80 | 78 | [8 empty] | Federally-Regulated Consumer Product | 03/08/2017 |  | 03/08/2017
York | Luxaire | D7NQ036N03606NX | Natural Gas | Induced Draft | False | True | 1 | False | Down |  | None | Non-Condensing | Single-Stage |  | 0.75 | Premium |  | 45000 | 36000 |  |  | 38500 | 238 | 81 | 78 | [8 empty] | Federally-Regulated Consumer Product | 03/08/2017 |  | 03/08/2017
York | York | TM9M100C16MP12 | Natural Gas | Induced Draft | False | False | 1 | False | Horizontal |  | None | Condensing | Step Modulating |  | 0.75 | Standard |  | 100000 | 97000 |  |  | 93000 | 1500 | 97 | 78 | [8 empty] | Federally-Regulated Consumer Product | 03/08/2017 |  | 03/08/2017
York | York | TMLV080C16MP11 | Natural Gas | Induced Draft | False | False | 1 | False | Horizontal |  | None | Non-Condensing | Two-Stage Modulating |  | 0.75 | Premium |  | 80000 | 63000 |  |  | 76900 | 323 | 80 | 78 | [8 empty] | Federally-Regulated Consumer Product | 03/08/2017 |  | 03/08/2017
York | York | D7NQ030N05606NX | Natural Gas | Induced Draft | False | True | 1 | False | Horizontal |  | None | Non-Condensing | Single-Stage |  | 0.75 | Premium |  | 70000 | 57000 |  |  | 57800 | 372 | 81 | 78 | [8 empty] | Federally-Regulated Consumer Product | 03/08/2017 |  | 03/08/2017
York | York | D6NQ060D09006NX | Natural Gas | Induced Draft | False | True | 1 | False | Down |  | None | Non-Condensing | Two-Stage Modulating |  | 1 | Premium |  | 108000 | 87000 |  |  | 94100 | 287 | 80 | 78 | [8 empty] | Federally-Regulated Consumer Product | 03/08/2017 |  | 03/08/2017
York | York | TMLV060A12MP11 | LPG | Induced Draft | False | False | 1 | False | Horizontal |  | None | Non-Condensing | Two-Stage Modulating |  | 0.5 | Premium |  | 60000 | 47000 |  |  | 57000 | 259 | 80 | 78 | [8 empty] | Federally-Regulated Consumer Product | 03/08/2017 |  | 03/08/2017
York | Fraser Johnston | D6NZ036N03606NX | Natural Gas | Induced Draft | False | True | 1 | False | Horizontal |  | None | Non-Condensing | Single-Stage |  | 0.75 | Premium |  | 45000 | 36000 |  |  | 37300 | 590 | 80.4 | 78 | [8 empty] | Federally-Regulated Consumer Product | 03/08/2017 |  | 03/08/2017
York | Evcon | D6NZ048N11006NX | LPG | Induced Draft | False | True | 1 | False | Horizontal |  | None | Non-Condensing | Single-Stage |  | 1 | Premium |  | 135000 | 108000 |  |  | 114000 | 1275 | 80.2 | 78 | [8 empty] | Federally-Regulated Consumer Product | 03/08/2017 |  | 03/08/2017
York | Coleman | TM9V060B12MP11 | Natural Gas | Induced Draft | False | False | 1 | False | Horizontal | None | None | Condensing | Two-Stage Modulating | Variable-Speed | 0.5 | Premium | 60 | 60000 | 58000 | 1343 | 456 | 47800 | 284 | 96 | 78 | [8 empty] | Federally-Regulated Consumer Product | 03/08/2017 |  | 03/08/2017
York | York | TG9S080B12MP11 | LPG | Induced Draft | False | False | 1 | False | Horizontal | None | None | Condensing | Single-Stage | Multiple-Speed | 0.5 | Standard |  | 80000 | 78000 | 1370 | 854 | 80600 | 920 | 95.5 | 78 | [8 empty] | Federally-Regulated Consumer Product | 03/08/2017 |  | 03/08/2017
York | Fraser Johnston | TM8T080C16MP11 | Natural Gas | Induced Draft | False | False | 1 | False | Horizontal |  | None | Non-Condensing | Two-Stage Modulating |  | 0.5 | Standard |  | 80000 | 63000 |  |  | 77500 | 607 | 80 | 78 | [8 empty] | Federally-Regulated Consumer Product | 03/08/2017 |  | 03/08/2017
York | Coleman | TM9X040A10MP11 | Natural Gas | Induced Draft | False | False | 1 | False | Down |  | None | Condensing | Single-Stage |  | 0.5 | Premium |  | 40000 | 38000 |  |  | 32700 | 256 | 95.5 | 78 | [8 empty] | Federally-Regulated Consumer Product | 03/08/2017 |  | 03/08/2017
York | Coleman | TMLT100C20MP11 | LPG | Induced Draft | False | False | 1 | False | Up |  | None | Non-Condensing | Two-Stage Modulating |  | 1 | Standard |  | 100000 | 80000 |  |  | 97200 | 688 | 80 | 78 | [8 empty] | Federally-Regulated Consumer Product | 03/08/2017 |  | 03/08/2017
York | Luxaire | D6NY060D11006NX | LPG | Induced Draft | False | True | 1 | False | Down |  | None | Non-Condensing | Two-Stage Modulating |  | 1 | Premium |  | 135000 | 108000 |  |  | 114400 | 300 | 80 | 78 | [8 empty] | Federally-Regulated Consumer Product | 03/08/2017 |  | 03/08/2017
York | Guardian | GGLS060A10MP11 | Natural Gas | Induced Draft | False | False | 1 | False | Down | None | None | Non-Condensing | Single-Stage | Multiple-Speed | 0.33 | Standard |  | 60000 | 48000 | 1004 | 708 | 57700 | 553 | 80 | 78 | [8 empty] | Federally-Regulated Consumer Product | 03/08/2017 |  | 03/08/2017
York | Evcon | ZS060*F0*F**** | Natural Gas | Induced Draft | False | True | 1 | False | Horizontal |  | None | Non-Condensing | Single-Stage |  | 1.5 | Standard |  | 125000 | 100000 |  |  | 117500 | 510 | 80.3 | 78 | [8 empty] | Federally-Regulated Consumer Product | 03/08/2017 |  | 03/08/2017
York | Luxaire | TMLV100C20MP11 | Natural Gas | Induced Draft | False | False | 1 | False | Horizontal |  | None | Non-Condensing | Two-Stage Modulating |  | 1 | Premium |  | 100000 | 80000 |  |  | 95200 | 380 | 80 | 78 | [8 empty] | Federally-Regulated Consumer Product | 03/08/2017 |  | 03/08/2017
York | Coleman | D6NZ030N03606NX | Natural Gas | Induced Draft | False | True | 1 | False | Down |  | None | Non-Condensing | Single-Stage |  | 0.75 | Premium |  | 45000 | 36000 |  |  | 37900 | 468 | 80.5 | 78 | [8 empty] | Federally-Regulated Consumer Product | 03/08/2017 |  | 03/08/2017
York | Fraser Johnston | ZS036*04*F**** | LPG | Induced Draft | False | True | 1 | False | Down |  | None | Non-Condensing | Single-Stage |  | 1.5 | Standard |  | 50000 | 40000 |  |  | 38000 | 371 | 80.9 | 78 | [8 empty] | Federally-Regulated Consumer Product | 03/08/2017 |  | 03/08/2017
York | Coleman | CP9C060B12MP12 | LPG | Induced Draft | False | False | 1 | False | Up |  | None | Condensing | Step Modulating |  | 0.5 | Premium |  | 60000 | 58000 |  |  | 48400 | 241 | 97.5 | 78 | [8 empty] | Federally-Regulated Consumer Product | 03/08/2017 |  | 03/08/2017
York | Fraser Johnston | TM9X120D20MP11 | Natural Gas | Induced Draft | False | False | 1 | False | Up | None | None | Condensing | Single-Stage | Multiple-Speed | 0.75 | Premium |  | 120000 | 114000 | 2036 | 671 | 114600 | 816 | 95.5 | 78 | [8 empty] | Federally-Regulated Consumer Product | 03/08/2017 |  | 03/08/2017
York | Luxaire | TM8V100C16MP11 | LPG | Induced Draft | False | False | 1 | False | Horizontal |  | None | Non-Condensing | Two-Stage Modulating |  | 0.75 | Premium |  | 100000 | 80000 |  |  | 94700 | 368 | 80 | 78 | [8 empty] | Federally-Regulated Consumer Product | 03/08/2017 |  | 03/08/2017
York | Luxaire | G33A[D,T]5******** | Natural Gas | Induced Draft | False | True | 3 | False | Horizontal |  | None | Non-Condensing | Step Modulating |  | 10 | Standard |  | 533000 | 426000 | [6 empty] | 80 | 80 | [6 empty] | Federally-Regulated Commercial & Industrial Equipment | 03/08/2017 |  | 03/08/2017
York | Johnson Controls | S33E[D,T]3******** | Natural Gas | Induced Draft | False | True | 3 | False | Down |  | None | Non-Condensing | Step Modulating |  | 10 | Standard |  | 267000 | 213000 | [6 empty] | 80 | 80 | [6 empty] | Federally-Regulated Commercial & Industrial Equipment | 03/08/2017 |  | 03/08/2017
York | Luxaire | TG9S040A08MP11 | Natural Gas | Induced Draft | False | False | 1 | False | Up | None | None | Condensing | Single-Stage | Multiple-Speed | 0.5 | Standard |  | 40000 | 39000 | 950 | 581 | 31900 | 458 | 95.5 | 78 | [8 empty] | Federally-Regulated Consumer Product | 03/08/2017 |  | 03/08/2017
York | Luxaire | X33D[D,T]3******** | LPG | Induced Draft | False | True | 3 | False | Down |  | None | Non-Condensing | Step Modulating |  | 10 | Standard |  | 267000 | 213000 | [6 empty] | 80 | 80 | [6 empty] | Federally-Regulated Commercial & Industrial Equipment | 03/08/2017 |  | 03/08/2017
York | Guardian | RGF19080BP12MP11 | Natural Gas | Induced Draft | False | False | 1 | False | Horizontal |  | None | Condensing | Single-Stage |  | 0.5 | Standard |  | 80000 | 78000 |  |  | 80500 | 960 | 95.5 | 78 | [8 empty] | Federally-Regulated Consumer Product | 03/08/2017 |  | 03/08/2017
York | York | TM9X080B12MP11 | LPG | Induced Draft | False | False | 1 | False | Horizontal | None | None | Condensing | Single-Stage | Multiple-Speed | 0.5 | Premium |  | 80000 | 76000 | 1221 | 403 | 65700 | 408 | 95.5 | 78 | [8 empty] | Federally-Regulated Consumer Product | 03/08/2017 |  | 03/08/2017
York | Coleman | D7NX024D05606NX | Natural Gas | Induced Draft | False | True | 1 | False | Down |  | None | Non-Condensing | Two-Stage Modulating |  | 0.5 | Premium |  | 70000 | 57000 |  |  | 56100 | 215 | 81 | 78 | [8 empty] | Federally-Regulated Consumer Product | 03/08/2017 |  | 03/08/2017
York | Fraser Johnston | D6HQ030D05606NX | LPG | Induced Draft | False | True | 1 | False | Horizontal |  | None | Non-Condensing | Two-Stage Modulating |  | 0.75 | Premium |  | 70000 | 56000 |  |  | 55700 | 252 | 80 | 78 | [8 empty] | Federally-Regulated Consumer Product | 03/08/2017 |  | 03/08/2017
York | York | TG8S120C20MP11 | LPG | Induced Draft | False | False | 1 | False | Down | None | None | Non-Condensing | Single-Stage | Multiple-Speed | 1 | Standard |  | 120000 | 96000 | 2338 | 1286 | 115200 | 1150 | 80 | 78 | [8 empty] | Federally-Regulated Consumer Product | 03/08/2017 |  | 03/08/2017
York | Coleman | D7HQ060D11006NX | LPG | Induced Draft | False | True | 1 | False | Horizontal |  | None | Non-Condensing | Two-Stage Modulating |  | 1 | Premium |  | 135000 | 110000 |  |  | 112900 | 413 | 81 | 78 | [8 empty] | Federally-Regulated Consumer Product | 03/08/2017 |  | 03/08/2017
York | Luxaire | TG8S100B12MP11 | Natural Gas | Induced Draft | False | False | 1 | False | Horizontal | None | None | Non-Condensing | Single-Stage | Multiple-Speed | 0.33 | Standard |  | 100000 | 80000 | 1223 | 614 | 96100 | 935 | 80 | 78 | [8 empty] | Federally-Regulated Consumer Product | 03/08/2017 |  | 03/08/2017
York | Evcon | D6NZ060D09006NX | Natural Gas | Induced Draft | False | True | 1 | False | Down |  | None | Non-Condensing | Two-Stage Modulating |  | 1 | Premium |  | 108000 | 87000 |  |  | 94100 | 544 | 80 | 78 | [8 empty] | Federally-Regulated Consumer Product | 03/08/2017 |  | 03/08/2017
York | Luxaire | TMLX080C16MP11 | LPG | Induced Draft | False | False | 1 | False | Up |  | None | Non-Condensing | Single-Stage |  | 0.5 | Premium |  | 80000 | 64000 |  |  | 78300 | 444 | 80 | 78 | [8 empty] | Federally-Regulated Consumer Product | 03/08/2017 |  | 03/08/2017
York | York | TMLV120C20MP11 | Natural Gas | Induced Draft | False | False | 1 | False | Up |  | None | Non-Condensing | Two-Stage Modulating |  | 1 | Premium |  | 120000 | 96000 |  |  | 111300 | 456 | 80 | 78 | [8 empty] | Federally-Regulated Consumer Product | 03/08/2017 |  | 03/08/2017
York | Evcon | D7HQ048D11006NX | Natural Gas | Induced Draft | False | True | 1 | False | Horizontal |  | None | Non-Condensing | Two-Stage Modulating |  | 1 | Premium |  | 135000 | 110000 |  |  | 112900 | 413 | 81 | 78 | [8 empty] | Federally-Regulated Consumer Product | 03/08/2017 |  | 03/08/2017
York | Evcon | D6NY060D09006NX | LPG | Induced Draft | False | True | 1 | False | Horizontal |  | None | Non-Condensing | Two-Stage Modulating |  | 1 | Premium |  | 108000 | 87000 |  |  | 94100 | 287 | 80 | 78 | [8 empty] | Federally-Regulated Consumer Product | 03/08/2017 |  | 03/08/2017
York | Guardian | GG8S040A08MP11 | Natural Gas | Induced Draft | False | False | 1 | False | Horizontal | None | None | Non-Condensing | Single-Stage | Multiple-Speed | 0.2 | Standard |  | 40000 | 32000 | 717 | 489 | 38100 | 444 | 80 | 78 | [8 empty] | Federally-Regulated Consumer Product | 03/08/2017 |  | 03/08/2017
York | Evcon | TM8V080C16MP11 | LPG | Induced Draft | False | False | 1 | False | Horizontal |  | None | Non-Condensing | Two-Stage Modulating |  | 0.75 | Premium |  | 80000 | 63000 |  |  | 76900 | 323 | 80 | 78 | [8 empty] | Federally-Regulated Consumer Product | 03/08/2017 |  | 03/08/2017
York | Coleman | TM9E080C16MP11 | Natural Gas | Induced Draft | False | False | 1 | False | Horizontal |  | None | Condensing | Single-Stage |  | 0.5 | Premium |  | 80000 | 77000 |  |  | 82800 | 429 | 95 | 78 | [8 empty] | Federally-Regulated Consumer Product | 03/08/2017 |  | 03/08/2017
York | Evcon | D7HQ048D09006NX | LPG | Induced Draft | False | True | 1 | False | Horizontal |  | None | Non-Condensing | Two-Stage Modulating |  | 1 | Premium |  | 108000 | 89000 |  |  | 94500 | 338 | 81 | 78 | [8 empty] | Federally-Regulated Consumer Product | 03/08/2017 |  | 03/08/2017
York | York | TM9V100C20MP11 | Natural Gas | Induced Draft | False | False | 1 | False | Down | None | None | Condensing | Two-Stage Modulating | Variable-Speed | 1 | Premium | 60 | 100000 | 96000 | 2019 | 576 | 94300 | 386 | 96 | 78 | [8 empty] | Federally-Regulated Consumer Product | 03/08/2017 |  | 03/08/2017
York | Johnson Controls | H33A[D,T]5******** | Natural Gas | Induced Draft | False | True | 3 | False | Horizontal |  | None | Non-Condensing | Step Modulating |  | 10 | Standard |  | 533000 | 426000 | [6 empty] | 80 | 80 | [6 empty] | Federally-Regulated Commercial & Industrial Equipment | 03/08/2017 |  | 03/08/2017
York | York | TMLX100C20MP11 | LPG | Induced Draft | False | False | 1 | False | Up |  | None | Non-Condensing | Single-Stage |  | 0.75 | Premium |  | 100000 | 80000 |  |  | 97800 | 568 | 80 | 78 | [8 empty] | Federally-Regulated Consumer Product | 03/08/2017 |  | 03/08/2017
York | Coleman | TP9C080C16MP12 | Natural Gas | Induced Draft | False | False | 1 | False | Down |  | None | Condensing | Step Modulating |  | 0.75 | Premium |  | 80000 | 78000 |  |  | 80600 | 460 | 97.7 | 78 | [8 empty] | Federally-Regulated Consumer Product | 03/08/2017 |  | 03/08/2017
York | Evcon | ZK060*10*F**** | LPG | Induced Draft | False | True | 1 | False | Down |  | None | Non-Condensing | Single-Stage |  | 1.5 | Standard |  | 125000 | 100000 |  |  | 117500 | 510 | 80.3 | 78 | [8 empty] | Federally-Regulated Consumer Product | 03/08/2017 |  | 03/08/2017
York | Fraser Johnston | D6NZ060D11006NX | LPG | Induced Draft | False | True | 1 | False | Horizontal |  | None | Non-Condensing | Two-Stage Modulating |  | 1 | Premium |  | 135000 | 108000 |  |  | 114400 | 262 | 80 | 78 | [8 empty] | Federally-Regulated Consumer Product | 03/08/2017 |  | 03/08/2017
York | Fraser Johnston | D6NQ048D09006NX | Natural Gas | Induced Draft | False | True | 1 | False | Horizontal |  | None | Non-Condensing | Two-Stage Modulating |  | 1 | Premium |  | 108000 | 87000 |  |  | 94100 | 287 | 80 | 78 | [8 empty] | Federally-Regulated Consumer Product | 03/08/2017 |  | 03/08/2017
York | Luxaire | TM9T100C20MP11 | LPG | Induced Draft | False | False | 1 | False | Horizontal | None | None | Condensing | Two-Stage Modulating | Multiple-Speed | 1 | Standard |  | 100000 | 96000 | 1934 | 1183 | 96500 | 1015 | 96 | 78 | [8 empty] | Federally-Regulated Consumer Product | 03/08/2017 |  | 03/08/2017
York | Evcon | D6HQ036D05606NX | Natural Gas | Induced Draft | False | True | 1 | False | Down |  | None | Non-Condensing | Two-Stage Modulating |  | 0.75 | Premium |  | 70000 | 56000 |  |  | 58000 | 263 | 80 | 78 | [8 empty] | Federally-Regulated Consumer Product | 03/08/2017 |  | 03/08/2017
York | York | TM9X040A10MP11 | Natural Gas | Induced Draft | False | False | 1 | False | Down |  | None | Condensing | Single-Stage |  | 0.5 | Premium |  | 40000 | 38000 |  |  | 32700 | 256 | 95.5 | 78 | [8 empty] | Federally-Regulated Consumer Product | 03/08/2017 |  | 03/08/2017
York | York | D6NX048N06506NX | Natural Gas | Induced Draft | False | True | 1 | False | Horizontal |  | None | Non-Condensing | Single-Stage |  | 1 | Premium |  | 80000 | 64000 |  |  | 73900 | 1250 | 80.8 | 78 | [8 empty] | Federally-Regulated Consumer Product | 03/08/2017 |  | 03/08/2017
York | Evcon | TM9E080B12MP11 | LPG | Induced Draft | False | False | 1 | False | Horizontal |  | None | Condensing | Single-Stage |  | 0.5 | Premium |  | 80000 | 77000 |  |  | 83000 | 382 | 95 | 78 | [8 empty] | Federally-Regulated Consumer Product | 03/08/2017 |  | 03/08/2017
York | Luxaire | D7NX024D05606NX | Natural Gas | Induced Draft | False | True | 1 | False | Horizontal |  | None | Non-Condensing | Two-Stage Modulating |  | 0.5 | Premium |  | 70000 | 57000 |  |  | 56100 | 215 | 81 | 78 | [8 empty] | Federally-Regulated Consumer Product | 03/08/2017 |  | 03/08/2017
York | Luxaire | TG9S130D20MP11 | LPG | Induced Draft | False | False | 1 | False | Horizontal | None | None | Condensing | Single-Stage | Multiple-Speed | 1 | Standard |  | 130000 | 125000 | 2047 | 1198 | 112700 | 1305 | 95.5 | 78 | [8 empty] | Federally-Regulated Consumer Product | 03/08/2017 |  | 03/08/2017
York | Coleman | D6HQ060D11006NX | Natural Gas | Induced Draft | False | True | 1 | False | Down |  | None | Non-Condensing | Two-Stage Modulating |  | 1 | Premium |  | 135000 | 108000 |  |  | 114400 | 300 | 80 | 78 | [8 empty] | Federally-Regulated Consumer Product | 03/08/2017 |  | 03/08/2017
York | Evcon | TGLS100B12MP11 | LPG | Induced Draft | False | False | 1 | False | Horizontal | None | None | Non-Condensing | Single-Stage | Multiple-Speed | 0.33 | Standard |  | 100000 | 80000 | 1223 | 614 | 96100 | 935 | 80 | 78 | [8 empty] | Federally-Regulated Consumer Product | 03/08/2017 |  | 03/08/2017
York | York | Z33D[N,S]3******** | Natural Gas | Induced Draft | False | True | 3 | False | Horizontal |  | None | Non-Condensing | Single-Stage |  | 10 | Standard |  | 267000 | 213000 | [6 empty] | 80 | 80 | [6 empty] | Federally-Regulated Commercial & Industrial Equipment | 03/08/2017 |  | 03/08/2017
York | Coleman | D7NX036N06506NX | Natural Gas | Induced Draft | False | True | 1 | False | Horizontal |  | None | Non-Condensing | Single-Stage |  | 1 | Premium |  | 80000 | 66000 |  |  | 77300 | 424 | 81 | 78 | [8 empty] | Federally-Regulated Consumer Product | 03/08/2017 |  | 03/08/2017
York | Fraser Johnston | D7NQ060D09006NX | LPG | Induced Draft | False | True | 1 | False | Down |  | None | Non-Condensing | Two-Stage Modulating |  | 1 | Premium |  | 108000 | 89000 |  |  | 94500 | 338 | 81 | 78 | [8 empty] | Federally-Regulated Consumer Product | 03/08/2017 |  | 03/08/2017
York | Fraser Johnston | TG8S130D20MP11 | LPG | Induced Draft | False | False | 1 | False | Horizontal | None | None | Non-Condensing | Single-Stage | Multiple-Speed | 1 | Standard |  | 130000 | 104000 | 2399 | 1324 | 114700 | 1265 | 80 | 78 | [8 empty] | Federally-Regulated Consumer Product | 03/08/2017 |  | 03/08/2017
York | Coleman | TMLV120C20MP11 | LPG | Induced Draft | False | False | 1 | False | Horizontal |  | None | Non-Condensing | Two-Stage Modulating |  | 1 | Premium |  | 120000 | 96000 |  |  | 111300 | 456 | 80 | 78 | [8 empty] | Federally-Regulated Consumer Product | 03/08/2017 |  | 03/08/2017
York | York | D6NX048D09006NX | LPG | Induced Draft | False | True | 1 | False | Horizontal |  | None | Non-Condensing | Two-Stage Modulating |  | 1 | Premium |  | 108000 | 87000 |  |  | 94100 | 544 | 80 | 78 | [8 empty] | Federally-Regulated Consumer Product | 03/08/2017 |  | 03/08/2017
York | Luxaire | D7NQ030N03606NX | LPG | Induced Draft | False | True | 1 | False | Horizontal |  | None | Non-Condensing | Single-Stage |  | 0.75 | Premium |  | 45000 | 37000 |  |  | 38700 | 212 | 81 | 78 | [8 empty] | Federally-Regulated Consumer Product | 03/08/2017 |  | 03/08/2017
York | Fraser Johnston | D6NQ024N03606NX | Natural Gas | Induced Draft | False | True | 1 | False | Horizontal |  | None | Non-Condensing | Single-Stage |  | 0.5 | Premium |  | 45000 | 36000 |  |  | 37900 | 468 | 80.2 | 78 | [8 empty] | Federally-Regulated Consumer Product | 03/08/2017 |  | 03/08/2017
York | Luxaire | TPLC080C16MP12 | Natural Gas | Induced Draft | False | False | 1 | False | Up |  | None | Non-Condensing | Step Modulating |  | 0.75 | Premium |  | 80000 | 62000 |  |  | 77700 | 199 | 80 | 78 | [8 empty] | Federally-Regulated Consumer Product | 03/08/2017 |  | 03/08/2017
York | Fraser Johnston | TG9S080C22MP11 | Natural Gas | Induced Draft | False | False | 1 | False | Down | None | None | Condensing | Single-Stage | Multiple-Speed | 1 | Standard |  | 80000 | 78000 | 2162 | 1285 | 80400 | 966 | 95.5 | 78 | [8 empty] | Federally-Regulated Consumer Product | 03/08/2017 |  | 03/08/2017
York | Luxaire | ZK060*08*F**** | Natural Gas | Induced Draft | False | True | 1 | False | Horizontal |  | None | Non-Condensing | Single-Stage |  | 1.5 | Standard |  | 100000 | 80000 |  |  | 93400 | 1438 | 80.5 | 78 | [8 empty] | Federally-Regulated Consumer Product | 03/08/2017 |  | 03/08/2017
York | Fraser Johnston | D6NQ042N09006NX | LPG | Induced Draft | False | True | 1 | False | Down |  | None | Non-Condensing | Single-Stage |  | 1 | Premium |  | 108000 | 87000 |  |  | 94400 | 1124 | 80.6 | 78 | [8 empty] | Federally-Regulated Consumer Product | 03/08/2017 |  | 03/08/2017
York | Fraser Johnston | TM9M080B12MP12 | Natural Gas | Induced Draft | False | False | 1 | False | Down |  | None | Condensing | Step Modulating |  | 0.5 | Standard |  | 80000 | 77000 |  |  | 77900 | 1113 | 97 | 78 | [8 empty] | Federally-Regulated Consumer Product | 03/08/2017 |  | 03/08/2017
York | Luxaire | G33B[N,S]3******** | Natural Gas | Induced Draft | False | True | 3 | False | Down |  | None | Non-Condensing | Single-Stage |  | 10 | Standard |  | 267000 | 213000 | [6 empty] | 80 | 80 | [6 empty] | Federally-Regulated Commercial & Industrial Equipment | 03/08/2017 |  | 03/08/2017
York | Luxaire | ZK060*10*F**** | LPG | Induced Draft | False | True | 1 | False | Horizontal |  | None | Non-Condensing | Single-Stage |  | 1.5 | Standard |  | 125000 | 100000 |  |  | 117500 | 510 | 80.3 | 78 | [8 empty] | Federally-Regulated Consumer Product | 03/08/2017 |  | 03/08/2017
York | Evcon | TG9S120D16MP11 | LPG | Induced Draft | False | False | 1 | False | Down | None | None | Condensing | Single-Stage | Multiple-Speed | 0.75 | Standard |  | 120000 | 116000 | 1805 | 876 | 113200 | 1185 | 95.5 | 78 | [8 empty] | Federally-Regulated Consumer Product | 03/08/2017 |  | 03/08/2017
York | Evcon | TM9V100C20MP11 | Natural Gas | Induced Draft | False | False | 1 | False | Up | None | None | Condensing | Two-Stage Modulating | Variable-Speed | 1 | Premium | 60 | 100000 | 96000 | 2019 | 576 | 94300 | 386 | 96 | 78 | [8 empty] | Federally-Regulated Consumer Product | 03/08/2017 |  | 03/08/2017
York | Fraser Johnston | TM8V120C20MP11 | Natural Gas | Induced Draft | False | False | 1 | False | Horizontal |  | None | Non-Condensing | Two-Stage Modulating |  | 1 | Premium |  | 120000 | 96000 |  |  | 111300 | 456 | 80 | 78 | [8 empty] | Federally-Regulated Consumer Product | 03/08/2017 |  | 03/08/2017
York | Fraser Johnston | D7HQ042D09006NX | Natural Gas | Induced Draft | False | True | 1 | False | Down |  | None | Non-Condensing | Two-Stage Modulating |  | 1 | Premium |  | 108000 | 89000 |  |  | 94500 | 338 | 81 | 78 | [8 empty] | Federally-Regulated Consumer Product | 03/08/2017 |  | 03/08/2017
York | Coleman | G33A[N,S]3******** | Natural Gas | Induced Draft | False | True | 3 | False | Down |  | None | Non-Condensing | Single-Stage |  | 10 | Standard |  | 267000 | 213000 | [6 empty] | 80 | 80 | [6 empty] | Federally-Regulated Commercial & Industrial Equipment | 03/08/2017 |  | 03/08/2017
York | Evcon | D6NQ048N09006NX | Natural Gas | Induced Draft | False | True | 1 | False | Horizontal |  | None | Non-Condensing | Single-Stage |  | 1 | Premium |  | 108000 | 87000 |  |  | 93800 | 1315 | 80.6 | 78 | [8 empty] | Federally-Regulated Consumer Product | 03/08/2017 |  | 03/08/2017
York | Luxaire | D6NX048D11006NX | LPG | Induced Draft | False | True | 1 | False | Horizontal |  | None | Non-Condensing | Two-Stage Modulating |  | 1 | Premium |  | 135000 | 108000 |  |  | 114400 | 262 | 80 | 78 | [8 empty] | Federally-Regulated Consumer Product | 03/08/2017 |  | 03/08/2017
York | Fraser Johnston | TG8S120C20MP11 | LPG | Induced Draft | False | False | 1 | False | Horizontal | None | None | Non-Condensing | Single-Stage | Multiple-Speed | 1 | Standard |  | 120000 | 96000 | 2338 | 1286 | 115200 | 1150 | 80 | 78 | [8 empty] | Federally-Regulated Consumer Product | 03/08/2017 |  | 03/08/2017
York | Luxaire | D6NQ024N05606NX | Natural Gas | Induced Draft | False | True | 1 | False | Horizontal |  | None | Non-Condensing | Single-Stage |  | 0.5 | Premium |  | 70000 | 56000 |  |  | 56700 | 764 | 80.2 | 78 | [8 empty] | Federally-Regulated Consumer Product | 03/08/2017 |  | 03/08/2017
York | Coleman | MG9S100C20MP11 | LPG | Induced Draft | False | False | 1 | True | Down |  | None | Condensing | Single-Stage |  | 1 | Standard |  | 100000 | 97000 |  |  | 96600 | 1161 | 95.5 | 75 | [8 empty] | Federally-Regulated Consumer Product | 03/08/2017 |  | 03/08/2017
York | Evcon | TMLV100C20MP11 | LPG | Induced Draft | False | False | 1 | False | Down |  | None | Non-Condensing | Two-Stage Modulating |  | 1 | Premium |  | 100000 | 80000 |  |  | 95200 | 380 | 80 | 78 | [8 empty] | Federally-Regulated Consumer Product | 03/08/2017 |  | 03/08/2017
York | Luxaire | D7NQ036N05606NX | LPG | Induced Draft | False | True | 1 | False | Horizontal |  | None | Non-Condensing | Single-Stage |  | 0.75 | Premium |  | 70000 | 57000 |  |  | 57700 | 375 | 81 | 78 | [8 empty] | Federally-Regulated Consumer Product | 03/08/2017 |  | 03/08/2017
York | Evcon | TM9M100C20MP12 | LPG | Induced Draft | False | False | 1 | False | Down |  | None | Condensing | Step Modulating |  | 1 | Standard |  | 100000 | 97000 |  |  | 93900 | 1231 | 97 | 78 | [8 empty] | Federally-Regulated Consumer Product | 03/08/2017 |  | 03/08/2017
York | Luxaire | TM9M080C16MP12 | Natural Gas | Induced Draft | False | False | 1 | False | Down |  | None | Condensing | Step Modulating |  | 0.75 | Standard |  | 80000 | 78000 |  |  | 76300 | 1530 | 97 | 78 | [8 empty] | Federally-Regulated Consumer Product | 03/08/2017 |  | 03/08/2017
York | Coleman | D7NQ036N05606NX | Natural Gas | Induced Draft | False | True | 1 | False | Horizontal |  | None | Non-Condensing | Single-Stage |  | 0.75 | Premium |  | 70000 | 57000 |  |  | 57700 | 375 | 81 | 78 | [8 empty] | Federally-Regulated Consumer Product | 03/08/2017 |  | 03/08/2017
York | Evcon | TMLT080B12MP11 | Natural Gas | Induced Draft | False | False | 1 | False | Down |  | None | Non-Condensing | Two-Stage Modulating |  | 0.33 | Standard |  | 80000 | 63000 |  |  | 77700 | 568 | 80 | 78 | [8 empty] | Federally-Regulated Consumer Product | 03/08/2017 |  | 03/08/2017
York | Coleman | ZK036*08*F**** | Natural Gas | Induced Draft | False | True | 1 | False | Down |  | None | Non-Condensing | Single-Stage |  | 1.5 | Standard |  | 100000 | 80000 |  |  | 93400 | 1438 | 80.5 | 78 | [8 empty] | Federally-Regulated Consumer Product | 03/08/2017 |  | 03/08/2017
York | York | TPLC060A12MP12 | Natural Gas | Induced Draft | False | False | 1 | False | Down |  | None | Non-Condensing | Step Modulating |  | 0.5 | Premium |  | 60000 | 47000 |  |  | 58100 | 167 | 80 | 78 | [8 empty] | Federally-Regulated Consumer Product | 03/08/2017 |  | 03/08/2017
York | Johnson Controls | H33A[D,T]5******** | LPG | Induced Draft | False | True | 3 | False | Down |  | None | Non-Condensing | Step Modulating |  | 10 | Standard |  | 533000 | 426000 | [6 empty] | 80 | 80 | [6 empty] | Federally-Regulated Commercial & Industrial Equipment | 03/08/2017 |  | 03/08/2017
York | Luxaire | TG9S040A08MP11 | Natural Gas | Induced Draft | False | False | 1 | False | Down | None | None | Condensing | Single-Stage | Multiple-Speed | 0.5 | Standard |  | 40000 | 39000 | 950 | 581 | 31900 | 458 | 95.5 | 78 | [8 empty] | Federally-Regulated Consumer Product | 03/08/2017 |  | 03/08/2017
York | Fraser Johnston | TGLS120C20MP11 | LPG | Induced Draft | False | False | 1 | False | Up | None | None | Non-Condensing | Single-Stage | Multiple-Speed | 1 | Standard |  | 120000 | 96000 | 2338 | 1286 | 115200 | 1150 | 80 | 78 | [8 empty] | Federally-Regulated Consumer Product | 03/08/2017 |  | 03/08/2017
York | Coleman | TM9V060B12MP11 | LPG | Induced Draft | False | False | 1 | False | Up | None | None | Condensing | Two-Stage Modulating | Variable-Speed | 0.5 | Premium | 60 | 60000 | 58000 | 1343 | 456 | 47800 | 284 | 96 | 78 | [8 empty] | Federally-Regulated Consumer Product | 03/08/2017 |  | 03/08/2017
York | Coleman | D7NX048D11006NX | Natural Gas | Induced Draft | False | True | 1 | False | Horizontal |  | None | Non-Condensing | Two-Stage Modulating |  | 1 | Premium |  | 135000 | 110000 |  |  | 112900 | 413 | 81 | 78 | [8 empty] | Federally-Regulated Consumer Product | 03/08/2017 |  | 03/08/2017
York | Coleman | D6HQ060D11006NX | LPG | Induced Draft | False | True | 1 | False | Horizontal |  | None | Non-Condensing | Two-Stage Modulating |  | 1 | Premium |  | 135000 | 108000 |  |  | 114400 | 300 | 80 | 78 | [8 empty] | Federally-Regulated Consumer Product | 03/08/2017 |  | 03/08/2017
York | Fraser Johnston | TG9S100C20MP11 | LPG | Induced Draft | False | False | 1 | False | Down | None | None | Condensing | Single-Stage | Multiple-Speed | 1 | Standard |  | 100000 | 97000 | 1934 | 1183 | 96600 | 1118 | 95.5 | 78 | [8 empty] | Federally-Regulated Consumer Product | 03/08/2017 |  | 03/08/2017
York | Guardian | RGF19040AP08MP11 | Natural Gas | Induced Draft | False | False | 1 | False | Up |  | None | Condensing | Single-Stage |  | 0.5 | Standard |  | 40000 | 39000 |  |  | 31900 | 482 | 95.5 | 78 | [8 empty] | Federally-Regulated Consumer Product | 03/08/2017 |  | 03/08/2017
York | Luxaire | LPLC080B12MP12 | Natural Gas | Induced Draft | False | False | 1 | False | Down |  | None | Non-Condensing | Step Modulating |  | 0.5 | Premium |  | 80000 | 62000 |  |  | 77900 | 235 | 80 | 78 | [8 empty] | Federally-Regulated Consumer Product | 03/08/2017 |  | 03/08/2017
York | Coleman | TM8V080C16MP11 | LPG | Induced Draft | False | False | 1 | False | Horizontal |  | None | Non-Condensing | Two-Stage Modulating |  | 0.75 | Premium |  | 80000 | 63000 |  |  | 76900 | 323 | 80 | 78 | [8 empty] | Federally-Regulated Consumer Product | 03/08/2017 |  | 03/08/2017
York | Evcon | TMLV080C16MP11 | Natural Gas | Induced Draft | False | False | 1 | False | Up |  | None | Non-Condensing | Two-Stage Modulating |  | 0.75 | Premium |  | 80000 | 63000 |  |  | 76900 | 323 | 80 | 78 | [8 empty] | Federally-Regulated Consumer Product | 03/08/2017 |  | 03/08/2017
York | York | D6NQ036N05606NX | Natural Gas | Induced Draft | False | True | 1 | False | Down |  | None | Non-Condensing | Single-Stage |  | 0.75 | Premium |  | 70000 | 56000 |  |  | 56200 | 876 | 80.2 | 78 | [8 empty] | Federally-Regulated Consumer Product | 03/08/2017 |  | 03/08/2017
York | York | YPLC120C20MP12 | Natural Gas | Induced Draft | False | False | 1 | False | Horizontal |  | None | Non-Condensing | Step Modulating |  | 1 | Premium |  | 120000 | 95000 |  |  | 115200 | 484 | 80 | 78 | [8 empty] | Federally-Regulated Consumer Product | 03/08/2017 |  | 03/08/2017
York | York | TMLT080C16MP11 | Natural Gas | Induced Draft | False | False | 1 | False | Horizontal |  | None | Non-Condensing | Two-Stage Modulating |  | 0.5 | Standard |  | 80000 | 63000 |  |  | 77500 | 607 | 80 | 78 | [8 empty] | Federally-Regulated Consumer Product | 03/08/2017 |  | 03/08/2017
York | Luxaire | LP9C100C20MP12 | Natural Gas | Induced Draft | False | False | 1 | False | Up |  | None | Condensing | Step Modulating |  | 1 | Premium |  | 100000 | 97000 |  |  | 96400 | 558 | 97.7 | 78 | [8 empty] | Federally-Regulated Consumer Product | 03/08/2017 |  | 03/08/2017
York | Coleman | TM9E080B12MP11 | LPG | Induced Draft | False | False | 1 | False | Up |  | None | Condensing | Single-Stage |  | 0.5 | Premium |  | 80000 | 77000 |  |  | 83000 | 382 | 95 | 78 | [8 empty] | Federally-Regulated Consumer Product | 03/08/2017 |  | 03/08/2017
York | Evcon | TG8S130D20MP11 | LPG | Induced Draft | False | False | 1 | False | Down | None | None | Non-Condensing | Single-Stage | Multiple-Speed | 1 | Standard |  | 130000 | 104000 | 2399 | 1324 | 114700 | 1265 | 80 | 78 | [8 empty] | Federally-Regulated Consumer Product | 03/08/2017 |  | 03/08/2017
York | Coleman | X33D[D,T]5******** | LPG | Induced Draft | False | True | 3 | False | Horizontal |  | None | Non-Condensing | Step Modulating |  | 10 | Standard |  | 533000 | 426000 | [6 empty] | 80 | 80 | [6 empty] | Federally-Regulated Commercial & Industrial Equipment | 03/08/2017 |  | 03/08/2017
York | Coleman | TM9E060B12MP11 | LPG | Induced Draft | False | False | 1 | False | Horizontal |  | None | Condensing | Single-Stage |  | 0.5 | Premium |  | 60000 | 57000 |  |  | 49600 | 284 | 95 | 78 | [8 empty] | Federally-Regulated Consumer Product | 03/08/2017 |  | 03/08/2017
York | Evcon | RGF1L080CP16MP11 | LPG | Induced Draft | False | False | 1 | False | Up |  | None | Non-Condensing | Single-Stage |  | 0.5 | Standard |  | 80000 | 64000 |  |  | 75100 | 1215 | 80 | 78 | [8 empty] | Federally-Regulated Consumer Product | 03/08/2017 |  | 03/08/2017
York | York | TM9E060B12MP11 | LPG | Induced Draft | False | False | 1 | False | Down |  | None | Condensing | Single-Stage |  | 0.5 | Premium |  | 60000 | 57000 |  |  | 49600 | 284 | 95 | 78 | [8 empty] | Federally-Regulated Consumer Product | 03/08/2017 |  | 03/08/2017
York | Fraser Johnston | TM8X080B12MP11 | LPG | Induced Draft | False | False | 1 | False | Down |  | None | Non-Condensing | Single-Stage |  | 0.5 | Premium |  | 80000 | 64000 |  |  | 78600 | 379 | 80 | 78 | [8 empty] | Federally-Regulated Consumer Product | 03/08/2017 |  | 03/08/2017
York | Luxaire | TM9V080C16MP11 | LPG | Induced Draft | False | False | 1 | False | Down | None | None | Condensing | Two-Stage Modulating | Variable-Speed | 0.75 | Premium | 60 | 80000 | 77000 | 1787 | 544 | 79000 | 273 | 96 | 78 | [8 empty] | Federally-Regulated Consumer Product | 03/08/2017 |  | 03/08/2017
York | Luxaire | D6NZ042N09006NX | LPG | Induced Draft | False | True | 1 | False | Horizontal |  | None | Non-Condensing | Single-Stage |  | 1 | Premium |  | 108000 | 87000 |  |  | 94400 | 1124 | 80.8 | 78 | [8 empty] | Federally-Regulated Consumer Product | 03/08/2017 |  | 03/08/2017
York | Luxaire | TPLC080C16MP12 | LPG | Induced Draft | False | False | 1 | False | Down |  | None | Non-Condensing | Step Modulating |  | 0.75 | Premium |  | 80000 | 62000 |  |  | 77700 | 199 | 80 | 78 | [8 empty] | Federally-Regulated Consumer Product | 03/08/2017 |  | 03/08/2017
York | Evcon | D7HQ030D05606NX | LPG | Induced Draft | False | True | 1 | False | Horizontal |  | None | Non-Condensing | Two-Stage Modulating |  | 0.75 | Premium |  | 70000 | 57000 |  |  | 56100 | 216 | 81 | 78 | [8 empty] | Federally-Regulated Consumer Product | 03/08/2017 |  | 03/08/2017
York | York | D7NQ042N09006NX | LPG | Induced Draft | False | True | 1 | False | Down |  | None | Non-Condensing | Single-Stage |  | 1 | Premium |  | 108000 | 88000 |  |  | 96900 | 467 | 81 | 78 | [8 empty] | Federally-Regulated Consumer Product | 03/08/2017 |  | 03/08/2017
York | Evcon | RGF19080CP16MP11 | LPG | Induced Draft | False | False | 1 | False | Horizontal |  | None | Condensing | Single-Stage |  | 0.75 | Standard |  | 80000 | 78000 |  |  | 80500 | 968 | 95.5 | 78 | [8 empty] | Federally-Regulated Consumer Product | 03/08/2017 |  | 03/08/2017
York | Guardian | GGLS100B12MP11 | LPG | Induced Draft | False | False | 1 | False | Up | None | None | Non-Condensing | Single-Stage | Multiple-Speed | 0.33 | Standard |  | 100000 | 80000 | 1223 | 614 | 96100 | 935 | 80 | 78 | [8 empty] | Federally-Regulated Consumer Product | 03/08/2017 |  | 03/08/2017
York | Luxaire | ZK048*06*F**** | Natural Gas | Induced Draft | False | True | 1 | False | Horizontal |  | None | Non-Condensing | Single-Stage |  | 1.5 | Standard |  | 75000 | 60000 |  |  | 57700 | 396 | 80.9 | 78 | [8 empty] | Federally-Regulated Consumer Product | 03/08/2017 |  | 03/08/2017
York | Coleman | D7NQ048N11006NX | Natural Gas | Induced Draft | False | True | 1 | False | Down |  | None | Non-Condensing | Single-Stage |  | 1 | Premium |  | 135000 | 109000 |  |  | 116700 | 462 | 81 | 78 | [8 empty] | Federally-Regulated Consumer Product | 03/08/2017 |  | 03/08/2017
York | Fraser Johnston | TM9X100C20MP11 | LPG | Induced Draft | False | False | 1 | False | Up | None | None | Condensing | Single-Stage | Multiple-Speed | 0.75 | Premium |  | 100000 | 95000 | 1989 | 660 | 97700 | 833 | 95.5 | 78 | [8 empty] | Federally-Regulated Consumer Product | 03/08/2017 |  | 03/08/2017
York | Coleman | TP9C060B12MP12 | LPG | Induced Draft | False | False | 1 | False | Horizontal |  | None | Condensing | Step Modulating |  | 0.5 | Premium |  | 60000 | 58000 |  |  | 48400 | 241 | 97.5 | 78 | [8 empty] | Federally-Regulated Consumer Product | 03/08/2017 |  | 03/08/2017
York | Luxaire | TG8S120C16MP11 | Natural Gas | Induced Draft | False | False | 1 | False | Down | None | None | Non-Condensing | Single-Stage | Multiple-Speed | 0.5 | Standard |  | 120000 | 96000 | 1600 | 1002 | 115100 | 1166 | 80 | 78 | [8 empty] | Federally-Regulated Consumer Product | 03/08/2017 |  | 03/08/2017
York | Coleman | DGAA090BDT* | LPG | Induced Draft | False | False | 1 | True | Down |  | None | Non-Condensing | Single-Stage |  | 0.33 | Standard |  | 90000 | 72000 |  |  | 77700 | 573 | 80 | 75 | [8 empty] | Federally-Regulated Consumer Product | 03/08/2017 |  | 03/08/2017
York | Coleman | CP9C100C16MP12 | Natural Gas | Induced Draft | False | False | 1 | False | Horizontal |  | None | Condensing | Step Modulating |  | 0.75 | Premium |  | 100000 | 97000 |  |  | 96500 | 536 | 97.7 | 78 | [8 empty] | Federally-Regulated Consumer Product | 03/08/2017 |  | 03/08/2017
York | Evcon | TM8T080B12MP11 | LPG | Induced Draft | False | False | 1 | False | Up |  | None | Non-Condensing | Two-Stage Modulating |  | 0.33 | Standard |  | 80000 | 63000 |  |  | 77700 | 568 | 80 | 78 | [8 empty] | Federally-Regulated Consumer Product | 03/08/2017 |  | 03/08/2017
York | York | TP9C080C16MP12 | Natural Gas | Induced Draft | False | False | 1 | False | Horizontal |  | None | Condensing | Step Modulating |  | 0.75 | Premium |  | 80000 | 78000 |  |  | 80600 | 460 | 97.7 | 78 | [8 empty] | Federally-Regulated Consumer Product | 03/08/2017 |  | 03/08/2017
York | York | TG8S120C20MP11 | LPG | Induced Draft | False | False | 1 | False | Up | None | None | Non-Condensing | Single-Stage | Multiple-Speed | 1 | Standard |  | 120000 | 96000 | 2338 | 1286 | 115200 | 1150 | 80 | 78 | [8 empty] | Federally-Regulated Consumer Product | 03/08/2017 |  | 03/08/2017
York | Coleman | D7NQ030N03606NX | LPG | Induced Draft | False | True | 1 | False | Horizontal |  | None | Non-Condensing | Single-Stage |  | 0.75 | Premium |  | 45000 | 37000 |  |  | 38700 | 212 | 81 | 78 | [8 empty] | Federally-Regulated Consumer Product | 03/08/2017 |  | 03/08/2017
York | Luxaire | TM8V080B12MP11 | LPG | Induced Draft | False | False | 1 | False | Down |  | None | Non-Condensing | Two-Stage Modulating |  | 0.5 | Premium |  | 80000 | 63000 |  |  | 75800 | 315 | 80 | 78 | [8 empty] | Federally-Regulated Consumer Product | 03/08/2017 |  | 03/08/2017
York | Johnson Controls | H33B[D,T]3******** | Natural Gas | Induced Draft | False | True | 3 | False | Horizontal |  | None | Non-Condensing | Step Modulating |  | 10 | Standard |  | 267000 | 213000 | [6 empty] | 80 | 80 | [6 empty] | Federally-Regulated Commercial & Industrial Equipment | 03/08/2017 |  | 03/08/2017
York | Luxaire | LP9C080B12MP12 | Natural Gas | Induced Draft | False | False | 1 | False | Up |  | None | Condensing | Step Modulating |  | 0.5 | Premium |  | 80000 | 77000 |  |  | 80800 | 435 | 97.5 | 78 | [8 empty] | Federally-Regulated Consumer Product | 03/08/2017 |  | 03/08/2017
York | Guardian | RGF19080BP12MP11 | Natural Gas | Induced Draft | False | False | 1 | False | Down |  | None | Condensing | Single-Stage |  | 0.5 | Standard |  | 80000 | 78000 |  |  | 80500 | 960 | 95.5 | 78 | [8 empty] | Federally-Regulated Consumer Product | 03/08/2017 |  | 03/08/2017
York | Fraser Johnston | TG9S100C16MP11 | LPG | Induced Draft | False | False | 1 | False | Horizontal | None | None | Condensing | Single-Stage | Multiple-Speed | 0.75 | Standard |  | 100000 | 97000 | 1706 | 819 | 96500 | 1156 | 95.5 | 78 | [8 empty] | Federally-Regulated Consumer Product | 03/08/2017 |  | 03/08/2017
York | Luxaire | D6NQ060N09006NX | LPG | Induced Draft | False | True | 1 | False | Horizontal |  | None | Non-Condensing | Single-Stage |  | 1 | Premium |  | 108000 | 87000 |  |  | 93400 | 1313 | 80.6 | 78 | [8 empty] | Federally-Regulated Consumer Product | 03/08/2017 |  | 03/08/2017
York | York | D7NQ036N07206NX | Natural Gas | Induced Draft | False | True | 1 | False | Down |  | None | Non-Condensing | Single-Stage |  | 0.75 | Premium |  | 90000 | 73000 |  |  | 76900 | 510 | 81 | 78 | [8 empty] | Federally-Regulated Consumer Product | 03/08/2017 |  | 03/08/2017
York | Coleman | D7NQ048D11006NX | Natural Gas | Induced Draft | False | True | 1 | False | Down |  | None | Non-Condensing | Two-Stage Modulating |  | 1 | Premium |  | 135000 | 110000 |  |  | 112900 | 413 | 81 | 78 | [8 empty] | Federally-Regulated Consumer Product | 03/08/2017 |  | 03/08/2017
York | Coleman | D7NQ030N03606NX | LPG | Induced Draft | False | True | 1 | False | Down |  | None | Non-Condensing | Single-Stage |  | 0.75 | Premium |  | 45000 | 37000 |  |  | 38700 | 212 | 81 | 78 | [8 empty] | Federally-Regulated Consumer Product | 03/08/2017 |  | 03/08/2017
York | Guardian | GG9S100C20MP11 | Natural Gas | Induced Draft | False | False | 1 | False | Horizontal | None | None | Condensing | Single-Stage | Multiple-Speed | 1 | Standard |  | 100000 | 97000 | 1934 | 1183 | 96600 | 1118 | 95.5 | 78 | [8 empty] | Federally-Regulated Consumer Product | 03/08/2017 |  | 03/08/2017
York | Luxaire | D6NQ036N07206NX | Natural Gas | Induced Draft | False | True | 1 | False | Down |  | None | Non-Condensing | Single-Stage |  | 0.75 | Premium |  | 90000 | 72000 |  |  | 75500 | 1056 | 80.1 | 78 | [8 empty] | Federally-Regulated Consumer Product | 03/08/2017 |  | 03/08/2017
York | Luxaire | G33E[D,T]5******** | LPG | Induced Draft | False | True | 3 | False | Down |  | None | Non-Condensing | Step Modulating |  | 10 | Standard |  | 533000 | 426000 | [6 empty] | 80 | 80 | [6 empty] | Federally-Regulated Commercial & Industrial Equipment | 03/08/2017 |  | 03/08/2017
York | Johnson Controls | S33B[N,S]3******** | Natural Gas | Induced Draft | False | True | 3 | False | Down |  | None | Non-Condensing | Single-Stage |  | 10 | Standard |  | 267000 | 213000 | [6 empty] | 80 | 80 | [6 empty] | Federally-Regulated Commercial & Industrial Equipment | 03/08/2017 |  | 03/08/2017
York | Luxaire | TM9T080C16MP11 | Natural Gas | Induced Draft | False | False | 1 | False | Horizontal | None | None | Condensing | Two-Stage Modulating | Multiple-Speed | 0.75 | Standard |  | 80000 | 77000 | 1671 | 838 | 80400 | 849 | 96 | 78 | [8 empty] | Federally-Regulated Consumer Product | 03/08/2017 |  | 03/08/2017
York | Coleman | TM8X100C16MP11 | Natural Gas | Induced Draft | False | False | 1 | False | Down |  | None | Non-Condensing | Single-Stage |  | 0.5 | Premium |  | 100000 | 80000 |  |  | 98400 | 431 | 80 | 78 | [8 empty] | Federally-Regulated Consumer Product | 03/08/2017 |  | 03/08/2017
York | Luxaire | TGLS060A10MP11 | Natural Gas | Induced Draft | False | False | 1 | False | Up | None | None | Non-Condensing | Single-Stage | Multiple-Speed | 0.33 | Standard |  | 60000 | 48000 | 1004 | 708 | 57700 | 553 | 80 | 78 | [8 empty] | Federally-Regulated Consumer Product | 03/08/2017 |  | 03/08/2017
York | Evcon | D6HQ048D09006NX | Natural Gas | Induced Draft | False | True | 1 | False | Down |  | None | Non-Condensing | Two-Stage Modulating |  | 1 | Premium |  | 108000 | 87000 |  |  | 94100 | 287 | 80 | 78 | [8 empty] | Federally-Regulated Consumer Product | 03/08/2017 |  | 03/08/2017
York | Guardian | RGF19040AP08MP11 | LPG | Induced Draft | False | False | 1 | False | Horizontal |  | None | Condensing | Single-Stage |  | 0.5 | Standard |  | 40000 | 39000 |  |  | 31900 | 482 | 95.5 | 78 | [8 empty] | Federally-Regulated Consumer Product | 03/08/2017 |  | 03/08/2017
York | York | D6NZ036N05606NX | Natural Gas | Induced Draft | False | True | 1 | False | Horizontal |  | None | Non-Condensing | Single-Stage |  | 0.75 | Premium |  | 70000 | 56000 |  |  | 56200 | 876 | 80.2 | 78 | [8 empty] | Federally-Regulated Consumer Product | 03/08/2017 |  | 03/08/2017
York | York | D7NX048N06506NX | LPG | Induced Draft | False | True | 1 | False | Horizontal |  | None | Non-Condensing | Single-Stage |  | 1 | Premium |  | 80000 | 66000 |  |  | 77300 | 424 | 81 | 78 | [8 empty] | Federally-Regulated Consumer Product | 03/08/2017 |  | 03/08/2017
York | York | Z33B[D,T]5******** | Natural Gas | Induced Draft | False | True | 3 | False | Horizontal |  | None | Non-Condensing | Step Modulating |  | 10 | Standard |  | 533000 | 426000 | [6 empty] | 80 | 80 | [6 empty] | Federally-Regulated Commercial & Industrial Equipment | 03/08/2017 |  | 03/08/2017
York | Guardian | GGLS080C22MP11 | Natural Gas | Induced Draft | False | False | 1 | False | Up | None | None | Non-Condensing | Single-Stage | Multiple-Speed | 1 | Standard |  | 80000 | 64000 | 2448 | 1263 | 74800 | 1234 | 80 | 78 | [8 empty] | Federally-Regulated Consumer Product | 03/08/2017 |  | 03/08/2017
York | Fraser Johnston | D6NZ030N03606NX | LPG | Induced Draft | False | True | 1 | False | Down |  | None | Non-Condensing | Single-Stage |  | 0.75 | Premium |  | 45000 | 36000 |  |  | 37900 | 468 | 80.5 | 78 | [8 empty] | Federally-Regulated Consumer Product | 03/08/2017 |  | 03/08/2017
York | Guardian | RGF19080CE16MP11 | Natural Gas | Induced Draft | False | False | 1 | False | Horizontal |  | None | Condensing | Single-Stage |  | 0.5 | Premium |  | 80000 | 76000 |  |  | 65200 | 539 | 95.5 | 78 | [8 empty] | Federally-Regulated Consumer Product | 03/08/2017 |  | 03/08/2017
York | Coleman | CPLC100C20MP12 | Natural Gas | Induced Draft | False | False | 1 | False | Up |  | None | Non-Condensing | Step Modulating |  | 1 | Premium |  | 100000 | 78000 |  |  | 97500 | 238 | 80 | 78 | [8 empty] | Federally-Regulated Consumer Product | 03/08/2017 |  | 03/08/2017
York | Coleman | D6NQ048N11006NX | LPG | Induced Draft | False | True | 1 | False | Down |  | None | Non-Condensing | Single-Stage |  | 1 | Premium |  | 135000 | 108000 |  |  | 114000 | 1275 | 80.5 | 78 | [8 empty] | Federally-Regulated Consumer Product | 03/08/2017 |  | 03/08/2017
York | Evcon | D7NQ030N05606NX | LPG | Induced Draft | False | True | 1 | False | Horizontal |  | None | Non-Condensing | Single-Stage |  | 0.75 | Premium |  | 70000 | 57000 |  |  | 57800 | 372 | 81 | 78 | [8 empty] | Federally-Regulated Consumer Product | 03/08/2017 |  | 03/08/2017
York | York | TM8V080C16MP11 | Natural Gas | Induced Draft | False | False | 1 | False | Horizontal |  | None | Non-Condensing | Two-Stage Modulating |  | 0.75 | Premium |  | 80000 | 63000 |  |  | 76900 | 323 | 80 | 78 | [8 empty] | Federally-Regulated Consumer Product | 03/08/2017 |  | 03/08/2017
York | York | DGAH056BBS* | LPG | Induced Draft | False | False | 1 | True | Down |  | None | Non-Condensing | Single-Stage |  | 0.17 | Standard |  | 56000 | 45000 |  |  | 57800 | 535 | 80 | 75 | [8 empty] | Federally-Regulated Consumer Product | 03/08/2017 |  | 03/08/2017
York | Fraser Johnston | TM8X100C16MP11 | LPG | Induced Draft | False | False | 1 | False | Horizontal |  | None | Non-Condensing | Single-Stage |  | 0.5 | Premium |  | 100000 | 80000 |  |  | 98400 | 431 | 80 | 78 | [8 empty] | Federally-Regulated Consumer Product | 03/08/2017 |  | 03/08/2017
York | York | YP9C060B12MP12 | Natural Gas | Induced Draft | False | False | 1 | False | Down |  | None | Condensing | Step Modulating |  | 0.5 | Premium |  | 60000 | 58000 |  |  | 48400 | 241 | 97.5 | 78 | [8 empty] | Federally-Regulated Consumer Product | 03/08/2017 |  | 03/08/2017
York | Johnson Controls | S33D[N,S]3******** | Natural Gas | Induced Draft | False | True | 3 | False | Down |  | None | Non-Condensing | Single-Stage |  | 10 | Standard |  | 267000 | 213000 | [6 empty] | 80 | 80 | [6 empty] | Federally-Regulated Commercial & Industrial Equipment | 03/08/2017 |  | 03/08/2017
York | Evcon | RGF19100CE20MP12 | LPG | Induced Draft | False | False | 1 | False | Up |  | None | Condensing | Single-Stage |  | 0.75 | Premium |  | 100000 | 96000 |  |  | 99800 | 410 | 95 | 78 | [8 empty] | Federally-Regulated Consumer Product | 03/08/2017 |  | 03/08/2017
York | Evcon | D7NX036D09006NX | LPG | Induced Draft | False | True | 1 | False | Down |  | None | Non-Condensing | Two-Stage Modulating |  | 1 | Premium |  | 108000 | 89000 |  |  | 94500 | 338 | 81 | 78 | [8 empty] | Federally-Regulated Consumer Product | 03/08/2017 |  | 03/08/2017
York | Fraser Johnston | D7NQ060D11006NX | LPG | Induced Draft | False | True | 1 | False | Down |  | None | Non-Condensing | Two-Stage Modulating |  | 1 | Premium |  | 135000 | 110000 |  |  | 112900 | 413 | 81 | 78 | [8 empty] | Federally-Regulated Consumer Product | 03/08/2017 |  | 03/08/2017
York | York | YPAL061F******** | Natural Gas | Induced Draft | False | True | 3 | False | Horizontal | None | None | Non-Condensing | Step Modulating | Single-Speed | 10 | Standard |  | 375000 | 300000 | [6 empty] | 80 | 80 | [5 empty] | 3 | Federally-Regulated Commercial & Industrial Equipment | 03/08/2017 |  | 03/08/2017
York | Fraser Johnston | D7NQ036N05606NX | LPG | Induced Draft | False | True | 1 | False | Horizontal |  | None | Non-Condensing | Single-Stage |  | 0.75 | Premium |  | 70000 | 57000 |  |  | 57700 | 375 | 81 | 78 | [8 empty] | Federally-Regulated Consumer Product | 03/08/2017 |  | 03/08/2017
York | Evcon | D7NX024D05606NX | LPG | Induced Draft | False | True | 1 | False | Horizontal |  | None | Non-Condensing | Two-Stage Modulating |  | 0.5 | Premium |  | 70000 | 57000 |  |  | 56100 | 215 | 81 | 78 | [8 empty] | Federally-Regulated Consumer Product | 03/08/2017 |  | 03/08/2017
York | York | TM9V100C20MP11 | LPG | Induced Draft | False | False | 1 | False | Down | None | None | Condensing | Two-Stage Modulating | Variable-Speed | 1 | Premium | 60 | 100000 | 96000 | 2019 | 576 | 94300 | 386 | 96 | 78 | [8 empty] | Federally-Regulated Consumer Product | 03/08/2017 |  | 03/08/2017
York | Luxaire | D6NX024N05606NX | LPG | Induced Draft | False | True | 1 | False | Horizontal |  | None | Non-Condensing | Single-Stage |  | 0.5 | Premium |  | 70000 | 56000 |  |  | 56700 | 764 | 80.2 | 78 | [8 empty] | Federally-Regulated Consumer Product | 03/08/2017 |  | 03/08/2017
York | York | D7NQ036D05606NX | LPG | Induced Draft | False | True | 1 | False | Horizontal |  | None | Non-Condensing | Two-Stage Modulating |  | 0.75 | Premium |  | 70000 | 58000 |  |  | 54800 | 320 | 81 | 78 | [8 empty] | Federally-Regulated Consumer Product | 03/08/2017 |  | 03/08/2017
York | Johnson Controls | V33E[N,S]3******** | Natural Gas | Induced Draft | False | True | 3 | False | Down |  | None | Non-Condensing | Single-Stage |  | 10 | Standard |  | 267000 | 213000 | [6 empty] | 80 | 80 | [6 empty] | Federally-Regulated Commercial & Industrial Equipment | 03/08/2017 |  | 03/08/2017
York | Fraser Johnston | TGLS120C16MP11 | Natural Gas | Induced Draft | False | False | 1 | False | Up | None | None | Non-Condensing | Single-Stage | Multiple-Speed | 0.5 | Standard |  | 120000 | 96000 | 1600 | 1002 | 115100 | 1166 | 80 | 78 | [8 empty] | Federally-Regulated Consumer Product | 03/08/2017 |  | 03/08/2017
York | York | YP9C120D20MP12 | LPG | Induced Draft | False | False | 1 | False | Down |  | None | Condensing | Step Modulating |  | 1 | Premium |  | 120000 | 116000 |  |  | 112400 | 597 | 98 | 78 | [8 empty] | Federally-Regulated Consumer Product | 03/08/2017 |  | 03/08/2017
York | Evcon | RGF1L080BE12MP11 | Natural Gas | Induced Draft | False | False | 1 | False | Horizontal |  | None | Non-Condensing | Single-Stage |  | 0.5 | Premium |  | 80000 | 64000 |  |  | 78600 | 379 | 80 | 78 | [8 empty] | Federally-Regulated Consumer Product | 03/08/2017 |  | 03/08/2017
York | Guardian | GG9S130D20MP11 | Natural Gas | Induced Draft | False | False | 1 | False | Up | None | None | Condensing | Single-Stage | Multiple-Speed | 1 | Standard |  | 130000 | 125000 | 2047 | 1198 | 112700 | 1305 | 95.5 | 78 | [8 empty] | Federally-Regulated Consumer Product | 03/08/2017 |  | 03/08/2017
York | Coleman | TMLT120C20MP11 | LPG | Induced Draft | False | False | 1 | False | Up |  | None | Non-Condensing | Two-Stage Modulating |  | 1 | Standard |  | 120000 | 96000 |  |  | 116600 | 832 | 80 | 78 | [8 empty] | Federally-Regulated Consumer Product | 03/08/2017 |  | 03/08/2017
York | Fraser Johnston | D6NZ036N07206NX | Natural Gas | Induced Draft | False | True | 1 | False | Down |  | None | Non-Condensing | Single-Stage |  | 0.75 | Premium |  | 90000 | 72000 |  |  | 75500 | 1056 | 80.1 | 78 | [8 empty] | Federally-Regulated Consumer Product | 03/08/2017 |  | 03/08/2017
York | Luxaire | G33E[N,S]3******** | LPG | Induced Draft | False | True | 3 | False | Down |  | None | Non-Condensing | Single-Stage |  | 10 | Standard |  | 267000 | 213000 | [6 empty] | 80 | 80 | [6 empty] | Federally-Regulated Commercial & Industrial Equipment | 03/08/2017 |  | 03/08/2017
York | Fraser Johnston | TG9S130D20MP11 | Natural Gas | Induced Draft | False | False | 1 | False | Horizontal | None | None | Condensing | Single-Stage | Multiple-Speed | 1 | Standard |  | 130000 | 125000 | 2047 | 1198 | 112700 | 1305 | 95.5 | 78 | [8 empty] | Federally-Regulated Consumer Product | 03/08/2017 |  | 03/08/2017
York | Coleman | TM9V100C16MP11 | LPG | Induced Draft | False | False | 1 | False | Horizontal | None | None | Condensing | Two-Stage Modulating | Variable-Speed | 0.75 | Premium | 60 | 100000 | 96000 | 1818 | 519 | 95600 | 364 | 96 | 78 | [8 empty] | Federally-Regulated Consumer Product | 03/08/2017 |  | 03/08/2017
York | York | D6NX048N09006NX | Natural Gas | Induced Draft | False | True | 1 | False | Horizontal |  | None | Non-Condensing | Single-Stage |  | 1 | Premium |  | 108000 | 87000 |  |  | 93800 | 1315 | 80.6 | 78 | [8 empty] | Federally-Regulated Consumer Product | 03/08/2017 |  | 03/08/2017
York | Coleman | D7NQ036N07206NX | Natural Gas | Induced Draft | False | True | 1 | False | Down |  | None | Non-Condensing | Single-Stage |  | 0.75 | Premium |  | 90000 | 73000 |  |  | 76900 | 510 | 81 | 78 | [8 empty] | Federally-Regulated Consumer Product | 03/08/2017 |  | 03/08/2017
York | Evcon | TM8T120C20MP11 | LPG | Induced Draft | False | False | 1 | False | Up |  | None | Non-Condensing | Two-Stage Modulating |  | 1 | Standard |  | 120000 | 96000 |  |  | 116600 | 832 | 80 | 78 | [8 empty] | Federally-Regulated Consumer Product | 03/08/2017 |  | 03/08/2017
York | York | TP9C060B12MP12 | Natural Gas | Induced Draft | False | False | 1 | False | Up |  | None | Condensing | Step Modulating |  | 0.5 | Premium |  | 60000 | 58000 |  |  | 48400 | 241 | 97.5 | 78 | [8 empty] | Federally-Regulated Consumer Product | 03/08/2017 |  | 03/08/2017
York | Coleman | TG9S060B12MP11 | Natural Gas | Induced Draft | False | False | 1 | False | Horizontal | None | None | Condensing | Single-Stage | Multiple-Speed | 0.5 | Standard |  | 60000 | 58000 | 1243 | 713 | 48100 | 622 | 95.5 | 78 | [8 empty] | Federally-Regulated Consumer Product | 03/08/2017 |  | 03/08/2017
York | Fraser Johnston | TG8S100B12MP11 | LPG | Induced Draft | False | False | 1 | False | Down | None | None | Non-Condensing | Single-Stage | Multiple-Speed | 0.33 | Standard |  | 100000 | 80000 | 1223 | 614 | 96100 | 935 | 80 | 78 | [8 empty] | Federally-Regulated Consumer Product | 03/08/2017 |  | 03/08/2017
York | Evcon | RGF1L100CP16MP11 | LPG | Induced Draft | False | False | 1 | False | Horizontal |  | None | Non-Condensing | Single-Stage |  | 0.5 | Standard |  | 100000 | 80000 |  |  | 96100 | 972 | 80 | 78 | [8 empty] | Federally-Regulated Consumer Product | 03/08/2017 |  | 03/08/2017
York | Fraser Johnston | TMLT080C16MP11 | Natural Gas | Induced Draft | False | False | 1 | False | Down |  | None | Non-Condensing | Two-Stage Modulating |  | 0.5 | Standard |  | 80000 | 63000 |  |  | 77500 | 607 | 80 | 78 | [8 empty] | Federally-Regulated Consumer Product | 03/08/2017 |  | 03/08/2017
York | Fraser Johnston | TG8S080C22MP11 | LPG | Induced Draft | False | False | 1 | False | Up | None | None | Non-Condensing | Single-Stage | Multiple-Speed | 1 | Standard |  | 80000 | 64000 | 2448 | 1263 | 74800 | 1234 | 80 | 78 | [8 empty] | Federally-Regulated Consumer Product | 03/08/2017 |  | 03/08/2017
York | York | TGLS100C16MP11 | Natural Gas | Induced Draft | False | False | 1 | False | Horizontal | None | None | Non-Condensing | Single-Stage | Multiple-Speed | 0.5 | Standard |  | 100000 | 80000 | 1820 | 1012 | 96100 | 930 | 80 | 78 | [8 empty] | Federally-Regulated Consumer Product | 03/08/2017 |  | 03/08/2017
York | Coleman | TMLX080C16MP11 | Natural Gas | Induced Draft | False | False | 1 | False | Down |  | None | Non-Condensing | Single-Stage |  | 0.5 | Premium |  | 80000 | 64000 |  |  | 78300 | 444 | 80 | 78 | [8 empty] | Federally-Regulated Consumer Product | 03/08/2017 |  | 03/08/2017
York | Coleman | TG8S130D20MP11 | LPG | Induced Draft | False | False | 1 | False | Down | None | None | Non-Condensing | Single-Stage | Multiple-Speed | 1 | Standard |  | 130000 | 104000 | 2399 | 1324 | 114700 | 1265 | 80 | 78 | [8 empty] | Federally-Regulated Consumer Product | 03/08/2017 |  | 03/08/2017
York | Luxaire | D7NQ048N09006NX | Natural Gas | Induced Draft | False | True | 1 | False | Down |  | None | Non-Condensing | Single-Stage |  | 1 | Premium |  | 108000 | 88000 |  |  | 96900 | 467 | 81 | 78 | [8 empty] | Federally-Regulated Consumer Product | 03/08/2017 |  | 03/08/2017
York | Coleman | TM8V120C20MP11 | LPG | Induced Draft | False | False | 1 | False | Horizontal |  | None | Non-Condensing | Two-Stage Modulating |  | 1 | Premium |  | 120000 | 96000 |  |  | 111300 | 456 | 80 | 78 | [8 empty] | Federally-Regulated Consumer Product | 03/08/2017 |  | 03/08/2017
York | Fraser Johnston | TGLS060A12MP11 | LPG | Induced Draft | False | False | 1 | False | Up | None | None | Non-Condensing | Single-Stage | Multiple-Speed | 0.33 | Standard |  | 60000 | 48000 | 1275 | 711 | 57400 | 623 | 80 | 78 | [8 empty] | Federally-Regulated Consumer Product | 03/08/2017 |  | 03/08/2017
York | Guardian | RGF19080CP16MP11 | LPG | Induced Draft | False | False | 1 | False | Down |  | None | Condensing | Single-Stage |  | 0.75 | Standard |  | 80000 | 78000 |  |  | 80500 | 968 | 95.5 | 78 | [8 empty] | Federally-Regulated Consumer Product | 03/08/2017 |  | 03/08/2017
York | Evcon | TM9V080B12MP11 | LPG | Induced Draft | False | False | 1 | False | Horizontal | None | None | Condensing | Two-Stage Modulating | Variable-Speed | 0.5 | Premium | 60 | 80000 | 77000 | 1320 | 529 | 79500 | 339 | 96 | 78 | [8 empty] | Federally-Regulated Consumer Product | 03/08/2017 |  | 03/08/2017
York | Luxaire | TP9C100C20MP12 | Natural Gas | Induced Draft | False | False | 1 | False | Up |  | None | Condensing | Step Modulating |  | 1 | Premium |  | 100000 | 97000 |  |  | 96400 | 558 | 97.7 | 78 | [8 empty] | Federally-Regulated Consumer Product | 03/08/2017 |  | 03/08/2017
York | Luxaire | TP9C100C16MP12 | Natural Gas | Induced Draft | False | False | 1 | False | Down |  | None | Condensing | Step Modulating |  | 0.75 | Premium |  | 100000 | 97000 |  |  | 96500 | 536 | 97.7 | 78 | [8 empty] | Federally-Regulated Consumer Product | 03/08/2017 |  | 03/08/2017
York | Fraser Johnston | TG8S130D20MP11 | Natural Gas | Induced Draft | False | False | 1 | False | Down | None | None | Non-Condensing | Single-Stage | Multiple-Speed | 1 | Standard |  | 130000 | 104000 | 2399 | 1324 | 114700 | 1265 | 80 | 78 | [8 empty] | Federally-Regulated Consumer Product | 03/08/2017 |  | 03/08/2017
York | York | TPLC100C20MP11 | Natural Gas | Induced Draft | False | False | 1 | False | Up | None | None | Non-Condensing | Step Modulating | Variable-Speed | 1 | Premium | 60 | 100000 | 78000 | 2110 | 665 | 99600 | 128 | 80 | 78 | [8 empty] | Federally-Regulated Consumer Product | 03/08/2017 |  | 03/08/2017
York | Evcon | D6NY060D11006NX | LPG | Induced Draft | False | True | 1 | False | Horizontal |  | None | Non-Condensing | Two-Stage Modulating |  | 1 | Premium |  | 135000 | 108000 |  |  | 114400 | 300 | 80 | 78 | [8 empty] | Federally-Regulated Consumer Product | 03/08/2017 |  | 03/08/2017
York | Evcon | RGF19080BE12MP12 | Natural Gas | Induced Draft | False | False | 1 | False | Horizontal |  | None | Condensing | Single-Stage |  | 0.5 | Premium |  | 80000 | 77000 |  |  | 83000 | 382 | 95 | 78 | [8 empty] | Federally-Regulated Consumer Product | 03/08/2017 |  | 03/08/2017
York | Coleman | G33E[N,S]3******** | Natural Gas | Induced Draft | False | True | 3 | False | Horizontal |  | None | Non-Condensing | Single-Stage |  | 10 | Standard |  | 267000 | 213000 | [6 empty] | 80 | 80 | [6 empty] | Federally-Regulated Commercial & Industrial Equipment | 03/08/2017 |  | 03/08/2017
York | York | D6NQ060N06506NX | LPG | Induced Draft | False | True | 1 | False | Horizontal |  | None | Non-Condensing | Single-Stage |  | 1 | Premium |  | 80000 | 64000 |  |  | 75500 | 910 | 80.8 | 78 | [8 empty] | Federally-Regulated Consumer Product | 03/08/2017 |  | 03/08/2017
York | York | Z33E[D,T]3******** | Natural Gas | Induced Draft | False | True | 3 | False | Horizontal |  | None | Non-Condensing | Step Modulating |  | 10 | Standard |  | 267000 | 213000 | [6 empty] | 80 | 80 | [6 empty] | Federally-Regulated Commercial & Industrial Equipment | 03/08/2017 |  | 03/08/2017
York | Luxaire | TM8V100C16MP11 | LPG | Induced Draft | False | False | 1 | False | Up |  | None | Non-Condensing | Two-Stage Modulating |  | 0.75 | Premium |  | 100000 | 80000 |  |  | 94700 | 368 | 80 | 78 | [8 empty] | Federally-Regulated Consumer Product | 03/08/2017 |  | 03/08/2017
York | Luxaire | G33B[D,T]3******** | Natural Gas | Induced Draft | False | True | 3 | False | Horizontal |  | None | Non-Condensing | Step Modulating |  | 10 | Standard |  | 267000 | 213000 | [6 empty] | 80 | 80 | [6 empty] | Federally-Regulated Commercial & Industrial Equipment | 03/08/2017 |  | 03/08/2017
York | Guardian | RGF1L100CE20MP11 | Natural Gas | Induced Draft | False | False | 1 | False | Horizontal |  | None | Non-Condensing | Single-Stage |  | 0.75 | Premium |  | 100000 | 80000 |  |  | 97800 | 568 | 80 | 78 | [8 empty] | Federally-Regulated Consumer Product | 03/08/2017 |  | 03/08/2017
York | Evcon | TM9E100C20MP11 | LPG | Induced Draft | False | False | 1 | False | Up |  | None | Condensing | Single-Stage |  | 0.75 | Premium |  | 100000 | 96000 |  |  | 99800 | 410 | 95 | 78 | [8 empty] | Federally-Regulated Consumer Product | 03/08/2017 |  | 03/08/2017
York | Guardian | GGLS080C16MP11 | LPG | Induced Draft | False | False | 1 | False | Down | None | None | Non-Condensing | Single-Stage | Multiple-Speed | 0.5 | Standard |  | 80000 | 64000 | 1602 | 1069 | 75100 | 1168 | 80 | 78 | [8 empty] | Federally-Regulated Consumer Product | 03/08/2017 |  | 03/08/2017
York | Fraser Johnston | TM8T120C20MP11 | LPG | Induced Draft | False | False | 1 | False | Down |  | None | Non-Condensing | Two-Stage Modulating |  | 1 | Standard |  | 120000 | 96000 |  |  | 116600 | 832 | 80 | 78 | [8 empty] | Federally-Regulated Consumer Product | 03/08/2017 |  | 03/08/2017
York | Guardian | GGLS040A08MP11 | LPG | Induced Draft | False | False | 1 | False | Up | None | None | Non-Condensing | Single-Stage | Multiple-Speed | 0.2 | Standard |  | 40000 | 32000 | 717 | 489 | 38300 | 473 | 80 | 78 | [8 empty] | Federally-Regulated Consumer Product | 03/08/2017 |  | 03/08/2017
York | Fraser Johnston | TP9C100C20MP12 | LPG | Induced Draft | False | False | 1 | False | Down |  | None | Condensing | Step Modulating |  | 1 | Premium |  | 100000 | 97000 |  |  | 96400 | 558 | 97.7 | 78 | [8 empty] | Federally-Regulated Consumer Product | 03/08/2017 |  | 03/08/2017
York | York | D6HQ024D05606NX | Natural Gas | Induced Draft | False | True | 1 | False | Horizontal |  | None | Non-Condensing | Two-Stage Modulating |  | 0.5 | Premium |  | 70000 | 56000 |  |  | 57600 | 151 | 80 | 78 | [8 empty] | Federally-Regulated Consumer Product | 03/08/2017 |  | 03/08/2017
York | Johnson Controls | T33D[D,T]3******** | LPG | Induced Draft | False | True | 3 | False | Horizontal |  | None | Non-Condensing | Step Modulating |  | 10 | Standard |  | 267000 | 213000 | [6 empty] | 80 | 80 | [6 empty] | Federally-Regulated Commercial & Industrial Equipment | 03/08/2017 |  | 03/08/2017
York | Coleman | D7NQ048D09006NX | LPG | Induced Draft | False | True | 1 | False | Horizontal |  | None | Non-Condensing | Two-Stage Modulating |  | 1 | Premium |  | 108000 | 89000 |  |  | 94500 | 338 | 81 | 78 | [8 empty] | Federally-Regulated Consumer Product | 03/08/2017 |  | 03/08/2017
York | Guardian | RGF19100CP20MP11 | Natural Gas | Induced Draft | False | False | 1 | False | Down |  | None | Condensing | Single-Stage |  | 1 | Standard |  | 100000 | 97000 |  |  | 96600 | 1161 | 95.5 | 78 | [8 empty] | Federally-Regulated Consumer Product | 03/08/2017 |  | 03/08/2017
York | Luxaire | LP9C060B12MP12 | Natural Gas | Induced Draft | False | False | 1 | False | Down |  | None | Condensing | Step Modulating |  | 0.5 | Premium |  | 60000 | 58000 |  |  | 48400 | 241 | 97.5 | 78 | [8 empty] | Federally-Regulated Consumer Product | 03/08/2017 |  | 03/08/2017
York | Luxaire | LP9C080C16MP12 | Natural Gas | Induced Draft | False | False | 1 | False | Down |  | None | Condensing | Step Modulating |  | 0.75 | Premium |  | 80000 | 78000 |  |  | 80600 | 460 | 97.7 | 78 | [8 empty] | Federally-Regulated Consumer Product | 03/08/2017 |  | 03/08/2017
York | Evcon | RGF19120DE20MP12 | LPG | Induced Draft | False | False | 1 | False | Down |  | None | Condensing | Single-Stage |  | 0.75 | Premium |  | 120000 | 114000 |  |  | 115900 | 624 | 95 | 78 | [8 empty] | Federally-Regulated Consumer Product | 03/08/2017 |  | 03/08/2017
York | Evcon | TGLS100C16MP11 | LPG | Induced Draft | False | False | 1 | False | Horizontal | None | None | Non-Condensing | Single-Stage | Multiple-Speed | 0.5 | Standard |  | 100000 | 80000 | 1820 | 1012 | 96100 | 930 | 80 | 78 | [8 empty] | Federally-Regulated Consumer Product | 03/08/2017 |  | 03/08/2017
York | Coleman | D7NQ048D11006NX | Natural Gas | Induced Draft | False | True | 1 | False | Horizontal |  | None | Non-Condensing | Two-Stage Modulating |  | 1 | Premium |  | 135000 | 110000 |  |  | 112900 | 413 | 81 | 78 | [8 empty] | Federally-Regulated Consumer Product | 03/08/2017 |  | 03/08/2017
York | Fraser Johnston | TGLS130D20MP11 | LPG | Induced Draft | False | False | 1 | False | Down | None | None | Non-Condensing | Single-Stage | Multiple-Speed | 1 | Standard |  | 130000 | 104000 | 2399 | 1324 | 114700 | 1265 | 80 | 78 | [8 empty] | Federally-Regulated Consumer Product | 03/08/2017 |  | 03/08/2017
York | Evcon | TM9T080B12MP11 | LPG | Induced Draft | False | False | 1 | False | Up | None | None | Condensing | Two-Stage Modulating | Multiple-Speed | 0.5 | Standard |  | 80000 | 77000 | 1370 | 854 | 81300 | 588 | 96 | 78 | [8 empty] | Federally-Regulated Consumer Product | 03/08/2017 |  | 03/08/2017
York | Fraser Johnston | TM8X100C16MP11 | Natural Gas | Induced Draft | False | False | 1 | False | Down |  | None | Non-Condensing | Single-Stage |  | 0.5 | Premium |  | 100000 | 80000 |  |  | 98400 | 431 | 80 | 78 | [8 empty] | Federally-Regulated Consumer Product | 03/08/2017 |  | 03/08/2017
York | Coleman | TP9C120D20MP12 | Natural Gas | Induced Draft | False | False | 1 | False | Horizontal |  | None | Condensing | Step Modulating |  | 1 | Premium |  | 120000 | 116000 |  |  | 112400 | 597 | 98 | 78 | [8 empty] | Federally-Regulated Consumer Product | 03/08/2017 |  | 03/08/2017
York | Fraser Johnston | TG9S060A10MP11 | LPG | Induced Draft | False | False | 1 | False | Up | None | None | Condensing | Single-Stage | Multiple-Speed | 0.5 | Standard |  | 60000 | 58000 | 1103 | 769 | 47900 | 674 | 95.5 | 78 | [8 empty] | Federally-Regulated Consumer Product | 03/08/2017 |  | 03/08/2017
York | Fraser Johnston | D6NX024N05606NX | LPG | Induced Draft | False | True | 1 | False | Down |  | None | Non-Condensing | Single-Stage |  | 0.5 | Premium |  | 70000 | 56000 |  |  | 56700 | 764 | 80.2 | 78 | [8 empty] | Federally-Regulated Consumer Product | 03/08/2017 |  | 03/08/2017
York | Evcon | TM9M060B12MP12 | Natural Gas | Induced Draft | False | False | 1 | False | Down |  | None | Condensing | Step Modulating |  | 0.5 | Standard |  | 60000 | 58000 |  |  | 46700 | 716 | 97 | 78 | [8 empty] | Federally-Regulated Consumer Product | 03/08/2017 |  | 03/08/2017
York | Evcon | TM9M120D20MP12 | Natural Gas | Induced Draft | False | False | 1 | False | Horizontal |  | None | Condensing | Step Modulating |  | 1 | Standard |  | 120000 | 116000 |  |  | 111200 | 1144 | 97 | 78 | [8 empty] | Federally-Regulated Consumer Product | 03/08/2017 |  | 03/08/2017
York | York | TM9M080C16MP12 | LPG | Induced Draft | False | False | 1 | False | Horizontal |  | None | Condensing | Step Modulating |  | 0.75 | Standard |  | 80000 | 78000 |  |  | 76300 | 1530 | 97 | 78 | [8 empty] | Federally-Regulated Consumer Product | 03/08/2017 |  | 03/08/2017
York | Luxaire | X33E[D,T]3******** | LPG | Induced Draft | False | True | 3 | False | Down |  | None | Non-Condensing | Step Modulating |  | 10 | Standard |  | 267000 | 213000 | [6 empty] | 80 | 80 | [6 empty] | Federally-Regulated Commercial & Industrial Equipment | 03/08/2017 |  | 03/08/2017
York | Evcon | RGF1L080BE12MP11 | Natural Gas | Induced Draft | False | False | 1 | False | Down |  | None | Non-Condensing | Single-Stage |  | 0.5 | Premium |  | 80000 | 64000 |  |  | 78600 | 379 | 80 | 78 | [8 empty] | Federally-Regulated Consumer Product | 03/08/2017 |  | 03/08/2017
York | York | MG9S080C16MP11 | LPG | Induced Draft | False | False | 1 | True | Down |  | None | Condensing | Single-Stage |  | 0.75 | Standard |  | 80000 | 78000 |  |  | 80500 | 968 | 95.5 | 75 | [8 empty] | Federally-Regulated Consumer Product | 03/08/2017 |  | 03/08/2017
York | Coleman | TM8X100C16MP11 | LPG | Induced Draft | False | False | 1 | False | Up |  | None | Non-Condensing | Single-Stage |  | 0.5 | Premium |  | 100000 | 80000 |  |  | 98400 | 431 | 80 | 78 | [8 empty] | Federally-Regulated Consumer Product | 03/08/2017 |  | 03/08/2017
York | York | D7NQ036N05606NX | LPG | Induced Draft | False | True | 1 | False | Horizontal |  | None | Non-Condensing | Single-Stage |  | 0.75 | Premium |  | 70000 | 57000 |  |  | 57700 | 375 | 81 | 78 | [8 empty] | Federally-Regulated Consumer Product | 03/08/2017 |  | 03/08/2017
York | Evcon | TM9X080C16MP11 | LPG | Induced Draft | False | False | 1 | False | Up | None | None | Condensing | Single-Stage | Multiple-Speed | 0.5 | Premium |  | 80000 | 76000 | 1558 | 457 | 65200 | 513 | 95.5 | 78 | [8 empty] | Federally-Regulated Consumer Product | 03/08/2017 |  | 03/08/2017
York | York | D7NQ048N11006NX | Natural Gas | Induced Draft | False | True | 1 | False | Down |  | None | Non-Condensing | Single-Stage |  | 1 | Premium |  | 135000 | 109000 |  |  | 116700 | 462 | 81 | 78 | [8 empty] | Federally-Regulated Consumer Product | 03/08/2017 |  | 03/08/2017
York | Coleman | D7HQ060D09006NX | Natural Gas | Induced Draft | False | True | 1 | False | Horizontal |  | None | Non-Condensing | Two-Stage Modulating |  | 1 | Premium |  | 108000 | 89000 |  |  | 94500 | 338 | 81 | 78 | [8 empty] | Federally-Regulated Consumer Product | 03/08/2017 |  | 03/08/2017
York | Luxaire | D6NZ024N05606NX | LPG | Induced Draft | False | True | 1 | False | Down |  | None | Non-Condensing | Single-Stage |  | 0.5 | Premium |  | 70000 | 56000 |  |  | 56700 | 764 | 80.2 | 78 | [8 empty] | Federally-Regulated Consumer Product | 03/08/2017 |  | 03/08/2017
York | Coleman | DGAH077BBS* | Natural Gas | Induced Draft | False | False | 1 | True | Down |  | None | Non-Condensing | Single-Stage |  | 0.17 | Standard |  | 77000 | 62000 |  |  | 76900 | 733 | 80 | 75 | [8 empty] | Federally-Regulated Consumer Product | 03/08/2017 |  | 03/08/2017
York | York | D6NQ024N03606NX | Natural Gas | Induced Draft | False | True | 1 | False | Down |  | None | Non-Condensing | Single-Stage |  | 0.5 | Premium |  | 45000 | 36000 |  |  | 37900 | 468 | 80.2 | 78 | [8 empty] | Federally-Regulated Consumer Product | 03/08/2017 |  | 03/08/2017
York | Evcon | RGF19100CE16MP12 | Natural Gas | Induced Draft | False | False | 1 | False | Horizontal |  | None | Condensing | Single-Stage |  | 0.5 | Premium |  | 100000 | 96000 |  |  | 99600 | 463 | 95 | 78 | [8 empty] | Federally-Regulated Consumer Product | 03/08/2017 |  | 03/08/2017
York | York | D7NQ036N03606NX | LPG | Induced Draft | False | True | 1 | False | Down |  | None | Non-Condensing | Single-Stage |  | 0.75 | Premium |  | 45000 | 36000 |  |  | 38500 | 238 | 81 | 78 | [8 empty] | Federally-Regulated Consumer Product | 03/08/2017 |  | 03/08/2017
York | Fraser Johnston | TG9S120D20MP11 | Natural Gas | Induced Draft | False | False | 1 | False | Up | None | None | Condensing | Single-Stage | Multiple-Speed | 1 | Standard |  | 120000 | 116000 | 1977 | 1190 | 112700 | 1311 | 95.5 | 78 | [8 empty] | Federally-Regulated Consumer Product | 03/08/2017 |  | 03/08/2017
York | Luxaire | TM8V100C16MP11 | LPG | Induced Draft | False | False | 1 | False | Down |  | None | Non-Condensing | Two-Stage Modulating |  | 0.75 | Premium |  | 100000 | 80000 |  |  | 94700 | 368 | 80 | 78 | [8 empty] | Federally-Regulated Consumer Product | 03/08/2017 |  | 03/08/2017
York | Luxaire | D6HQ036D07206NX | Natural Gas | Induced Draft | False | True | 1 | False | Down |  | None | Non-Condensing | Two-Stage Modulating |  | 0.75 | Premium |  | 90000 | 72000 |  |  | 74700 | 273 | 80 | 78 | [8 empty] | Federally-Regulated Consumer Product | 03/08/2017 |  | 03/08/2017
York | Coleman | TG8S060A10MP11 | Natural Gas | Induced Draft | False | False | 1 | False | Horizontal | None | None | Non-Condensing | Single-Stage | Multiple-Speed | 0.33 | Standard |  | 60000 | 48000 | 1004 | 708 | 57700 | 553 | 80 | 78 | [8 empty] | Federally-Regulated Consumer Product | 03/08/2017 |  | 03/08/2017
York | Fraser Johnston | TG8S040A08MP11 | LPG | Induced Draft | False | False | 1 | False | Horizontal | None | None | Non-Condensing | Single-Stage | Multiple-Speed | 0.2 | Standard |  | 40000 | 32000 | 717 | 489 | 38100 | 444 | 80 | 78 | [8 empty] | Federally-Regulated Consumer Product | 03/08/2017 |  | 03/08/2017
York | York | D6NZ042N06506NX | LPG | Induced Draft | False | True | 1 | False | Down |  | None | Non-Condensing | Single-Stage |  | 1 | Premium |  | 80000 | 64000 |  |  | 74700 | 1140 | 80.6 | 78 | [8 empty] | Federally-Regulated Consumer Product | 03/08/2017 |  | 03/08/2017
York | Luxaire | D7NQ042D09006NX | LPG | Induced Draft | False | True | 1 | False | Horizontal |  | None | Non-Condensing | Two-Stage Modulating |  | 1 | Premium |  | 108000 | 89000 |  |  | 94500 | 338 | 81 | 78 | [8 empty] | Federally-Regulated Consumer Product | 03/08/2017 |  | 03/08/2017
York | Coleman | CP9C100C20MP12 | LPG | Induced Draft | False | False | 1 | False | Down |  | None | Condensing | Step Modulating |  | 1 | Premium |  | 100000 | 97000 |  |  | 96400 | 558 | 97.7 | 78 | [8 empty] | Federally-Regulated Consumer Product | 03/08/2017 |  | 03/08/2017
York | Luxaire | TG8S040A08MP11 | Natural Gas | Induced Draft | False | False | 1 | False | Horizontal | None | None | Non-Condensing | Single-Stage | Multiple-Speed | 0.2 | Standard |  | 40000 | 32000 | 717 | 489 | 38100 | 444 | 80 | 78 | [8 empty] | Federally-Regulated Consumer Product | 03/08/2017 |  | 03/08/2017
York | Evcon | D6NZ036D05606NX | Natural Gas | Induced Draft | False | True | 1 | False | Down |  | None | Non-Condensing | Two-Stage Modulating |  | 0.75 | Premium |  | 70000 | 56000 |  |  | 58000 | 263 | 80 | 78 | [8 empty] | Federally-Regulated Consumer Product | 03/08/2017 |  | 03/08/2017
York | Coleman | TM9M100C20MP12 | Natural Gas | Induced Draft | False | False | 1 | False | Down |  | None | Condensing | Step Modulating |  | 1 | Standard |  | 100000 | 97000 |  |  | 93900 | 1231 | 97 | 78 | [8 empty] | Federally-Regulated Consumer Product | 03/08/2017 |  | 03/08/2017
York | Johnson Controls | S33E[N,S]3******** | Natural Gas | Induced Draft | False | True | 3 | False | Horizontal |  | None | Non-Condensing | Single-Stage |  | 10 | Standard |  | 267000 | 213000 | [6 empty] | 80 | 80 | [6 empty] | Federally-Regulated Commercial & Industrial Equipment | 03/08/2017 |  | 03/08/2017
York | Luxaire | G33A[N,S]3******** | Natural Gas | Induced Draft | False | True | 3 | False | Down |  | None | Non-Condensing | Single-Stage |  | 10 | Standard |  | 267000 | 213000 | [6 empty] | 80 | 80 | [6 empty] | Federally-Regulated Commercial & Industrial Equipment | 03/08/2017 |  | 03/08/2017
York | York | TM9T060B12MP11 | Natural Gas | Induced Draft | False | False | 1 | False | Down | None | None | Condensing | Two-Stage Modulating | Multiple-Speed | 0.5 | Standard |  | 60000 | 58000 | 1243 | 713 | 48700 | 371 | 96 | 78 | [8 empty] | Federally-Regulated Consumer Product | 03/08/2017 |  | 03/08/2017
York | Evcon | RGF19060BE12MP11 | Natural Gas | Induced Draft | False | False | 1 | False | Down |  | None | Condensing | Single-Stage |  | 0.5 | Premium |  | 60000 | 57000 |  |  | 49000 | 394 | 95.5 | 78 | [8 empty] | Federally-Regulated Consumer Product | 03/08/2017 |  | 03/08/2017
York | Coleman | D6NQ036D05606NX | Natural Gas | Induced Draft | False | True | 1 | False | Horizontal |  | None | Non-Condensing | Two-Stage Modulating |  | 0.75 | Premium |  | 70000 | 56000 |  |  | 58000 | 263 | 80 | 78 | [8 empty] | Federally-Regulated Consumer Product | 03/08/2017 |  | 03/08/2017
York | Evcon | TM9E060B12MP11 | Natural Gas | Induced Draft | False | False | 1 | False | Horizontal |  | None | Condensing | Single-Stage |  | 0.5 | Premium |  | 60000 | 57000 |  |  | 49600 | 284 | 95 | 78 | [8 empty] | Federally-Regulated Consumer Product | 03/08/2017 |  | 03/08/2017
York | Luxaire | TPLC060A12MP12 | LPG | Induced Draft | False | False | 1 | False | Up |  | None | Non-Condensing | Step Modulating |  | 0.5 | Premium |  | 60000 | 47000 |  |  | 58100 | 167 | 80 | 78 | [8 empty] | Federally-Regulated Consumer Product | 03/08/2017 |  | 03/08/2017
York | Guardian | RGF19060BE12MP12 | Natural Gas | Induced Draft | False | False | 1 | False | Up |  | None | Condensing | Single-Stage |  | 0.5 | Premium |  | 60000 | 57000 |  |  | 49600 | 284 | 95 | 78 | [8 empty] | Federally-Regulated Consumer Product | 03/08/2017 |  | 03/08/2017
York | York | TGLS100C20MP11 | Natural Gas | Induced Draft | False | False | 1 | False | Up | None | None | Non-Condensing | Single-Stage | Multiple-Speed | 1 | Standard |  | 100000 | 80000 | 2478 | 1307 | 95100 | 1178 | 80 | 78 | [8 empty] | Federally-Regulated Consumer Product | 03/08/2017 |  | 03/08/2017
York | York | MG9S060B12MP11 | Natural Gas | Induced Draft | False | False | 1 | True | Horizontal |  | None | Condensing | Single-Stage |  | 0.5 | Standard |  | 60000 | 58000 |  |  | 48100 | 650 | 95.5 | 75 | [8 empty] | Federally-Regulated Consumer Product | 03/08/2017 |  | 03/08/2017
York | Evcon | D7NQ036D05606NX | Natural Gas | Induced Draft | False | True | 1 | False | Down |  | None | Non-Condensing | Two-Stage Modulating |  | 0.75 | Premium |  | 70000 | 58000 |  |  | 54800 | 320 | 81 | 78 | [8 empty] | Federally-Regulated Consumer Product | 03/08/2017 |  | 03/08/2017
York | Fraser Johnston | TM9X060B12MP11 | Natural Gas | Induced Draft | False | False | 1 | False | Up | None | None | Condensing | Single-Stage | Multiple-Speed | 0.5 | Premium |  | 60000 | 57000 | 1197 | 398 | 49000 | 394 | 95.5 | 78 | [8 empty] | Federally-Regulated Consumer Product | 03/08/2017 |  | 03/08/2017
York | Evcon | TGLS080C22MP11 | LPG | Induced Draft | False | False | 1 | False | Down | None | None | Non-Condensing | Single-Stage | Multiple-Speed | 1 | Standard |  | 80000 | 64000 | 2448 | 1263 | 74800 | 1234 | 80 | 78 | [8 empty] | Federally-Regulated Consumer Product | 03/08/2017 |  | 03/08/2017
York | Luxaire | TM8X120C20MP11 | Natural Gas | Induced Draft | False | False | 1 | False | Up |  | None | Non-Condensing | Single-Stage |  | 0.75 | Premium |  | 120000 | 96000 |  |  | 117500 | 635 | 80 | 78 | [8 empty] | Federally-Regulated Consumer Product | 03/08/2017 |  | 03/08/2017
York | Coleman | TMLX080C16MP11 | LPG | Induced Draft | False | False | 1 | False | Up |  | None | Non-Condensing | Single-Stage |  | 0.5 | Premium |  | 80000 | 64000 |  |  | 78300 | 444 | 80 | 78 | [8 empty] | Federally-Regulated Consumer Product | 03/08/2017 |  | 03/08/2017
York | York | D6NZ030N03606NX | LPG | Induced Draft | False | True | 1 | False | Down |  | None | Non-Condensing | Single-Stage |  | 0.75 | Premium |  | 45000 | 36000 |  |  | 37900 | 468 | 80.5 | 78 | [8 empty] | Federally-Regulated Consumer Product | 03/08/2017 |  | 03/08/2017
York | Guardian | GG8S060A10MP11 | Natural Gas | Induced Draft | False | False | 1 | False | Horizontal | None | None | Non-Condensing | Single-Stage | Multiple-Speed | 0.33 | Standard |  | 60000 | 48000 | 1004 | 708 | 57700 | 553 | 80 | 78 | [8 empty] | Federally-Regulated Consumer Product | 03/08/2017 |  | 03/08/2017
York | York | ZF036*04*1**** | LPG | Induced Draft | False | True | 1 | False | Down |  | None | Non-Condensing | Single-Stage |  | 1.5 | Standard |  | 50000 | 40000 |  |  | 38000 | 371 | 80.9 | 78 | [8 empty] | Federally-Regulated Consumer Product | 03/08/2017 |  | 03/08/2017
York | York | D7HQ036D05606NX | LPG | Induced Draft | False | True | 1 | False | Down |  | None | Non-Condensing | Two-Stage Modulating |  | 0.75 | Premium |  | 70000 | 58000 |  |  | 54800 | 320 | 81 | 78 | [8 empty] | Federally-Regulated Consumer Product | 03/08/2017 |  | 03/08/2017
York | York | YPLC060A12MP12 | LPG | Induced Draft | False | False | 1 | False | Down |  | None | Non-Condensing | Step Modulating |  | 0.5 | Premium |  | 60000 | 47000 |  |  | 58100 | 167 | 80 | 78 | [8 empty] | Federally-Regulated Consumer Product | 03/08/2017 |  | 03/08/2017
York | Evcon | TG8S120C16MP11 | Natural Gas | Induced Draft | False | False | 1 | False | Up | None | None | Non-Condensing | Single-Stage | Multiple-Speed | 0.5 | Standard |  | 120000 | 96000 | 1600 | 1002 | 115100 | 1166 | 80 | 78 | [8 empty] | Federally-Regulated Consumer Product | 03/08/2017 |  | 03/08/2017
York | Luxaire | D6NZ060D09006NX | Natural Gas | Induced Draft | False | True | 1 | False | Horizontal |  | None | Non-Condensing | Two-Stage Modulating |  | 1 | Premium |  | 108000 | 87000 |  |  | 94100 | 544 | 80 | 78 | [8 empty] | Federally-Regulated Consumer Product | 03/08/2017 |  | 03/08/2017
York | Coleman | TM9M080B12MP12 | LPG | Induced Draft | False | False | 1 | False | Down |  | None | Condensing | Step Modulating |  | 0.5 | Standard |  | 80000 | 77000 |  |  | 77900 | 1113 | 97 | 78 | [8 empty] | Federally-Regulated Consumer Product | 03/08/2017 |  | 03/08/2017
York | Fraser Johnston | TM9E100C16MP11 | Natural Gas | Induced Draft | False | False | 1 | False | Down |  | None | Condensing | Single-Stage |  | 0.5 | Premium |  | 100000 | 96000 |  |  | 99600 | 463 | 95 | 78 | [8 empty] | Federally-Regulated Consumer Product | 03/08/2017 |  | 03/08/2017
York | York | TPLC060A12MP11 | LPG | Induced Draft | False | False | 1 | False | Horizontal | None | None | Non-Condensing | Step Modulating | Variable-Speed | 0.5 | Premium | 60 | 60000 | 47000 | 1340 | 440 | 59700 | 88 | 80 | 78 | [8 empty] | Federally-Regulated Consumer Product | 03/08/2017 |  | 03/08/2017
York | Coleman | D7NQ042N09006NX | Natural Gas | Induced Draft | False | True | 1 | False | Down |  | None | Non-Condensing | Single-Stage |  | 1 | Premium |  | 108000 | 88000 |  |  | 96900 | 467 | 81 | 78 | [8 empty] | Federally-Regulated Consumer Product | 03/08/2017 |  | 03/08/2017
York | Coleman | TM9E100C16MP11 | LPG | Induced Draft | False | False | 1 | False | Down |  | None | Condensing | Single-Stage |  | 0.5 | Premium |  | 100000 | 96000 |  |  | 99600 | 463 | 95 | 78 | [8 empty] | Federally-Regulated Consumer Product | 03/08/2017 |  | 03/08/2017
York | Fraser Johnston | TP9C080C16MP12 | LPG | Induced Draft | False | False | 1 | False | Down |  | None | Condensing | Step Modulating |  | 0.75 | Premium |  | 80000 | 78000 |  |  | 80600 | 460 | 97.7 | 78 | [8 empty] | Federally-Regulated Consumer Product | 03/08/2017 |  | 03/08/2017
York | Luxaire | X33D[D,T]3******** | Natural Gas | Induced Draft | False | True | 3 | False | Horizontal |  | None | Non-Condensing | Step Modulating |  | 10 | Standard |  | 267000 | 213000 | [6 empty] | 80 | 80 | [6 empty] | Federally-Regulated Commercial & Industrial Equipment | 03/08/2017 |  | 03/08/2017
York | York | TM9V100C16MP11 | LPG | Induced Draft | False | False | 1 | False | Horizontal | None | None | Condensing | Two-Stage Modulating | Variable-Speed | 0.75 | Premium | 60 | 100000 | 96000 | 1818 | 519 | 95600 | 364 | 96 | 78 | [8 empty] | Federally-Regulated Consumer Product | 03/08/2017 |  | 03/08/2017
York | Guardian | GG9S080B12MP11 | LPG | Induced Draft | False | False | 1 | False | Up | None | None | Condensing | Single-Stage | Multiple-Speed | 0.5 | Standard |  | 80000 | 78000 | 1370 | 854 | 80600 | 920 | 95.5 | 78 | [8 empty] | Federally-Regulated Consumer Product | 03/08/2017 |  | 03/08/2017
York | Luxaire | TM9X080B12MP11 | LPG | Induced Draft | False | False | 1 | False | Up | None | None | Condensing | Single-Stage | Multiple-Speed | 0.5 | Premium |  | 80000 | 76000 | 1221 | 403 | 65700 | 408 | 95.5 | 78 | [8 empty] | Federally-Regulated Consumer Product | 03/08/2017 |  | 03/08/2017
York | Coleman | TMLX060A12MP11 | LPG | Induced Draft | False | False | 1 | False | Horizontal |  | None | Non-Condensing | Single-Stage |  | 0.5 | Premium |  | 60000 | 48000 |  |  | 59100 | 243 | 80 | 78 | [8 empty] | Federally-Regulated Consumer Product | 03/08/2017 |  | 03/08/2017
York | Fraser Johnston | TM9V060B12MP11 | Natural Gas | Induced Draft | False | False | 1 | False | Up | None | None | Condensing | Two-Stage Modulating | Variable-Speed | 0.5 | Premium | 60 | 60000 | 58000 | 1343 | 456 | 47800 | 284 | 96 | 78 | [8 empty] | Federally-Regulated Consumer Product | 03/08/2017 |  | 03/08/2017
York | Guardian | RGF19120DE20MP11 | Natural Gas | Induced Draft | False | False | 1 | False | Horizontal |  | None | Condensing | Single-Stage |  | 0.75 | Premium |  | 120000 | 114000 |  |  | 114600 | 816 | 95.5 | 78 | [8 empty] | Federally-Regulated Consumer Product | 03/08/2017 |  | 03/08/2017
York | Guardian | RGF19060BE12MP11 | Natural Gas | Induced Draft | False | False | 1 | False | Up |  | None | Condensing | Single-Stage |  | 0.5 | Premium |  | 60000 | 57000 |  |  | 49000 | 394 | 95.5 | 78 | [8 empty] | Federally-Regulated Consumer Product | 03/08/2017 |  | 03/08/2017
York | Coleman | D6NX024N05606NX | Natural Gas | Induced Draft | False | True | 1 | False | Horizontal |  | None | Non-Condensing | Single-Stage |  | 0.5 | Premium |  | 70000 | 56000 |  |  | 56700 | 764 | 80.2 | 78 | [8 empty] | Federally-Regulated Consumer Product | 03/08/2017 |  | 03/08/2017
York | York | TM9X040A10MP11 | Natural Gas | Induced Draft | False | False | 1 | False | Up |  | None | Condensing | Single-Stage |  | 0.5 | Premium |  | 40000 | 38000 |  |  | 32700 | 256 | 95.5 | 78 | [8 empty] | Federally-Regulated Consumer Product | 03/08/2017 |  | 03/08/2017
York | Fraser Johnston | TG8S060A10MP11 | Natural Gas | Induced Draft | False | False | 1 | False | Horizontal | None | None | Non-Condensing | Single-Stage | Multiple-Speed | 0.33 | Standard |  | 60000 | 48000 | 1004 | 708 | 57700 | 553 | 80 | 78 | [8 empty] | Federally-Regulated Consumer Product | 03/08/2017 |  | 03/08/2017
York | York | TPLC120C20MP12 | LPG | Induced Draft | False | False | 1 | False | Up |  | None | Non-Condensing | Step Modulating |  | 1 | Premium |  | 120000 | 95000 |  |  | 115200 | 484 | 80 | 78 | [8 empty] | Federally-Regulated Consumer Product | 03/08/2017 |  | 03/08/2017
York | York | D6NQ030N03606NX | Natural Gas | Induced Draft | False | True | 1 | False | Down |  | None | Non-Condensing | Single-Stage |  | 0.75 | Premium |  | 45000 | 36000 |  |  | 37900 | 468 | 80.5 | 78 | [8 empty] | Federally-Regulated Consumer Product | 03/08/2017 |  | 03/08/2017
York | Coleman | TG8S080B12MP11 | LPG | Induced Draft | False | False | 1 | False | Down | None | None | Non-Condensing | Single-Stage | Multiple-Speed | 0.33 | Standard |  | 80000 | 64000 | 1195 | 620 | 76700 | 793 | 80 | 78 | [8 empty] | Federally-Regulated Consumer Product | 03/08/2017 |  | 03/08/2017
York | Luxaire | X33B[D,T]3******** | Natural Gas | Induced Draft | False | True | 3 | False | Horizontal |  | None | Non-Condensing | Step Modulating |  | 10 | Standard |  | 267000 | 213000 | [6 empty] | 80 | 80 | [6 empty] | Federally-Regulated Commercial & Industrial Equipment | 03/08/2017 |  | 03/08/2017
York | Coleman | D6NQ024D05606NX | Natural Gas | Induced Draft | False | True | 1 | False | Horizontal |  | None | Non-Condensing | Two-Stage Modulating |  | 0.5 | Premium |  | 70000 | 56000 |  |  | 57600 | 151 | 80 | 78 | [8 empty] | Federally-Regulated Consumer Product | 03/08/2017 |  | 03/08/2017
York | York | ZR060*08*1**** | Natural Gas | Induced Draft | False | True | 1 | False | Horizontal |  | None | Non-Condensing | Single-Stage |  | 1.5 | Standard |  | 100000 | 80000 |  |  | 93400 | 1438 | 80.5 | 78 | [8 empty] | Federally-Regulated Consumer Product | 03/08/2017 |  | 03/08/2017
York | Coleman | D6NX048D09006NX | Natural Gas | Induced Draft | False | True | 1 | False | Horizontal |  | None | Non-Condensing | Two-Stage Modulating |  | 1 | Premium |  | 108000 | 87000 |  |  | 94100 | 544 | 80 | 78 | [8 empty] | Federally-Regulated Consumer Product | 03/08/2017 |  | 03/08/2017
York | Coleman | TG9S120D16MP11 | Natural Gas | Induced Draft | False | False | 1 | False | Down | None | None | Condensing | Single-Stage | Multiple-Speed | 0.75 | Standard |  | 120000 | 116000 | 1805 | 876 | 113200 | 1185 | 95.5 | 78 | [8 empty] | Federally-Regulated Consumer Product | 03/08/2017 |  | 03/08/2017
York | Coleman | TMLV080C16MP11 | Natural Gas | Induced Draft | False | False | 1 | False | Horizontal |  | None | Non-Condensing | Two-Stage Modulating |  | 0.75 | Premium |  | 80000 | 63000 |  |  | 76900 | 323 | 80 | 78 | [8 empty] | Federally-Regulated Consumer Product | 03/08/2017 |  | 03/08/2017
York | Coleman | TG9S130D20MP11 | LPG | Induced Draft | False | False | 1 | False | Horizontal | None | None | Condensing | Single-Stage | Multiple-Speed | 1 | Standard |  | 130000 | 125000 | 2047 | 1198 | 112700 | 1305 | 95.5 | 78 | [8 empty] | Federally-Regulated Consumer Product | 03/08/2017 |  | 03/08/2017
York | Coleman | TM8V100C20MP11 | LPG | Induced Draft | False | False | 1 | False | Horizontal |  | None | Non-Condensing | Two-Stage Modulating |  | 1 | Premium |  | 100000 | 80000 |  |  | 95200 | 380 | 80 | 78 | [8 empty] | Federally-Regulated Consumer Product | 03/08/2017 |  | 03/08/2017
York | Coleman | TMLT100C16MP11 | Natural Gas | Induced Draft | False | False | 1 | False | Horizontal |  | None | Non-Condensing | Two-Stage Modulating |  | 0.5 | Standard |  | 100000 | 80000 |  |  | 96500 | 850 | 80 | 78 | [8 empty] | Federally-Regulated Consumer Product | 03/08/2017 |  | 03/08/2017
York | Fraser Johnston | D6NX036N06506NX | LPG | Induced Draft | False | True | 1 | False | Down |  | None | Non-Condensing | Single-Stage |  | 1 | Premium |  | 80000 | 64000 |  |  | 74700 | 1140 | 80.6 | 78 | [8 empty] | Federally-Regulated Consumer Product | 03/08/2017 |  | 03/08/2017
York | York | TMLT120C20MP11 | LPG | Induced Draft | False | False | 1 | False | Horizontal |  | None | Non-Condensing | Two-Stage Modulating |  | 1 | Standard |  | 120000 | 96000 |  |  | 116600 | 832 | 80 | 78 | [8 empty] | Federally-Regulated Consumer Product | 03/08/2017 |  | 03/08/2017
York | Luxaire | TMLT060A12MP11 | LPG | Induced Draft | False | False | 1 | False | Horizontal |  | None | Non-Condensing | Two-Stage Modulating |  | 0.33 | Standard |  | 60000 | 47000 |  |  | 58100 | 450 | 80 | 78 | [8 empty] | Federally-Regulated Consumer Product | 03/08/2017 |  | 03/08/2017
York | Coleman | D7NQ024N05606NX | Natural Gas | Induced Draft | False | True | 1 | False | Horizontal |  | None | Non-Condensing | Single-Stage |  | 0.5 | Premium |  | 70000 | 57000 |  |  | 58300 | 241 | 81 | 78 | [8 empty] | Federally-Regulated Consumer Product | 03/08/2017 |  | 03/08/2017
York | York | TG8S100C20MP11 | Natural Gas | Induced Draft | False | False | 1 | False | Down | None | None | Non-Condensing | Single-Stage | Multiple-Speed | 1 | Standard |  | 100000 | 80000 | 2478 | 1307 | 95100 | 1178 | 80 | 78 | [8 empty] | Federally-Regulated Consumer Product | 03/08/2017 |  | 03/08/2017
York | Evcon | TGLS060A12MP11 | LPG | Induced Draft | False | False | 1 | False | Horizontal | None | None | Non-Condensing | Single-Stage | Multiple-Speed | 0.33 | Standard |  | 60000 | 48000 | 1275 | 711 | 57400 | 623 | 80 | 78 | [8 empty] | Federally-Regulated Consumer Product | 03/08/2017 |  | 03/08/2017
York | Coleman | TG9S100C16MP11 | Natural Gas | Induced Draft | False | False | 1 | False | Up | None | None | Condensing | Single-Stage | Multiple-Speed | 0.75 | Standard |  | 100000 | 97000 | 1706 | 819 | 96500 | 1156 | 95.5 | 78 | [8 empty] | Federally-Regulated Consumer Product | 03/08/2017 |  | 03/08/2017
York | Evcon | D7NQ024N03606NX | Natural Gas | Induced Draft | False | True | 1 | False | Horizontal |  | None | Non-Condensing | Single-Stage |  | 0.5 | Premium |  | 45000 | 37000 |  |  | 38700 | 201 | 81 | 78 | [8 empty] | Federally-Regulated Consumer Product | 03/08/2017 |  | 03/08/2017
York | York | TG8S120C16MP11 | LPG | Induced Draft | False | False | 1 | False | Down | None | None | Non-Condensing | Single-Stage | Multiple-Speed | 0.5 | Standard |  | 120000 | 96000 | 1600 | 1002 | 115100 | 1166 | 80 | 78 | [8 empty] | Federally-Regulated Consumer Product | 03/08/2017 |  | 03/08/2017
York | Evcon | D6HQ060D11006NX | Natural Gas | Induced Draft | False | True | 1 | False | Horizontal |  | None | Non-Condensing | Two-Stage Modulating |  | 1 | Premium |  | 135000 | 108000 |  |  | 114400 | 300 | 80 | 78 | [8 empty] | Federally-Regulated Consumer Product | 03/08/2017 |  | 03/08/2017
York | Coleman | ZK060*10*F**** | LPG | Induced Draft | False | True | 1 | False | Horizontal |  | None | Non-Condensing | Single-Stage |  | 1.5 | Standard |  | 125000 | 100000 |  |  | 117500 | 510 | 80.3 | 78 | [8 empty] | Federally-Regulated Consumer Product | 03/08/2017 |  | 03/08/2017
York | York | TM9X100C20MP11 | Natural Gas | Induced Draft | False | False | 1 | False | Up | None | None | Condensing | Single-Stage | Multiple-Speed | 0.75 | Premium |  | 100000 | 95000 | 1989 | 660 | 97700 | 833 | 95.5 | 78 | [8 empty] | Federally-Regulated Consumer Product | 03/08/2017 |  | 03/08/2017
York | York | D6NQ024N05606NX | Natural Gas | Induced Draft | False | True | 1 | False | Horizontal |  | None | Non-Condensing | Single-Stage |  | 0.5 | Premium |  | 70000 | 56000 |  |  | 56700 | 764 | 80.2 | 78 | [8 empty] | Federally-Regulated Consumer Product | 03/08/2017 |  | 03/08/2017
York | Luxaire | TM9V100C20MP11 | LPG | Induced Draft | False | False | 1 | False | Up | None | None | Condensing | Two-Stage Modulating | Variable-Speed | 1 | Premium | 60 | 100000 | 96000 | 2019 | 576 | 94300 | 386 | 96 | 78 | [8 empty] | Federally-Regulated Consumer Product | 03/08/2017 |  | 03/08/2017
York | Evcon | TP9C100C20MP12 | Natural Gas | Induced Draft | False | False | 1 | False | Horizontal |  | None | Condensing | Step Modulating |  | 1 | Premium |  | 100000 | 97000 |  |  | 96400 | 558 | 97.7 | 78 | [8 empty] | Federally-Regulated Consumer Product | 03/08/2017 |  | 03/08/2017
York | York | YPAL060M******** | Natural Gas | Induced Draft | False | True | 3 | False | Horizontal | None | None | Non-Condensing | Step Modulating | Single-Speed | 10 | Standard |  | 375000 | 300000 | [6 empty] | 80 | 80 | [5 empty] | 3 | Federally-Regulated Commercial & Industrial Equipment | 03/08/2017 |  | 03/08/2017
York | York | YPLC060A12MP12 | LPG | Induced Draft | False | False | 1 | False | Horizontal |  | None | Non-Condensing | Step Modulating |  | 0.5 | Premium |  | 60000 | 47000 |  |  | 58100 | 167 | 80 | 78 | [8 empty] | Federally-Regulated Consumer Product | 03/08/2017 |  | 03/08/2017
York | Coleman | D6HQ036D07206NX | Natural Gas | Induced Draft | False | True | 1 | False | Down |  | None | Non-Condensing | Two-Stage Modulating |  | 0.75 | Premium |  | 90000 | 72000 |  |  | 74700 | 273 | 80 | 78 | [8 empty] | Federally-Regulated Consumer Product | 03/08/2017 |  | 03/08/2017
York | Coleman | TPLC100C16MP12 | Natural Gas | Induced Draft | False | False | 1 | False | Down |  | None | Non-Condensing | Step Modulating |  | 0.75 | Premium |  | 100000 | 78000 |  |  | 97300 | 253 | 80 | 78 | [8 empty] | Federally-Regulated Consumer Product | 03/08/2017 |  | 03/08/2017
York | Fraser Johnston | D7NQ030D05606NX | LPG | Induced Draft | False | True | 1 | False | Horizontal |  | None | Non-Condensing | Two-Stage Modulating |  | 0.75 | Premium |  | 70000 | 57000 |  |  | 56100 | 216 | 81 | 78 | [8 empty] | Federally-Regulated Consumer Product | 03/08/2017 |  | 03/08/2017
York | York | D6NZ060N11006NX | LPG | Induced Draft | False | True | 1 | False | Down |  | None | Non-Condensing | Single-Stage |  | 1 | Premium |  | 135000 | 108000 |  |  | 115300 | 1073 | 80.2 | 78 | [8 empty] | Federally-Regulated Consumer Product | 03/08/2017 |  | 03/08/2017
York | Fraser Johnston | TM8V100C20MP11 | LPG | Induced Draft | False | False | 1 | False | Horizontal |  | None | Non-Condensing | Two-Stage Modulating |  | 1 | Premium |  | 100000 | 80000 |  |  | 95200 | 380 | 80 | 78 | [8 empty] | Federally-Regulated Consumer Product | 03/08/2017 |  | 03/08/2017
York | York | TM8V080C16MP11 | Natural Gas | Induced Draft | False | False | 1 | False | Up |  | None | Non-Condensing | Two-Stage Modulating |  | 0.75 | Premium |  | 80000 | 63000 |  |  | 76900 | 323 | 80 | 78 | [8 empty] | Federally-Regulated Consumer Product | 03/08/2017 |  | 03/08/2017
York | Fraser Johnston | TM8T100C20MP11 | Natural Gas | Induced Draft | False | False | 1 | False | Up |  | None | Non-Condensing | Two-Stage Modulating |  | 1 | Standard |  | 100000 | 80000 |  |  | 97200 | 688 | 80 | 78 | [8 empty] | Federally-Regulated Consumer Product | 03/08/2017 |  | 03/08/2017
York | Coleman | D7HQ060D09006NX | LPG | Induced Draft | False | True | 1 | False | Down |  | None | Non-Condensing | Two-Stage Modulating |  | 1 | Premium |  | 108000 | 89000 |  |  | 94500 | 338 | 81 | 78 | [8 empty] | Federally-Regulated Consumer Product | 03/08/2017 |  | 03/08/2017
York | Coleman | TM9T120D20MP11 | LPG | Induced Draft | False | False | 1 | False | Horizontal | None | None | Condensing | Two-Stage Modulating | Multiple-Speed | 1 | Standard |  | 120000 | 115000 | 1977 | 1190 | 113900 | 801 | 96 | 78 | [8 empty] | Federally-Regulated Consumer Product | 03/08/2017 |  | 03/08/2017
York | Evcon | D6NQ030N03606NX | LPG | Induced Draft | False | True | 1 | False | Down |  | None | Non-Condensing | Single-Stage |  | 0.75 | Premium |  | 45000 | 36000 |  |  | 37900 | 468 | 80.5 | 78 | [8 empty] | Federally-Regulated Consumer Product | 03/08/2017 |  | 03/08/2017
York | Guardian | RGF1L100CP20MP11 | Natural Gas | Induced Draft | False | False | 1 | False | Down |  | None | Non-Condensing | Single-Stage |  | 1 | Standard |  | 100000 | 80000 |  |  | 95100 | 1226 | 80 | 78 | [8 empty] | Federally-Regulated Consumer Product | 03/08/2017 |  | 03/08/2017
York | Coleman | TM9E120D20MP11 | Natural Gas | Induced Draft | False | False | 1 | False | Up |  | None | Condensing | Single-Stage |  | 0.75 | Premium |  | 120000 | 114000 |  |  | 115900 | 624 | 95 | 78 | [8 empty] | Federally-Regulated Consumer Product | 03/08/2017 |  | 03/08/2017
York | Luxaire | D6HQ036D05606NX | LPG | Induced Draft | False | True | 1 | False | Horizontal |  | None | Non-Condensing | Two-Stage Modulating |  | 0.75 | Premium |  | 70000 | 56000 |  |  | 58000 | 263 | 80 | 78 | [8 empty] | Federally-Regulated Consumer Product | 03/08/2017 |  | 03/08/2017
York | York | TP9C060B12MP12 | LPG | Induced Draft | False | False | 1 | False | Down |  | None | Condensing | Step Modulating |  | 0.5 | Premium |  | 60000 | 58000 |  |  | 48400 | 241 | 97.5 | 78 | [8 empty] | Federally-Regulated Consumer Product | 03/08/2017 |  | 03/08/2017
York | Coleman | TM9V080B12MP11 | LPG | Induced Draft | False | False | 1 | False | Down | None | None | Condensing | Two-Stage Modulating | Variable-Speed | 0.5 | Premium | 60 | 80000 | 77000 | 1320 | 529 | 79500 | 339 | 96 | 78 | [8 empty] | Federally-Regulated Consumer Product | 03/08/2017 |  | 03/08/2017
York | Evcon | TPLC060A12MP12 | Natural Gas | Induced Draft | False | False | 1 | False | Down |  | None | Non-Condensing | Step Modulating |  | 0.5 | Premium |  | 60000 | 47000 |  |  | 58100 | 167 | 80 | 78 | [8 empty] | Federally-Regulated Consumer Product | 03/08/2017 |  | 03/08/2017
York | York | YPAL061G******** | Natural Gas | Induced Draft | False | True | 3 | False | Down | None | None | Non-Condensing | Step Modulating | Single-Speed | 10 | Standard |  | 375000 | 300000 | [6 empty] | 80 | 80 | [5 empty] | 3 | Federally-Regulated Commercial & Industrial Equipment | 03/08/2017 |  | 03/08/2017
York | Evcon | TM8T100C16MP11 | LPG | Induced Draft | False | False | 1 | False | Up |  | None | Non-Condensing | Two-Stage Modulating |  | 0.5 | Standard |  | 100000 | 80000 |  |  | 96500 | 850 | 80 | 78 | [8 empty] | Federally-Regulated Consumer Product | 03/08/2017 |  | 03/08/2017
York | Coleman | D6NX036N06506NX | Natural Gas | Induced Draft | False | True | 1 | False | Horizontal |  | None | Non-Condensing | Single-Stage |  | 1 | Premium |  | 80000 | 64000 |  |  | 74700 | 1140 | 80.6 | 78 | [8 empty] | Federally-Regulated Consumer Product | 03/08/2017 |  | 03/08/2017
York | Evcon | D7NX024D05606NX | LPG | Induced Draft | False | True | 1 | False | Down |  | None | Non-Condensing | Two-Stage Modulating |  | 0.5 | Premium |  | 70000 | 57000 |  |  | 56100 | 215 | 81 | 78 | [8 empty] | Federally-Regulated Consumer Product | 03/08/2017 |  | 03/08/2017
York | Luxaire | TMLX100C16MP11 | LPG | Induced Draft | False | False | 1 | False | Horizontal |  | None | Non-Condensing | Single-Stage |  | 0.5 | Premium |  | 100000 | 80000 |  |  | 98400 | 431 | 80 | 78 | [8 empty] | Federally-Regulated Consumer Product | 03/08/2017 |  | 03/08/2017
York | Coleman | TM8V060A12MP11 | LPG | Induced Draft | False | False | 1 | False | Up |  | None | Non-Condensing | Two-Stage Modulating |  | 0.5 | Premium |  | 60000 | 47000 |  |  | 57000 | 259 | 80 | 78 | [8 empty] | Federally-Regulated Consumer Product | 03/08/2017 |  | 03/08/2017
York | Coleman | D6NZ042N06506NX | Natural Gas | Induced Draft | False | True | 1 | False | Down |  | None | Non-Condensing | Single-Stage |  | 1 | Premium |  | 80000 | 64000 |  |  | 74700 | 1140 | 80.6 | 78 | [8 empty] | Federally-Regulated Consumer Product | 03/08/2017 |  | 03/08/2017
York | Luxaire | TM9E040A10MP11 | LPG | Induced Draft | False | False | 1 | False | Down |  | None | Condensing | Single-Stage |  | 0.5 | Premium |  | 40000 | 38000 |  |  | 33100 | 195 | 95 | 78 | [8 empty] | Federally-Regulated Consumer Product | 03/08/2017 |  | 03/08/2017
York | Luxaire | TM9E100C20MP11 | Natural Gas | Induced Draft | False | False | 1 | False | Horizontal |  | None | Condensing | Single-Stage |  | 0.75 | Premium |  | 100000 | 96000 |  |  | 99800 | 410 | 95 | 78 | [8 empty] | Federally-Regulated Consumer Product | 03/08/2017 |  | 03/08/2017
York | Evcon | TM8X100C16MP11 | LPG | Induced Draft | False | False | 1 | False | Up |  | None | Non-Condensing | Single-Stage |  | 0.5 | Premium |  | 100000 | 80000 |  |  | 98400 | 431 | 80 | 78 | [8 empty] | Federally-Regulated Consumer Product | 03/08/2017 |  | 03/08/2017
York | Luxaire | TGLS080C16MP11 | Natural Gas | Induced Draft | False | False | 1 | False | Down | None | None | Non-Condensing | Single-Stage | Multiple-Speed | 0.5 | Standard |  | 80000 | 64000 | 1602 | 1069 | 75100 | 1168 | 80 | 78 | [8 empty] | Federally-Regulated Consumer Product | 03/08/2017 |  | 03/08/2017
York | York | TM9V080B12MP11 | LPG | Induced Draft | False | False | 1 | False | Horizontal | None | None | Condensing | Two-Stage Modulating | Variable-Speed | 0.5 | Premium | 60 | 80000 | 77000 | 1320 | 529 | 79500 | 339 | 96 | 78 | [8 empty] | Federally-Regulated Consumer Product | 03/08/2017 |  | 03/08/2017
York | Fraser Johnston | D7NY060D09006NX | LPG | Induced Draft | False | True | 1 | False | Horizontal |  | None | Non-Condensing | Two-Stage Modulating |  | 1 | Premium |  | 108000 | 89000 |  |  | 94500 | 338 | 81 | 78 | [8 empty] | Federally-Regulated Consumer Product | 03/08/2017 |  | 03/08/2017
York | Evcon | TPLC080C16MP12 | LPG | Induced Draft | False | False | 1 | False | Horizontal |  | None | Non-Condensing | Step Modulating |  | 0.75 | Premium |  | 80000 | 62000 |  |  | 77700 | 199 | 80 | 78 | [8 empty] | Federally-Regulated Consumer Product | 03/08/2017 |  | 03/08/2017
York | Evcon | RGF19100CE16MP11 | LPG | Induced Draft | False | False | 1 | False | Up |  | None | Condensing | Single-Stage |  | 0.5 | Premium |  | 100000 | 95000 |  |  | 98400 | 638 | 95.5 | 78 | [8 empty] | Federally-Regulated Consumer Product | 03/08/2017 |  | 03/08/2017
York | Luxaire | D6NQ060N06506NX | LPG | Induced Draft | False | True | 1 | False | Down |  | None | Non-Condensing | Single-Stage |  | 1 | Premium |  | 80000 | 64000 |  |  | 75500 | 910 | 80.8 | 78 | [8 empty] | Federally-Regulated Consumer Product | 03/08/2017 |  | 03/08/2017
York | Johnson Controls | V33E[D,T]5******** | Natural Gas | Induced Draft | False | True | 3 | False | Horizontal |  | None | Non-Condensing | Step Modulating |  | 10 | Standard |  | 533000 | 426000 | [6 empty] | 80 | 80 | [6 empty] | Federally-Regulated Commercial & Industrial Equipment | 03/08/2017 |  | 03/08/2017
York | York | D6NZ024D05606NX | LPG | Induced Draft | False | True | 1 | False | Horizontal |  | None | Non-Condensing | Two-Stage Modulating |  | 0.5 | Premium |  | 70000 | 56000 |  |  | 57600 | 151 | 80 | 78 | [8 empty] | Federally-Regulated Consumer Product | 03/08/2017 |  | 03/08/2017
York | Fraser Johnston | TM8T060A12MP11 | Natural Gas | Induced Draft | False | False | 1 | False | Up |  | None | Non-Condensing | Two-Stage Modulating |  | 0.33 | Standard |  | 60000 | 47000 |  |  | 58100 | 450 | 80 | 78 | [8 empty] | Federally-Regulated Consumer Product | 03/08/2017 |  | 03/08/2017
York | Luxaire | TM9V100C16MP11 | Natural Gas | Induced Draft | False | False | 1 | False | Down | None | None | Condensing | Two-Stage Modulating | Variable-Speed | 0.75 | Premium | 60 | 100000 | 96000 | 1818 | 519 | 95600 | 364 | 96 | 78 | [8 empty] | Federally-Regulated Consumer Product | 03/08/2017 |  | 03/08/2017
York | Coleman | TM9X040A10MP11 | LPG | Induced Draft | False | False | 1 | False | Horizontal |  | None | Condensing | Single-Stage |  | 0.5 | Premium |  | 40000 | 38000 |  |  | 32700 | 256 | 95.5 | 78 | [8 empty] | Federally-Regulated Consumer Product | 03/08/2017 |  | 03/08/2017
York | Coleman | TG8S060A12MP11 | LPG | Induced Draft | False | False | 1 | False | Down | None | None | Non-Condensing | Single-Stage | Multiple-Speed | 0.33 | Standard |  | 60000 | 48000 | 1275 | 711 | 57400 | 623 | 80 | 78 | [8 empty] | Federally-Regulated Consumer Product | 03/08/2017 |  | 03/08/2017
York | Luxaire | D6NZ060D09006NX | LPG | Induced Draft | False | True | 1 | False | Down |  | None | Non-Condensing | Two-Stage Modulating |  | 1 | Premium |  | 108000 | 87000 |  |  | 94100 | 544 | 80 | 78 | [8 empty] | Federally-Regulated Consumer Product | 03/08/2017 |  | 03/08/2017
York | Evcon | TM8T080C16MP11 | Natural Gas | Induced Draft | False | False | 1 | False | Down |  | None | Non-Condensing | Two-Stage Modulating |  | 0.5 | Standard |  | 80000 | 63000 |  |  | 77500 | 607 | 80 | 78 | [8 empty] | Federally-Regulated Consumer Product | 03/08/2017 |  | 03/08/2017
York | Fraser Johnston | D6NX036N06506NX | Natural Gas | Induced Draft | False | True | 1 | False | Horizontal |  | None | Non-Condensing | Single-Stage |  | 1 | Premium |  | 80000 | 64000 |  |  | 74700 | 1140 | 80.6 | 78 | [8 empty] | Federally-Regulated Consumer Product | 03/08/2017 |  | 03/08/2017
York | Luxaire | LP9C100C16MP12 | Natural Gas | Induced Draft | False | False | 1 | False | Horizontal |  | None | Condensing | Step Modulating |  | 0.75 | Premium |  | 100000 | 97000 |  |  | 96500 | 536 | 97.7 | 78 | [8 empty] | Federally-Regulated Consumer Product | 03/08/2017 |  | 03/08/2017
York | Fraser Johnston | TMLV080B12MP11 | Natural Gas | Induced Draft | False | False | 1 | False | Up |  | None | Non-Condensing | Two-Stage Modulating |  | 0.5 | Premium |  | 80000 | 63000 |  |  | 75800 | 315 | 80 | 78 | [8 empty] | Federally-Regulated Consumer Product | 03/08/2017 |  | 03/08/2017
York | Luxaire | D6NX048D09006NX | Natural Gas | Induced Draft | False | True | 1 | False | Down |  | None | Non-Condensing | Two-Stage Modulating |  | 1 | Premium |  | 108000 | 87000 |  |  | 94100 | 544 | 80 | 78 | [8 empty] | Federally-Regulated Consumer Product | 03/08/2017 |  | 03/08/2017
York | Fraser Johnston | D6NZ060N09006NX | LPG | Induced Draft | False | True | 1 | False | Horizontal |  | None | Non-Condensing | Single-Stage |  | 1 | Premium |  | 108000 | 87000 |  |  | 93400 | 1313 | 80.9 | 78 | [8 empty] | Federally-Regulated Consumer Product | 03/08/2017 |  | 03/08/2017
York | Luxaire | D6NZ042D09006NX | Natural Gas | Induced Draft | False | True | 1 | False | Horizontal |  | None | Non-Condensing | Two-Stage Modulating |  | 0.75 | Premium |  | 108000 | 87000 |  |  | 95300 | 362 | 80 | 78 | [8 empty] | Federally-Regulated Consumer Product | 03/08/2017 |  | 03/08/2017
York | York | YP9C080B12MP12 | LPG | Induced Draft | False | False | 1 | False | Down |  | None | Condensing | Step Modulating |  | 0.5 | Premium |  | 80000 | 77000 |  |  | 80800 | 435 | 97.5 | 78 | [8 empty] | Federally-Regulated Consumer Product | 03/08/2017 |  | 03/08/2017
York | Luxaire | TGLS080C16MP11 | LPG | Induced Draft | False | False | 1 | False | Up | None | None | Non-Condensing | Single-Stage | Multiple-Speed | 0.5 | Standard |  | 80000 | 64000 | 1602 | 1069 | 75100 | 1168 | 80 | 78 | [8 empty] | Federally-Regulated Consumer Product | 03/08/2017 |  | 03/08/2017
York | Fraser Johnston | TMLX080C16MP11 | LPG | Induced Draft | False | False | 1 | False | Horizontal |  | None | Non-Condensing | Single-Stage |  | 0.5 | Premium |  | 80000 | 64000 |  |  | 78300 | 444 | 80 | 78 | [8 empty] | Federally-Regulated Consumer Product | 03/08/2017 |  | 03/08/2017
York | Fraser Johnston | TG8S080C22MP11 | LPG | Induced Draft | False | False | 1 | False | Down | None | None | Non-Condensing | Single-Stage | Multiple-Speed | 1 | Standard |  | 80000 | 64000 | 2448 | 1263 | 74800 | 1234 | 80 | 78 | [8 empty] | Federally-Regulated Consumer Product | 03/08/2017 |  | 03/08/2017
York | Coleman | TGLS080C22MP11 | Natural Gas | Induced Draft | False | False | 1 | False | Up | None | None | Non-Condensing | Single-Stage | Multiple-Speed | 1 | Standard |  | 80000 | 64000 | 2448 | 1263 | 74800 | 1234 | 80 | 78 | [8 empty] | Federally-Regulated Consumer Product | 03/08/2017 |  | 03/08/2017
York | York | TPLC100C20MP12 | LPG | Induced Draft | False | False | 1 | False | Up |  | None | Non-Condensing | Step Modulating |  | 1 | Premium |  | 100000 | 78000 |  |  | 97500 | 238 | 80 | 78 | [8 empty] | Federally-Regulated Consumer Product | 03/08/2017 |  | 03/08/2017
York | Evcon | TM8V120C20MP11 | Natural Gas | Induced Draft | False | False | 1 | False | Down |  | None | Non-Condensing | Two-Stage Modulating |  | 1 | Premium |  | 120000 | 96000 |  |  | 111300 | 456 | 80 | 78 | [8 empty] | Federally-Regulated Consumer Product | 03/08/2017 |  | 03/08/2017
York | York | D7NQ036D05606NX | Natural Gas | Induced Draft | False | True | 1 | False | Down |  | None | Non-Condensing | Two-Stage Modulating |  | 0.75 | Premium |  | 70000 | 58000 |  |  | 54800 | 320 | 81 | 78 | [8 empty] | Federally-Regulated Consumer Product | 03/08/2017 |  | 03/08/2017
York | Luxaire | D7HQ036D07206NX | LPG | Induced Draft | False | True | 1 | False | Horizontal |  | None | Non-Condensing | Two-Stage Modulating |  | 0.75 | Premium |  | 90000 | 74000 |  |  | 73500 | 341 | 81 | 78 | [8 empty] | Federally-Regulated Consumer Product | 03/08/2017 |  | 03/08/2017
York | York | TGLS120C16MP11 | LPG | Induced Draft | False | False | 1 | False | Horizontal | None | None | Non-Condensing | Single-Stage | Multiple-Speed | 0.5 | Standard |  | 120000 | 96000 | 1600 | 1002 | 115100 | 1166 | 80 | 78 | [8 empty] | Federally-Regulated Consumer Product | 03/08/2017 |  | 03/08/2017
York | Fraser Johnston | D7HQ036D05606NX | LPG | Induced Draft | False | True | 1 | False | Down |  | None | Non-Condensing | Two-Stage Modulating |  | 0.75 | Premium |  | 70000 | 58000 |  |  | 54800 | 320 | 81 | 78 | [8 empty] | Federally-Regulated Consumer Product | 03/08/2017 |  | 03/08/2017
York | York | ZR060*08*1**** | Natural Gas | Induced Draft | False | True | 1 | False | Down |  | None | Non-Condensing | Single-Stage |  | 1.5 | Standard |  | 100000 | 80000 |  |  | 93400 | 1438 | 80.5 | 78 | [8 empty] | Federally-Regulated Consumer Product | 03/08/2017 |  | 03/08/2017
York | Coleman | TM9M100C16MP12 | LPG | Induced Draft | False | False | 1 | False | Horizontal |  | None | Condensing | Step Modulating |  | 0.75 | Standard |  | 100000 | 97000 |  |  | 93000 | 1500 | 97 | 78 | [8 empty] | Federally-Regulated Consumer Product | 03/08/2017 |  | 03/08/2017
York | Guardian | RGF19100CP20MP11 | Natural Gas | Induced Draft | False | False | 1 | False | Up |  | None | Condensing | Single-Stage |  | 1 | Standard |  | 100000 | 97000 |  |  | 96600 | 1161 | 95.5 | 78 | [8 empty] | Federally-Regulated Consumer Product | 03/08/2017 |  | 03/08/2017
York | Guardian | GG8S060A12MP11 | LPG | Induced Draft | False | False | 1 | False | Up | None | None | Non-Condensing | Single-Stage | Multiple-Speed | 0.33 | Standard |  | 60000 | 48000 | 1275 | 711 | 57400 | 623 | 80 | 78 | [8 empty] | Federally-Regulated Consumer Product | 03/08/2017 |  | 03/08/2017
York | Coleman | CPLC080C16MP12 | LPG | Induced Draft | False | False | 1 | False | Down |  | None | Non-Condensing | Step Modulating |  | 0.75 | Premium |  | 80000 | 62000 |  |  | 77700 | 199 | 80 | 78 | [8 empty] | Federally-Regulated Consumer Product | 03/08/2017 |  | 03/08/2017
York | Evcon | TPLC100C16MP12 | LPG | Induced Draft | False | False | 1 | False | Down |  | None | Non-Condensing | Step Modulating |  | 0.75 | Premium |  | 100000 | 78000 |  |  | 97300 | 253 | 80 | 78 | [8 empty] | Federally-Regulated Consumer Product | 03/08/2017 |  | 03/08/2017
York | Coleman | D7NQ030N05606NX | Natural Gas | Induced Draft | False | True | 1 | False | Down |  | None | Non-Condensing | Single-Stage |  | 0.75 | Premium |  | 70000 | 57000 |  |  | 57800 | 372 | 81 | 78 | [8 empty] | Federally-Regulated Consumer Product | 03/08/2017 |  | 03/08/2017
York | Fraser Johnston | TMLT080C16MP11 | LPG | Induced Draft | False | False | 1 | False | Horizontal |  | None | Non-Condensing | Two-Stage Modulating |  | 0.5 | Standard |  | 80000 | 63000 |  |  | 77500 | 607 | 80 | 78 | [8 empty] | Federally-Regulated Consumer Product | 03/08/2017 |  | 03/08/2017
York | Coleman | D6NQ036N05606NX | Natural Gas | Induced Draft | False | True | 1 | False | Down |  | None | Non-Condensing | Single-Stage |  | 0.75 | Premium |  | 70000 | 56000 |  |  | 56200 | 876 | 80.2 | 78 | [8 empty] | Federally-Regulated Consumer Product | 03/08/2017 |  | 03/08/2017
York | Luxaire | D6NQ036D07206NX | Natural Gas | Induced Draft | False | True | 1 | False | Down |  | None | Non-Condensing | Two-Stage Modulating |  | 0.75 | Premium |  | 90000 | 72000 |  |  | 74700 | 273 | 80 | 78 | [8 empty] | Federally-Regulated Consumer Product | 03/08/2017 |  | 03/08/2017
York | Guardian | RGF19120DE20MP12 | LPG | Induced Draft | False | False | 1 | False | Up |  | None | Condensing | Single-Stage |  | 0.75 | Premium |  | 120000 | 114000 |  |  | 115900 | 624 | 95 | 78 | [8 empty] | Federally-Regulated Consumer Product | 03/08/2017 |  | 03/08/2017
York | Fraser Johnston | TM9E080B12MP11 | Natural Gas | Induced Draft | False | False | 1 | False | Horizontal |  | None | Condensing | Single-Stage |  | 0.5 | Premium |  | 80000 | 77000 |  |  | 83000 | 382 | 95 | 78 | [8 empty] | Federally-Regulated Consumer Product | 03/08/2017 |  | 03/08/2017
York | York | D7NQ030N03606NX | LPG | Induced Draft | False | True | 1 | False | Down |  | None | Non-Condensing | Single-Stage |  | 0.75 | Premium |  | 45000 | 37000 |  |  | 38700 | 212 | 81 | 78 | [8 empty] | Federally-Regulated Consumer Product | 03/08/2017 |  | 03/08/2017
York | Evcon | D7NQ036N05606NX | LPG | Induced Draft | False | True | 1 | False | Horizontal |  | None | Non-Condensing | Single-Stage |  | 0.75 | Premium |  | 70000 | 57000 |  |  | 57700 | 375 | 81 | 78 | [8 empty] | Federally-Regulated Consumer Product | 03/08/2017 |  | 03/08/2017
York | Coleman | ZK060*08*F**** | LPG | Induced Draft | False | True | 1 | False | Down |  | None | Non-Condensing | Single-Stage |  | 1.5 | Standard |  | 100000 | 80000 |  |  | 93400 | 1438 | 80.5 | 78 | [8 empty] | Federally-Regulated Consumer Product | 03/08/2017 |  | 03/08/2017
York | Luxaire | D6NQ024D05606NX | Natural Gas | Induced Draft | False | True | 1 | False | Horizontal |  | None | Non-Condensing | Two-Stage Modulating |  | 0.5 | Premium |  | 70000 | 56000 |  |  | 57600 | 151 | 80 | 78 | [8 empty] | Federally-Regulated Consumer Product | 03/08/2017 |  | 03/08/2017
York | Luxaire | D7NX048D09006NX | Natural Gas | Induced Draft | False | True | 1 | False | Down |  | None | Non-Condensing | Two-Stage Modulating |  | 1 | Premium |  | 108000 | 89000 |  |  | 94500 | 338 | 81 | 78 | [8 empty] | Federally-Regulated Consumer Product | 03/08/2017 |  | 03/08/2017
York | Johnson Controls | V33A[N,S]3******** | Natural Gas | Induced Draft | False | True | 3 | False | Down |  | None | Non-Condensing | Single-Stage |  | 10 | Standard |  | 267000 | 213000 | [6 empty] | 80 | 80 | [6 empty] | Federally-Regulated Commercial & Industrial Equipment | 03/08/2017 |  | 03/08/2017
York | Luxaire | TM8T080B12MP11 | LPG | Induced Draft | False | False | 1 | False | Up |  | None | Non-Condensing | Two-Stage Modulating |  | 0.33 | Standard |  | 80000 | 63000 |  |  | 77700 | 568 | 80 | 78 | [8 empty] | Federally-Regulated Consumer Product | 03/08/2017 |  | 03/08/2017
York | Johnson Controls | S33E[N,S]3******** | LPG | Induced Draft | False | True | 3 | False | Horizontal |  | None | Non-Condensing | Single-Stage |  | 10 | Standard |  | 267000 | 213000 | [6 empty] | 80 | 80 | [6 empty] | Federally-Regulated Commercial & Industrial Equipment | 03/08/2017 |  | 03/08/2017
York | Luxaire | TM9T080C16MP11 | LPG | Induced Draft | False | False | 1 | False | Up | None | None | Condensing | Two-Stage Modulating | Multiple-Speed | 0.75 | Standard |  | 80000 | 77000 | 1671 | 838 | 80400 | 849 | 96 | 78 | [8 empty] | Federally-Regulated Consumer Product | 03/08/2017 |  | 03/08/2017
York | Luxaire | TM9V100C16MP11 | Natural Gas | Induced Draft | False | False | 1 | False | Horizontal | None | None | Condensing | Two-Stage Modulating | Variable-Speed | 0.75 | Premium | 60 | 100000 | 96000 | 1818 | 519 | 95600 | 364 | 96 | 78 | [8 empty] | Federally-Regulated Consumer Product | 03/08/2017 |  | 03/08/2017
York | Evcon | RGF19100CP16MP11 | LPG | Induced Draft | False | False | 1 | False | Horizontal |  | None | Condensing | Single-Stage |  | 0.75 | Standard |  | 100000 | 97000 |  |  | 96400 | 1200 | 95.5 | 78 | [8 empty] | Federally-Regulated Consumer Product | 03/08/2017 |  | 03/08/2017
York | Coleman | ZK048*10*F**** | Natural Gas | Induced Draft | False | True | 1 | False | Down |  | None | Non-Condensing | Single-Stage |  | 1.5 | Standard |  | 125000 | 100000 |  |  | 117500 | 510 | 80.3 | 78 | [8 empty] | Federally-Regulated Consumer Product | 03/08/2017 |  | 03/08/2017
York | Fraser Johnston | D6NZ048N11006NX | LPG | Induced Draft | False | True | 1 | False | Down |  | None | Non-Condensing | Single-Stage |  | 1 | Premium |  | 135000 | 108000 |  |  | 114000 | 1275 | 80.2 | 78 | [8 empty] | Federally-Regulated Consumer Product | 03/08/2017 |  | 03/08/2017
York | Evcon | D6NQ060N09006NX | Natural Gas | Induced Draft | False | True | 1 | False | Horizontal |  | None | Non-Condensing | Single-Stage |  | 1 | Premium |  | 108000 | 87000 |  |  | 93400 | 1313 | 80.6 | 78 | [8 empty] | Federally-Regulated Consumer Product | 03/08/2017 |  | 03/08/2017
York | Coleman | TGLS080C22MP11 | Natural Gas | Induced Draft | False | False | 1 | False | Horizontal | None | None | Non-Condensing | Single-Stage | Multiple-Speed | 1 | Standard |  | 80000 | 64000 | 2448 | 1263 | 74800 | 1234 | 80 | 78 | [8 empty] | Federally-Regulated Consumer Product | 03/08/2017 |  | 03/08/2017
York | York | D6NQ060D09006NX | Natural Gas | Induced Draft | False | True | 1 | False | Horizontal |  | None | Non-Condensing | Two-Stage Modulating |  | 1 | Premium |  | 108000 | 87000 |  |  | 94100 | 287 | 80 | 78 | [8 empty] | Federally-Regulated Consumer Product | 03/08/2017 |  | 03/08/2017
York | Coleman | CP9C080C16MP12 | Natural Gas | Induced Draft | False | False | 1 | False | Down |  | None | Condensing | Step Modulating |  | 0.75 | Premium |  | 80000 | 78000 |  |  | 80600 | 460 | 97.7 | 78 | [8 empty] | Federally-Regulated Consumer Product | 03/08/2017 |  | 03/08/2017
York | Coleman | CP9C080B12MP12 | LPG | Induced Draft | False | False | 1 | False | Up |  | None | Condensing | Step Modulating |  | 0.5 | Premium |  | 80000 | 77000 |  |  | 80800 | 435 | 97.5 | 78 | [8 empty] | Federally-Regulated Consumer Product | 03/08/2017 |  | 03/08/2017
York | Luxaire | TM9X100C16MP11 | LPG | Induced Draft | False | False | 1 | False | Up | None | None | Condensing | Single-Stage | Multiple-Speed | 0.5 | Premium |  | 100000 | 95000 | 1570 | 464 | 98400 | 638 | 95.5 | 78 | [8 empty] | Federally-Regulated Consumer Product | 03/08/2017 |  | 03/08/2017
York | Evcon | TG8S080C16MP11 | LPG | Induced Draft | False | False | 1 | False | Down | None | None | Non-Condensing | Single-Stage | Multiple-Speed | 0.5 | Standard |  | 80000 | 64000 | 1602 | 1069 | 75100 | 1168 | 80 | 78 | [8 empty] | Federally-Regulated Consumer Product | 03/08/2017 |  | 03/08/2017
York | Luxaire | D7NX048D09006NX | Natural Gas | Induced Draft | False | True | 1 | False | Horizontal |  | None | Non-Condensing | Two-Stage Modulating |  | 1 | Premium |  | 108000 | 89000 |  |  | 94500 | 338 | 81 | 78 | [8 empty] | Federally-Regulated Consumer Product | 03/08/2017 |  | 03/08/2017
York | Luxaire | TG8S040A08MP11 | Natural Gas | Induced Draft | False | False | 1 | False | Up | None | None | Non-Condensing | Single-Stage | Multiple-Speed | 0.2 | Standard |  | 40000 | 32000 | 717 | 489 | 38100 | 444 | 80 | 78 | [8 empty] | Federally-Regulated Consumer Product | 03/08/2017 |  | 03/08/2017
York | Guardian | RGF1L060AE12MP11 | Natural Gas | Induced Draft | False | False | 1 | False | Horizontal |  | None | Non-Condensing | Single-Stage |  | 0.5 | Premium |  | 60000 | 48000 |  |  | 59100 | 243 | 80 | 78 | [8 empty] | Federally-Regulated Consumer Product | 03/08/2017 |  | 03/08/2017
York | Luxaire | TM9E100C16MP11 | Natural Gas | Induced Draft | False | False | 1 | False | Horizontal |  | None | Condensing | Single-Stage |  | 0.5 | Premium |  | 100000 | 96000 |  |  | 99600 | 463 | 95 | 78 | [8 empty] | Federally-Regulated Consumer Product | 03/08/2017 |  | 03/08/2017
York | Coleman | D7NQ024D05606NX | Natural Gas | Induced Draft | False | True | 1 | False | Horizontal |  | None | Non-Condensing | Two-Stage Modulating |  | 0.5 | Premium |  | 70000 | 57000 |  |  | 56100 | 215 | 81 | 78 | [8 empty] | Federally-Regulated Consumer Product | 03/08/2017 |  | 03/08/2017
York | Fraser Johnston | TM8V080C16MP11 | Natural Gas | Induced Draft | False | False | 1 | False | Up |  | None | Non-Condensing | Two-Stage Modulating |  | 0.75 | Premium |  | 80000 | 63000 |  |  | 76900 | 323 | 80 | 78 | [8 empty] | Federally-Regulated Consumer Product | 03/08/2017 |  | 03/08/2017
York | York | D7NQ036D07206NX | LPG | Induced Draft | False | True | 1 | False | Down |  | None | Non-Condensing | Two-Stage Modulating |  | 0.75 | Premium |  | 90000 | 74000 |  |  | 73500 | 341 | 81 | 78 | [8 empty] | Federally-Regulated Consumer Product | 03/08/2017 |  | 03/08/2017
York | York | D7HQ036D05606NX | LPG | Induced Draft | False | True | 1 | False | Horizontal |  | None | Non-Condensing | Two-Stage Modulating |  | 0.75 | Premium |  | 70000 | 58000 |  |  | 54800 | 320 | 81 | 78 | [8 empty] | Federally-Regulated Consumer Product | 03/08/2017 |  | 03/08/2017
York | Fraser Johnston | D6HQ024D05606NX | Natural Gas | Induced Draft | False | True | 1 | False | Down |  | None | Non-Condensing | Two-Stage Modulating |  | 0.5 | Premium |  | 70000 | 56000 |  |  | 57600 | 151 | 80 | 78 | [8 empty] | Federally-Regulated Consumer Product | 03/08/2017 |  | 03/08/2017
York | Fraser Johnston | TMLT100C20MP11 | Natural Gas | Induced Draft | False | False | 1 | False | Up |  | None | Non-Condensing | Two-Stage Modulating |  | 1 | Standard |  | 100000 | 80000 |  |  | 97200 | 688 | 80 | 78 | [8 empty] | Federally-Regulated Consumer Product | 03/08/2017 |  | 03/08/2017
York | Johnson Controls | H33A[D,T]5******** | LPG | Induced Draft | False | True | 3 | False | Horizontal |  | None | Non-Condensing | Step Modulating |  | 10 | Standard |  | 533000 | 426000 | [6 empty] | 80 | 80 | [6 empty] | Federally-Regulated Commercial & Industrial Equipment | 03/08/2017 |  | 03/08/2017
York | Evcon | TMLT120C20MP11 | Natural Gas | Induced Draft | False | False | 1 | False | Horizontal |  | None | Non-Condensing | Two-Stage Modulating |  | 1 | Standard |  | 120000 | 96000 |  |  | 116600 | 832 | 80 | 78 | [8 empty] | Federally-Regulated Consumer Product | 03/08/2017 |  | 03/08/2017
York | Evcon | D6NY060D09006NX | Natural Gas | Induced Draft | False | True | 1 | False | Down |  | None | Non-Condensing | Two-Stage Modulating |  | 1 | Premium |  | 108000 | 87000 |  |  | 94100 | 287 | 80 | 78 | [8 empty] | Federally-Regulated Consumer Product | 03/08/2017 |  | 03/08/2017
York | Guardian | GG8S120C16MP11 | Natural Gas | Induced Draft | False | False | 1 | False | Horizontal | None | None | Non-Condensing | Single-Stage | Multiple-Speed | 0.5 | Standard |  | 120000 | 96000 | 1600 | 1002 | 115100 | 1166 | 80 | 78 | [8 empty] | Federally-Regulated Consumer Product | 03/08/2017 |  | 03/08/2017
York | Luxaire | D7NX024N05606NX | LPG | Induced Draft | False | True | 1 | False | Down |  | None | Non-Condensing | Single-Stage |  | 0.5 | Premium |  | 70000 | 57000 |  |  | 58300 | 241 | 81 | 78 | [8 empty] | Federally-Regulated Consumer Product | 03/08/2017 |  | 03/08/2017
York | Evcon | D6NQ048D09006NX | Natural Gas | Induced Draft | False | True | 1 | False | Down |  | None | Non-Condensing | Two-Stage Modulating |  | 1 | Premium |  | 108000 | 87000 |  |  | 94100 | 287 | 80 | 78 | [8 empty] | Federally-Regulated Consumer Product | 03/08/2017 |  | 03/08/2017
York | Luxaire | TM8T100C16MP11 | Natural Gas | Induced Draft | False | False | 1 | False | Up |  | None | Non-Condensing | Two-Stage Modulating |  | 0.5 | Standard |  | 100000 | 80000 |  |  | 96500 | 850 | 80 | 78 | [8 empty] | Federally-Regulated Consumer Product | 03/08/2017 |  | 03/08/2017
York | Coleman | D7NX036N09006NX | LPG | Induced Draft | False | True | 1 | False | Horizontal |  | None | Non-Condensing | Single-Stage |  | 1 | Premium |  | 108000 | 88000 |  |  | 96900 | 467 | 81 | 78 | [8 empty] | Federally-Regulated Consumer Product | 03/08/2017 |  | 03/08/2017
York | Luxaire | D6NZ042N06506NX | Natural Gas | Induced Draft | False | True | 1 | False | Horizontal |  | None | Non-Condensing | Single-Stage |  | 1 | Premium |  | 80000 | 64000 |  |  | 74700 | 1140 | 80.6 | 78 | [8 empty] | Federally-Regulated Consumer Product | 03/08/2017 |  | 03/08/2017
York | Luxaire | TM9T100C20MP11 | Natural Gas | Induced Draft | False | False | 1 | False | Down | None | None | Condensing | Two-Stage Modulating | Multiple-Speed | 1 | Standard |  | 100000 | 96000 | 1934 | 1183 | 96500 | 1015 | 96 | 78 | [8 empty] | Federally-Regulated Consumer Product | 03/08/2017 |  | 03/08/2017
York | Coleman | TM9X040A10MP11 | LPG | Induced Draft | False | False | 1 | False | Down |  | None | Condensing | Single-Stage |  | 0.5 | Premium |  | 40000 | 38000 |  |  | 32700 | 256 | 95.5 | 78 | [8 empty] | Federally-Regulated Consumer Product | 03/08/2017 |  | 03/08/2017
York | Coleman | TM9V100C20MP11 | LPG | Induced Draft | False | False | 1 | False | Down | None | None | Condensing | Two-Stage Modulating | Variable-Speed | 1 | Premium | 60 | 100000 | 96000 | 2019 | 576 | 94300 | 386 | 96 | 78 | [8 empty] | Federally-Regulated Consumer Product | 03/08/2017 |  | 03/08/2017
York | Evcon | D7NQ060N06506NX | LPG | Induced Draft | False | True | 1 | False | Down |  | None | Non-Condensing | Single-Stage |  | 1 | Premium |  | 80000 | 66000 |  |  | 77300 | 424 | 81 | 78 | [8 empty] | Federally-Regulated Consumer Product | 03/08/2017 |  | 03/08/2017
York | Fraser Johnston | D6NZ030N05606NX | Natural Gas | Induced Draft | False | True | 1 | False | Horizontal |  | None | Non-Condensing | Single-Stage |  | 0.75 | Premium |  | 70000 | 56000 |  |  | 56700 | 764 | 80.5 | 78 | [8 empty] | Federally-Regulated Consumer Product | 03/08/2017 |  | 03/08/2017
York | York | TP9C120D20MP12 | Natural Gas | Induced Draft | False | False | 1 | False | Horizontal |  | None | Condensing | Step Modulating |  | 1 | Premium |  | 120000 | 116000 |  |  | 112400 | 597 | 98 | 78 | [8 empty] | Federally-Regulated Consumer Product | 03/08/2017 |  | 03/08/2017
York | Guardian | RGF19120DE20MP11 | LPG | Induced Draft | False | False | 1 | False | Up |  | None | Condensing | Single-Stage |  | 0.75 | Premium |  | 120000 | 114000 |  |  | 114600 | 816 | 95.5 | 78 | [8 empty] | Federally-Regulated Consumer Product | 03/08/2017 |  | 03/08/2017
York | Evcon | RGF19100CE20MP11 | Natural Gas | Induced Draft | False | False | 1 | False | Up |  | None | Condensing | Single-Stage |  | 0.75 | Premium |  | 100000 | 95000 |  |  | 97700 | 833 | 95.5 | 78 | [8 empty] | Federally-Regulated Consumer Product | 03/08/2017 |  | 03/08/2017
York | Luxaire | TG9S120D16MP11 | Natural Gas | Induced Draft | False | False | 1 | False | Down | None | None | Condensing | Single-Stage | Multiple-Speed | 0.75 | Standard |  | 120000 | 116000 | 1805 | 876 | 113200 | 1185 | 95.5 | 78 | [8 empty] | Federally-Regulated Consumer Product | 03/08/2017 |  | 03/08/2017
York | York | TP9C060B12MP12 | LPG | Induced Draft | False | False | 1 | False | Horizontal |  | None | Condensing | Step Modulating |  | 0.5 | Premium |  | 60000 | 58000 |  |  | 48400 | 241 | 97.5 | 78 | [8 empty] | Federally-Regulated Consumer Product | 03/08/2017 |  | 03/08/2017
York | Johnson Controls | S33E[D,T]5******** | LPG | Induced Draft | False | True | 3 | False | Horizontal |  | None | Non-Condensing | Step Modulating |  | 10 | Standard |  | 533000 | 426000 | [6 empty] | 80 | 80 | [6 empty] | Federally-Regulated Commercial & Industrial Equipment | 03/08/2017 |  | 03/08/2017
York | Evcon | D6NQ030D05606NX | Natural Gas | Induced Draft | False | True | 1 | False | Down |  | None | Non-Condensing | Two-Stage Modulating |  | 0.75 | Premium |  | 70000 | 56000 |  |  | 55700 | 252 | 80 | 78 | [8 empty] | Federally-Regulated Consumer Product | 03/08/2017 |  | 03/08/2017
York | York | ZR036*04*1**** | LPG | Induced Draft | False | True | 1 | False | Down |  | None | Non-Condensing | Single-Stage |  | 1.5 | Standard |  | 50000 | 40000 |  |  | 38000 | 371 | 80.9 | 78 | [8 empty] | Federally-Regulated Consumer Product | 03/08/2017 |  | 03/08/2017
York | Coleman | TM9T080B12MP11 | LPG | Induced Draft | False | False | 1 | False | Up | None | None | Condensing | Two-Stage Modulating | Multiple-Speed | 0.5 | Standard |  | 80000 | 77000 | 1370 | 854 | 81300 | 588 | 96 | 78 | [8 empty] | Federally-Regulated Consumer Product | 03/08/2017 |  | 03/08/2017
York | Johnson Controls | H33D[D,T]5******** | LPG | Induced Draft | False | True | 3 | False | Down |  | None | Non-Condensing | Step Modulating |  | 10 | Standard |  | 533000 | 426000 | [6 empty] | 80 | 80 | [6 empty] | Federally-Regulated Commercial & Industrial Equipment | 03/08/2017 |  | 03/08/2017
York | Johnson Controls | H33E[D,T]3******** | LPG | Induced Draft | False | True | 3 | False | Down |  | None | Non-Condensing | Step Modulating |  | 10 | Standard |  | 267000 | 213000 | [6 empty] | 80 | 80 | [6 empty] | Federally-Regulated Commercial & Industrial Equipment | 03/08/2017 |  | 03/08/2017
York | Evcon | RGF1L080BP12MP11 | LPG | Induced Draft | False | False | 1 | False | Down |  | None | Non-Condensing | Single-Stage |  | 0.33 | Standard |  | 80000 | 64000 |  |  | 76800 | 831 | 80 | 78 | [8 empty] | Federally-Regulated Consumer Product | 03/08/2017 |  | 03/08/2017
York | Coleman | MG9S080B12MP11 | LPG | Induced Draft | False | False | 1 | True | Horizontal |  | None | Condensing | Single-Stage |  | 0.5 | Standard |  | 80000 | 78000 |  |  | 80600 | 960 | 95.5 | 75 | [8 empty] | Federally-Regulated Consumer Product | 03/08/2017 |  | 03/08/2017
York | Evcon | TM8X100C16MP11 | LPG | Induced Draft | False | False | 1 | False | Horizontal |  | None | Non-Condensing | Single-Stage |  | 0.5 | Premium |  | 100000 | 80000 |  |  | 98400 | 431 | 80 | 78 | [8 empty] | Federally-Regulated Consumer Product | 03/08/2017 |  | 03/08/2017
York | Evcon | TG8S080C22MP11 | Natural Gas | Induced Draft | False | False | 1 | False | Up | None | None | Non-Condensing | Single-Stage | Multiple-Speed | 1 | Standard |  | 80000 | 64000 | 2448 | 1263 | 74800 | 1234 | 80 | 78 | [8 empty] | Federally-Regulated Consumer Product | 03/08/2017 |  | 03/08/2017
York | Coleman | D7NQ030N05606NX | LPG | Induced Draft | False | True | 1 | False | Horizontal |  | None | Non-Condensing | Single-Stage |  | 0.75 | Premium |  | 70000 | 57000 |  |  | 57800 | 372 | 81 | 78 | [8 empty] | Federally-Regulated Consumer Product | 03/08/2017 |  | 03/08/2017
York | Coleman | D7NQ048D09006NX | LPG | Induced Draft | False | True | 1 | False | Down |  | None | Non-Condensing | Two-Stage Modulating |  | 1 | Premium |  | 108000 | 89000 |  |  | 94500 | 338 | 81 | 78 | [8 empty] | Federally-Regulated Consumer Product | 03/08/2017 |  | 03/08/2017
York | Fraser Johnston | D6HQ060D11006NX | LPG | Induced Draft | False | True | 1 | False | Horizontal |  | None | Non-Condensing | Two-Stage Modulating |  | 1 | Premium |  | 135000 | 108000 |  |  | 114400 | 300 | 80 | 78 | [8 empty] | Federally-Regulated Consumer Product | 03/08/2017 |  | 03/08/2017
York | Guardian | RGF1L060AP12MP11 | Natural Gas | Induced Draft | False | False | 1 | False | Horizontal |  | None | Non-Condensing | Single-Stage |  | 0.33 | Standard |  | 60000 | 48000 |  |  | 57400 | 656 | 80 | 78 | [8 empty] | Federally-Regulated Consumer Product | 03/08/2017 |  | 03/08/2017
York | York | D6NX024D05606NX | Natural Gas | Induced Draft | False | True | 1 | False | Down |  | None | Non-Condensing | Two-Stage Modulating |  | 0.5 | Premium |  | 70000 | 56000 |  |  | 57600 | 151 | 80 | 78 | [8 empty] | Federally-Regulated Consumer Product | 03/08/2017 |  | 03/08/2017
York | Luxaire | D6HQ024D05606NX | Natural Gas | Induced Draft | False | True | 1 | False | Down |  | None | Non-Condensing | Two-Stage Modulating |  | 0.5 | Premium |  | 70000 | 56000 |  |  | 57600 | 151 | 80 | 78 | [8 empty] | Federally-Regulated Consumer Product | 03/08/2017 |  | 03/08/2017
York | Coleman | TP9C100C20MP12 | LPG | Induced Draft | False | False | 1 | False | Up |  | None | Condensing | Step Modulating |  | 1 | Premium |  | 100000 | 97000 |  |  | 96400 | 558 | 97.7 | 78 | [8 empty] | Federally-Regulated Consumer Product | 03/08/2017 |  | 03/08/2017
York | Coleman | TM8T100C20MP11 | LPG | Induced Draft | False | False | 1 | False | Down |  | None | Non-Condensing | Two-Stage Modulating |  | 1 | Standard |  | 100000 | 80000 |  |  | 97200 | 688 | 80 | 78 | [8 empty] | Federally-Regulated Consumer Product | 03/08/2017 |  | 03/08/2017
York | Luxaire | D7NQ036D07206NX | Natural Gas | Induced Draft | False | True | 1 | False | Down |  | None | Non-Condensing | Two-Stage Modulating |  | 0.75 | Premium |  | 90000 | 74000 |  |  | 73500 | 341 | 81 | 78 | [8 empty] | Federally-Regulated Consumer Product | 03/08/2017 |  | 03/08/2017
York | Coleman | TM9M080B12MP12 | Natural Gas | Induced Draft | False | False | 1 | False | Down |  | None | Condensing | Step Modulating |  | 0.5 | Standard |  | 80000 | 77000 |  |  | 77900 | 1113 | 97 | 78 | [8 empty] | Federally-Regulated Consumer Product | 03/08/2017 |  | 03/08/2017
York | Evcon | RGF1L060AP12MP11 | LPG | Induced Draft | False | False | 1 | False | Down |  | None | Non-Condensing | Single-Stage |  | 0.33 | Standard |  | 60000 | 48000 |  |  | 57400 | 656 | 80 | 78 | [8 empty] | Federally-Regulated Consumer Product | 03/08/2017 |  | 03/08/2017
York | Coleman | TM9T100C16MP11 | LPG | Induced Draft | False | False | 1 | False | Up | None | None | Condensing | Two-Stage Modulating | Multiple-Speed | 0.75 | Standard |  | 100000 | 96000 | 1706 | 819 | 97000 | 874 | 96 | 78 | [8 empty] | Federally-Regulated Consumer Product | 03/08/2017 |  | 03/08/2017
York | Evcon | TM9E100C20MP11 | Natural Gas | Induced Draft | False | False | 1 | False | Horizontal |  | None | Condensing | Single-Stage |  | 0.75 | Premium |  | 100000 | 96000 |  |  | 99800 | 410 | 95 | 78 | [8 empty] | Federally-Regulated Consumer Product | 03/08/2017 |  | 03/08/2017
York | Luxaire | TP9C080C16MP12 | LPG | Induced Draft | False | False | 1 | False | Up |  | None | Condensing | Step Modulating |  | 0.75 | Premium |  | 80000 | 78000 |  |  | 80600 | 460 | 97.7 | 78 | [8 empty] | Federally-Regulated Consumer Product | 03/08/2017 |  | 03/08/2017
York | Fraser Johnston | D6NZ060N11006NX | Natural Gas | Induced Draft | False | True | 1 | False | Horizontal |  | None | Non-Condensing | Single-Stage |  | 1 | Premium |  | 135000 | 108000 |  |  | 115300 | 1073 | 80.2 | 78 | [8 empty] | Federally-Regulated Consumer Product | 03/08/2017 |  | 03/08/2017
York | Johnson Controls | H33A[D,T]3******** | LPG | Induced Draft | False | True | 3 | False | Down |  | None | Non-Condensing | Step Modulating |  | 10 | Standard |  | 267000 | 213000 | [6 empty] | 80 | 80 | [6 empty] | Federally-Regulated Commercial & Industrial Equipment | 03/08/2017 |  | 03/08/2017
York | Luxaire | TG9S100C16MP11 | Natural Gas | Induced Draft | False | False | 1 | False | Up | None | None | Condensing | Single-Stage | Multiple-Speed | 0.75 | Standard |  | 100000 | 97000 | 1706 | 819 | 96500 | 1156 | 95.5 | 78 | [8 empty] | Federally-Regulated Consumer Product | 03/08/2017 |  | 03/08/2017
York | Fraser Johnston | TG9S040A08MP11 | Natural Gas | Induced Draft | False | False | 1 | False | Up | None | None | Condensing | Single-Stage | Multiple-Speed | 0.5 | Standard |  | 40000 | 39000 | 950 | 581 | 31900 | 458 | 95.5 | 78 | [8 empty] | Federally-Regulated Consumer Product | 03/08/2017 |  | 03/08/2017
York | Luxaire | TMLV080C16MP11 | Natural Gas | Induced Draft | False | False | 1 | False | Horizontal |  | None | Non-Condensing | Two-Stage Modulating |  | 0.75 | Premium |  | 80000 | 63000 |  |  | 76900 | 323 | 80 | 78 | [8 empty] | Federally-Regulated Consumer Product | 03/08/2017 |  | 03/08/2017
York | Fraser Johnston | D6NZ048N11006NX | Natural Gas | Induced Draft | False | True | 1 | False | Horizontal |  | None | Non-Condensing | Single-Stage |  | 1 | Premium |  | 135000 | 108000 |  |  | 114000 | 1275 | 80.2 | 78 | [8 empty] | Federally-Regulated Consumer Product | 03/08/2017 |  | 03/08/2017
York | Guardian | RGF19120DE20MP12 | Natural Gas | Induced Draft | False | False | 1 | False | Horizontal |  | None | Condensing | Single-Stage |  | 0.75 | Premium |  | 120000 | 114000 |  |  | 115900 | 624 | 95 | 78 | [8 empty] | Federally-Regulated Consumer Product | 03/08/2017 |  | 03/08/2017
York | Coleman | D7HQ048D09006NX | LPG | Induced Draft | False | True | 1 | False | Down |  | None | Non-Condensing | Two-Stage Modulating |  | 1 | Premium |  | 108000 | 89000 |  |  | 94500 | 338 | 81 | 78 | [8 empty] | Federally-Regulated Consumer Product | 03/08/2017 |  | 03/08/2017
York | Evcon | RGF19120DP20MP11 | Natural Gas | Induced Draft | False | False | 1 | False | Horizontal |  | None | Condensing | Single-Stage |  | 1 | Standard |  | 120000 | 116000 |  |  | 112600 | 1359 | 95.5 | 78 | [8 empty] | Federally-Regulated Consumer Product | 03/08/2017 |  | 03/08/2017
York | Fraser Johnston | D6NZ036D07206NX | LPG | Induced Draft | False | True | 1 | False | Down |  | None | Non-Condensing | Two-Stage Modulating |  | 0.75 | Premium |  | 90000 | 72000 |  |  | 74700 | 273 | 80 | 78 | [8 empty] | Federally-Regulated Consumer Product | 03/08/2017 |  | 03/08/2017
York | Luxaire | TPLC080B12MP12 | Natural Gas | Induced Draft | False | False | 1 | False | Up |  | None | Non-Condensing | Step Modulating |  | 0.5 | Premium |  | 80000 | 62000 |  |  | 77900 | 235 | 80 | 78 | [8 empty] | Federally-Regulated Consumer Product | 03/08/2017 |  | 03/08/2017
York | Evcon | D6NZ036N05606NX | LPG | Induced Draft | False | True | 1 | False | Horizontal |  | None | Non-Condensing | Single-Stage |  | 0.75 | Premium |  | 70000 | 56000 |  |  | 56200 | 876 | 80.2 | 78 | [8 empty] | Federally-Regulated Consumer Product | 03/08/2017 |  | 03/08/2017
York | Luxaire | TM8V080C16MP11 | Natural Gas | Induced Draft | False | False | 1 | False | Up |  | None | Non-Condensing | Two-Stage Modulating |  | 0.75 | Premium |  | 80000 | 63000 |  |  | 76900 | 323 | 80 | 78 | [8 empty] | Federally-Regulated Consumer Product | 03/08/2017 |  | 03/08/2017
York | Evcon | RGF1L060AP12MP11 | Natural Gas | Induced Draft | False | False | 1 | False | Down |  | None | Non-Condensing | Single-Stage |  | 0.33 | Standard |  | 60000 | 48000 |  |  | 57400 | 656 | 80 | 78 | [8 empty] | Federally-Regulated Consumer Product | 03/08/2017 |  | 03/08/2017
York | Evcon | TM9T120D20MP11 | LPG | Induced Draft | False | False | 1 | False | Down | None | None | Condensing | Two-Stage Modulating | Multiple-Speed | 1 | Standard |  | 120000 | 115000 | 1977 | 1190 | 113900 | 801 | 96 | 78 | [8 empty] | Federally-Regulated Consumer Product | 03/08/2017 |  | 03/08/2017
York | Guardian | RGF1L080BP12MP11 | LPG | Induced Draft | False | False | 1 | False | Horizontal |  | None | Non-Condensing | Single-Stage |  | 0.33 | Standard |  | 80000 | 64000 |  |  | 76800 | 831 | 80 | 78 | [8 empty] | Federally-Regulated Consumer Product | 03/08/2017 |  | 03/08/2017
York | Luxaire | D7NQ036D07206NX | Natural Gas | Induced Draft | False | True | 1 | False | Horizontal |  | None | Non-Condensing | Two-Stage Modulating |  | 0.75 | Premium |  | 90000 | 74000 |  |  | 73500 | 341 | 81 | 78 | [8 empty] | Federally-Regulated Consumer Product | 03/08/2017 |  | 03/08/2017
York | Johnson Controls | S33B[N,S]3******** | LPG | Induced Draft | False | True | 3 | False | Horizontal |  | None | Non-Condensing | Single-Stage |  | 10 | Standard |  | 267000 | 213000 | [6 empty] | 80 | 80 | [6 empty] | Federally-Regulated Commercial & Industrial Equipment | 03/08/2017 |  | 03/08/2017
York | Luxaire | TM8V060A12MP11 | Natural Gas | Induced Draft | False | False | 1 | False | Down |  | None | Non-Condensing | Two-Stage Modulating |  | 0.5 | Premium |  | 60000 | 47000 |  |  | 57000 | 259 | 80 | 78 | [8 empty] | Federally-Regulated Consumer Product | 03/08/2017 |  | 03/08/2017
York | Fraser Johnston | D6NZ030N03606NX | Natural Gas | Induced Draft | False | True | 1 | False | Horizontal |  | None | Non-Condensing | Single-Stage |  | 0.75 | Premium |  | 45000 | 36000 |  |  | 37900 | 468 | 80.5 | 78 | [8 empty] | Federally-Regulated Consumer Product | 03/08/2017 |  | 03/08/2017
York | Coleman | TPLC080C16MP12 | Natural Gas | Induced Draft | False | False | 1 | False | Up |  | None | Non-Condensing | Step Modulating |  | 0.75 | Premium |  | 80000 | 62000 |  |  | 77700 | 199 | 80 | 78 | [8 empty] | Federally-Regulated Consumer Product | 03/08/2017 |  | 03/08/2017
York | Guardian | RGF1L060AP12MP11 | LPG | Induced Draft | False | False | 1 | False | Horizontal |  | None | Non-Condensing | Single-Stage |  | 0.33 | Standard |  | 60000 | 48000 |  |  | 57400 | 656 | 80 | 78 | [8 empty] | Federally-Regulated Consumer Product | 03/08/2017 |  | 03/08/2017
York | Coleman | D6NQ036N05606NX | LPG | Induced Draft | False | True | 1 | False | Horizontal |  | None | Non-Condensing | Single-Stage |  | 0.75 | Premium |  | 70000 | 56000 |  |  | 56200 | 876 | 80.2 | 78 | [8 empty] | Federally-Regulated Consumer Product | 03/08/2017 |  | 03/08/2017
York | Luxaire | D6NQ042N09006NX | LPG | Induced Draft | False | True | 1 | False | Down |  | None | Non-Condensing | Single-Stage |  | 1 | Premium |  | 108000 | 87000 |  |  | 94400 | 1124 | 80.6 | 78 | [8 empty] | Federally-Regulated Consumer Product | 03/08/2017 |  | 03/08/2017
York | Evcon | D6NX036N06506NX | LPG | Induced Draft | False | True | 1 | False | Down |  | None | Non-Condensing | Single-Stage |  | 1 | Premium |  | 80000 | 64000 |  |  | 74700 | 1140 | 80.6 | 78 | [8 empty] | Federally-Regulated Consumer Product | 03/08/2017 |  | 03/08/2017
York | Coleman | TM8V080B12MP11 | LPG | Induced Draft | False | False | 1 | False | Up |  | None | Non-Condensing | Two-Stage Modulating |  | 0.5 | Premium |  | 80000 | 63000 |  |  | 75800 | 315 | 80 | 78 | [8 empty] | Federally-Regulated Consumer Product | 03/08/2017 |  | 03/08/2017
York | Luxaire | TG8S080C16MP11 | Natural Gas | Induced Draft | False | False | 1 | False | Up | None | None | Non-Condensing | Single-Stage | Multiple-Speed | 0.5 | Standard |  | 80000 | 64000 | 1602 | 1069 | 75100 | 1168 | 80 | 78 | [8 empty] | Federally-Regulated Consumer Product | 03/08/2017 |  | 03/08/2017
York | Evcon | D6HQ030D05606NX | Natural Gas | Induced Draft | False | True | 1 | False | Down |  | None | Non-Condensing | Two-Stage Modulating |  | 0.75 | Premium |  | 70000 | 56000 |  |  | 55700 | 252 | 80 | 78 | [8 empty] | Federally-Regulated Consumer Product | 03/08/2017 |  | 03/08/2017
York | Fraser Johnston | TP9C080B12MP12 | LPG | Induced Draft | False | False | 1 | False | Horizontal |  | None | Condensing | Step Modulating |  | 0.5 | Premium |  | 80000 | 77000 |  |  | 80800 | 435 | 97.5 | 78 | [8 empty] | Federally-Regulated Consumer Product | 03/08/2017 |  | 03/08/2017
York | Johnson Controls | S33A[N,S]3******** | LPG | Induced Draft | False | True | 3 | False | Down |  | None | Non-Condensing | Single-Stage |  | 10 | Standard |  | 267000 | 213000 | [6 empty] | 80 | 80 | [6 empty] | Federally-Regulated Commercial & Industrial Equipment | 03/08/2017 |  | 03/08/2017
York | Evcon | TGLS080C16MP11 | LPG | Induced Draft | False | False | 1 | False | Horizontal | None | None | Non-Condensing | Single-Stage | Multiple-Speed | 0.5 | Standard |  | 80000 | 64000 | 1602 | 1069 | 75100 | 1168 | 80 | 78 | [8 empty] | Federally-Regulated Consumer Product | 03/08/2017 |  | 03/08/2017
York | Evcon | TG8S120C20MP11 | LPG | Induced Draft | False | False | 1 | False | Down | None | None | Non-Condensing | Single-Stage | Multiple-Speed | 1 | Standard |  | 120000 | 96000 | 2338 | 1286 | 115200 | 1150 | 80 | 78 | [8 empty] | Federally-Regulated Consumer Product | 03/08/2017 |  | 03/08/2017
York | Luxaire | TGLS080B12MP11 | LPG | Induced Draft | False | False | 1 | False | Horizontal | None | None | Non-Condensing | Single-Stage | Multiple-Speed | 0.33 | Standard |  | 80000 | 64000 | 1195 | 620 | 76700 | 793 | 80 | 78 | [8 empty] | Federally-Regulated Consumer Product | 03/08/2017 |  | 03/08/2017
York | Evcon | TG9S100C16MP11 | LPG | Induced Draft | False | False | 1 | False | Down | None | None | Condensing | Single-Stage | Multiple-Speed | 0.75 | Standard |  | 100000 | 97000 | 1706 | 819 | 96500 | 1156 | 95.5 | 78 | [8 empty] | Federally-Regulated Consumer Product | 03/08/2017 |  | 03/08/2017
York | York | D6NQ030N05606NX | LPG | Induced Draft | False | True | 1 | False | Horizontal |  | None | Non-Condensing | Single-Stage |  | 0.75 | Premium |  | 70000 | 56000 |  |  | 56700 | 764 | 80.5 | 78 | [8 empty] | Federally-Regulated Consumer Product | 03/08/2017 |  | 03/08/2017
York | Evcon | TGLS080C22MP11 | LPG | Induced Draft | False | False | 1 | False | Up | None | None | Non-Condensing | Single-Stage | Multiple-Speed | 1 | Standard |  | 80000 | 64000 | 2448 | 1263 | 74800 | 1234 | 80 | 78 | [8 empty] | Federally-Regulated Consumer Product | 03/08/2017 |  | 03/08/2017
York | Coleman | D6NQ024N03606NX | Natural Gas | Induced Draft | False | True | 1 | False | Down |  | None | Non-Condensing | Single-Stage |  | 0.5 | Premium |  | 45000 | 36000 |  |  | 37900 | 468 | 80.2 | 78 | [8 empty] | Federally-Regulated Consumer Product | 03/08/2017 |  | 03/08/2017
York | Fraser Johnston | D7HQ048D11006NX | Natural Gas | Induced Draft | False | True | 1 | False | Horizontal |  | None | Non-Condensing | Two-Stage Modulating |  | 1 | Premium |  | 135000 | 110000 |  |  | 112900 | 413 | 81 | 78 | [8 empty] | Federally-Regulated Consumer Product | 03/08/2017 |  | 03/08/2017
York | York | ZF048*10*1**** | Natural Gas | Induced Draft | False | True | 1 | False | Down |  | None | Non-Condensing | Single-Stage |  | 1.5 | Standard |  | 125000 | 100000 |  |  | 117500 | 510 | 80.3 | 78 | [8 empty] | Federally-Regulated Consumer Product | 03/08/2017 |  | 03/08/2017
York | Luxaire | TGLS080C16MP11 | Natural Gas | Induced Draft | False | False | 1 | False | Horizontal | None | None | Non-Condensing | Single-Stage | Multiple-Speed | 0.5 | Standard |  | 80000 | 64000 | 1602 | 1069 | 75100 | 1168 | 80 | 78 | [8 empty] | Federally-Regulated Consumer Product | 03/08/2017 |  | 03/08/2017
York | Evcon | TM9E080B12MP11 | Natural Gas | Induced Draft | False | False | 1 | False | Down |  | None | Condensing | Single-Stage |  | 0.5 | Premium |  | 80000 | 77000 |  |  | 83000 | 382 | 95 | 78 | [8 empty] | Federally-Regulated Consumer Product | 03/08/2017 |  | 03/08/2017
York | York | ZR036*04*1**** | Natural Gas | Induced Draft | False | True | 1 | False | Down |  | None | Non-Condensing | Single-Stage |  | 1.5 | Standard |  | 50000 | 40000 |  |  | 38000 | 371 | 80.9 | 78 | [8 empty] | Federally-Regulated Consumer Product | 03/08/2017 |  | 03/08/2017
York | York | D7NX024N03606NX | Natural Gas | Induced Draft | False | True | 1 | False | Down |  | None | Non-Condensing | Single-Stage |  | 0.5 | Premium |  | 45000 | 37000 |  |  | 38700 | 201 | 81 | 78 | [8 empty] | Federally-Regulated Consumer Product | 03/08/2017 |  | 03/08/2017
York | Evcon | ZS036*08*F**** | LPG | Induced Draft | False | True | 1 | False | Down |  | None | Non-Condensing | Single-Stage |  | 1.5 | Standard |  | 100000 | 80000 |  |  | 93400 | 1438 | 80.5 | 78 | [8 empty] | Federally-Regulated Consumer Product | 03/08/2017 |  | 03/08/2017
York | Luxaire | TM8T100C16MP11 | LPG | Induced Draft | False | False | 1 | False | Horizontal |  | None | Non-Condensing | Two-Stage Modulating |  | 0.5 | Standard |  | 100000 | 80000 |  |  | 96500 | 850 | 80 | 78 | [8 empty] | Federally-Regulated Consumer Product | 03/08/2017 |  | 03/08/2017
York | Evcon | TM8X100C16MP11 | Natural Gas | Induced Draft | False | False | 1 | False | Down |  | None | Non-Condensing | Single-Stage |  | 0.5 | Premium |  | 100000 | 80000 |  |  | 98400 | 431 | 80 | 78 | [8 empty] | Federally-Regulated Consumer Product | 03/08/2017 |  | 03/08/2017
York | Luxaire | TGLS100C16MP11 | LPG | Induced Draft | False | False | 1 | False | Up | None | None | Non-Condensing | Single-Stage | Multiple-Speed | 0.5 | Standard |  | 100000 | 80000 | 1820 | 1012 | 96100 | 930 | 80 | 78 | [8 empty] | Federally-Regulated Consumer Product | 03/08/2017 |  | 03/08/2017
York | Luxaire | TMLX120C20MP11 | Natural Gas | Induced Draft | False | False | 1 | False | Horizontal |  | None | Non-Condensing | Single-Stage |  | 0.75 | Premium |  | 120000 | 96000 |  |  | 117500 | 635 | 80 | 78 | [8 empty] | Federally-Regulated Consumer Product | 03/08/2017 |  | 03/08/2017
York | Fraser Johnston | D7NX048D09006NX | Natural Gas | Induced Draft | False | True | 1 | False | Horizontal |  | None | Non-Condensing | Two-Stage Modulating |  | 1 | Premium |  | 108000 | 89000 |  |  | 94500 | 338 | 81 | 78 | [8 empty] | Federally-Regulated Consumer Product | 03/08/2017 |  | 03/08/2017
York | York | TGLS130D20MP11 | LPG | Induced Draft | False | False | 1 | False | Down | None | None | Non-Condensing | Single-Stage | Multiple-Speed | 1 | Standard |  | 130000 | 104000 | 2399 | 1324 | 114700 | 1265 | 80 | 78 | [8 empty] | Federally-Regulated Consumer Product | 03/08/2017 |  | 03/08/2017
York | Evcon | RGF19100CE16MP12 | Natural Gas | Induced Draft | False | False | 1 | False | Up |  | None | Condensing | Single-Stage |  | 0.5 | Premium |  | 100000 | 96000 |  |  | 99600 | 463 | 95 | 78 | [8 empty] | Federally-Regulated Consumer Product | 03/08/2017 |  | 03/08/2017
York | York | YPLC100C20MP12 | Natural Gas | Induced Draft | False | False | 1 | False | Up |  | None | Non-Condensing | Step Modulating |  | 1 | Premium |  | 100000 | 78000 |  |  | 97500 | 238 | 80 | 78 | [8 empty] | Federally-Regulated Consumer Product | 03/08/2017 |  | 03/08/2017
York | Luxaire | TGLS100B12MP11 | Natural Gas | Induced Draft | False | False | 1 | False | Down | None | None | Non-Condensing | Single-Stage | Multiple-Speed | 0.33 | Standard |  | 100000 | 80000 | 1223 | 614 | 96100 | 935 | 80 | 78 | [8 empty] | Federally-Regulated Consumer Product | 03/08/2017 |  | 03/08/2017
York | Luxaire | D7NX048D11006NX | LPG | Induced Draft | False | True | 1 | False | Horizontal |  | None | Non-Condensing | Two-Stage Modulating |  | 1 | Premium |  | 135000 | 110000 |  |  | 112900 | 413 | 81 | 78 | [8 empty] | Federally-Regulated Consumer Product | 03/08/2017 |  | 03/08/2017
York | Evcon | TM9M080B12MP12 | LPG | Induced Draft | False | False | 1 | False | Horizontal |  | None | Condensing | Step Modulating |  | 0.5 | Standard |  | 80000 | 77000 |  |  | 77900 | 1113 | 97 | 78 | [8 empty] | Federally-Regulated Consumer Product | 03/08/2017 |  | 03/08/2017
York | Luxaire | D6NQ060N06506NX | LPG | Induced Draft | False | True | 1 | False | Horizontal |  | None | Non-Condensing | Single-Stage |  | 1 | Premium |  | 80000 | 64000 |  |  | 75500 | 910 | 80.8 | 78 | [8 empty] | Federally-Regulated Consumer Product | 03/08/2017 |  | 03/08/2017
York | York | TG9S100C20MP11 | LPG | Induced Draft | False | False | 1 | False | Down | None | None | Condensing | Single-Stage | Multiple-Speed | 1 | Standard |  | 100000 | 97000 | 1934 | 1183 | 96600 | 1118 | 95.5 | 78 | [8 empty] | Federally-Regulated Consumer Product | 03/08/2017 |  | 03/08/2017
York | Evcon | D6NY060D11006NX | Natural Gas | Induced Draft | False | True | 1 | False | Horizontal |  | None | Non-Condensing | Two-Stage Modulating |  | 1 | Premium |  | 135000 | 108000 |  |  | 114400 | 300 | 80 | 78 | [8 empty] | Federally-Regulated Consumer Product | 03/08/2017 |  | 03/08/2017
York | Fraser Johnston | TG9S080C16MP11 | Natural Gas | Induced Draft | False | False | 1 | False | Down | None | None | Condensing | Single-Stage | Multiple-Speed | 0.75 | Standard |  | 80000 | 78000 | 1671 | 838 | 80500 | 929 | 95.5 | 78 | [8 empty] | Federally-Regulated Consumer Product | 03/08/2017 |  | 03/08/2017
York | York | TM8T100C16MP11 | LPG | Induced Draft | False | False | 1 | False | Horizontal |  | None | Non-Condensing | Two-Stage Modulating |  | 0.5 | Standard |  | 100000 | 80000 |  |  | 96500 | 850 | 80 | 78 | [8 empty] | Federally-Regulated Consumer Product | 03/08/2017 |  | 03/08/2017
York | York | D7NX048D11006NX | LPG | Induced Draft | False | True | 1 | False | Horizontal |  | None | Non-Condensing | Two-Stage Modulating |  | 1 | Premium |  | 135000 | 110000 |  |  | 112900 | 413 | 81 | 78 | [8 empty] | Federally-Regulated Consumer Product | 03/08/2017 |  | 03/08/2017
York | Evcon | D7NQ030N03606NX | LPG | Induced Draft | False | True | 1 | False | Horizontal |  | None | Non-Condensing | Single-Stage |  | 0.75 | Premium |  | 45000 | 37000 |  |  | 38700 | 212 | 81 | 78 | [8 empty] | Federally-Regulated Consumer Product | 03/08/2017 |  | 03/08/2017
York | Luxaire | TM8V120C20MP11 | LPG | Induced Draft | False | False | 1 | False | Up |  | None | Non-Condensing | Two-Stage Modulating |  | 1 | Premium |  | 120000 | 96000 |  |  | 111300 | 456 | 80 | 78 | [8 empty] | Federally-Regulated Consumer Product | 03/08/2017 |  | 03/08/2017
York | Evcon | TM8V100C16MP11 | LPG | Induced Draft | False | False | 1 | False | Up |  | None | Non-Condensing | Two-Stage Modulating |  | 0.75 | Premium |  | 100000 | 80000 |  |  | 94700 | 368 | 80 | 78 | [8 empty] | Federally-Regulated Consumer Product | 03/08/2017 |  | 03/08/2017
York | York | TMLV060A12MP11 | LPG | Induced Draft | False | False | 1 | False | Down |  | None | Non-Condensing | Two-Stage Modulating |  | 0.5 | Premium |  | 60000 | 47000 |  |  | 57000 | 259 | 80 | 78 | [8 empty] | Federally-Regulated Consumer Product | 03/08/2017 |  | 03/08/2017
York | Evcon | D6NQ042N09006NX | LPG | Induced Draft | False | True | 1 | False | Horizontal |  | None | Non-Condensing | Single-Stage |  | 1 | Premium |  | 108000 | 87000 |  |  | 94400 | 1124 | 80.6 | 78 | [8 empty] | Federally-Regulated Consumer Product | 03/08/2017 |  | 03/08/2017
York | Luxaire | TMLX100C16MP11 | Natural Gas | Induced Draft | False | False | 1 | False | Horizontal |  | None | Non-Condensing | Single-Stage |  | 0.5 | Premium |  | 100000 | 80000 |  |  | 98400 | 431 | 80 | 78 | [8 empty] | Federally-Regulated Consumer Product | 03/08/2017 |  | 03/08/2017
York | Guardian | GG8S080C22MP11 | LPG | Induced Draft | False | False | 1 | False | Down | None | None | Non-Condensing | Single-Stage | Multiple-Speed | 1 | Standard |  | 80000 | 64000 | 2448 | 1263 | 74800 | 1234 | 80 | 78 | [8 empty] | Federally-Regulated Consumer Product | 03/08/2017 |  | 03/08/2017
York | Fraser Johnston | D6NZ048N09006NX | Natural Gas | Induced Draft | False | True | 1 | False | Horizontal |  | None | Non-Condensing | Single-Stage |  | 1 | Premium |  | 108000 | 87000 |  |  | 93800 | 1315 | 80.9 | 78 | [8 empty] | Federally-Regulated Consumer Product | 03/08/2017 |  | 03/08/2017
York | Fraser Johnston | TM8V100C20MP11 | Natural Gas | Induced Draft | False | False | 1 | False | Horizontal |  | None | Non-Condensing | Two-Stage Modulating |  | 1 | Premium |  | 100000 | 80000 |  |  | 95200 | 380 | 80 | 78 | [8 empty] | Federally-Regulated Consumer Product | 03/08/2017 |  | 03/08/2017
York | Coleman | MG9S100C16MP11 | Natural Gas | Induced Draft | False | False | 1 | True | Up |  | None | Condensing | Single-Stage |  | 0.75 | Standard |  | 100000 | 97000 |  |  | 96400 | 1200 | 95.5 | 75 | [8 empty] | Federally-Regulated Consumer Product | 03/08/2017 |  | 03/08/2017
York | Luxaire | LPLC100C16MP12 | LPG | Induced Draft | False | False | 1 | False | Up |  | None | Non-Condensing | Step Modulating |  | 0.75 | Premium |  | 100000 | 78000 |  |  | 97300 | 253 | 80 | 78 | [8 empty] | Federally-Regulated Consumer Product | 03/08/2017 |  | 03/08/2017
York | Luxaire | TMLX060A12MP11 | Natural Gas | Induced Draft | False | False | 1 | False | Horizontal |  | None | Non-Condensing | Single-Stage |  | 0.5 | Premium |  | 60000 | 48000 |  |  | 59100 | 243 | 80 | 78 | [8 empty] | Federally-Regulated Consumer Product | 03/08/2017 |  | 03/08/2017
York | Guardian | GG9S100C20MP11 | LPG | Induced Draft | False | False | 1 | False | Horizontal | None | None | Condensing | Single-Stage | Multiple-Speed | 1 | Standard |  | 100000 | 97000 | 1934 | 1183 | 96600 | 1118 | 95.5 | 78 | [8 empty] | Federally-Regulated Consumer Product | 03/08/2017 |  | 03/08/2017
York | Luxaire | D7NQ042D09006NX | LPG | Induced Draft | False | True | 1 | False | Down |  | None | Non-Condensing | Two-Stage Modulating |  | 1 | Premium |  | 108000 | 89000 |  |  | 94500 | 338 | 81 | 78 | [8 empty] | Federally-Regulated Consumer Product | 03/08/2017 |  | 03/08/2017
York | Evcon | D7HQ048D11006NX | LPG | Induced Draft | False | True | 1 | False | Down |  | None | Non-Condensing | Two-Stage Modulating |  | 1 | Premium |  | 135000 | 110000 |  |  | 112900 | 413 | 81 | 78 | [8 empty] | Federally-Regulated Consumer Product | 03/08/2017 |  | 03/08/2017
York | Evcon | D7NX024N05606NX | Natural Gas | Induced Draft | False | True | 1 | False | Horizontal |  | None | Non-Condensing | Single-Stage |  | 0.5 | Premium |  | 70000 | 57000 |  |  | 58300 | 241 | 81 | 78 | [8 empty] | Federally-Regulated Consumer Product | 03/08/2017 |  | 03/08/2017
York | Evcon | TGLS100C20MP11 | LPG | Induced Draft | False | False | 1 | False | Horizontal | None | None | Non-Condensing | Single-Stage | Multiple-Speed | 1 | Standard |  | 100000 | 80000 | 2478 | 1307 | 95100 | 1178 | 80 | 78 | [8 empty] | Federally-Regulated Consumer Product | 03/08/2017 |  | 03/08/2017
York | Luxaire | D6NZ042N09006NX | LPG | Induced Draft | False | True | 1 | False | Down |  | None | Non-Condensing | Single-Stage |  | 1 | Premium |  | 108000 | 87000 |  |  | 94400 | 1124 | 80.8 | 78 | [8 empty] | Federally-Regulated Consumer Product | 03/08/2017 |  | 03/08/2017
York | York | D6NZ042D09006NX | Natural Gas | Induced Draft | False | True | 1 | False | Down |  | None | Non-Condensing | Two-Stage Modulating |  | 0.75 | Premium |  | 108000 | 87000 |  |  | 95300 | 362 | 80 | 78 | [8 empty] | Federally-Regulated Consumer Product | 03/08/2017 |  | 03/08/2017
York | Evcon | D6NQ048D11006NX | LPG | Induced Draft | False | True | 1 | False | Horizontal |  | None | Non-Condensing | Two-Stage Modulating |  | 1 | Premium |  | 135000 | 108000 |  |  | 114400 | 300 | 80 | 78 | [8 empty] | Federally-Regulated Consumer Product | 03/08/2017 |  | 03/08/2017
York | Johnson Controls | V33A[N,S]3******** | Natural Gas | Induced Draft | False | True | 3 | False | Horizontal |  | None | Non-Condensing | Single-Stage |  | 10 | Standard |  | 267000 | 213000 | [6 empty] | 80 | 80 | [6 empty] | Federally-Regulated Commercial & Industrial Equipment | 03/08/2017 |  | 03/08/2017
York | Coleman | D7NX024N05606NX | Natural Gas | Induced Draft | False | True | 1 | False | Down |  | None | Non-Condensing | Single-Stage |  | 0.5 | Premium |  | 70000 | 57000 |  |  | 58300 | 241 | 81 | 78 | [8 empty] | Federally-Regulated Consumer Product | 03/08/2017 |  | 03/08/2017
York | York | TG8S040A08MP11 | LPG | Induced Draft | False | False | 1 | False | Down | None | None | Non-Condensing | Single-Stage | Multiple-Speed | 0.2 | Standard |  | 40000 | 32000 | 717 | 489 | 38100 | 444 | 80 | 78 | [8 empty] | Federally-Regulated Consumer Product | 03/08/2017 |  | 03/08/2017
York | Luxaire | ZS036*04*F**** | Natural Gas | Induced Draft | False | True | 1 | False | Down |  | None | Non-Condensing | Single-Stage |  | 1.5 | Standard |  | 50000 | 40000 |  |  | 38000 | 371 | 80.9 | 78 | [8 empty] | Federally-Regulated Consumer Product | 03/08/2017 |  | 03/08/2017
York | York | ZR060*10*1**** | LPG | Induced Draft | False | True | 1 | False | Horizontal |  | None | Non-Condensing | Single-Stage |  | 1.5 | Standard |  | 125000 | 100000 |  |  | 117500 | 510 | 80.3 | 78 | [8 empty] | Federally-Regulated Consumer Product | 03/08/2017 |  | 03/08/2017
York | Coleman | TG9S060A10MP11 | Natural Gas | Induced Draft | False | False | 1 | False | Up | None | None | Condensing | Single-Stage | Multiple-Speed | 0.5 | Standard |  | 60000 | 58000 | 1103 | 769 | 47900 | 674 | 95.5 | 78 | [8 empty] | Federally-Regulated Consumer Product | 03/08/2017 |  | 03/08/2017
York | York | D6NZ036N07206NX | LPG | Induced Draft | False | True | 1 | False | Down |  | None | Non-Condensing | Single-Stage |  | 0.75 | Premium |  | 90000 | 72000 |  |  | 75500 | 1056 | 80.1 | 78 | [8 empty] | Federally-Regulated Consumer Product | 03/08/2017 |  | 03/08/2017
York | York | D7NX024N05606NX | Natural Gas | Induced Draft | False | True | 1 | False | Horizontal |  | None | Non-Condensing | Single-Stage |  | 0.5 | Premium |  | 70000 | 57000 |  |  | 58300 | 241 | 81 | 78 | [8 empty] | Federally-Regulated Consumer Product | 03/08/2017 |  | 03/08/2017
York | York | Z33E[D,T]3******** | LPG | Induced Draft | False | True | 3 | False | Down |  | None | Non-Condensing | Step Modulating |  | 10 | Standard |  | 267000 | 213000 | [6 empty] | 80 | 80 | [6 empty] | Federally-Regulated Commercial & Industrial Equipment | 03/08/2017 |  | 03/08/2017
York | Coleman | D7NQ060N11006NX | Natural Gas | Induced Draft | False | True | 1 | False | Horizontal |  | None | Non-Condensing | Single-Stage |  | 1 | Premium |  | 135000 | 109000 |  |  | 116700 | 462 | 81 | 78 | [8 empty] | Federally-Regulated Consumer Product | 03/08/2017 |  | 03/08/2017
York | Luxaire | TM8V100C20MP11 | Natural Gas | Induced Draft | False | False | 1 | False | Up |  | None | Non-Condensing | Two-Stage Modulating |  | 1 | Premium |  | 100000 | 80000 |  |  | 95200 | 380 | 80 | 78 | [8 empty] | Federally-Regulated Consumer Product | 03/08/2017 |  | 03/08/2017
York | Evcon | ZK060*10*F**** | Natural Gas | Induced Draft | False | True | 1 | False | Down |  | None | Non-Condensing | Single-Stage |  | 1.5 | Standard |  | 125000 | 100000 |  |  | 117500 | 510 | 80.3 | 78 | [8 empty] | Federally-Regulated Consumer Product | 03/08/2017 |  | 03/08/2017
York | York | TG8S080B12MP11 | Natural Gas | Induced Draft | False | False | 1 | False | Up | None | None | Non-Condensing | Single-Stage | Multiple-Speed | 0.33 | Standard |  | 80000 | 64000 | 1195 | 620 | 76700 | 793 | 80 | 78 | [8 empty] | Federally-Regulated Consumer Product | 03/08/2017 |  | 03/08/2017
York | Coleman | TMLX080B12MP11 | LPG | Induced Draft | False | False | 1 | False | Up |  | None | Non-Condensing | Single-Stage |  | 0.5 | Premium |  | 80000 | 64000 |  |  | 78600 | 379 | 80 | 78 | [8 empty] | Federally-Regulated Consumer Product | 03/08/2017 |  | 03/08/2017
York | Luxaire | TP9C120D20MP12 | Natural Gas | Induced Draft | False | False | 1 | False | Down |  | None | Condensing | Step Modulating |  | 1 | Premium |  | 120000 | 116000 |  |  | 112400 | 597 | 98 | 78 | [8 empty] | Federally-Regulated Consumer Product | 03/08/2017 |  | 03/08/2017
York | Luxaire | TM8T100C20MP11 | LPG | Induced Draft | False | False | 1 | False | Up |  | None | Non-Condensing | Two-Stage Modulating |  | 1 | Standard |  | 100000 | 80000 |  |  | 97200 | 688 | 80 | 78 | [8 empty] | Federally-Regulated Consumer Product | 03/08/2017 |  | 03/08/2017
York | Evcon | TM9V040A10MP11 | Natural Gas | Induced Draft | False | False | 1 | False | Horizontal |  | None | Condensing | Two-Stage Modulating |  | 0.5 | Premium |  | 40000 | 38000 |  |  | 30800 | 180 | 96 | 78 | [8 empty] | Federally-Regulated Consumer Product | 03/08/2017 |  | 03/08/2017
York | Johnson Controls | T33E[D,T]5******** | LPG | Induced Draft | False | True | 3 | False | Down |  | None | Non-Condensing | Step Modulating |  | 10 | Standard |  | 533000 | 426000 | [6 empty] | 80 | 80 | [6 empty] | Federally-Regulated Commercial & Industrial Equipment | 03/08/2017 |  | 03/08/2017
York | Johnson Controls | S33A[D,T]3******** | LPG | Induced Draft | False | True | 3 | False | Down |  | None | Non-Condensing | Step Modulating |  | 10 | Standard |  | 267000 | 213000 | [6 empty] | 80 | 80 | [6 empty] | Federally-Regulated Commercial & Industrial Equipment | 03/08/2017 |  | 03/08/2017
York | Coleman | TM8V120C20MP11 | LPG | Induced Draft | False | False | 1 | False | Down |  | None | Non-Condensing | Two-Stage Modulating |  | 1 | Premium |  | 120000 | 96000 |  |  | 111300 | 456 | 80 | 78 | [8 empty] | Federally-Regulated Consumer Product | 03/08/2017 |  | 03/08/2017
York | Coleman | D7NQ024D05606NX | LPG | Induced Draft | False | True | 1 | False | Horizontal |  | None | Non-Condensing | Two-Stage Modulating |  | 0.5 | Premium |  | 70000 | 57000 |  |  | 56100 | 215 | 81 | 78 | [8 empty] | Federally-Regulated Consumer Product | 03/08/2017 |  | 03/08/2017
York | Coleman | TMLV100C20MP11 | LPG | Induced Draft | False | False | 1 | False | Up |  | None | Non-Condensing | Two-Stage Modulating |  | 1 | Premium |  | 100000 | 80000 |  |  | 95200 | 380 | 80 | 78 | [8 empty] | Federally-Regulated Consumer Product | 03/08/2017 |  | 03/08/2017
York | Coleman | TM9X120D20MP11 | Natural Gas | Induced Draft | False | False | 1 | False | Up | None | None | Condensing | Single-Stage | Multiple-Speed | 0.75 | Premium |  | 120000 | 114000 | 2036 | 671 | 114600 | 816 | 95.5 | 78 | [8 empty] | Federally-Regulated Consumer Product | 03/08/2017 |  | 03/08/2017
York | York | TM9V060B12MP11 | LPG | Induced Draft | False | False | 1 | False | Horizontal | None | None | Condensing | Two-Stage Modulating | Variable-Speed | 0.5 | Premium | 60 | 60000 | 58000 | 1343 | 456 | 47800 | 284 | 96 | 78 | [8 empty] | Federally-Regulated Consumer Product | 03/08/2017 |  | 03/08/2017
York | Luxaire | D6NQ036N05606NX | Natural Gas | Induced Draft | False | True | 1 | False | Down |  | None | Non-Condensing | Single-Stage |  | 0.75 | Premium |  | 70000 | 56000 |  |  | 56200 | 876 | 80.2 | 78 | [8 empty] | Federally-Regulated Consumer Product | 03/08/2017 |  | 03/08/2017
York | Fraser Johnston | TM9M080C16MP12 | LPG | Induced Draft | False | False | 1 | False | Horizontal |  | None | Condensing | Step Modulating |  | 0.75 | Standard |  | 80000 | 78000 |  |  | 76300 | 1530 | 97 | 78 | [8 empty] | Federally-Regulated Consumer Product | 03/08/2017 |  | 03/08/2017
York | Luxaire | TG8S130D20MP11 | Natural Gas | Induced Draft | False | False | 1 | False | Horizontal | None | None | Non-Condensing | Single-Stage | Multiple-Speed | 1 | Standard |  | 130000 | 104000 | 2399 | 1324 | 114700 | 1265 | 80 | 78 | [8 empty] | Federally-Regulated Consumer Product | 03/08/2017 |  | 03/08/2017
York | Fraser Johnston | TGLS060A10MP11 | Natural Gas | Induced Draft | False | False | 1 | False | Horizontal | None | None | Non-Condensing | Single-Stage | Multiple-Speed | 0.33 | Standard |  | 60000 | 48000 | 1004 | 708 | 57700 | 553 | 80 | 78 | [8 empty] | Federally-Regulated Consumer Product | 03/08/2017 |  | 03/08/2017
York | Coleman | D6NZ048N09006NX | LPG | Induced Draft | False | True | 1 | False | Horizontal |  | None | Non-Condensing | Single-Stage |  | 1 | Premium |  | 108000 | 87000 |  |  | 93800 | 1315 | 80.9 | 78 | [8 empty] | Federally-Regulated Consumer Product | 03/08/2017 |  | 03/08/2017
York | Guardian | RGF1L060AE12MP11 | Natural Gas | Induced Draft | False | False | 1 | False | Up |  | None | Non-Condensing | Single-Stage |  | 0.5 | Premium |  | 60000 | 48000 |  |  | 59100 | 243 | 80 | 78 | [8 empty] | Federally-Regulated Consumer Product | 03/08/2017 |  | 03/08/2017
York | York | D6NZ042N09006NX | Natural Gas | Induced Draft | False | True | 1 | False | Horizontal |  | None | Non-Condensing | Single-Stage |  | 1 | Premium |  | 108000 | 87000 |  |  | 94400 | 1124 | 80.8 | 78 | [8 empty] | Federally-Regulated Consumer Product | 03/08/2017 |  | 03/08/2017
York | Fraser Johnston | D6NZ048D11006NX | LPG | Induced Draft | False | True | 1 | False | Horizontal |  | None | Non-Condensing | Two-Stage Modulating |  | 1 | Premium |  | 135000 | 108000 |  |  | 114400 | 262 | 80 | 78 | [8 empty] | Federally-Regulated Consumer Product | 03/08/2017 |  | 03/08/2017
York | York | D6NX048N06506NX | LPG | Induced Draft | False | True | 1 | False | Horizontal |  | None | Non-Condensing | Single-Stage |  | 1 | Premium |  | 80000 | 64000 |  |  | 73900 | 1250 | 80.8 | 78 | [8 empty] | Federally-Regulated Consumer Product | 03/08/2017 |  | 03/08/2017
York | Coleman | TG9S100C20MP11 | Natural Gas | Induced Draft | False | False | 1 | False | Down | None | None | Condensing | Single-Stage | Multiple-Speed | 1 | Standard |  | 100000 | 97000 | 1934 | 1183 | 96600 | 1118 | 95.5 | 78 | [8 empty] | Federally-Regulated Consumer Product | 03/08/2017 |  | 03/08/2017
York | Luxaire | TP9C080B12MP12 | LPG | Induced Draft | False | False | 1 | False | Down |  | None | Condensing | Step Modulating |  | 0.5 | Premium |  | 80000 | 77000 |  |  | 80800 | 435 | 97.5 | 78 | [8 empty] | Federally-Regulated Consumer Product | 03/08/2017 |  | 03/08/2017
York | Guardian | GG8S100C20MP11 | LPG | Induced Draft | False | False | 1 | False | Down | None | None | Non-Condensing | Single-Stage | Multiple-Speed | 1 | Standard |  | 100000 | 80000 | 2478 | 1307 | 95100 | 1178 | 80 | 78 | [8 empty] | Federally-Regulated Consumer Product | 03/08/2017 |  | 03/08/2017
York | York | D7NQ030D05606NX | LPG | Induced Draft | False | True | 1 | False | Horizontal |  | None | Non-Condensing | Two-Stage Modulating |  | 0.75 | Premium |  | 70000 | 57000 |  |  | 56100 | 216 | 81 | 78 | [8 empty] | Federally-Regulated Consumer Product | 03/08/2017 |  | 03/08/2017
York | Evcon | TM9T120D20MP11 | Natural Gas | Induced Draft | False | False | 1 | False | Down | None | None | Condensing | Two-Stage Modulating | Multiple-Speed | 1 | Standard |  | 120000 | 115000 | 1977 | 1190 | 113900 | 801 | 96 | 78 | [8 empty] | Federally-Regulated Consumer Product | 03/08/2017 |  | 03/08/2017
York | York | TG8S080C16MP11 | LPG | Induced Draft | False | False | 1 | False | Up | None | None | Non-Condensing | Single-Stage | Multiple-Speed | 0.5 | Standard |  | 80000 | 64000 | 1602 | 1069 | 75100 | 1168 | 80 | 78 | [8 empty] | Federally-Regulated Consumer Product | 03/08/2017 |  | 03/08/2017
York | Fraser Johnston | TG8S060A10MP11 | LPG | Induced Draft | False | False | 1 | False | Horizontal | None | None | Non-Condensing | Single-Stage | Multiple-Speed | 0.33 | Standard |  | 60000 | 48000 | 1004 | 708 | 57700 | 553 | 80 | 78 | [8 empty] | Federally-Regulated Consumer Product | 03/08/2017 |  | 03/08/2017
York | Luxaire | TM9V120D20MP11 | LPG | Induced Draft | False | False | 1 | False | Up | None | None | Condensing | Two-Stage Modulating | Variable-Speed | 1 | Premium | 60 | 120000 | 115000 | 2006 | 718 | 109300 | 407 | 96 | 78 | [8 empty] | Federally-Regulated Consumer Product | 03/08/2017 |  | 03/08/2017
York | Fraser Johnston | TM8T080B12MP11 | Natural Gas | Induced Draft | False | False | 1 | False | Up |  | None | Non-Condensing | Two-Stage Modulating |  | 0.33 | Standard |  | 80000 | 63000 |  |  | 77700 | 568 | 80 | 78 | [8 empty] | Federally-Regulated Consumer Product | 03/08/2017 |  | 03/08/2017
York | Fraser Johnston | TG9S080B12MP11 | LPG | Induced Draft | False | False | 1 | False | Horizontal | None | None | Condensing | Single-Stage | Multiple-Speed | 0.5 | Standard |  | 80000 | 78000 | 1370 | 854 | 80600 | 920 | 95.5 | 78 | [8 empty] | Federally-Regulated Consumer Product | 03/08/2017 |  | 03/08/2017
York | Evcon | D6NX048D09006NX | LPG | Induced Draft | False | True | 1 | False | Horizontal |  | None | Non-Condensing | Two-Stage Modulating |  | 1 | Premium |  | 108000 | 87000 |  |  | 94100 | 544 | 80 | 78 | [8 empty] | Federally-Regulated Consumer Product | 03/08/2017 |  | 03/08/2017
York | Evcon | TM8X080C16MP11 | Natural Gas | Induced Draft | False | False | 1 | False | Up |  | None | Non-Condensing | Single-Stage |  | 0.5 | Premium |  | 80000 | 64000 |  |  | 78300 | 444 | 80 | 78 | [8 empty] | Federally-Regulated Consumer Product | 03/08/2017 |  | 03/08/2017
York | Johnson Controls | H33E[N,S]3******** | Natural Gas | Induced Draft | False | True | 3 | False | Down |  | None | Non-Condensing | Single-Stage |  | 10 | Standard |  | 267000 | 213000 | [6 empty] | 80 | 80 | [6 empty] | Federally-Regulated Commercial & Industrial Equipment | 03/08/2017 |  | 03/08/2017
York | Luxaire | TM8X080B12MP11 | LPG | Induced Draft | False | False | 1 | False | Down |  | None | Non-Condensing | Single-Stage |  | 0.5 | Premium |  | 80000 | 64000 |  |  | 78600 | 379 | 80 | 78 | [8 empty] | Federally-Regulated Consumer Product | 03/08/2017 |  | 03/08/2017
York | Luxaire | TM9V060B12MP11 | LPG | Induced Draft | False | False | 1 | False | Down | None | None | Condensing | Two-Stage Modulating | Variable-Speed | 0.5 | Premium | 60 | 60000 | 58000 | 1343 | 456 | 47800 | 284 | 96 | 78 | [8 empty] | Federally-Regulated Consumer Product | 03/08/2017 |  | 03/08/2017
York | Fraser Johnston | TP9C100C16MP12 | LPG | Induced Draft | False | False | 1 | False | Down |  | None | Condensing | Step Modulating |  | 0.75 | Premium |  | 100000 | 97000 |  |  | 96500 | 536 | 97.7 | 78 | [8 empty] | Federally-Regulated Consumer Product | 03/08/2017 |  | 03/08/2017
York | Luxaire | D6NX048D09006NX | LPG | Induced Draft | False | True | 1 | False | Horizontal |  | None | Non-Condensing | Two-Stage Modulating |  | 1 | Premium |  | 108000 | 87000 |  |  | 94100 | 544 | 80 | 78 | [8 empty] | Federally-Regulated Consumer Product | 03/08/2017 |  | 03/08/2017
York | Coleman | TM9X120D20MP11 | LPG | Induced Draft | False | False | 1 | False | Up | None | None | Condensing | Single-Stage | Multiple-Speed | 0.75 | Premium |  | 120000 | 114000 | 2036 | 671 | 114600 | 816 | 95.5 | 78 | [8 empty] | Federally-Regulated Consumer Product | 03/08/2017 |  | 03/08/2017
York | Luxaire | D7NQ042N09006NX | Natural Gas | Induced Draft | False | True | 1 | False | Down |  | None | Non-Condensing | Single-Stage |  | 1 | Premium |  | 108000 | 88000 |  |  | 96900 | 467 | 81 | 78 | [8 empty] | Federally-Regulated Consumer Product | 03/08/2017 |  | 03/08/2017
York | Luxaire | TGLS100C20MP11 | Natural Gas | Induced Draft | False | False | 1 | False | Up | None | None | Non-Condensing | Single-Stage | Multiple-Speed | 1 | Standard |  | 100000 | 80000 | 2478 | 1307 | 95100 | 1178 | 80 | 78 | [8 empty] | Federally-Regulated Consumer Product | 03/08/2017 |  | 03/08/2017
York | Luxaire | TPLC060A12MP12 | Natural Gas | Induced Draft | False | False | 1 | False | Up |  | None | Non-Condensing | Step Modulating |  | 0.5 | Premium |  | 60000 | 47000 |  |  | 58100 | 167 | 80 | 78 | [8 empty] | Federally-Regulated Consumer Product | 03/08/2017 |  | 03/08/2017
York | Luxaire | ZK036*04*F**** | Natural Gas | Induced Draft | False | True | 1 | False | Horizontal |  | None | Non-Condensing | Single-Stage |  | 1.5 | Standard |  | 50000 | 40000 |  |  | 38000 | 371 | 80.9 | 78 | [8 empty] | Federally-Regulated Consumer Product | 03/08/2017 |  | 03/08/2017
York | Evcon | TG9S120D16MP11 | Natural Gas | Induced Draft | False | False | 1 | False | Down | None | None | Condensing | Single-Stage | Multiple-Speed | 0.75 | Standard |  | 120000 | 116000 | 1805 | 876 | 113200 | 1185 | 95.5 | 78 | [8 empty] | Federally-Regulated Consumer Product | 03/08/2017 |  | 03/08/2017
York | York | TG8S080C22MP11 | Natural Gas | Induced Draft | False | False | 1 | False | Up | None | None | Non-Condensing | Single-Stage | Multiple-Speed | 1 | Standard |  | 80000 | 64000 | 2448 | 1263 | 74800 | 1234 | 80 | 78 | [8 empty] | Federally-Regulated Consumer Product | 03/08/2017 |  | 03/08/2017
York | Luxaire | D6HQ024D05606NX | Natural Gas | Induced Draft | False | True | 1 | False | Horizontal |  | None | Non-Condensing | Two-Stage Modulating |  | 0.5 | Premium |  | 70000 | 56000 |  |  | 57600 | 151 | 80 | 78 | [8 empty] | Federally-Regulated Consumer Product | 03/08/2017 |  | 03/08/2017
York | Fraser Johnston | TGLS080C16MP11 | Natural Gas | Induced Draft | False | False | 1 | False | Horizontal | None | None | Non-Condensing | Single-Stage | Multiple-Speed | 0.5 | Standard |  | 80000 | 64000 | 1602 | 1069 | 75100 | 1168 | 80 | 78 | [8 empty] | Federally-Regulated Consumer Product | 03/08/2017 |  | 03/08/2017
York | Fraser Johnston | TMLT100C16MP11 | LPG | Induced Draft | False | False | 1 | False | Horizontal |  | None | Non-Condensing | Two-Stage Modulating |  | 0.5 | Standard |  | 100000 | 80000 |  |  | 96500 | 850 | 80 | 78 | [8 empty] | Federally-Regulated Consumer Product | 03/08/2017 |  | 03/08/2017
York | Luxaire | D6NX024N05606NX | LPG | Induced Draft | False | True | 1 | False | Down |  | None | Non-Condensing | Single-Stage |  | 0.5 | Premium |  | 70000 | 56000 |  |  | 56700 | 764 | 80.2 | 78 | [8 empty] | Federally-Regulated Consumer Product | 03/08/2017 |  | 03/08/2017
York | Fraser Johnston | D7NQ030N05606NX | Natural Gas | Induced Draft | False | True | 1 | False | Down |  | None | Non-Condensing | Single-Stage |  | 0.75 | Premium |  | 70000 | 57000 |  |  | 57800 | 372 | 81 | 78 | [8 empty] | Federally-Regulated Consumer Product | 03/08/2017 |  | 03/08/2017
York | Guardian | GG9S120D16MP11 | Natural Gas | Induced Draft | False | False | 1 | False | Horizontal | None | None | Condensing | Single-Stage | Multiple-Speed | 0.75 | Standard |  | 120000 | 116000 | 1805 | 876 | 113200 | 1185 | 95.5 | 78 | [8 empty] | Federally-Regulated Consumer Product | 03/08/2017 |  | 03/08/2017
York | Coleman | TM9E080C16MP11 | Natural Gas | Induced Draft | False | False | 1 | False | Up |  | None | Condensing | Single-Stage |  | 0.5 | Premium |  | 80000 | 77000 |  |  | 82800 | 429 | 95 | 78 | [8 empty] | Federally-Regulated Consumer Product | 03/08/2017 |  | 03/08/2017
York | Coleman | TM9T080C16MP11 | LPG | Induced Draft | False | False | 1 | False | Down | None | None | Condensing | Two-Stage Modulating | Multiple-Speed | 0.75 | Standard |  | 80000 | 77000 | 1671 | 838 | 80400 | 849 | 96 | 78 | [8 empty] | Federally-Regulated Consumer Product | 03/08/2017 |  | 03/08/2017
York | Fraser Johnston | TM9T100C20MP11 | LPG | Induced Draft | False | False | 1 | False | Horizontal | None | None | Condensing | Two-Stage Modulating | Multiple-Speed | 1 | Standard |  | 100000 | 96000 | 1934 | 1183 | 96500 | 1015 | 96 | 78 | [8 empty] | Federally-Regulated Consumer Product | 03/08/2017 |  | 03/08/2017
York | Coleman | CP9C080B12MP12 | Natural Gas | Induced Draft | False | False | 1 | False | Down |  | None | Condensing | Step Modulating |  | 0.5 | Premium |  | 80000 | 77000 |  |  | 80800 | 435 | 97.5 | 78 | [8 empty] | Federally-Regulated Consumer Product | 03/08/2017 |  | 03/08/2017
York | York | D7NX024N05606NX | Natural Gas | Induced Draft | False | True | 1 | False | Down |  | None | Non-Condensing | Single-Stage |  | 0.5 | Premium |  | 70000 | 57000 |  |  | 58300 | 241 | 81 | 78 | [8 empty] | Federally-Regulated Consumer Product | 03/08/2017 |  | 03/08/2017
York | Fraser Johnston | TGLS060A10MP11 | LPG | Induced Draft | False | False | 1 | False | Down | None | None | Non-Condensing | Single-Stage | Multiple-Speed | 0.33 | Standard |  | 60000 | 48000 | 1004 | 708 | 57700 | 553 | 80 | 78 | [8 empty] | Federally-Regulated Consumer Product | 03/08/2017 |  | 03/08/2017
York | Fraser Johnston | D6NY060D09006NX | Natural Gas | Induced Draft | False | True | 1 | False | Down |  | None | Non-Condensing | Two-Stage Modulating |  | 1 | Premium |  | 108000 | 87000 |  |  | 94100 | 287 | 80 | 78 | [8 empty] | Federally-Regulated Consumer Product | 03/08/2017 |  | 03/08/2017
York | Fraser Johnston | TM9M060B12MP12 | Natural Gas | Induced Draft | False | False | 1 | False | Down |  | None | Condensing | Step Modulating |  | 0.5 | Standard |  | 60000 | 58000 |  |  | 46700 | 716 | 97 | 78 | [8 empty] | Federally-Regulated Consumer Product | 03/08/2017 |  | 03/08/2017
York | Evcon | D7NQ048N06506NX | LPG | Induced Draft | False | True | 1 | False | Down |  | None | Non-Condensing | Single-Stage |  | 1 | Premium |  | 80000 | 66000 |  |  | 77300 | 424 | 81 | 78 | [8 empty] | Federally-Regulated Consumer Product | 03/08/2017 |  | 03/08/2017
York | Fraser Johnston | TM9M100C20MP12 | LPG | Induced Draft | False | False | 1 | False | Up |  | None | Condensing | Step Modulating |  | 1 | Standard |  | 100000 | 97000 |  |  | 93900 | 1231 | 97 | 78 | [8 empty] | Federally-Regulated Consumer Product | 03/08/2017 |  | 03/08/2017
York | Fraser Johnston | TM8V060A12MP11 | Natural Gas | Induced Draft | False | False | 1 | False | Up |  | None | Non-Condensing | Two-Stage Modulating |  | 0.5 | Premium |  | 60000 | 47000 |  |  | 57000 | 259 | 80 | 78 | [8 empty] | Federally-Regulated Consumer Product | 03/08/2017 |  | 03/08/2017
York | Evcon | D6NZ036N03606NX | LPG | Induced Draft | False | True | 1 | False | Down |  | None | Non-Condensing | Single-Stage |  | 0.75 | Premium |  | 45000 | 36000 |  |  | 37300 | 590 | 80.4 | 78 | [8 empty] | Federally-Regulated Consumer Product | 03/08/2017 |  | 03/08/2017
York | Evcon | D6HQ036D05606NX | Natural Gas | Induced Draft | False | True | 1 | False | Horizontal |  | None | Non-Condensing | Two-Stage Modulating |  | 0.75 | Premium |  | 70000 | 56000 |  |  | 58000 | 263 | 80 | 78 | [8 empty] | Federally-Regulated Consumer Product | 03/08/2017 |  | 03/08/2017
York | Johnson Controls | V33A[D,T]5******** | LPG | Induced Draft | False | True | 3 | False | Horizontal |  | None | Non-Condensing | Step Modulating |  | 10 | Standard |  | 533000 | 426000 | [6 empty] | 80 | 80 | [6 empty] | Federally-Regulated Commercial & Industrial Equipment | 03/08/2017 |  | 03/08/2017
York | Fraser Johnston | D6NQ030N05606NX | Natural Gas | Induced Draft | False | True | 1 | False | Horizontal |  | None | Non-Condensing | Single-Stage |  | 0.75 | Premium |  | 70000 | 56000 |  |  | 56700 | 764 | 80.5 | 78 | [8 empty] | Federally-Regulated Consumer Product | 03/08/2017 |  | 03/08/2017
York | Evcon | TM8V080C16MP11 | Natural Gas | Induced Draft | False | False | 1 | False | Horizontal |  | None | Non-Condensing | Two-Stage Modulating |  | 0.75 | Premium |  | 80000 | 63000 |  |  | 76900 | 323 | 80 | 78 | [8 empty] | Federally-Regulated Consumer Product | 03/08/2017 |  | 03/08/2017
York | Evcon | TGLS120C20MP11 | LPG | Induced Draft | False | False | 1 | False | Horizontal | None | None | Non-Condensing | Single-Stage | Multiple-Speed | 1 | Standard |  | 120000 | 96000 | 2338 | 1286 | 115200 | 1150 | 80 | 78 | [8 empty] | Federally-Regulated Consumer Product | 03/08/2017 |  | 03/08/2017
York | Evcon | TM9X100C20MP11 | LPG | Induced Draft | False | False | 1 | False | Up | None | None | Condensing | Single-Stage | Multiple-Speed | 0.75 | Premium |  | 100000 | 95000 | 1989 | 660 | 97700 | 833 | 95.5 | 78 | [8 empty] | Federally-Regulated Consumer Product | 03/08/2017 |  | 03/08/2017
York | Evcon | TMLX080B12MP11 | LPG | Induced Draft | False | False | 1 | False | Up |  | None | Non-Condensing | Single-Stage |  | 0.5 | Premium |  | 80000 | 64000 |  |  | 78600 | 379 | 80 | 78 | [8 empty] | Federally-Regulated Consumer Product | 03/08/2017 |  | 03/08/2017
York | Luxaire | TM9X080C16MP11 | Natural Gas | Induced Draft | False | False | 1 | False | Down | None | None | Condensing | Single-Stage | Multiple-Speed | 0.5 | Premium |  | 80000 | 76000 | 1558 | 457 | 65200 | 513 | 95.5 | 78 | [8 empty] | Federally-Regulated Consumer Product | 03/08/2017 |  | 03/08/2017
York | York | TMLX080C16MP11 | Natural Gas | Induced Draft | False | False | 1 | False | Down |  | None | Non-Condensing | Single-Stage |  | 0.5 | Premium |  | 80000 | 64000 |  |  | 78300 | 444 | 80 | 78 | [8 empty] | Federally-Regulated Consumer Product | 03/08/2017 |  | 03/08/2017
York | Evcon | D6NQ036N07206NX | Natural Gas | Induced Draft | False | True | 1 | False | Down |  | None | Non-Condensing | Single-Stage |  | 0.75 | Premium |  | 90000 | 72000 |  |  | 75500 | 1056 | 80.1 | 78 | [8 empty] | Federally-Regulated Consumer Product | 03/08/2017 |  | 03/08/2017
York | Evcon | RGF19100CP20MP11 | Natural Gas | Induced Draft | False | False | 1 | False | Down |  | None | Condensing | Single-Stage |  | 1 | Standard |  | 100000 | 97000 |  |  | 96600 | 1161 | 95.5 | 78 | [8 empty] | Federally-Regulated Consumer Product | 03/08/2017 |  | 03/08/2017
York | Coleman | CP9C120D20MP12 | LPG | Induced Draft | False | False | 1 | False | Down |  | None | Condensing | Step Modulating |  | 1 | Premium |  | 120000 | 116000 |  |  | 112400 | 597 | 98 | 78 | [8 empty] | Federally-Regulated Consumer Product | 03/08/2017 |  | 03/08/2017
York | Evcon | TM9V060B12MP11 | Natural Gas | Induced Draft | False | False | 1 | False | Up | None | None | Condensing | Two-Stage Modulating | Variable-Speed | 0.5 | Premium | 60 | 60000 | 58000 | 1343 | 456 | 47800 | 284 | 96 | 78 | [8 empty] | Federally-Regulated Consumer Product | 03/08/2017 |  | 03/08/2017
York | Fraser Johnston | TM9E080C16MP11 | LPG | Induced Draft | False | False | 1 | False | Down |  | None | Condensing | Single-Stage |  | 0.5 | Premium |  | 80000 | 77000 |  |  | 82800 | 429 | 95 | 78 | [8 empty] | Federally-Regulated Consumer Product | 03/08/2017 |  | 03/08/2017
York | Johnson Controls | V33D[N,S]3******** | Natural Gas | Induced Draft | False | True | 3 | False | Horizontal |  | None | Non-Condensing | Single-Stage |  | 10 | Standard |  | 267000 | 213000 | [6 empty] | 80 | 80 | [6 empty] | Federally-Regulated Commercial & Industrial Equipment | 03/08/2017 |  | 03/08/2017
York | Luxaire | D6NQ030N03606NX | LPG | Induced Draft | False | True | 1 | False | Down |  | None | Non-Condensing | Single-Stage |  | 0.75 | Premium |  | 45000 | 36000 |  |  | 37900 | 468 | 80.5 | 78 | [8 empty] | Federally-Regulated Consumer Product | 03/08/2017 |  | 03/08/2017
York | York | D6NZ036D07206NX | Natural Gas | Induced Draft | False | True | 1 | False | Horizontal |  | None | Non-Condensing | Two-Stage Modulating |  | 0.75 | Premium |  | 90000 | 72000 |  |  | 74700 | 273 | 80 | 78 | [8 empty] | Federally-Regulated Consumer Product | 03/08/2017 |  | 03/08/2017
York | Fraser Johnston | TM8V080B12MP11 | LPG | Induced Draft | False | False | 1 | False | Horizontal |  | None | Non-Condensing | Two-Stage Modulating |  | 0.5 | Premium |  | 80000 | 63000 |  |  | 75800 | 315 | 80 | 78 | [8 empty] | Federally-Regulated Consumer Product | 03/08/2017 |  | 03/08/2017
York | Coleman | D6NZ060N11006NX | Natural Gas | Induced Draft | False | True | 1 | False | Down |  | None | Non-Condensing | Single-Stage |  | 1 | Premium |  | 135000 | 108000 |  |  | 115300 | 1073 | 80.2 | 78 | [8 empty] | Federally-Regulated Consumer Product | 03/08/2017 |  | 03/08/2017
York | York | TGLS100B12MP11 | LPG | Induced Draft | False | False | 1 | False | Horizontal | None | None | Non-Condensing | Single-Stage | Multiple-Speed | 0.33 | Standard |  | 100000 | 80000 | 1223 | 614 | 96100 | 935 | 80 | 78 | [8 empty] | Federally-Regulated Consumer Product | 03/08/2017 |  | 03/08/2017
York | York | YPAL060F******** | Natural Gas | Induced Draft | False | True | 3 | False | Horizontal | None | None | Non-Condensing | Step Modulating | Single-Speed | 10 | Standard |  | 375000 | 300000 | [6 empty] | 80 | 80 | [5 empty] | 3 | Federally-Regulated Commercial & Industrial Equipment | 03/08/2017 |  | 03/08/2017
York | York | TMLV100C16MP11 | LPG | Induced Draft | False | False | 1 | False | Up |  | None | Non-Condensing | Two-Stage Modulating |  | 0.75 | Premium |  | 100000 | 80000 |  |  | 94700 | 368 | 80 | 78 | [8 empty] | Federally-Regulated Consumer Product | 03/08/2017 |  | 03/08/2017
York | York | TM8V060A12MP11 | LPG | Induced Draft | False | False | 1 | False | Horizontal |  | None | Non-Condensing | Two-Stage Modulating |  | 0.5 | Premium |  | 60000 | 47000 |  |  | 57000 | 259 | 80 | 78 | [8 empty] | Federally-Regulated Consumer Product | 03/08/2017 |  | 03/08/2017
York | Coleman | TMLT080C16MP11 | LPG | Induced Draft | False | False | 1 | False | Horizontal |  | None | Non-Condensing | Two-Stage Modulating |  | 0.5 | Standard |  | 80000 | 63000 |  |  | 77500 | 607 | 80 | 78 | [8 empty] | Federally-Regulated Consumer Product | 03/08/2017 |  | 03/08/2017
York | Coleman | TM9X100C20MP11 | LPG | Induced Draft | False | False | 1 | False | Down | None | None | Condensing | Single-Stage | Multiple-Speed | 0.75 | Premium |  | 100000 | 95000 | 1989 | 660 | 97700 | 833 | 95.5 | 78 | [8 empty] | Federally-Regulated Consumer Product | 03/08/2017 |  | 03/08/2017
York | York | D6NZ042N09006NX | LPG | Induced Draft | False | True | 1 | False | Horizontal |  | None | Non-Condensing | Single-Stage |  | 1 | Premium |  | 108000 | 87000 |  |  | 94400 | 1124 | 80.8 | 78 | [8 empty] | Federally-Regulated Consumer Product | 03/08/2017 |  | 03/08/2017
York | Luxaire | D6HQ060D11006NX | LPG | Induced Draft | False | True | 1 | False | Horizontal |  | None | Non-Condensing | Two-Stage Modulating |  | 1 | Premium |  | 135000 | 108000 |  |  | 114400 | 300 | 80 | 78 | [8 empty] | Federally-Regulated Consumer Product | 03/08/2017 |  | 03/08/2017
York | Coleman | MG9S100C20MP11 | LPG | Induced Draft | False | False | 1 | True | Horizontal |  | None | Condensing | Single-Stage |  | 1 | Standard |  | 100000 | 97000 |  |  | 96600 | 1161 | 95.5 | 75 | [8 empty] | Federally-Regulated Consumer Product | 03/08/2017 |  | 03/08/2017
York | Coleman | D7NQ036D07206NX | LPG | Induced Draft | False | True | 1 | False | Horizontal |  | None | Non-Condensing | Two-Stage Modulating |  | 0.75 | Premium |  | 90000 | 74000 |  |  | 73500 | 341 | 81 | 78 | [8 empty] | Federally-Regulated Consumer Product | 03/08/2017 |  | 03/08/2017
York | York | D6NZ060D11006NX | Natural Gas | Induced Draft | False | True | 1 | False | Horizontal |  | None | Non-Condensing | Two-Stage Modulating |  | 1 | Premium |  | 135000 | 108000 |  |  | 114400 | 262 | 80 | 78 | [8 empty] | Federally-Regulated Consumer Product | 03/08/2017 |  | 03/08/2017
York | Evcon | D7NQ060N09006NX | LPG | Induced Draft | False | True | 1 | False | Horizontal |  | None | Non-Condensing | Single-Stage |  | 1 | Premium |  | 108000 | 88000 |  |  | 96900 | 467 | 81 | 78 | [8 empty] | Federally-Regulated Consumer Product | 03/08/2017 |  | 03/08/2017
York | Coleman | TM9V120D20MP11 | LPG | Induced Draft | False | False | 1 | False | Down | None | None | Condensing | Two-Stage Modulating | Variable-Speed | 1 | Premium | 60 | 120000 | 115000 | 2006 | 718 | 109300 | 407 | 96 | 78 | [8 empty] | Federally-Regulated Consumer Product | 03/08/2017 |  | 03/08/2017
York | Evcon | D6NQ060D09006NX | LPG | Induced Draft | False | True | 1 | False | Horizontal |  | None | Non-Condensing | Two-Stage Modulating |  | 1 | Premium |  | 108000 | 87000 |  |  | 94100 | 287 | 80 | 78 | [8 empty] | Federally-Regulated Consumer Product | 03/08/2017 |  | 03/08/2017
York | Luxaire | TM9M080C16MP12 | LPG | Induced Draft | False | False | 1 | False | Horizontal |  | None | Condensing | Step Modulating |  | 0.75 | Standard |  | 80000 | 78000 |  |  | 76300 | 1530 | 97 | 78 | [8 empty] | Federally-Regulated Consumer Product | 03/08/2017 |  | 03/08/2017
York | York | ZF060*08*1**** | LPG | Induced Draft | False | True | 1 | False | Down |  | None | Non-Condensing | Single-Stage |  | 1.5 | Standard |  | 100000 | 80000 |  |  | 93400 | 1438 | 80.5 | 78 | [8 empty] | Federally-Regulated Consumer Product | 03/08/2017 |  | 03/08/2017
York | Luxaire | TMLV060A12MP11 | Natural Gas | Induced Draft | False | False | 1 | False | Up |  | None | Non-Condensing | Two-Stage Modulating |  | 0.5 | Premium |  | 60000 | 47000 |  |  | 57000 | 259 | 80 | 78 | [8 empty] | Federally-Regulated Consumer Product | 03/08/2017 |  | 03/08/2017
York | Luxaire | TMLX060A12MP11 | Natural Gas | Induced Draft | False | False | 1 | False | Down |  | None | Non-Condensing | Single-Stage |  | 0.5 | Premium |  | 60000 | 48000 |  |  | 59100 | 243 | 80 | 78 | [8 empty] | Federally-Regulated Consumer Product | 03/08/2017 |  | 03/08/2017
York | Coleman | TMLT080C16MP11 | Natural Gas | Induced Draft | False | False | 1 | False | Up |  | None | Non-Condensing | Two-Stage Modulating |  | 0.5 | Standard |  | 80000 | 63000 |  |  | 77500 | 607 | 80 | 78 | [8 empty] | Federally-Regulated Consumer Product | 03/08/2017 |  | 03/08/2017
York | Guardian | GG9S060A10MP11 | Natural Gas | Induced Draft | False | False | 1 | False | Up | None | None | Condensing | Single-Stage | Multiple-Speed | 0.5 | Standard |  | 60000 | 58000 | 1103 | 769 | 47900 | 674 | 95.5 | 78 | [8 empty] | Federally-Regulated Consumer Product | 03/08/2017 |  | 03/08/2017
York | Evcon | RGF19080CE16MP11 | Natural Gas | Induced Draft | False | False | 1 | False | Up |  | None | Condensing | Single-Stage |  | 0.5 | Premium |  | 80000 | 76000 |  |  | 65200 | 539 | 95.5 | 78 | [8 empty] | Federally-Regulated Consumer Product | 03/08/2017 |  | 03/08/2017
York | Fraser Johnston | TMLV080C16MP11 | Natural Gas | Induced Draft | False | False | 1 | False | Horizontal |  | None | Non-Condensing | Two-Stage Modulating |  | 0.75 | Premium |  | 80000 | 63000 |  |  | 76900 | 323 | 80 | 78 | [8 empty] | Federally-Regulated Consumer Product | 03/08/2017 |  | 03/08/2017
York | Johnson Controls | H33E[D,T]5******** | Natural Gas | Induced Draft | False | True | 3 | False | Horizontal |  | None | Non-Condensing | Step Modulating |  | 10 | Standard |  | 533000 | 426000 | [6 empty] | 80 | 80 | [6 empty] | Federally-Regulated Commercial & Industrial Equipment | 03/08/2017 |  | 03/08/2017
York | York | D6NZ060N06506NX | LPG | Induced Draft | False | True | 1 | False | Horizontal |  | None | Non-Condensing | Single-Stage |  | 1 | Premium |  | 80000 | 64000 |  |  | 75500 | 910 | 80.7 | 78 | [8 empty] | Federally-Regulated Consumer Product | 03/08/2017 |  | 03/08/2017
York | Evcon | TM9M100C20MP12 | Natural Gas | Induced Draft | False | False | 1 | False | Horizontal |  | None | Condensing | Step Modulating |  | 1 | Standard |  | 100000 | 97000 |  |  | 93900 | 1231 | 97 | 78 | [8 empty] | Federally-Regulated Consumer Product | 03/08/2017 |  | 03/08/2017
York | Fraser Johnston | D6NQ042D09006NX | LPG | Induced Draft | False | True | 1 | False | Down |  | None | Non-Condensing | Two-Stage Modulating |  | 0.75 | Premium |  | 108000 | 87000 |  |  | 94900 | 259 | 80 | 78 | [8 empty] | Federally-Regulated Consumer Product | 03/08/2017 |  | 03/08/2017
York | Coleman | D6NQ024D05606NX | LPG | Induced Draft | False | True | 1 | False | Horizontal |  | None | Non-Condensing | Two-Stage Modulating |  | 0.5 | Premium |  | 70000 | 56000 |  |  | 57600 | 151 | 80 | 78 | [8 empty] | Federally-Regulated Consumer Product | 03/08/2017 |  | 03/08/2017
York | Guardian | RGF19080BE12MP11 | Natural Gas | Induced Draft | False | False | 1 | False | Horizontal |  | None | Condensing | Single-Stage |  | 0.5 | Premium |  | 80000 | 76000 |  |  | 65700 | 408 | 95.5 | 78 | [8 empty] | Federally-Regulated Consumer Product | 03/08/2017 |  | 03/08/2017
York | Luxaire | D6NQ030D05606NX | Natural Gas | Induced Draft | False | True | 1 | False | Horizontal |  | None | Non-Condensing | Two-Stage Modulating |  | 0.75 | Premium |  | 70000 | 56000 |  |  | 55700 | 252 | 80 | 78 | [8 empty] | Federally-Regulated Consumer Product | 03/08/2017 |  | 03/08/2017
York | Evcon | RGF1L060AE12MP11 | Natural Gas | Induced Draft | False | False | 1 | False | Down |  | None | Non-Condensing | Single-Stage |  | 0.5 | Premium |  | 60000 | 48000 |  |  | 59100 | 243 | 80 | 78 | [8 empty] | Federally-Regulated Consumer Product | 03/08/2017 |  | 03/08/2017
York | Luxaire | TMLT080C16MP11 | LPG | Induced Draft | False | False | 1 | False | Horizontal |  | None | Non-Condensing | Two-Stage Modulating |  | 0.5 | Standard |  | 80000 | 63000 |  |  | 77500 | 607 | 80 | 78 | [8 empty] | Federally-Regulated Consumer Product | 03/08/2017 |  | 03/08/2017
York | Fraser Johnston | TM9M080B12MP12 | LPG | Induced Draft | False | False | 1 | False | Up |  | None | Condensing | Step Modulating |  | 0.5 | Standard |  | 80000 | 77000 |  |  | 77900 | 1113 | 97 | 78 | [8 empty] | Federally-Regulated Consumer Product | 03/08/2017 |  | 03/08/2017
York | Luxaire | TM9E080B12MP11 | Natural Gas | Induced Draft | False | False | 1 | False | Up |  | None | Condensing | Single-Stage |  | 0.5 | Premium |  | 80000 | 77000 |  |  | 83000 | 382 | 95 | 78 | [8 empty] | Federally-Regulated Consumer Product | 03/08/2017 |  | 03/08/2017
York | Fraser Johnston | TGLS120C20MP11 | LPG | Induced Draft | False | False | 1 | False | Down | None | None | Non-Condensing | Single-Stage | Multiple-Speed | 1 | Standard |  | 120000 | 96000 | 2338 | 1286 | 115200 | 1150 | 80 | 78 | [8 empty] | Federally-Regulated Consumer Product | 03/08/2017 |  | 03/08/2017
York | Fraser Johnston | TM9E120D20MP11 | Natural Gas | Induced Draft | False | False | 1 | False | Horizontal |  | None | Condensing | Single-Stage |  | 0.75 | Premium |  | 120000 | 114000 |  |  | 115900 | 624 | 95 | 78 | [8 empty] | Federally-Regulated Consumer Product | 03/08/2017 |  | 03/08/2017
York | Coleman | TG8S120C20MP11 | Natural Gas | Induced Draft | False | False | 1 | False | Down | None | None | Non-Condensing | Single-Stage | Multiple-Speed | 1 | Standard |  | 120000 | 96000 | 2338 | 1286 | 115200 | 1150 | 80 | 78 | [8 empty] | Federally-Regulated Consumer Product | 03/08/2017 |  | 03/08/2017
York | Guardian | GG8S100C16MP11 | LPG | Induced Draft | False | False | 1 | False | Down | None | None | Non-Condensing | Single-Stage | Multiple-Speed | 0.5 | Standard |  | 100000 | 80000 | 1820 | 1012 | 96100 | 930 | 80 | 78 | [8 empty] | Federally-Regulated Consumer Product | 03/08/2017 |  | 03/08/2017
York | Fraser Johnston | D6NX024D05606NX | Natural Gas | Induced Draft | False | True | 1 | False | Down |  | None | Non-Condensing | Two-Stage Modulating |  | 0.5 | Premium |  | 70000 | 56000 |  |  | 57600 | 151 | 80 | 78 | [8 empty] | Federally-Regulated Consumer Product | 03/08/2017 |  | 03/08/2017
York | Evcon | RGF19080CE16MP11 | LPG | Induced Draft | False | False | 1 | False | Horizontal |  | None | Condensing | Single-Stage |  | 0.5 | Premium |  | 80000 | 76000 |  |  | 65200 | 539 | 95.5 | 78 | [8 empty] | Federally-Regulated Consumer Product | 03/08/2017 |  | 03/08/2017
York | Evcon | D7NX048N09006NX | Natural Gas | Induced Draft | False | True | 1 | False | Down |  | None | Non-Condensing | Single-Stage |  | 1 | Premium |  | 108000 | 88000 |  |  | 96900 | 467 | 81 | 78 | [8 empty] | Federally-Regulated Consumer Product | 03/08/2017 |  | 03/08/2017
York | Evcon | RGF1L080CE16MP11 | LPG | Induced Draft | False | False | 1 | False | Horizontal |  | None | Non-Condensing | Single-Stage |  | 0.5 | Premium |  | 80000 | 64000 |  |  | 78300 | 444 | 80 | 78 | [8 empty] | Federally-Regulated Consumer Product | 03/08/2017 |  | 03/08/2017
York | Fraser Johnston | TM8X060A12MP11 | LPG | Induced Draft | False | False | 1 | False | Down |  | None | Non-Condensing | Single-Stage |  | 0.5 | Premium |  | 60000 | 48000 |  |  | 59100 | 243 | 80 | 78 | [8 empty] | Federally-Regulated Consumer Product | 03/08/2017 |  | 03/08/2017
York | Coleman | TM8X100C20MP11 | Natural Gas | Induced Draft | False | False | 1 | False | Down |  | None | Non-Condensing | Single-Stage |  | 0.75 | Premium |  | 100000 | 80000 |  |  | 97800 | 568 | 80 | 78 | [8 empty] | Federally-Regulated Consumer Product | 03/08/2017 |  | 03/08/2017
York | Luxaire | D7NQ042D09006NX | Natural Gas | Induced Draft | False | True | 1 | False | Horizontal |  | None | Non-Condensing | Two-Stage Modulating |  | 1 | Premium |  | 108000 | 89000 |  |  | 94500 | 338 | 81 | 78 | [8 empty] | Federally-Regulated Consumer Product | 03/08/2017 |  | 03/08/2017
York | Johnson Controls | T33E[N,S]3******** | LPG | Induced Draft | False | True | 3 | False | Down |  | None | Non-Condensing | Single-Stage |  | 10 | Standard |  | 267000 | 213000 | [6 empty] | 80 | 80 | [6 empty] | Federally-Regulated Commercial & Industrial Equipment | 03/08/2017 |  | 03/08/2017
York | York | TM9V120D20MP11 | LPG | Induced Draft | False | False | 1 | False | Horizontal | None | None | Condensing | Two-Stage Modulating | Variable-Speed | 1 | Premium | 60 | 120000 | 115000 | 2006 | 718 | 109300 | 407 | 96 | 78 | [8 empty] | Federally-Regulated Consumer Product | 03/08/2017 |  | 03/08/2017
York | York | D7NX048N06506NX | LPG | Induced Draft | False | True | 1 | False | Down |  | None | Non-Condensing | Single-Stage |  | 1 | Premium |  | 80000 | 66000 |  |  | 77300 | 424 | 81 | 78 | [8 empty] | Federally-Regulated Consumer Product | 03/08/2017 |  | 03/08/2017
York | York | TGLS100C20MP11 | Natural Gas | Induced Draft | False | False | 1 | False | Down | None | None | Non-Condensing | Single-Stage | Multiple-Speed | 1 | Standard |  | 100000 | 80000 | 2478 | 1307 | 95100 | 1178 | 80 | 78 | [8 empty] | Federally-Regulated Consumer Product | 03/08/2017 |  | 03/08/2017
York | Luxaire | D6NQ024N03606NX | Natural Gas | Induced Draft | False | True | 1 | False | Down |  | None | Non-Condensing | Single-Stage |  | 0.5 | Premium |  | 45000 | 36000 |  |  | 37900 | 468 | 80.2 | 78 | [8 empty] | Federally-Regulated Consumer Product | 03/08/2017 |  | 03/08/2017
York | Luxaire | TM9M080B12MP12 | Natural Gas | Induced Draft | False | False | 1 | False | Horizontal |  | None | Condensing | Step Modulating |  | 0.5 | Standard |  | 80000 | 77000 |  |  | 77900 | 1113 | 97 | 78 | [8 empty] | Federally-Regulated Consumer Product | 03/08/2017 |  | 03/08/2017
York | Luxaire | TPLC080C16MP12 | LPG | Induced Draft | False | False | 1 | False | Horizontal |  | None | Non-Condensing | Step Modulating |  | 0.75 | Premium |  | 80000 | 62000 |  |  | 77700 | 199 | 80 | 78 | [8 empty] | Federally-Regulated Consumer Product | 03/08/2017 |  | 03/08/2017
York | Luxaire | TP9C080C16MP12 | LPG | Induced Draft | False | False | 1 | False | Horizontal |  | None | Condensing | Step Modulating |  | 0.75 | Premium |  | 80000 | 78000 |  |  | 80600 | 460 | 97.7 | 78 | [8 empty] | Federally-Regulated Consumer Product | 03/08/2017 |  | 03/08/2017
York | Luxaire | TG8S060A10MP11 | LPG | Induced Draft | False | False | 1 | False | Down | None | None | Non-Condensing | Single-Stage | Multiple-Speed | 0.33 | Standard |  | 60000 | 48000 | 1004 | 708 | 57700 | 553 | 80 | 78 | [8 empty] | Federally-Regulated Consumer Product | 03/08/2017 |  | 03/08/2017
York | York | MG9S100C20MP11 | LPG | Induced Draft | False | False | 1 | True | Down |  | None | Condensing | Single-Stage |  | 1 | Standard |  | 100000 | 97000 |  |  | 96600 | 1161 | 95.5 | 75 | [8 empty] | Federally-Regulated Consumer Product | 03/08/2017 |  | 03/08/2017
York | Fraser Johnston | D6NZ042N09006NX | Natural Gas | Induced Draft | False | True | 1 | False | Horizontal |  | None | Non-Condensing | Single-Stage |  | 1 | Premium |  | 108000 | 87000 |  |  | 94400 | 1124 | 80.8 | 78 | [8 empty] | Federally-Regulated Consumer Product | 03/08/2017 |  | 03/08/2017
York | Coleman | TG9S080B12MP11 | Natural Gas | Induced Draft | False | False | 1 | False | Up | None | None | Condensing | Single-Stage | Multiple-Speed | 0.5 | Standard |  | 80000 | 78000 | 1370 | 854 | 80600 | 920 | 95.5 | 78 | [8 empty] | Federally-Regulated Consumer Product | 03/08/2017 |  | 03/08/2017
York | Luxaire | D6NZ036D07206NX | LPG | Induced Draft | False | True | 1 | False | Down |  | None | Non-Condensing | Two-Stage Modulating |  | 0.75 | Premium |  | 90000 | 72000 |  |  | 74700 | 273 | 80 | 78 | [8 empty] | Federally-Regulated Consumer Product | 03/08/2017 |  | 03/08/2017
York | Evcon | RGF1L100CP20MP11 | Natural Gas | Induced Draft | False | False | 1 | False | Up |  | None | Non-Condensing | Single-Stage |  | 1 | Standard |  | 100000 | 80000 |  |  | 95100 | 1226 | 80 | 78 | [8 empty] | Federally-Regulated Consumer Product | 03/08/2017 |  | 03/08/2017
York | Evcon | D7NX036D09006NX | Natural Gas | Induced Draft | False | True | 1 | False | Down |  | None | Non-Condensing | Two-Stage Modulating |  | 1 | Premium |  | 108000 | 89000 |  |  | 94500 | 338 | 81 | 78 | [8 empty] | Federally-Regulated Consumer Product | 03/08/2017 |  | 03/08/2017
York | York | TM9V060B12MP11 | Natural Gas | Induced Draft | False | False | 1 | False | Down | None | None | Condensing | Two-Stage Modulating | Variable-Speed | 0.5 | Premium | 60 | 60000 | 58000 | 1343 | 456 | 47800 | 284 | 96 | 78 | [8 empty] | Federally-Regulated Consumer Product | 03/08/2017 |  | 03/08/2017
York | York | TM9E060B12MP11 | Natural Gas | Induced Draft | False | False | 1 | False | Horizontal |  | None | Condensing | Single-Stage |  | 0.5 | Premium |  | 60000 | 57000 |  |  | 49600 | 284 | 95 | 78 | [8 empty] | Federally-Regulated Consumer Product | 03/08/2017 |  | 03/08/2017
York | Luxaire | G33E[D,T]3******** | Natural Gas | Induced Draft | False | True | 3 | False | Down |  | None | Non-Condensing | Step Modulating |  | 10 | Standard |  | 267000 | 213000 | [6 empty] | 80 | 80 | [6 empty] | Federally-Regulated Commercial & Industrial Equipment | 03/08/2017 |  | 03/08/2017
York | York | TPLC080B12MP11 | LPG | Induced Draft | False | False | 1 | False | Down | None | None | Non-Condensing | Step Modulating | Variable-Speed | 0.5 | Premium | 60 | 80000 | 62000 | 1290 | 380 | 79600 | 124 | 80 | 78 | [8 empty] | Federally-Regulated Consumer Product | 03/08/2017 |  | 03/08/2017
York | Coleman | TM8V080B12MP11 | Natural Gas | Induced Draft | False | False | 1 | False | Up |  | None | Non-Condensing | Two-Stage Modulating |  | 0.5 | Premium |  | 80000 | 63000 |  |  | 75800 | 315 | 80 | 78 | [8 empty] | Federally-Regulated Consumer Product | 03/08/2017 |  | 03/08/2017
York | York | D6NQ036D05606NX | LPG | Induced Draft | False | True | 1 | False | Horizontal |  | None | Non-Condensing | Two-Stage Modulating |  | 0.75 | Premium |  | 70000 | 56000 |  |  | 58000 | 263 | 80 | 78 | [8 empty] | Federally-Regulated Consumer Product | 03/08/2017 |  | 03/08/2017
York | Guardian | RGF19120DP20MP11 | LPG | Induced Draft | False | False | 1 | False | Horizontal |  | None | Condensing | Single-Stage |  | 1 | Standard |  | 120000 | 116000 |  |  | 112600 | 1359 | 95.5 | 78 | [8 empty] | Federally-Regulated Consumer Product | 03/08/2017 |  | 03/08/2017
York | Luxaire | TG8S060A12MP11 | Natural Gas | Induced Draft | False | False | 1 | False | Down | None | None | Non-Condensing | Single-Stage | Multiple-Speed | 0.33 | Standard |  | 60000 | 48000 | 1275 | 711 | 57400 | 623 | 80 | 78 | [8 empty] | Federally-Regulated Consumer Product | 03/08/2017 |  | 03/08/2017
York | Johnson Controls | S33D[N,S]3******** | Natural Gas | Induced Draft | False | True | 3 | False | Horizontal |  | None | Non-Condensing | Single-Stage |  | 10 | Standard |  | 267000 | 213000 | [6 empty] | 80 | 80 | [6 empty] | Federally-Regulated Commercial & Industrial Equipment | 03/08/2017 |  | 03/08/2017
York | York | D7NQ048N06506NX | LPG | Induced Draft | False | True | 1 | False | Down |  | None | Non-Condensing | Single-Stage |  | 1 | Premium |  | 80000 | 66000 |  |  | 77300 | 424 | 81 | 78 | [8 empty] | Federally-Regulated Consumer Product | 03/08/2017 |  | 03/08/2017
York | Luxaire | TG9S080C22MP11 | LPG | Induced Draft | False | False | 1 | False | Up | None | None | Condensing | Single-Stage | Multiple-Speed | 1 | Standard |  | 80000 | 78000 | 2162 | 1285 | 80400 | 966 | 95.5 | 78 | [8 empty] | Federally-Regulated Consumer Product | 03/08/2017 |  | 03/08/2017
York | Evcon | D7NQ042N06506NX | LPG | Induced Draft | False | True | 1 | False | Down |  | None | Non-Condensing | Single-Stage |  | 1 | Premium |  | 80000 | 66000 |  |  | 77300 | 424 | 81 | 78 | [8 empty] | Federally-Regulated Consumer Product | 03/08/2017 |  | 03/08/2017
York | Evcon | D6NQ024N03606NX | LPG | Induced Draft | False | True | 1 | False | Down |  | None | Non-Condensing | Single-Stage |  | 0.5 | Premium |  | 45000 | 36000 |  |  | 37900 | 468 | 80.2 | 78 | [8 empty] | Federally-Regulated Consumer Product | 03/08/2017 |  | 03/08/2017
York | Coleman | CPLC100C16MP12 | Natural Gas | Induced Draft | False | False | 1 | False | Horizontal |  | None | Non-Condensing | Step Modulating |  | 0.75 | Premium |  | 100000 | 78000 |  |  | 97300 | 253 | 80 | 78 | [8 empty] | Federally-Regulated Consumer Product | 03/08/2017 |  | 03/08/2017
York | York | D6NQ036N07206NX | LPG | Induced Draft | False | True | 1 | False | Down |  | None | Non-Condensing | Single-Stage |  | 0.75 | Premium |  | 90000 | 72000 |  |  | 75500 | 1056 | 80.1 | 78 | [8 empty] | Federally-Regulated Consumer Product | 03/08/2017 |  | 03/08/2017
York | Evcon | TG9S120D20MP11 | Natural Gas | Induced Draft | False | False | 1 | False | Up | None | None | Condensing | Single-Stage | Multiple-Speed | 1 | Standard |  | 120000 | 116000 | 1977 | 1190 | 112700 | 1311 | 95.5 | 78 | [8 empty] | Federally-Regulated Consumer Product | 03/08/2017 |  | 03/08/2017
York | York | D7NQ048D09006NX | LPG | Induced Draft | False | True | 1 | False | Horizontal |  | None | Non-Condensing | Two-Stage Modulating |  | 1 | Premium |  | 108000 | 89000 |  |  | 94500 | 338 | 81 | 78 | [8 empty] | Federally-Regulated Consumer Product | 03/08/2017 |  | 03/08/2017
York | Luxaire | TP9C120D20MP12 | Natural Gas | Induced Draft | False | False | 1 | False | Horizontal |  | None | Condensing | Step Modulating |  | 1 | Premium |  | 120000 | 116000 |  |  | 112400 | 597 | 98 | 78 | [8 empty] | Federally-Regulated Consumer Product | 03/08/2017 |  | 03/08/2017
York | Evcon | RGF19080CE16MP12 | Natural Gas | Induced Draft | False | False | 1 | False | Up |  | None | Condensing | Single-Stage |  | 0.5 | Premium |  | 80000 | 77000 |  |  | 82800 | 429 | 95 | 78 | [8 empty] | Federally-Regulated Consumer Product | 03/08/2017 |  | 03/08/2017
York | Evcon | TM9V100C20MP11 | Natural Gas | Induced Draft | False | False | 1 | False | Horizontal | None | None | Condensing | Two-Stage Modulating | Variable-Speed | 1 | Premium | 60 | 100000 | 96000 | 2019 | 576 | 94300 | 386 | 96 | 78 | [8 empty] | Federally-Regulated Consumer Product | 03/08/2017 |  | 03/08/2017
York | York | Z33A[N,S]3******** | Natural Gas | Induced Draft | False | True | 3 | False | Down |  | None | Non-Condensing | Single-Stage |  | 10 | Standard |  | 267000 | 213000 | [6 empty] | 80 | 80 | [6 empty] | Federally-Regulated Commercial & Industrial Equipment | 03/08/2017 |  | 03/08/2017
York | York | D6NX048N06506NX | Natural Gas | Induced Draft | False | True | 1 | False | Down |  | None | Non-Condensing | Single-Stage |  | 1 | Premium |  | 80000 | 64000 |  |  | 73900 | 1250 | 80.8 | 78 | [8 empty] | Federally-Regulated Consumer Product | 03/08/2017 |  | 03/08/2017
York | Evcon | TM9V100C16MP11 | Natural Gas | Induced Draft | False | False | 1 | False | Horizontal | None | None | Condensing | Two-Stage Modulating | Variable-Speed | 0.75 | Premium | 60 | 100000 | 96000 | 1818 | 519 | 95600 | 364 | 96 | 78 | [8 empty] | Federally-Regulated Consumer Product | 03/08/2017 |  | 03/08/2017
York | Fraser Johnston | D6NQ042N06506NX | Natural Gas | Induced Draft | False | True | 1 | False | Horizontal |  | None | Non-Condensing | Single-Stage |  | 1 | Premium |  | 80000 | 64000 |  |  | 74700 | 1140 | 80.8 | 78 | [8 empty] | Federally-Regulated Consumer Product | 03/08/2017 |  | 03/08/2017
York | Coleman | D6NQ060N06506NX | Natural Gas | Induced Draft | False | True | 1 | False | Horizontal |  | None | Non-Condensing | Single-Stage |  | 1 | Premium |  | 80000 | 64000 |  |  | 75500 | 910 | 80.8 | 78 | [8 empty] | Federally-Regulated Consumer Product | 03/08/2017 |  | 03/08/2017
York | Coleman | D6NZ024D05606NX | LPG | Induced Draft | False | True | 1 | False | Down |  | None | Non-Condensing | Two-Stage Modulating |  | 0.5 | Premium |  | 70000 | 56000 |  |  | 57600 | 151 | 80 | 78 | [8 empty] | Federally-Regulated Consumer Product | 03/08/2017 |  | 03/08/2017
York | York | D7NX048D09006NX | LPG | Induced Draft | False | True | 1 | False | Horizontal |  | None | Non-Condensing | Two-Stage Modulating |  | 1 | Premium |  | 108000 | 89000 |  |  | 94500 | 338 | 81 | 78 | [8 empty] | Federally-Regulated Consumer Product | 03/08/2017 |  | 03/08/2017
York | Coleman | D6NX048N06506NX | Natural Gas | Induced Draft | False | True | 1 | False | Down |  | None | Non-Condensing | Single-Stage |  | 1 | Premium |  | 80000 | 64000 |  |  | 73900 | 1250 | 80.8 | 78 | [8 empty] | Federally-Regulated Consumer Product | 03/08/2017 |  | 03/08/2017
York | Evcon | D7NX024N03606NX | Natural Gas | Induced Draft | False | True | 1 | False | Horizontal |  | None | Non-Condensing | Single-Stage |  | 0.5 | Premium |  | 45000 | 37000 |  |  | 38700 | 201 | 81 | 78 | [8 empty] | Federally-Regulated Consumer Product | 03/08/2017 |  | 03/08/2017
York | Luxaire | D7HQ060D11006NX | Natural Gas | Induced Draft | False | True | 1 | False | Horizontal |  | None | Non-Condensing | Two-Stage Modulating |  | 1 | Premium |  | 135000 | 110000 |  |  | 112900 | 413 | 81 | 78 | [8 empty] | Federally-Regulated Consumer Product | 03/08/2017 |  | 03/08/2017
York | Fraser Johnston | D7NX036N09006NX | Natural Gas | Induced Draft | False | True | 1 | False | Horizontal |  | None | Non-Condensing | Single-Stage |  | 1 | Premium |  | 108000 | 88000 |  |  | 96900 | 467 | 81 | 78 | [8 empty] | Federally-Regulated Consumer Product | 03/08/2017 |  | 03/08/2017
York | Evcon | TM8T120C20MP11 | LPG | Induced Draft | False | False | 1 | False | Down |  | None | Non-Condensing | Two-Stage Modulating |  | 1 | Standard |  | 120000 | 96000 |  |  | 116600 | 832 | 80 | 78 | [8 empty] | Federally-Regulated Consumer Product | 03/08/2017 |  | 03/08/2017
York | Fraser Johnston | TM9V120D20MP11 | LPG | Induced Draft | False | False | 1 | False | Up | None | None | Condensing | Two-Stage Modulating | Variable-Speed | 1 | Premium | 60 | 120000 | 115000 | 2006 | 718 | 109300 | 407 | 96 | 78 | [8 empty] | Federally-Regulated Consumer Product | 03/08/2017 |  | 03/08/2017
York | Johnson Controls | S33D[D,T]3******** | Natural Gas | Induced Draft | False | True | 3 | False | Horizontal |  | None | Non-Condensing | Step Modulating |  | 10 | Standard |  | 267000 | 213000 | [6 empty] | 80 | 80 | [6 empty] | Federally-Regulated Commercial & Industrial Equipment | 03/08/2017 |  | 03/08/2017
York | Fraser Johnston | TM9V100C16MP11 | Natural Gas | Induced Draft | False | False | 1 | False | Up | None | None | Condensing | Two-Stage Modulating | Variable-Speed | 0.75 | Premium | 60 | 100000 | 96000 | 1818 | 519 | 95600 | 364 | 96 | 78 | [8 empty] | Federally-Regulated Consumer Product | 03/08/2017 |  | 03/08/2017
York | Coleman | MG9S080C16MP11 | LPG | Induced Draft | False | False | 1 | True | Up |  | None | Condensing | Single-Stage |  | 0.75 | Standard |  | 80000 | 78000 |  |  | 80500 | 968 | 95.5 | 75 | [8 empty] | Federally-Regulated Consumer Product | 03/08/2017 |  | 03/08/2017
York | York | TMLV100C20MP11 | Natural Gas | Induced Draft | False | False | 1 | False | Horizontal |  | None | Non-Condensing | Two-Stage Modulating |  | 1 | Premium |  | 100000 | 80000 |  |  | 95200 | 380 | 80 | 78 | [8 empty] | Federally-Regulated Consumer Product | 03/08/2017 |  | 03/08/2017
York | Luxaire | TG9S120D20MP11 | Natural Gas | Induced Draft | False | False | 1 | False | Horizontal | None | None | Condensing | Single-Stage | Multiple-Speed | 1 | Standard |  | 120000 | 116000 | 1977 | 1190 | 112700 | 1311 | 95.5 | 78 | [8 empty] | Federally-Regulated Consumer Product | 03/08/2017 |  | 03/08/2017
York | Coleman | D6NQ060N11006NX | Natural Gas | Induced Draft | False | True | 1 | False | Down |  | None | Non-Condensing | Single-Stage |  | 1 | Premium |  | 135000 | 108000 |  |  | 115300 | 1073 | 80.2 | 78 | [8 empty] | Federally-Regulated Consumer Product | 03/08/2017 |  | 03/08/2017
York | Fraser Johnston | D6HQ048D09006NX | LPG | Induced Draft | False | True | 1 | False | Down |  | None | Non-Condensing | Two-Stage Modulating |  | 1 | Premium |  | 108000 | 87000 |  |  | 94100 | 287 | 80 | 78 | [8 empty] | Federally-Regulated Consumer Product | 03/08/2017 |  | 03/08/2017
York | Luxaire | TM9E080C16MP11 | LPG | Induced Draft | False | False | 1 | False | Horizontal |  | None | Condensing | Single-Stage |  | 0.5 | Premium |  | 80000 | 77000 |  |  | 82800 | 429 | 95 | 78 | [8 empty] | Federally-Regulated Consumer Product | 03/08/2017 |  | 03/08/2017
York | Fraser Johnston | TM9X080C16MP11 | LPG | Induced Draft | False | False | 1 | False | Up | None | None | Condensing | Single-Stage | Multiple-Speed | 0.5 | Premium |  | 80000 | 76000 | 1558 | 457 | 65200 | 513 | 95.5 | 78 | [8 empty] | Federally-Regulated Consumer Product | 03/08/2017 |  | 03/08/2017
York | Guardian | RGF19100CP16MP11 | LPG | Induced Draft | False | False | 1 | False | Up |  | None | Condensing | Single-Stage |  | 0.75 | Standard |  | 100000 | 97000 |  |  | 96400 | 1200 | 95.5 | 78 | [8 empty] | Federally-Regulated Consumer Product | 03/08/2017 |  | 03/08/2017
York | Coleman | X33E[D,T]5******** | Natural Gas | Induced Draft | False | True | 3 | False | Down |  | None | Non-Condensing | Step Modulating |  | 10 | Standard |  | 533000 | 426000 | [6 empty] | 80 | 80 | [6 empty] | Federally-Regulated Commercial & Industrial Equipment | 03/08/2017 |  | 03/08/2017
York | York | TM8X100C20MP11 | LPG | Induced Draft | False | False | 1 | False | Horizontal |  | None | Non-Condensing | Single-Stage |  | 0.75 | Premium |  | 100000 | 80000 |  |  | 97800 | 568 | 80 | 78 | [8 empty] | Federally-Regulated Consumer Product | 03/08/2017 |  | 03/08/2017
York | Luxaire | D6NQ060D11006NX | Natural Gas | Induced Draft | False | True | 1 | False | Horizontal |  | None | Non-Condensing | Two-Stage Modulating |  | 1 | Premium |  | 135000 | 108000 |  |  | 114400 | 300 | 80 | 78 | [8 empty] | Federally-Regulated Consumer Product | 03/08/2017 |  | 03/08/2017
York | Fraser Johnston | TG8S060A12MP11 | Natural Gas | Induced Draft | False | False | 1 | False | Horizontal | None | None | Non-Condensing | Single-Stage | Multiple-Speed | 0.33 | Standard |  | 60000 | 48000 | 1275 | 711 | 57400 | 623 | 80 | 78 | [8 empty] | Federally-Regulated Consumer Product | 03/08/2017 |  | 03/08/2017
York | Luxaire | D7NX036D09006NX | LPG | Induced Draft | False | True | 1 | False | Horizontal |  | None | Non-Condensing | Two-Stage Modulating |  | 1 | Premium |  | 108000 | 89000 |  |  | 94500 | 338 | 81 | 78 | [8 empty] | Federally-Regulated Consumer Product | 03/08/2017 |  | 03/08/2017
York | Luxaire | TGLS080B12MP11 | LPG | Induced Draft | False | False | 1 | False | Up | None | None | Non-Condensing | Single-Stage | Multiple-Speed | 0.33 | Standard |  | 80000 | 64000 | 1195 | 620 | 76700 | 793 | 80 | 78 | [8 empty] | Federally-Regulated Consumer Product | 03/08/2017 |  | 03/08/2017
York | Coleman | D6NQ024N03606NX | Natural Gas | Induced Draft | False | True | 1 | False | Horizontal |  | None | Non-Condensing | Single-Stage |  | 0.5 | Premium |  | 45000 | 36000 |  |  | 37900 | 468 | 80.2 | 78 | [8 empty] | Federally-Regulated Consumer Product | 03/08/2017 |  | 03/08/2017
York | Evcon | TM9M100C20MP12 | LPG | Induced Draft | False | False | 1 | False | Horizontal |  | None | Condensing | Step Modulating |  | 1 | Standard |  | 100000 | 97000 |  |  | 93900 | 1231 | 97 | 78 | [8 empty] | Federally-Regulated Consumer Product | 03/08/2017 |  | 03/08/2017
York | Fraser Johnston | TMLX080C16MP11 | LPG | Induced Draft | False | False | 1 | False | Up |  | None | Non-Condensing | Single-Stage |  | 0.5 | Premium |  | 80000 | 64000 |  |  | 78300 | 444 | 80 | 78 | [8 empty] | Federally-Regulated Consumer Product | 03/08/2017 |  | 03/08/2017
York | Fraser Johnston | TMLV100C16MP11 | LPG | Induced Draft | False | False | 1 | False | Up |  | None | Non-Condensing | Two-Stage Modulating |  | 0.75 | Premium |  | 100000 | 80000 |  |  | 94700 | 368 | 80 | 78 | [8 empty] | Federally-Regulated Consumer Product | 03/08/2017 |  | 03/08/2017
York | Luxaire | D6NZ036N03606NX | LPG | Induced Draft | False | True | 1 | False | Down |  | None | Non-Condensing | Single-Stage |  | 0.75 | Premium |  | 45000 | 36000 |  |  | 37300 | 590 | 80.4 | 78 | [8 empty] | Federally-Regulated Consumer Product | 03/08/2017 |  | 03/08/2017
York | Fraser Johnston | TG8S080B12MP11 | Natural Gas | Induced Draft | False | False | 1 | False | Up | None | None | Non-Condensing | Single-Stage | Multiple-Speed | 0.33 | Standard |  | 80000 | 64000 | 1195 | 620 | 76700 | 793 | 80 | 78 | [8 empty] | Federally-Regulated Consumer Product | 03/08/2017 |  | 03/08/2017
York | Luxaire | TM9M100C20MP12 | Natural Gas | Induced Draft | False | False | 1 | False | Down |  | None | Condensing | Step Modulating |  | 1 | Standard |  | 100000 | 97000 |  |  | 93900 | 1231 | 97 | 78 | [8 empty] | Federally-Regulated Consumer Product | 03/08/2017 |  | 03/08/2017
York | York | TGLS060A12MP11 | LPG | Induced Draft | False | False | 1 | False | Horizontal | None | None | Non-Condensing | Single-Stage | Multiple-Speed | 0.33 | Standard |  | 60000 | 48000 | 1275 | 711 | 57400 | 623 | 80 | 78 | [8 empty] | Federally-Regulated Consumer Product | 03/08/2017 |  | 03/08/2017
York | Fraser Johnston | ZK048*06*F**** | LPG | Induced Draft | False | True | 1 | False | Down |  | None | Non-Condensing | Single-Stage |  | 1.5 | Standard |  | 75000 | 60000 |  |  | 57700 | 396 | 80.9 | 78 | [8 empty] | Federally-Regulated Consumer Product | 03/08/2017 |  | 03/08/2017
York | Evcon | D7NQ048N11006NX | LPG | Induced Draft | False | True | 1 | False | Down |  | None | Non-Condensing | Single-Stage |  | 1 | Premium |  | 135000 | 109000 |  |  | 116700 | 462 | 81 | 78 | [8 empty] | Federally-Regulated Consumer Product | 03/08/2017 |  | 03/08/2017
York | Fraser Johnston | TGLS040A08MP11 | Natural Gas | Induced Draft | False | False | 1 | False | Down | None | None | Non-Condensing | Single-Stage | Multiple-Speed | 0.2 | Standard |  | 40000 | 32000 | 717 | 489 | 38300 | 473 | 80 | 78 | [8 empty] | Federally-Regulated Consumer Product | 03/08/2017 |  | 03/08/2017
York | Coleman | TGLS060A10MP11 | LPG | Induced Draft | False | False | 1 | False | Down | None | None | Non-Condensing | Single-Stage | Multiple-Speed | 0.33 | Standard |  | 60000 | 48000 | 1004 | 708 | 57700 | 553 | 80 | 78 | [8 empty] | Federally-Regulated Consumer Product | 03/08/2017 |  | 03/08/2017
York | Fraser Johnston | TM8V120C20MP11 | LPG | Induced Draft | False | False | 1 | False | Up |  | None | Non-Condensing | Two-Stage Modulating |  | 1 | Premium |  | 120000 | 96000 |  |  | 111300 | 456 | 80 | 78 | [8 empty] | Federally-Regulated Consumer Product | 03/08/2017 |  | 03/08/2017
York | Luxaire | TMLT080B12MP11 | Natural Gas | Induced Draft | False | False | 1 | False | Horizontal |  | None | Non-Condensing | Two-Stage Modulating |  | 0.33 | Standard |  | 80000 | 63000 |  |  | 77700 | 568 | 80 | 78 | [8 empty] | Federally-Regulated Consumer Product | 03/08/2017 |  | 03/08/2017
York | Johnson Controls | T33D[N,S]3******** | LPG | Induced Draft | False | True | 3 | False | Down |  | None | Non-Condensing | Single-Stage |  | 10 | Standard |  | 267000 | 213000 | [6 empty] | 80 | 80 | [6 empty] | Federally-Regulated Commercial & Industrial Equipment | 03/08/2017 |  | 03/08/2017
York | Coleman | TPLC120C20MP12 | LPG | Induced Draft | False | False | 1 | False | Horizontal |  | None | Non-Condensing | Step Modulating |  | 1 | Premium |  | 120000 | 95000 |  |  | 115200 | 484 | 80 | 78 | [8 empty] | Federally-Regulated Consumer Product | 03/08/2017 |  | 03/08/2017
York | Luxaire | G33D[N,S]3******** | Natural Gas | Induced Draft | False | True | 3 | False | Horizontal |  | None | Non-Condensing | Single-Stage |  | 10 | Standard |  | 267000 | 213000 | [6 empty] | 80 | 80 | [6 empty] | Federally-Regulated Commercial & Industrial Equipment | 03/08/2017 |  | 03/08/2017
York | York | TG8S100C16MP11 | LPG | Induced Draft | False | False | 1 | False | Up | None | None | Non-Condensing | Single-Stage | Multiple-Speed | 0.5 | Standard |  | 100000 | 80000 | 1820 | 1012 | 96100 | 930 | 80 | 78 | [8 empty] | Federally-Regulated Consumer Product | 03/08/2017 |  | 03/08/2017
York | Evcon | RGF19100CP16MP11 | Natural Gas | Induced Draft | False | False | 1 | False | Down |  | None | Condensing | Single-Stage |  | 0.75 | Standard |  | 100000 | 97000 |  |  | 96400 | 1200 | 95.5 | 78 | [8 empty] | Federally-Regulated Consumer Product | 03/08/2017 |  | 03/08/2017
York | York | D7NQ036N07206NX | Natural Gas | Induced Draft | False | True | 1 | False | Horizontal |  | None | Non-Condensing | Single-Stage |  | 0.75 | Premium |  | 90000 | 73000 |  |  | 76900 | 510 | 81 | 78 | [8 empty] | Federally-Regulated Consumer Product | 03/08/2017 |  | 03/08/2017
York | Evcon | TG8S080B12MP11 | LPG | Induced Draft | False | False | 1 | False | Horizontal | None | None | Non-Condensing | Single-Stage | Multiple-Speed | 0.33 | Standard |  | 80000 | 64000 | 1195 | 620 | 76700 | 793 | 80 | 78 | [8 empty] | Federally-Regulated Consumer Product | 03/08/2017 |  | 03/08/2017
York | Luxaire | D7HQ048D09006NX | LPG | Induced Draft | False | True | 1 | False | Down |  | None | Non-Condensing | Two-Stage Modulating |  | 1 | Premium |  | 108000 | 89000 |  |  | 94500 | 338 | 81 | 78 | [8 empty] | Federally-Regulated Consumer Product | 03/08/2017 |  | 03/08/2017
York | Coleman | D7NQ060N06506NX | LPG | Induced Draft | False | True | 1 | False | Horizontal |  | None | Non-Condensing | Single-Stage |  | 1 | Premium |  | 80000 | 66000 |  |  | 77300 | 424 | 81 | 78 | [8 empty] | Federally-Regulated Consumer Product | 03/08/2017 |  | 03/08/2017
York | Fraser Johnston | TM8V120C20MP11 | LPG | Induced Draft | False | False | 1 | False | Horizontal |  | None | Non-Condensing | Two-Stage Modulating |  | 1 | Premium |  | 120000 | 96000 |  |  | 111300 | 456 | 80 | 78 | [8 empty] | Federally-Regulated Consumer Product | 03/08/2017 |  | 03/08/2017
York | York | TGLS130D20MP11 | Natural Gas | Induced Draft | False | False | 1 | False | Horizontal | None | None | Non-Condensing | Single-Stage | Multiple-Speed | 1 | Standard |  | 130000 | 104000 | 2399 | 1324 | 114700 | 1265 | 80 | 78 | [8 empty] | Federally-Regulated Consumer Product | 03/08/2017 |  | 03/08/2017
York | Evcon | RGF19120DE20MP11 | Natural Gas | Induced Draft | False | False | 1 | False | Horizontal |  | None | Condensing | Single-Stage |  | 0.75 | Premium |  | 120000 | 114000 |  |  | 114600 | 816 | 95.5 | 78 | [8 empty] | Federally-Regulated Consumer Product | 03/08/2017 |  | 03/08/2017
York | Guardian | GGLS120C16MP11 | LPG | Induced Draft | False | False | 1 | False | Up | None | None | Non-Condensing | Single-Stage | Multiple-Speed | 0.5 | Standard |  | 120000 | 96000 | 1600 | 1002 | 115100 | 1166 | 80 | 78 | [8 empty] | Federally-Regulated Consumer Product | 03/08/2017 |  | 03/08/2017
York | Evcon | TM9X080B12MP11 | LPG | Induced Draft | False | False | 1 | False | Down | None | None | Condensing | Single-Stage | Multiple-Speed | 0.5 | Premium |  | 80000 | 76000 | 1221 | 403 | 65700 | 408 | 95.5 | 78 | [8 empty] | Federally-Regulated Consumer Product | 03/08/2017 |  | 03/08/2017
York | York | TM9V060B12MP11 | LPG | Induced Draft | False | False | 1 | False | Up | None | None | Condensing | Two-Stage Modulating | Variable-Speed | 0.5 | Premium | 60 | 60000 | 58000 | 1343 | 456 | 47800 | 284 | 96 | 78 | [8 empty] | Federally-Regulated Consumer Product | 03/08/2017 |  | 03/08/2017
York | Evcon | TM9V080B12MP11 | LPG | Induced Draft | False | False | 1 | False | Down | None | None | Condensing | Two-Stage Modulating | Variable-Speed | 0.5 | Premium | 60 | 80000 | 77000 | 1320 | 529 | 79500 | 339 | 96 | 78 | [8 empty] | Federally-Regulated Consumer Product | 03/08/2017 |  | 03/08/2017
York | York | D6NX048D09006NX | LPG | Induced Draft | False | True | 1 | False | Down |  | None | Non-Condensing | Two-Stage Modulating |  | 1 | Premium |  | 108000 | 87000 |  |  | 94100 | 544 | 80 | 78 | [8 empty] | Federally-Regulated Consumer Product | 03/08/2017 |  | 03/08/2017
York | Evcon | TG9S080B12MP11 | LPG | Induced Draft | False | False | 1 | False | Up | None | None | Condensing | Single-Stage | Multiple-Speed | 0.5 | Standard |  | 80000 | 78000 | 1370 | 854 | 80600 | 920 | 95.5 | 78 | [8 empty] | Federally-Regulated Consumer Product | 03/08/2017 |  | 03/08/2017
York | Evcon | TMLT080C16MP11 | LPG | Induced Draft | False | False | 1 | False | Up |  | None | Non-Condensing | Two-Stage Modulating |  | 0.5 | Standard |  | 80000 | 63000 |  |  | 77500 | 607 | 80 | 78 | [8 empty] | Federally-Regulated Consumer Product | 03/08/2017 |  | 03/08/2017
York | York | TM9E120D20MP11 | Natural Gas | Induced Draft | False | False | 1 | False | Down |  | None | Condensing | Single-Stage |  | 0.75 | Premium |  | 120000 | 114000 |  |  | 115900 | 624 | 95 | 78 | [8 empty] | Federally-Regulated Consumer Product | 03/08/2017 |  | 03/08/2017
York | York | Z33D[D,T]5******** | LPG | Induced Draft | False | True | 3 | False | Horizontal |  | None | Non-Condensing | Step Modulating |  | 10 | Standard |  | 533000 | 426000 | [6 empty] | 80 | 80 | [6 empty] | Federally-Regulated Commercial & Industrial Equipment | 03/08/2017 |  | 03/08/2017
York | Luxaire | TG8S120C16MP11 | Natural Gas | Induced Draft | False | False | 1 | False | Horizontal | None | None | Non-Condensing | Single-Stage | Multiple-Speed | 0.5 | Standard |  | 120000 | 96000 | 1600 | 1002 | 115100 | 1166 | 80 | 78 | [8 empty] | Federally-Regulated Consumer Product | 03/08/2017 |  | 03/08/2017
York | Fraser Johnston | TM9V100C20MP11 | Natural Gas | Induced Draft | False | False | 1 | False | Horizontal | None | None | Condensing | Two-Stage Modulating | Variable-Speed | 1 | Premium | 60 | 100000 | 96000 | 2019 | 576 | 94300 | 386 | 96 | 78 | [8 empty] | Federally-Regulated Consumer Product | 03/08/2017 |  | 03/08/2017
York | Evcon | D7NQ030D05606NX | LPG | Induced Draft | False | True | 1 | False | Down |  | None | Non-Condensing | Two-Stage Modulating |  | 0.75 | Premium |  | 70000 | 57000 |  |  | 56100 | 216 | 81 | 78 | [8 empty] | Federally-Regulated Consumer Product | 03/08/2017 |  | 03/08/2017
York | Evcon | TMLV080B12MP11 | Natural Gas | Induced Draft | False | False | 1 | False | Horizontal |  | None | Non-Condensing | Two-Stage Modulating |  | 0.5 | Premium |  | 80000 | 63000 |  |  | 75800 | 315 | 80 | 78 | [8 empty] | Federally-Regulated Consumer Product | 03/08/2017 |  | 03/08/2017
York | York | TMLV120C20MP11 | LPG | Induced Draft | False | False | 1 | False | Up |  | None | Non-Condensing | Two-Stage Modulating |  | 1 | Premium |  | 120000 | 96000 |  |  | 111300 | 456 | 80 | 78 | [8 empty] | Federally-Regulated Consumer Product | 03/08/2017 |  | 03/08/2017
York | Fraser Johnston | TM8T080C16MP11 | Natural Gas | Induced Draft | False | False | 1 | False | Down |  | None | Non-Condensing | Two-Stage Modulating |  | 0.5 | Standard |  | 80000 | 63000 |  |  | 77500 | 607 | 80 | 78 | [8 empty] | Federally-Regulated Consumer Product | 03/08/2017 |  | 03/08/2017
York | Evcon | RGF19120DP20MP11 | LPG | Induced Draft | False | False | 1 | False | Down |  | None | Condensing | Single-Stage |  | 1 | Standard |  | 120000 | 116000 |  |  | 112600 | 1359 | 95.5 | 78 | [8 empty] | Federally-Regulated Consumer Product | 03/08/2017 |  | 03/08/2017
York | Evcon | TM9V100C20MP11 | Natural Gas | Induced Draft | False | False | 1 | False | Down | None | None | Condensing | Two-Stage Modulating | Variable-Speed | 1 | Premium | 60 | 100000 | 96000 | 2019 | 576 | 94300 | 386 | 96 | 78 | [8 empty] | Federally-Regulated Consumer Product | 03/08/2017 |  | 03/08/2017
York | Guardian | GG9S060A10MP11 | Natural Gas | Induced Draft | False | False | 1 | False | Horizontal | None | None | Condensing | Single-Stage | Multiple-Speed | 0.5 | Standard |  | 60000 | 58000 | 1103 | 769 | 47900 | 674 | 95.5 | 78 | [8 empty] | Federally-Regulated Consumer Product | 03/08/2017 |  | 03/08/2017
York | Fraser Johnston | TM8X080C16MP11 | LPG | Induced Draft | False | False | 1 | False | Horizontal |  | None | Non-Condensing | Single-Stage |  | 0.5 | Premium |  | 80000 | 64000 |  |  | 78300 | 444 | 80 | 78 | [8 empty] | Federally-Regulated Consumer Product | 03/08/2017 |  | 03/08/2017
York | York | TG8S060A10MP11 | LPG | Induced Draft | False | False | 1 | False | Down | None | None | Non-Condensing | Single-Stage | Multiple-Speed | 0.33 | Standard |  | 60000 | 48000 | 1004 | 708 | 57700 | 553 | 80 | 78 | [8 empty] | Federally-Regulated Consumer Product | 03/08/2017 |  | 03/08/2017
York | Coleman | TM9E100C20MP11 | LPG | Induced Draft | False | False | 1 | False | Horizontal |  | None | Condensing | Single-Stage |  | 0.75 | Premium |  | 100000 | 96000 |  |  | 99800 | 410 | 95 | 78 | [8 empty] | Federally-Regulated Consumer Product | 03/08/2017 |  | 03/08/2017
York | Fraser Johnston | TMLX120C20MP11 | Natural Gas | Induced Draft | False | False | 1 | False | Up |  | None | Non-Condensing | Single-Stage |  | 0.75 | Premium |  | 120000 | 96000 |  |  | 117500 | 635 | 80 | 78 | [8 empty] | Federally-Regulated Consumer Product | 03/08/2017 |  | 03/08/2017
York | York | TG8S120C16MP11 | Natural Gas | Induced Draft | False | False | 1 | False | Up | None | None | Non-Condensing | Single-Stage | Multiple-Speed | 0.5 | Standard |  | 120000 | 96000 | 1600 | 1002 | 115100 | 1166 | 80 | 78 | [8 empty] | Federally-Regulated Consumer Product | 03/08/2017 |  | 03/08/2017
York | Evcon | D6NZ024D05606NX | Natural Gas | Induced Draft | False | True | 1 | False | Horizontal |  | None | Non-Condensing | Two-Stage Modulating |  | 0.5 | Premium |  | 70000 | 56000 |  |  | 57600 | 151 | 80 | 78 | [8 empty] | Federally-Regulated Consumer Product | 03/08/2017 |  | 03/08/2017
York | Fraser Johnston | TM9V060B12MP11 | LPG | Induced Draft | False | False | 1 | False | Down | None | None | Condensing | Two-Stage Modulating | Variable-Speed | 0.5 | Premium | 60 | 60000 | 58000 | 1343 | 456 | 47800 | 284 | 96 | 78 | [8 empty] | Federally-Regulated Consumer Product | 03/08/2017 |  | 03/08/2017
York | Coleman | D6HQ030D05606NX | LPG | Induced Draft | False | True | 1 | False | Down |  | None | Non-Condensing | Two-Stage Modulating |  | 0.75 | Premium |  | 70000 | 56000 |  |  | 55700 | 252 | 80 | 78 | [8 empty] | Federally-Regulated Consumer Product | 03/08/2017 |  | 03/08/2017
York | Johnson Controls | T33A[N,S]3******** | LPG | Induced Draft | False | True | 3 | False | Down |  | None | Non-Condensing | Single-Stage |  | 10 | Standard |  | 267000 | 213000 | [6 empty] | 80 | 80 | [6 empty] | Federally-Regulated Commercial & Industrial Equipment | 03/08/2017 |  | 03/08/2017
York | Fraser Johnston | TGLS120C20MP11 | Natural Gas | Induced Draft | False | False | 1 | False | Up | None | None | Non-Condensing | Single-Stage | Multiple-Speed | 1 | Standard |  | 120000 | 96000 | 2338 | 1286 | 115200 | 1150 | 80 | 78 | [8 empty] | Federally-Regulated Consumer Product | 03/08/2017 |  | 03/08/2017
York | Luxaire | X33E[D,T]5******** | LPG | Induced Draft | False | True | 3 | False | Down |  | None | Non-Condensing | Step Modulating |  | 10 | Standard |  | 533000 | 426000 | [6 empty] | 80 | 80 | [6 empty] | Federally-Regulated Commercial & Industrial Equipment | 03/08/2017 |  | 03/08/2017
York | Luxaire | D7HQ024D05606NX | Natural Gas | Induced Draft | False | True | 1 | False | Down |  | None | Non-Condensing | Two-Stage Modulating |  | 0.5 | Premium |  | 70000 | 57000 |  |  | 56100 | 215 | 81 | 78 | [8 empty] | Federally-Regulated Consumer Product | 03/08/2017 |  | 03/08/2017
York | Fraser Johnston | TG8S100C20MP11 | Natural Gas | Induced Draft | False | False | 1 | False | Up | None | None | Non-Condensing | Single-Stage | Multiple-Speed | 1 | Standard |  | 100000 | 80000 | 2478 | 1307 | 95100 | 1178 | 80 | 78 | [8 empty] | Federally-Regulated Consumer Product | 03/08/2017 |  | 03/08/2017
York | Luxaire | LP9C060B12MP12 | Natural Gas | Induced Draft | False | False | 1 | False | Up |  | None | Condensing | Step Modulating |  | 0.5 | Premium |  | 60000 | 58000 |  |  | 48400 | 241 | 97.5 | 78 | [8 empty] | Federally-Regulated Consumer Product | 03/08/2017 |  | 03/08/2017
York | Luxaire | TGLS100C16MP11 | Natural Gas | Induced Draft | False | False | 1 | False | Up | None | None | Non-Condensing | Single-Stage | Multiple-Speed | 0.5 | Standard |  | 100000 | 80000 | 1820 | 1012 | 96100 | 930 | 80 | 78 | [8 empty] | Federally-Regulated Consumer Product | 03/08/2017 |  | 03/08/2017
York | Luxaire | LP9C080C16MP12 | LPG | Induced Draft | False | False | 1 | False | Up |  | None | Condensing | Step Modulating |  | 0.75 | Premium |  | 80000 | 78000 |  |  | 80600 | 460 | 97.7 | 78 | [8 empty] | Federally-Regulated Consumer Product | 03/08/2017 |  | 03/08/2017
York | Luxaire | TM9V100C20MP11 | Natural Gas | Induced Draft | False | False | 1 | False | Down | None | None | Condensing | Two-Stage Modulating | Variable-Speed | 1 | Premium | 60 | 100000 | 96000 | 2019 | 576 | 94300 | 386 | 96 | 78 | [8 empty] | Federally-Regulated Consumer Product | 03/08/2017 |  | 03/08/2017
York | Coleman | TG9S080C22MP11 | LPG | Induced Draft | False | False | 1 | False | Down | None | None | Condensing | Single-Stage | Multiple-Speed | 1 | Standard |  | 80000 | 78000 | 2162 | 1285 | 80400 | 966 | 95.5 | 78 | [8 empty] | Federally-Regulated Consumer Product | 03/08/2017 |  | 03/08/2017
York | Fraser Johnston | D6HQ048D09006NX | Natural Gas | Induced Draft | False | True | 1 | False | Horizontal |  | None | Non-Condensing | Two-Stage Modulating |  | 1 | Premium |  | 108000 | 87000 |  |  | 94100 | 287 | 80 | 78 | [8 empty] | Federally-Regulated Consumer Product | 03/08/2017 |  | 03/08/2017
York | Coleman | D7NX024N05606NX | LPG | Induced Draft | False | True | 1 | False | Horizontal |  | None | Non-Condensing | Single-Stage |  | 0.5 | Premium |  | 70000 | 57000 |  |  | 58300 | 241 | 81 | 78 | [8 empty] | Federally-Regulated Consumer Product | 03/08/2017 |  | 03/08/2017
York | Coleman | TMLX100C20MP11 | Natural Gas | Induced Draft | False | False | 1 | False | Horizontal |  | None | Non-Condensing | Single-Stage |  | 0.75 | Premium |  | 100000 | 80000 |  |  | 97800 | 568 | 80 | 78 | [8 empty] | Federally-Regulated Consumer Product | 03/08/2017 |  | 03/08/2017
York | Luxaire | TPLC120C20MP12 | LPG | Induced Draft | False | False | 1 | False | Up |  | None | Non-Condensing | Step Modulating |  | 1 | Premium |  | 120000 | 95000 |  |  | 115200 | 484 | 80 | 78 | [8 empty] | Federally-Regulated Consumer Product | 03/08/2017 |  | 03/08/2017
York | Coleman | TM9M100C20MP12 | Natural Gas | Induced Draft | False | False | 1 | False | Horizontal |  | None | Condensing | Step Modulating |  | 1 | Standard |  | 100000 | 97000 |  |  | 93900 | 1231 | 97 | 78 | [8 empty] | Federally-Regulated Consumer Product | 03/08/2017 |  | 03/08/2017
York | Coleman | TM9M080B12MP12 | LPG | Induced Draft | False | False | 1 | False | Horizontal |  | None | Condensing | Step Modulating |  | 0.5 | Standard |  | 80000 | 77000 |  |  | 77900 | 1113 | 97 | 78 | [8 empty] | Federally-Regulated Consumer Product | 03/08/2017 |  | 03/08/2017
York | Fraser Johnston | TM8V080C16MP11 | Natural Gas | Induced Draft | False | False | 1 | False | Down |  | None | Non-Condensing | Two-Stage Modulating |  | 0.75 | Premium |  | 80000 | 63000 |  |  | 76900 | 323 | 80 | 78 | [8 empty] | Federally-Regulated Consumer Product | 03/08/2017 |  | 03/08/2017
York | Coleman | TMLV120C20MP11 | LPG | Induced Draft | False | False | 1 | False | Down |  | None | Non-Condensing | Two-Stage Modulating |  | 1 | Premium |  | 120000 | 96000 |  |  | 111300 | 456 | 80 | 78 | [8 empty] | Federally-Regulated Consumer Product | 03/08/2017 |  | 03/08/2017
York | Fraser Johnston | TG8S100C20MP11 | LPG | Induced Draft | False | False | 1 | False | Down | None | None | Non-Condensing | Single-Stage | Multiple-Speed | 1 | Standard |  | 100000 | 80000 | 2478 | 1307 | 95100 | 1178 | 80 | 78 | [8 empty] | Federally-Regulated Consumer Product | 03/08/2017 |  | 03/08/2017
York | York | TM9X040A10MP11 | LPG | Induced Draft | False | False | 1 | False | Down |  | None | Condensing | Single-Stage |  | 0.5 | Premium |  | 40000 | 38000 |  |  | 32700 | 256 | 95.5 | 78 | [8 empty] | Federally-Regulated Consumer Product | 03/08/2017 |  | 03/08/2017
York | York | TPLC120C20MP12 | LPG | Induced Draft | False | False | 1 | False | Horizontal |  | None | Non-Condensing | Step Modulating |  | 1 | Premium |  | 120000 | 95000 |  |  | 115200 | 484 | 80 | 78 | [8 empty] | Federally-Regulated Consumer Product | 03/08/2017 |  | 03/08/2017
York | Luxaire | D6NZ060D09006NX | Natural Gas | Induced Draft | False | True | 1 | False | Down |  | None | Non-Condensing | Two-Stage Modulating |  | 1 | Premium |  | 108000 | 87000 |  |  | 94100 | 544 | 80 | 78 | [8 empty] | Federally-Regulated Consumer Product | 03/08/2017 |  | 03/08/2017
York | Fraser Johnston | TM8X100C16MP11 | LPG | Induced Draft | False | False | 1 | False | Up |  | None | Non-Condensing | Single-Stage |  | 0.5 | Premium |  | 100000 | 80000 |  |  | 98400 | 431 | 80 | 78 | [8 empty] | Federally-Regulated Consumer Product | 03/08/2017 |  | 03/08/2017
York | Luxaire | TM9M080C16MP12 | LPG | Induced Draft | False | False | 1 | False | Down |  | None | Condensing | Step Modulating |  | 0.75 | Standard |  | 80000 | 78000 |  |  | 76300 | 1530 | 97 | 78 | [8 empty] | Federally-Regulated Consumer Product | 03/08/2017 |  | 03/08/2017
York | Guardian | GGLS040A08MP11 | Natural Gas | Induced Draft | False | False | 1 | False | Down | None | None | Non-Condensing | Single-Stage | Multiple-Speed | 0.2 | Standard |  | 40000 | 32000 | 717 | 489 | 38300 | 473 | 80 | 78 | [8 empty] | Federally-Regulated Consumer Product | 03/08/2017 |  | 03/08/2017
York | Evcon | D6NX048N09006NX | LPG | Induced Draft | False | True | 1 | False | Down |  | None | Non-Condensing | Single-Stage |  | 1 | Premium |  | 108000 | 87000 |  |  | 93800 | 1315 | 80.6 | 78 | [8 empty] | Federally-Regulated Consumer Product | 03/08/2017 |  | 03/08/2017
York | Luxaire | TG9S100C20MP11 | LPG | Induced Draft | False | False | 1 | False | Horizontal | None | None | Condensing | Single-Stage | Multiple-Speed | 1 | Standard |  | 100000 | 97000 | 1934 | 1183 | 96600 | 1118 | 95.5 | 78 | [8 empty] | Federally-Regulated Consumer Product | 03/08/2017 |  | 03/08/2017
York | Evcon | ZK048*06*F**** | LPG | Induced Draft | False | True | 1 | False | Horizontal |  | None | Non-Condensing | Single-Stage |  | 1.5 | Standard |  | 75000 | 60000 |  |  | 57700 | 396 | 80.9 | 78 | [8 empty] | Federally-Regulated Consumer Product | 03/08/2017 |  | 03/08/2017
York | Luxaire | D7NQ024N05606NX | LPG | Induced Draft | False | True | 1 | False | Horizontal |  | None | Non-Condensing | Single-Stage |  | 0.5 | Premium |  | 70000 | 57000 |  |  | 58300 | 241 | 81 | 78 | [8 empty] | Federally-Regulated Consumer Product | 03/08/2017 |  | 03/08/2017
York | York | TM8X080C16MP11 | Natural Gas | Induced Draft | False | False | 1 | False | Down |  | None | Non-Condensing | Single-Stage |  | 0.5 | Premium |  | 80000 | 64000 |  |  | 78300 | 444 | 80 | 78 | [8 empty] | Federally-Regulated Consumer Product | 03/08/2017 |  | 03/08/2017
York | Coleman | TG9S080C16MP11 | LPG | Induced Draft | False | False | 1 | False | Up | None | None | Condensing | Single-Stage | Multiple-Speed | 0.75 | Standard |  | 80000 | 78000 | 1671 | 838 | 80500 | 929 | 95.5 | 78 | [8 empty] | Federally-Regulated Consumer Product | 03/08/2017 |  | 03/08/2017
York | Coleman | TGLS120C20MP11 | Natural Gas | Induced Draft | False | False | 1 | False | Up | None | None | Non-Condensing | Single-Stage | Multiple-Speed | 1 | Standard |  | 120000 | 96000 | 2338 | 1286 | 115200 | 1150 | 80 | 78 | [8 empty] | Federally-Regulated Consumer Product | 03/08/2017 |  | 03/08/2017
York | York | TMLT100C20MP11 | Natural Gas | Induced Draft | False | False | 1 | False | Down |  | None | Non-Condensing | Two-Stage Modulating |  | 1 | Standard |  | 100000 | 80000 |  |  | 97200 | 688 | 80 | 78 | [8 empty] | Federally-Regulated Consumer Product | 03/08/2017 |  | 03/08/2017
York | Luxaire | TGLS060A10MP11 | LPG | Induced Draft | False | False | 1 | False | Down | None | None | Non-Condensing | Single-Stage | Multiple-Speed | 0.33 | Standard |  | 60000 | 48000 | 1004 | 708 | 57700 | 553 | 80 | 78 | [8 empty] | Federally-Regulated Consumer Product | 03/08/2017 |  | 03/08/2017
York | Luxaire | TM9E060B12MP11 | LPG | Induced Draft | False | False | 1 | False | Horizontal |  | None | Condensing | Single-Stage |  | 0.5 | Premium |  | 60000 | 57000 |  |  | 49600 | 284 | 95 | 78 | [8 empty] | Federally-Regulated Consumer Product | 03/08/2017 |  | 03/08/2017
York | Luxaire | D7NQ036N05606NX | Natural Gas | Induced Draft | False | True | 1 | False | Down |  | None | Non-Condensing | Single-Stage |  | 0.75 | Premium |  | 70000 | 57000 |  |  | 57700 | 375 | 81 | 78 | [8 empty] | Federally-Regulated Consumer Product | 03/08/2017 |  | 03/08/2017
York | York | ZF036*08*1**** | Natural Gas | Induced Draft | False | True | 1 | False | Down |  | None | Non-Condensing | Single-Stage |  | 1.5 | Standard |  | 100000 | 80000 |  |  | 93400 | 1438 | 80.5 | 78 | [8 empty] | Federally-Regulated Consumer Product | 03/08/2017 |  | 03/08/2017
York | Guardian | RGF19080CE16MP11 | Natural Gas | Induced Draft | False | False | 1 | False | Up |  | None | Condensing | Single-Stage |  | 0.5 | Premium |  | 80000 | 76000 |  |  | 65200 | 539 | 95.5 | 78 | [8 empty] | Federally-Regulated Consumer Product | 03/08/2017 |  | 03/08/2017
York | York | D6NZ036N05606NX | Natural Gas | Induced Draft | False | True | 1 | False | Down |  | None | Non-Condensing | Single-Stage |  | 0.75 | Premium |  | 70000 | 56000 |  |  | 56200 | 876 | 80.2 | 78 | [8 empty] | Federally-Regulated Consumer Product | 03/08/2017 |  | 03/08/2017
York | Coleman | TM9T120D20MP11 | Natural Gas | Induced Draft | False | False | 1 | False | Up | None | None | Condensing | Two-Stage Modulating | Multiple-Speed | 1 | Standard |  | 120000 | 115000 | 1977 | 1190 | 113900 | 801 | 96 | 78 | [8 empty] | Federally-Regulated Consumer Product | 03/08/2017 |  | 03/08/2017
York | Luxaire | D6NZ024N05606NX | LPG | Induced Draft | False | True | 1 | False | Horizontal |  | None | Non-Condensing | Single-Stage |  | 0.5 | Premium |  | 70000 | 56000 |  |  | 56700 | 764 | 80.2 | 78 | [8 empty] | Federally-Regulated Consumer Product | 03/08/2017 |  | 03/08/2017
York | Fraser Johnston | TG8S100C20MP11 | Natural Gas | Induced Draft | False | False | 1 | False | Horizontal | None | None | Non-Condensing | Single-Stage | Multiple-Speed | 1 | Standard |  | 100000 | 80000 | 2478 | 1307 | 95100 | 1178 | 80 | 78 | [8 empty] | Federally-Regulated Consumer Product | 03/08/2017 |  | 03/08/2017
York | York | D6NQ024D05606NX | LPG | Induced Draft | False | True | 1 | False | Horizontal |  | None | Non-Condensing | Two-Stage Modulating |  | 0.5 | Premium |  | 70000 | 56000 |  |  | 57600 | 151 | 80 | 78 | [8 empty] | Federally-Regulated Consumer Product | 03/08/2017 |  | 03/08/2017
York | Evcon | TM9X060B12MP11 | Natural Gas | Induced Draft | False | False | 1 | False | Horizontal | None | None | Condensing | Single-Stage | Multiple-Speed | 0.5 | Premium |  | 60000 | 57000 | 1197 | 398 | 49000 | 394 | 95.5 | 78 | [8 empty] | Federally-Regulated Consumer Product | 03/08/2017 |  | 03/08/2017
York | Evcon | TM8V060A12MP11 | Natural Gas | Induced Draft | False | False | 1 | False | Down |  | None | Non-Condensing | Two-Stage Modulating |  | 0.5 | Premium |  | 60000 | 47000 |  |  | 57000 | 259 | 80 | 78 | [8 empty] | Federally-Regulated Consumer Product | 03/08/2017 |  | 03/08/2017
York | Guardian | RGF19080BP12MP11 | LPG | Induced Draft | False | False | 1 | False | Up |  | None | Condensing | Single-Stage |  | 0.5 | Standard |  | 80000 | 78000 |  |  | 80500 | 960 | 95.5 | 78 | [8 empty] | Federally-Regulated Consumer Product | 03/08/2017 |  | 03/08/2017
York | Luxaire | X33B[N,S]3******** | LPG | Induced Draft | False | True | 3 | False | Horizontal |  | None | Non-Condensing | Single-Stage |  | 10 | Standard |  | 267000 | 213000 | [6 empty] | 80 | 80 | [6 empty] | Federally-Regulated Commercial & Industrial Equipment | 03/08/2017 |  | 03/08/2017
York | York | TM9E080C16MP11 | Natural Gas | Induced Draft | False | False | 1 | False | Horizontal |  | None | Condensing | Single-Stage |  | 0.5 | Premium |  | 80000 | 77000 |  |  | 82800 | 429 | 95 | 78 | [8 empty] | Federally-Regulated Consumer Product | 03/08/2017 |  | 03/08/2017
York | York | D7NQ048D11006NX | Natural Gas | Induced Draft | False | True | 1 | False | Horizontal |  | None | Non-Condensing | Two-Stage Modulating |  | 1 | Premium |  | 135000 | 110000 |  |  | 112900 | 413 | 81 | 78 | [8 empty] | Federally-Regulated Consumer Product | 03/08/2017 |  | 03/08/2017
York | York | D6NZ048N06506NX | LPG | Induced Draft | False | True | 1 | False | Down |  | None | Non-Condensing | Single-Stage |  | 1 | Premium |  | 80000 | 64000 |  |  | 73900 | 1250 | 80.8 | 78 | [8 empty] | Federally-Regulated Consumer Product | 03/08/2017 |  | 03/08/2017
York | Fraser Johnston | TG9S080C22MP11 | Natural Gas | Induced Draft | False | False | 1 | False | Up | None | None | Condensing | Single-Stage | Multiple-Speed | 1 | Standard |  | 80000 | 78000 | 2162 | 1285 | 80400 | 966 | 95.5 | 78 | [8 empty] | Federally-Regulated Consumer Product | 03/08/2017 |  | 03/08/2017
York | Evcon | D7NQ030N05606NX | Natural Gas | Induced Draft | False | True | 1 | False | Down |  | None | Non-Condensing | Single-Stage |  | 0.75 | Premium |  | 70000 | 57000 |  |  | 57800 | 372 | 81 | 78 | [8 empty] | Federally-Regulated Consumer Product | 03/08/2017 |  | 03/08/2017
York | Fraser Johnston | D6NX048D11006NX | Natural Gas | Induced Draft | False | True | 1 | False | Down |  | None | Non-Condensing | Two-Stage Modulating |  | 1 | Premium |  | 135000 | 108000 |  |  | 114400 | 262 | 80 | 78 | [8 empty] | Federally-Regulated Consumer Product | 03/08/2017 |  | 03/08/2017
York | Luxaire | TG9S080B12MP11 | Natural Gas | Induced Draft | False | False | 1 | False | Down | None | None | Condensing | Single-Stage | Multiple-Speed | 0.5 | Standard |  | 80000 | 78000 | 1370 | 854 | 80600 | 920 | 95.5 | 78 | [8 empty] | Federally-Regulated Consumer Product | 03/08/2017 |  | 03/08/2017
York | Fraser Johnston | TMLV080C16MP11 | LPG | Induced Draft | False | False | 1 | False | Horizontal |  | None | Non-Condensing | Two-Stage Modulating |  | 0.75 | Premium |  | 80000 | 63000 |  |  | 76900 | 323 | 80 | 78 | [8 empty] | Federally-Regulated Consumer Product | 03/08/2017 |  | 03/08/2017
York | Guardian | GGLS060A12MP11 | LPG | Induced Draft | False | False | 1 | False | Horizontal | None | None | Non-Condensing | Single-Stage | Multiple-Speed | 0.33 | Standard |  | 60000 | 48000 | 1275 | 711 | 57400 | 623 | 80 | 78 | [8 empty] | Federally-Regulated Consumer Product | 03/08/2017 |  | 03/08/2017
York | Coleman | TM8X060A12MP11 | LPG | Induced Draft | False | False | 1 | False | Horizontal |  | None | Non-Condensing | Single-Stage |  | 0.5 | Premium |  | 60000 | 48000 |  |  | 59100 | 243 | 80 | 78 | [8 empty] | Federally-Regulated Consumer Product | 03/08/2017 |  | 03/08/2017
York | Evcon | TP9C080C16MP12 | LPG | Induced Draft | False | False | 1 | False | Down |  | None | Condensing | Step Modulating |  | 0.75 | Premium |  | 80000 | 78000 |  |  | 80600 | 460 | 97.7 | 78 | [8 empty] | Federally-Regulated Consumer Product | 03/08/2017 |  | 03/08/2017
York | Fraser Johnston | TMLT100C16MP11 | Natural Gas | Induced Draft | False | False | 1 | False | Up |  | None | Non-Condensing | Two-Stage Modulating |  | 0.5 | Standard |  | 100000 | 80000 |  |  | 96500 | 850 | 80 | 78 | [8 empty] | Federally-Regulated Consumer Product | 03/08/2017 |  | 03/08/2017
York | Fraser Johnston | TP9C100C16MP12 | LPG | Induced Draft | False | False | 1 | False | Up |  | None | Condensing | Step Modulating |  | 0.75 | Premium |  | 100000 | 97000 |  |  | 96500 | 536 | 97.7 | 78 | [8 empty] | Federally-Regulated Consumer Product | 03/08/2017 |  | 03/08/2017
York | Fraser Johnston | D7NQ048N11006NX | Natural Gas | Induced Draft | False | True | 1 | False | Horizontal |  | None | Non-Condensing | Single-Stage |  | 1 | Premium |  | 135000 | 109000 |  |  | 116700 | 462 | 81 | 78 | [8 empty] | Federally-Regulated Consumer Product | 03/08/2017 |  | 03/08/2017
York | Fraser Johnston | D6NZ048N06506NX | LPG | Induced Draft | False | True | 1 | False | Horizontal |  | None | Non-Condensing | Single-Stage |  | 1 | Premium |  | 80000 | 64000 |  |  | 73900 | 1250 | 80.8 | 78 | [8 empty] | Federally-Regulated Consumer Product | 03/08/2017 |  | 03/08/2017
York | York | D6NQ042D09006NX | LPG | Induced Draft | False | True | 1 | False | Horizontal |  | None | Non-Condensing | Two-Stage Modulating |  | 0.75 | Premium |  | 108000 | 87000 |  |  | 94900 | 259 | 80 | 78 | [8 empty] | Federally-Regulated Consumer Product | 03/08/2017 |  | 03/08/2017
York | Fraser Johnston | TM8X080B12MP11 | LPG | Induced Draft | False | False | 1 | False | Horizontal |  | None | Non-Condensing | Single-Stage |  | 0.5 | Premium |  | 80000 | 64000 |  |  | 78600 | 379 | 80 | 78 | [8 empty] | Federally-Regulated Consumer Product | 03/08/2017 |  | 03/08/2017
York | York | TGLS120C16MP11 | LPG | Induced Draft | False | False | 1 | False | Down | None | None | Non-Condensing | Single-Stage | Multiple-Speed | 0.5 | Standard |  | 120000 | 96000 | 1600 | 1002 | 115100 | 1166 | 80 | 78 | [8 empty] | Federally-Regulated Consumer Product | 03/08/2017 |  | 03/08/2017
York | Luxaire | D6NZ048N11006NX | LPG | Induced Draft | False | True | 1 | False | Horizontal |  | None | Non-Condensing | Single-Stage |  | 1 | Premium |  | 135000 | 108000 |  |  | 114000 | 1275 | 80.2 | 78 | [8 empty] | Federally-Regulated Consumer Product | 03/08/2017 |  | 03/08/2017
York | Luxaire | TGLS060A12MP11 | Natural Gas | Induced Draft | False | False | 1 | False | Horizontal | None | None | Non-Condensing | Single-Stage | Multiple-Speed | 0.33 | Standard |  | 60000 | 48000 | 1275 | 711 | 57400 | 623 | 80 | 78 | [8 empty] | Federally-Regulated Consumer Product | 03/08/2017 |  | 03/08/2017
York | Fraser Johnston | TMLV100C20MP11 | LPG | Induced Draft | False | False | 1 | False | Horizontal |  | None | Non-Condensing | Two-Stage Modulating |  | 1 | Premium |  | 100000 | 80000 |  |  | 95200 | 380 | 80 | 78 | [8 empty] | Federally-Regulated Consumer Product | 03/08/2017 |  | 03/08/2017
York | Evcon | TMLV100C16MP11 | LPG | Induced Draft | False | False | 1 | False | Up |  | None | Non-Condensing | Two-Stage Modulating |  | 0.75 | Premium |  | 100000 | 80000 |  |  | 94700 | 368 | 80 | 78 | [8 empty] | Federally-Regulated Consumer Product | 03/08/2017 |  | 03/08/2017
York | York | D6NQ042N09006NX | Natural Gas | Induced Draft | False | True | 1 | False | Down |  | None | Non-Condensing | Single-Stage |  | 1 | Premium |  | 108000 | 87000 |  |  | 94400 | 1124 | 80.6 | 78 | [8 empty] | Federally-Regulated Consumer Product | 03/08/2017 |  | 03/08/2017
York | Evcon | D6NZ036N05606NX | Natural Gas | Induced Draft | False | True | 1 | False | Horizontal |  | None | Non-Condensing | Single-Stage |  | 0.75 | Premium |  | 70000 | 56000 |  |  | 56200 | 876 | 80.2 | 78 | [8 empty] | Federally-Regulated Consumer Product | 03/08/2017 |  | 03/08/2017
York | Luxaire | D6NZ060D11006NX | Natural Gas | Induced Draft | False | True | 1 | False | Horizontal |  | None | Non-Condensing | Two-Stage Modulating |  | 1 | Premium |  | 135000 | 108000 |  |  | 114400 | 262 | 80 | 78 | [8 empty] | Federally-Regulated Consumer Product | 03/08/2017 |  | 03/08/2017
York | Coleman | TM8T080C16MP11 | LPG | Induced Draft | False | False | 1 | False | Horizontal |  | None | Non-Condensing | Two-Stage Modulating |  | 0.5 | Standard |  | 80000 | 63000 |  |  | 77500 | 607 | 80 | 78 | [8 empty] | Federally-Regulated Consumer Product | 03/08/2017 |  | 03/08/2017
York | Luxaire | D6NX024D05606NX | LPG | Induced Draft | False | True | 1 | False | Down |  | None | Non-Condensing | Two-Stage Modulating |  | 0.5 | Premium |  | 70000 | 56000 |  |  | 57600 | 151 | 80 | 78 | [8 empty] | Federally-Regulated Consumer Product | 03/08/2017 |  | 03/08/2017
York | Evcon | TM9X100C16MP11 | LPG | Induced Draft | False | False | 1 | False | Horizontal | None | None | Condensing | Single-Stage | Multiple-Speed | 0.5 | Premium |  | 100000 | 95000 | 1570 | 464 | 98400 | 638 | 95.5 | 78 | [8 empty] | Federally-Regulated Consumer Product | 03/08/2017 |  | 03/08/2017
York | York | D6HQ036D07206NX | Natural Gas | Induced Draft | False | True | 1 | False | Horizontal |  | None | Non-Condensing | Two-Stage Modulating |  | 0.75 | Premium |  | 90000 | 72000 |  |  | 74700 | 273 | 80 | 78 | [8 empty] | Federally-Regulated Consumer Product | 03/08/2017 |  | 03/08/2017
York | Fraser Johnston | TGLS120C16MP11 | LPG | Induced Draft | False | False | 1 | False | Down | None | None | Non-Condensing | Single-Stage | Multiple-Speed | 0.5 | Standard |  | 120000 | 96000 | 1600 | 1002 | 115100 | 1166 | 80 | 78 | [8 empty] | Federally-Regulated Consumer Product | 03/08/2017 |  | 03/08/2017
York | York | TG9S100C20MP11 | LPG | Induced Draft | False | False | 1 | False | Horizontal | None | None | Condensing | Single-Stage | Multiple-Speed | 1 | Standard |  | 100000 | 97000 | 1934 | 1183 | 96600 | 1118 | 95.5 | 78 | [8 empty] | Federally-Regulated Consumer Product | 03/08/2017 |  | 03/08/2017
York | Coleman | TM9E100C20MP11 | Natural Gas | Induced Draft | False | False | 1 | False | Horizontal |  | None | Condensing | Single-Stage |  | 0.75 | Premium |  | 100000 | 96000 |  |  | 99800 | 410 | 95 | 78 | [8 empty] | Federally-Regulated Consumer Product | 03/08/2017 |  | 03/08/2017
York | Coleman | X33D[D,T]5******** | Natural Gas | Induced Draft | False | True | 3 | False | Horizontal |  | None | Non-Condensing | Step Modulating |  | 10 | Standard |  | 533000 | 426000 | [6 empty] | 80 | 80 | [6 empty] | Federally-Regulated Commercial & Industrial Equipment | 03/08/2017 |  | 03/08/2017
York | Coleman | TG8S080C16MP11 | Natural Gas | Induced Draft | False | False | 1 | False | Horizontal | None | None | Non-Condensing | Single-Stage | Multiple-Speed | 0.5 | Standard |  | 80000 | 64000 | 1602 | 1069 | 75100 | 1168 | 80 | 78 | [8 empty] | Federally-Regulated Consumer Product | 03/08/2017 |  | 03/08/2017
York | Coleman | D7NX048D09006NX | LPG | Induced Draft | False | True | 1 | False | Down |  | None | Non-Condensing | Two-Stage Modulating |  | 1 | Premium |  | 108000 | 89000 |  |  | 94500 | 338 | 81 | 78 | [8 empty] | Federally-Regulated Consumer Product | 03/08/2017 |  | 03/08/2017
York | Evcon | ZK060*08*F**** | LPG | Induced Draft | False | True | 1 | False | Horizontal |  | None | Non-Condensing | Single-Stage |  | 1.5 | Standard |  | 100000 | 80000 |  |  | 93400 | 1438 | 80.5 | 78 | [8 empty] | Federally-Regulated Consumer Product | 03/08/2017 |  | 03/08/2017
York | Evcon | D7HQ042D09006NX | LPG | Induced Draft | False | True | 1 | False | Horizontal |  | None | Non-Condensing | Two-Stage Modulating |  | 1 | Premium |  | 108000 | 89000 |  |  | 94500 | 338 | 81 | 78 | [8 empty] | Federally-Regulated Consumer Product | 03/08/2017 |  | 03/08/2017
York | Coleman | TM8V100C16MP11 | Natural Gas | Induced Draft | False | False | 1 | False | Up |  | None | Non-Condensing | Two-Stage Modulating |  | 0.75 | Premium |  | 100000 | 80000 |  |  | 94700 | 368 | 80 | 78 | [8 empty] | Federally-Regulated Consumer Product | 03/08/2017 |  | 03/08/2017
York | Luxaire | TMLT060A12MP11 | Natural Gas | Induced Draft | False | False | 1 | False | Horizontal |  | None | Non-Condensing | Two-Stage Modulating |  | 0.33 | Standard |  | 60000 | 47000 |  |  | 58100 | 450 | 80 | 78 | [8 empty] | Federally-Regulated Consumer Product | 03/08/2017 |  | 03/08/2017
York | Evcon | D6NZ060D11006NX | Natural Gas | Induced Draft | False | True | 1 | False | Down |  | None | Non-Condensing | Two-Stage Modulating |  | 1 | Premium |  | 135000 | 108000 |  |  | 114400 | 262 | 80 | 78 | [8 empty] | Federally-Regulated Consumer Product | 03/08/2017 |  | 03/08/2017
York | Fraser Johnston | D7NQ060D09006NX | Natural Gas | Induced Draft | False | True | 1 | False | Horizontal |  | None | Non-Condensing | Two-Stage Modulating |  | 1 | Premium |  | 108000 | 89000 |  |  | 94500 | 338 | 81 | 78 | [8 empty] | Federally-Regulated Consumer Product | 03/08/2017 |  | 03/08/2017
York | Luxaire | TMLT080C16MP11 | LPG | Induced Draft | False | False | 1 | False | Down |  | None | Non-Condensing | Two-Stage Modulating |  | 0.5 | Standard |  | 80000 | 63000 |  |  | 77500 | 607 | 80 | 78 | [8 empty] | Federally-Regulated Consumer Product | 03/08/2017 |  | 03/08/2017
York | Coleman | TGLS060A12MP11 | Natural Gas | Induced Draft | False | False | 1 | False | Up | None | None | Non-Condensing | Single-Stage | Multiple-Speed | 0.33 | Standard |  | 60000 | 48000 | 1275 | 711 | 57400 | 623 | 80 | 78 | [8 empty] | Federally-Regulated Consumer Product | 03/08/2017 |  | 03/08/2017
York | Coleman | D6NZ024N05606NX | LPG | Induced Draft | False | True | 1 | False | Horizontal |  | None | Non-Condensing | Single-Stage |  | 0.5 | Premium |  | 70000 | 56000 |  |  | 56700 | 764 | 80.2 | 78 | [8 empty] | Federally-Regulated Consumer Product | 03/08/2017 |  | 03/08/2017
York | Evcon | TM9V080B12MP11 | LPG | Induced Draft | False | False | 1 | False | Up | None | None | Condensing | Two-Stage Modulating | Variable-Speed | 0.5 | Premium | 60 | 80000 | 77000 | 1320 | 529 | 79500 | 339 | 96 | 78 | [8 empty] | Federally-Regulated Consumer Product | 03/08/2017 |  | 03/08/2017
York | Evcon | TM9E100C16MP11 | Natural Gas | Induced Draft | False | False | 1 | False | Down |  | None | Condensing | Single-Stage |  | 0.5 | Premium |  | 100000 | 96000 |  |  | 99600 | 463 | 95 | 78 | [8 empty] | Federally-Regulated Consumer Product | 03/08/2017 |  | 03/08/2017
York | Fraser Johnston | TMLT120C20MP11 | Natural Gas | Induced Draft | False | False | 1 | False | Horizontal |  | None | Non-Condensing | Two-Stage Modulating |  | 1 | Standard |  | 120000 | 96000 |  |  | 116600 | 832 | 80 | 78 | [8 empty] | Federally-Regulated Consumer Product | 03/08/2017 |  | 03/08/2017
York | Fraser Johnston | D6HQ030D05606NX | Natural Gas | Induced Draft | False | True | 1 | False | Horizontal |  | None | Non-Condensing | Two-Stage Modulating |  | 0.75 | Premium |  | 70000 | 56000 |  |  | 55700 | 252 | 80 | 78 | [8 empty] | Federally-Regulated Consumer Product | 03/08/2017 |  | 03/08/2017
York | Luxaire | TG8S120C20MP11 | Natural Gas | Induced Draft | False | False | 1 | False | Up | None | None | Non-Condensing | Single-Stage | Multiple-Speed | 1 | Standard |  | 120000 | 96000 | 2338 | 1286 | 115200 | 1150 | 80 | 78 | [8 empty] | Federally-Regulated Consumer Product | 03/08/2017 |  | 03/08/2017
York | Evcon | D6NZ030D05606NX | LPG | Induced Draft | False | True | 1 | False | Horizontal |  | None | Non-Condensing | Two-Stage Modulating |  | 0.75 | Premium |  | 70000 | 56000 |  |  | 55700 | 252 | 80 | 78 | [8 empty] | Federally-Regulated Consumer Product | 03/08/2017 |  | 03/08/2017
York | Coleman | D7NQ060D09006NX | LPG | Induced Draft | False | True | 1 | False | Down |  | None | Non-Condensing | Two-Stage Modulating |  | 1 | Premium |  | 108000 | 89000 |  |  | 94500 | 338 | 81 | 78 | [8 empty] | Federally-Regulated Consumer Product | 03/08/2017 |  | 03/08/2017
York | Luxaire | D6NZ048N09006NX | LPG | Induced Draft | False | True | 1 | False | Down |  | None | Non-Condensing | Single-Stage |  | 1 | Premium |  | 108000 | 87000 |  |  | 93800 | 1315 | 80.9 | 78 | [8 empty] | Federally-Regulated Consumer Product | 03/08/2017 |  | 03/08/2017
York | Coleman | D7NY060D11006NX | Natural Gas | Induced Draft | False | True | 1 | False | Down |  | None | Non-Condensing | Two-Stage Modulating |  | 1 | Premium |  | 135000 | 110000 |  |  | 112900 | 413 | 81 | 78 | [8 empty] | Federally-Regulated Consumer Product | 03/08/2017 |  | 03/08/2017
York | York | TM9X100C20MP11 | Natural Gas | Induced Draft | False | False | 1 | False | Down | None | None | Condensing | Single-Stage | Multiple-Speed | 0.75 | Premium |  | 100000 | 95000 | 1989 | 660 | 97700 | 833 | 95.5 | 78 | [8 empty] | Federally-Regulated Consumer Product | 03/08/2017 |  | 03/08/2017
York | Evcon | TM8X080B12MP11 | Natural Gas | Induced Draft | False | False | 1 | False | Horizontal |  | None | Non-Condensing | Single-Stage |  | 0.5 | Premium |  | 80000 | 64000 |  |  | 78600 | 379 | 80 | 78 | [8 empty] | Federally-Regulated Consumer Product | 03/08/2017 |  | 03/08/2017
York | Coleman | TGLS080B12MP11 | LPG | Induced Draft | False | False | 1 | False | Horizontal | None | None | Non-Condensing | Single-Stage | Multiple-Speed | 0.33 | Standard |  | 80000 | 64000 | 1195 | 620 | 76700 | 793 | 80 | 78 | [8 empty] | Federally-Regulated Consumer Product | 03/08/2017 |  | 03/08/2017
York | Coleman | D7NQ060D11006NX | Natural Gas | Induced Draft | False | True | 1 | False | Down |  | None | Non-Condensing | Two-Stage Modulating |  | 1 | Premium |  | 135000 | 110000 |  |  | 112900 | 413 | 81 | 78 | [8 empty] | Federally-Regulated Consumer Product | 03/08/2017 |  | 03/08/2017
York | York | D6NQ060D11006NX | Natural Gas | Induced Draft | False | True | 1 | False | Horizontal |  | None | Non-Condensing | Two-Stage Modulating |  | 1 | Premium |  | 135000 | 108000 |  |  | 114400 | 300 | 80 | 78 | [8 empty] | Federally-Regulated Consumer Product | 03/08/2017 |  | 03/08/2017
York | Coleman | D7NQ030D05606NX | LPG | Induced Draft | False | True | 1 | False | Down |  | None | Non-Condensing | Two-Stage Modulating |  | 0.75 | Premium |  | 70000 | 57000 |  |  | 56100 | 216 | 81 | 78 | [8 empty] | Federally-Regulated Consumer Product | 03/08/2017 |  | 03/08/2017
York | Coleman | TGLS100C20MP11 | Natural Gas | Induced Draft | False | False | 1 | False | Up | None | None | Non-Condensing | Single-Stage | Multiple-Speed | 1 | Standard |  | 100000 | 80000 | 2478 | 1307 | 95100 | 1178 | 80 | 78 | [8 empty] | Federally-Regulated Consumer Product | 03/08/2017 |  | 03/08/2017
York | Coleman | TG8S060A12MP11 | Natural Gas | Induced Draft | False | False | 1 | False | Horizontal | None | None | Non-Condensing | Single-Stage | Multiple-Speed | 0.33 | Standard |  | 60000 | 48000 | 1275 | 711 | 57400 | 623 | 80 | 78 | [8 empty] | Federally-Regulated Consumer Product | 03/08/2017 |  | 03/08/2017
York | Luxaire | TM9V120D20MP11 | Natural Gas | Induced Draft | False | False | 1 | False | Down | None | None | Condensing | Two-Stage Modulating | Variable-Speed | 1 | Premium | 60 | 120000 | 115000 | 2006 | 718 | 109300 | 407 | 96 | 78 | [8 empty] | Federally-Regulated Consumer Product | 03/08/2017 |  | 03/08/2017
York | York | D7NX048N06506NX | Natural Gas | Induced Draft | False | True | 1 | False | Horizontal |  | None | Non-Condensing | Single-Stage |  | 1 | Premium |  | 80000 | 66000 |  |  | 77300 | 424 | 81 | 78 | [8 empty] | Federally-Regulated Consumer Product | 03/08/2017 |  | 03/08/2017
York | Coleman | D6HQ036D05606NX | Natural Gas | Induced Draft | False | True | 1 | False | Down |  | None | Non-Condensing | Two-Stage Modulating |  | 0.75 | Premium |  | 70000 | 56000 |  |  | 58000 | 263 | 80 | 78 | [8 empty] | Federally-Regulated Consumer Product | 03/08/2017 |  | 03/08/2017
York | Luxaire | D6HQ060D09006NX | LPG | Induced Draft | False | True | 1 | False | Down |  | None | Non-Condensing | Two-Stage Modulating |  | 1 | Premium |  | 108000 | 87000 |  |  | 94100 | 287 | 80 | 78 | [8 empty] | Federally-Regulated Consumer Product | 03/08/2017 |  | 03/08/2017
York | York | TPLC060A12MP11 | Natural Gas | Induced Draft | False | False | 1 | False | Horizontal | None | None | Non-Condensing | Step Modulating | Variable-Speed | 0.5 | Premium | 60 | 60000 | 47000 | 1340 | 440 | 59700 | 88 | 80 | 78 | [8 empty] | Federally-Regulated Consumer Product | 03/08/2017 |  | 03/08/2017
York | York | D7NX024N05606NX | LPG | Induced Draft | False | True | 1 | False | Down |  | None | Non-Condensing | Single-Stage |  | 0.5 | Premium |  | 70000 | 57000 |  |  | 58300 | 241 | 81 | 78 | [8 empty] | Federally-Regulated Consumer Product | 03/08/2017 |  | 03/08/2017
York | Luxaire | TG8S080B12MP11 | LPG | Induced Draft | False | False | 1 | False | Horizontal | None | None | Non-Condensing | Single-Stage | Multiple-Speed | 0.33 | Standard |  | 80000 | 64000 | 1195 | 620 | 76700 | 793 | 80 | 78 | [8 empty] | Federally-Regulated Consumer Product | 03/08/2017 |  | 03/08/2017
York | Luxaire | G33E[D,T]3******** | Natural Gas | Induced Draft | False | True | 3 | False | Horizontal |  | None | Non-Condensing | Step Modulating |  | 10 | Standard |  | 267000 | 213000 | [6 empty] | 80 | 80 | [6 empty] | Federally-Regulated Commercial & Industrial Equipment | 03/08/2017 |  | 03/08/2017
York | Luxaire | G33E[D,T]5******** | Natural Gas | Induced Draft | False | True | 3 | False | Horizontal |  | None | Non-Condensing | Step Modulating |  | 10 | Standard |  | 533000 | 426000 | [6 empty] | 80 | 80 | [6 empty] | Federally-Regulated Commercial & Industrial Equipment | 03/08/2017 |  | 03/08/2017
York | York | D6NZ048D11006NX | LPG | Induced Draft | False | True | 1 | False | Down |  | None | Non-Condensing | Two-Stage Modulating |  | 1 | Premium |  | 135000 | 108000 |  |  | 114400 | 262 | 80 | 78 | [8 empty] | Federally-Regulated Consumer Product | 03/08/2017 |  | 03/08/2017
York | York | YPLC080C16MP12 | Natural Gas | Induced Draft | False | False | 1 | False | Up |  | None | Non-Condensing | Step Modulating |  | 0.75 | Premium |  | 80000 | 62000 |  |  | 77700 | 199 | 80 | 78 | [8 empty] | Federally-Regulated Consumer Product | 03/08/2017 |  | 03/08/2017
York | Evcon | TP9C060B12MP12 | Natural Gas | Induced Draft | False | False | 1 | False | Up |  | None | Condensing | Step Modulating |  | 0.5 | Premium |  | 60000 | 58000 |  |  | 48400 | 241 | 97.5 | 78 | [8 empty] | Federally-Regulated Consumer Product | 03/08/2017 |  | 03/08/2017
York | Fraser Johnston | TM9X100C20MP11 | Natural Gas | Induced Draft | False | False | 1 | False | Up | None | None | Condensing | Single-Stage | Multiple-Speed | 0.75 | Premium |  | 100000 | 95000 | 1989 | 660 | 97700 | 833 | 95.5 | 78 | [8 empty] | Federally-Regulated Consumer Product | 03/08/2017 |  | 03/08/2017
York | Luxaire | TM8X080B12MP11 | Natural Gas | Induced Draft | False | False | 1 | False | Up |  | None | Non-Condensing | Single-Stage |  | 0.5 | Premium |  | 80000 | 64000 |  |  | 78600 | 379 | 80 | 78 | [8 empty] | Federally-Regulated Consumer Product | 03/08/2017 |  | 03/08/2017
York | Coleman | TPLC060A12MP12 | Natural Gas | Induced Draft | False | False | 1 | False | Down |  | None | Non-Condensing | Step Modulating |  | 0.5 | Premium |  | 60000 | 47000 |  |  | 58100 | 167 | 80 | 78 | [8 empty] | Federally-Regulated Consumer Product | 03/08/2017 |  | 03/08/2017
York | Johnson Controls | H33B[D,T]3******** | LPG | Induced Draft | False | True | 3 | False | Horizontal |  | None | Non-Condensing | Step Modulating |  | 10 | Standard |  | 267000 | 213000 | [6 empty] | 80 | 80 | [6 empty] | Federally-Regulated Commercial & Industrial Equipment | 03/08/2017 |  | 03/08/2017
York | Coleman | TM9T080C16MP11 | Natural Gas | Induced Draft | False | False | 1 | False | Up | None | None | Condensing | Two-Stage Modulating | Multiple-Speed | 0.75 | Standard |  | 80000 | 77000 | 1671 | 838 | 80400 | 849 | 96 | 78 | [8 empty] | Federally-Regulated Consumer Product | 03/08/2017 |  | 03/08/2017
York | Fraser Johnston | TM9M100C16MP12 | LPG | Induced Draft | False | False | 1 | False | Horizontal |  | None | Condensing | Step Modulating |  | 0.75 | Standard |  | 100000 | 97000 |  |  | 93000 | 1500 | 97 | 78 | [8 empty] | Federally-Regulated Consumer Product | 03/08/2017 |  | 03/08/2017
York | York | TGLS120C16MP11 | LPG | Induced Draft | False | False | 1 | False | Up | None | None | Non-Condensing | Single-Stage | Multiple-Speed | 0.5 | Standard |  | 120000 | 96000 | 1600 | 1002 | 115100 | 1166 | 80 | 78 | [8 empty] | Federally-Regulated Consumer Product | 03/08/2017 |  | 03/08/2017
York | York | D6NZ048N09006NX | Natural Gas | Induced Draft | False | True | 1 | False | Down |  | None | Non-Condensing | Single-Stage |  | 1 | Premium |  | 108000 | 87000 |  |  | 93800 | 1315 | 80.9 | 78 | [8 empty] | Federally-Regulated Consumer Product | 03/08/2017 |  | 03/08/2017
York | York | TG9S100C16MP11 | LPG | Induced Draft | False | False | 1 | False | Horizontal | None | None | Condensing | Single-Stage | Multiple-Speed | 0.75 | Standard |  | 100000 | 97000 | 1706 | 819 | 96500 | 1156 | 95.5 | 78 | [8 empty] | Federally-Regulated Consumer Product | 03/08/2017 |  | 03/08/2017
York | Fraser Johnston | D7NQ042N09006NX | Natural Gas | Induced Draft | False | True | 1 | False | Horizontal |  | None | Non-Condensing | Single-Stage |  | 1 | Premium |  | 108000 | 88000 |  |  | 96900 | 467 | 81 | 78 | [8 empty] | Federally-Regulated Consumer Product | 03/08/2017 |  | 03/08/2017
York | Guardian | RGF1L060AE12MP11 | LPG | Induced Draft | False | False | 1 | False | Down |  | None | Non-Condensing | Single-Stage |  | 0.5 | Premium |  | 60000 | 48000 |  |  | 59100 | 243 | 80 | 78 | [8 empty] | Federally-Regulated Consumer Product | 03/08/2017 |  | 03/08/2017
York | Johnson Controls | V33A[N,S]3******** | LPG | Induced Draft | False | True | 3 | False | Down |  | None | Non-Condensing | Single-Stage |  | 10 | Standard |  | 267000 | 213000 | [6 empty] | 80 | 80 | [6 empty] | Federally-Regulated Commercial & Industrial Equipment | 03/08/2017 |  | 03/08/2017
York | Luxaire | D6NQ048N09006NX | Natural Gas | Induced Draft | False | True | 1 | False | Down |  | None | Non-Condensing | Single-Stage |  | 1 | Premium |  | 108000 | 87000 |  |  | 93800 | 1315 | 80.6 | 78 | [8 empty] | Federally-Regulated Consumer Product | 03/08/2017 |  | 03/08/2017
York | Evcon | TM9M080C16MP12 | Natural Gas | Induced Draft | False | False | 1 | False | Up |  | None | Condensing | Step Modulating |  | 0.75 | Standard |  | 80000 | 78000 |  |  | 76300 | 1530 | 97 | 78 | [8 empty] | Federally-Regulated Consumer Product | 03/08/2017 |  | 03/08/2017
York | Evcon | TGLS120C20MP11 | LPG | Induced Draft | False | False | 1 | False | Up | None | None | Non-Condensing | Single-Stage | Multiple-Speed | 1 | Standard |  | 120000 | 96000 | 2338 | 1286 | 115200 | 1150 | 80 | 78 | [8 empty] | Federally-Regulated Consumer Product | 03/08/2017 |  | 03/08/2017
York | Coleman | TG8S100C20MP11 | LPG | Induced Draft | False | False | 1 | False | Horizontal | None | None | Non-Condensing | Single-Stage | Multiple-Speed | 1 | Standard |  | 100000 | 80000 | 2478 | 1307 | 95100 | 1178 | 80 | 78 | [8 empty] | Federally-Regulated Consumer Product | 03/08/2017 |  | 03/08/2017
York | Guardian | RGF19100CP16MP11 | LPG | Induced Draft | False | False | 1 | False | Horizontal |  | None | Condensing | Single-Stage |  | 0.75 | Standard |  | 100000 | 97000 |  |  | 96400 | 1200 | 95.5 | 78 | [8 empty] | Federally-Regulated Consumer Product | 03/08/2017 |  | 03/08/2017
York | Luxaire | X33A[D,T]5******** | Natural Gas | Induced Draft | False | True | 3 | False | Down |  | None | Non-Condensing | Step Modulating |  | 10 | Standard |  | 533000 | 426000 | [6 empty] | 80 | 80 | [6 empty] | Federally-Regulated Commercial & Industrial Equipment | 03/08/2017 |  | 03/08/2017
York | Coleman | D6NQ048N06506NX | LPG | Induced Draft | False | True | 1 | False | Down |  | None | Non-Condensing | Single-Stage |  | 1 | Premium |  | 80000 | 64000 |  |  | 73900 | 1250 | 80.8 | 78 | [8 empty] | Federally-Regulated Consumer Product | 03/08/2017 |  | 03/08/2017
York | Coleman | TM9E060B12MP11 | Natural Gas | Induced Draft | False | False | 1 | False | Horizontal |  | None | Condensing | Single-Stage |  | 0.5 | Premium |  | 60000 | 57000 |  |  | 49600 | 284 | 95 | 78 | [8 empty] | Federally-Regulated Consumer Product | 03/08/2017 |  | 03/08/2017
York | Coleman | TG9S060B12MP11 | Natural Gas | Induced Draft | False | False | 1 | False | Down | None | None | Condensing | Single-Stage | Multiple-Speed | 0.5 | Standard |  | 60000 | 58000 | 1243 | 713 | 48100 | 622 | 95.5 | 78 | [8 empty] | Federally-Regulated Consumer Product | 03/08/2017 |  | 03/08/2017
York | York | TM8V100C16MP11 | LPG | Induced Draft | False | False | 1 | False | Up |  | None | Non-Condensing | Two-Stage Modulating |  | 0.75 | Premium |  | 100000 | 80000 |  |  | 94700 | 368 | 80 | 78 | [8 empty] | Federally-Regulated Consumer Product | 03/08/2017 |  | 03/08/2017
York | Luxaire | ZK048*06*F**** | Natural Gas | Induced Draft | False | True | 1 | False | Down |  | None | Non-Condensing | Single-Stage |  | 1.5 | Standard |  | 75000 | 60000 |  |  | 57700 | 396 | 80.9 | 78 | [8 empty] | Federally-Regulated Consumer Product | 03/08/2017 |  | 03/08/2017
York | Fraser Johnston | TG8S120C20MP11 | LPG | Induced Draft | False | False | 1 | False | Down | None | None | Non-Condensing | Single-Stage | Multiple-Speed | 1 | Standard |  | 120000 | 96000 | 2338 | 1286 | 115200 | 1150 | 80 | 78 | [8 empty] | Federally-Regulated Consumer Product | 03/08/2017 |  | 03/08/2017
York | York | ZF048*10*1**** | Natural Gas | Induced Draft | False | True | 1 | False | Horizontal |  | None | Non-Condensing | Single-Stage |  | 1.5 | Standard |  | 125000 | 100000 |  |  | 117500 | 510 | 80.3 | 78 | [8 empty] | Federally-Regulated Consumer Product | 03/08/2017 |  | 03/08/2017
York | Luxaire | TM9T080C16MP11 | Natural Gas | Induced Draft | False | False | 1 | False | Down | None | None | Condensing | Two-Stage Modulating | Multiple-Speed | 0.75 | Standard |  | 80000 | 77000 | 1671 | 838 | 80400 | 849 | 96 | 78 | [8 empty] | Federally-Regulated Consumer Product | 03/08/2017 |  | 03/08/2017
York | Guardian | RGF19100CE20MP11 | Natural Gas | Induced Draft | False | False | 1 | False | Up |  | None | Condensing | Single-Stage |  | 0.75 | Premium |  | 100000 | 95000 |  |  | 97700 | 833 | 95.5 | 78 | [8 empty] | Federally-Regulated Consumer Product | 03/08/2017 |  | 03/08/2017
York | Coleman | CP9C080B12MP12 | Natural Gas | Induced Draft | False | False | 1 | False | Horizontal |  | None | Condensing | Step Modulating |  | 0.5 | Premium |  | 80000 | 77000 |  |  | 80800 | 435 | 97.5 | 78 | [8 empty] | Federally-Regulated Consumer Product | 03/08/2017 |  | 03/08/2017
York | Johnson Controls | V33A[D,T]5******** | Natural Gas | Induced Draft | False | True | 3 | False | Down |  | None | Non-Condensing | Step Modulating |  | 10 | Standard |  | 533000 | 426000 | [6 empty] | 80 | 80 | [6 empty] | Federally-Regulated Commercial & Industrial Equipment | 03/08/2017 |  | 03/08/2017
York | York | TGLS100C16MP11 | LPG | Induced Draft | False | False | 1 | False | Down | None | None | Non-Condensing | Single-Stage | Multiple-Speed | 0.5 | Standard |  | 100000 | 80000 | 1820 | 1012 | 96100 | 930 | 80 | 78 | [8 empty] | Federally-Regulated Consumer Product | 03/08/2017 |  | 03/08/2017
York | York | D7NQ060D09006NX | Natural Gas | Induced Draft | False | True | 1 | False | Down |  | None | Non-Condensing | Two-Stage Modulating |  | 1 | Premium |  | 108000 | 89000 |  |  | 94500 | 338 | 81 | 78 | [8 empty] | Federally-Regulated Consumer Product | 03/08/2017 |  | 03/08/2017
York | Luxaire | TGLS100B12MP11 | LPG | Induced Draft | False | False | 1 | False | Up | None | None | Non-Condensing | Single-Stage | Multiple-Speed | 0.33 | Standard |  | 100000 | 80000 | 1223 | 614 | 96100 | 935 | 80 | 78 | [8 empty] | Federally-Regulated Consumer Product | 03/08/2017 |  | 03/08/2017
York | Coleman | D6HQ036D05606NX | Natural Gas | Induced Draft | False | True | 1 | False | Horizontal |  | None | Non-Condensing | Two-Stage Modulating |  | 0.75 | Premium |  | 70000 | 56000 |  |  | 58000 | 263 | 80 | 78 | [8 empty] | Federally-Regulated Consumer Product | 03/08/2017 |  | 03/08/2017
York | Luxaire | TM9E080C16MP11 | Natural Gas | Induced Draft | False | False | 1 | False | Horizontal |  | None | Condensing | Single-Stage |  | 0.5 | Premium |  | 80000 | 77000 |  |  | 82800 | 429 | 95 | 78 | [8 empty] | Federally-Regulated Consumer Product | 03/08/2017 |  | 03/08/2017
York | Luxaire | TG8S040A08MP11 | LPG | Induced Draft | False | False | 1 | False | Up | None | None | Non-Condensing | Single-Stage | Multiple-Speed | 0.2 | Standard |  | 40000 | 32000 | 717 | 489 | 38100 | 444 | 80 | 78 | [8 empty] | Federally-Regulated Consumer Product | 03/08/2017 |  | 03/08/2017
York | Evcon | TP9C060B12MP12 | LPG | Induced Draft | False | False | 1 | False | Up |  | None | Condensing | Step Modulating |  | 0.5 | Premium |  | 60000 | 58000 |  |  | 48400 | 241 | 97.5 | 78 | [8 empty] | Federally-Regulated Consumer Product | 03/08/2017 |  | 03/08/2017
York | Evcon | RGF19100CE16MP11 | Natural Gas | Induced Draft | False | False | 1 | False | Up |  | None | Condensing | Single-Stage |  | 0.5 | Premium |  | 100000 | 95000 |  |  | 98400 | 638 | 95.5 | 78 | [8 empty] | Federally-Regulated Consumer Product | 03/08/2017 |  | 03/08/2017
York | York | TG9S060A10MP11 | Natural Gas | Induced Draft | False | False | 1 | False | Horizontal | None | None | Condensing | Single-Stage | Multiple-Speed | 0.5 | Standard |  | 60000 | 58000 | 1103 | 769 | 47900 | 674 | 95.5 | 78 | [8 empty] | Federally-Regulated Consumer Product | 03/08/2017 |  | 03/08/2017
York | Evcon | TM9V100C16MP11 | LPG | Induced Draft | False | False | 1 | False | Up | None | None | Condensing | Two-Stage Modulating | Variable-Speed | 0.75 | Premium | 60 | 100000 | 96000 | 1818 | 519 | 95600 | 364 | 96 | 78 | [8 empty] | Federally-Regulated Consumer Product | 03/08/2017 |  | 03/08/2017
York | York | TM8V100C16MP11 | LPG | Induced Draft | False | False | 1 | False | Horizontal |  | None | Non-Condensing | Two-Stage Modulating |  | 0.75 | Premium |  | 100000 | 80000 |  |  | 94700 | 368 | 80 | 78 | [8 empty] | Federally-Regulated Consumer Product | 03/08/2017 |  | 03/08/2017
York | York | TM8T100C20MP11 | Natural Gas | Induced Draft | False | False | 1 | False | Down |  | None | Non-Condensing | Two-Stage Modulating |  | 1 | Standard |  | 100000 | 80000 |  |  | 97200 | 688 | 80 | 78 | [8 empty] | Federally-Regulated Consumer Product | 03/08/2017 |  | 03/08/2017
York | Guardian | GGLS040A08MP11 | LPG | Induced Draft | False | False | 1 | False | Down | None | None | Non-Condensing | Single-Stage | Multiple-Speed | 0.2 | Standard |  | 40000 | 32000 | 717 | 489 | 38300 | 473 | 80 | 78 | [8 empty] | Federally-Regulated Consumer Product | 03/08/2017 |  | 03/08/2017
York | Coleman | MG9S100C16MP11 | LPG | Induced Draft | False | False | 1 | True | Horizontal |  | None | Condensing | Single-Stage |  | 0.75 | Standard |  | 100000 | 97000 |  |  | 96400 | 1200 | 95.5 | 75 | [8 empty] | Federally-Regulated Consumer Product | 03/08/2017 |  | 03/08/2017
York | Luxaire | G33A[N,S]3******** | LPG | Induced Draft | False | True | 3 | False | Down |  | None | Non-Condensing | Single-Stage |  | 10 | Standard |  | 267000 | 213000 | [6 empty] | 80 | 80 | [6 empty] | Federally-Regulated Commercial & Industrial Equipment | 03/08/2017 |  | 03/08/2017
York | Luxaire | TG9S100C20MP11 | Natural Gas | Induced Draft | False | False | 1 | False | Horizontal | None | None | Condensing | Single-Stage | Multiple-Speed | 1 | Standard |  | 100000 | 97000 | 1934 | 1183 | 96600 | 1118 | 95.5 | 78 | [8 empty] | Federally-Regulated Consumer Product | 03/08/2017 |  | 03/08/2017
York | Coleman | TPLC060A12MP12 | LPG | Induced Draft | False | False | 1 | False | Up |  | None | Non-Condensing | Step Modulating |  | 0.5 | Premium |  | 60000 | 47000 |  |  | 58100 | 167 | 80 | 78 | [8 empty] | Federally-Regulated Consumer Product | 03/08/2017 |  | 03/08/2017
York | Fraser Johnston | D7NQ024N03606NX | LPG | Induced Draft | False | True | 1 | False | Horizontal |  | None | Non-Condensing | Single-Stage |  | 0.5 | Premium |  | 45000 | 37000 |  |  | 38700 | 201 | 81 | 78 | [8 empty] | Federally-Regulated Consumer Product | 03/08/2017 |  | 03/08/2017
York | Fraser Johnston | D6NQ036N05606NX | Natural Gas | Induced Draft | False | True | 1 | False | Horizontal |  | None | Non-Condensing | Single-Stage |  | 0.75 | Premium |  | 70000 | 56000 |  |  | 56200 | 876 | 80.2 | 78 | [8 empty] | Federally-Regulated Consumer Product | 03/08/2017 |  | 03/08/2017
York | Fraser Johnston | ZK048*06*F**** | Natural Gas | Induced Draft | False | True | 1 | False | Down |  | None | Non-Condensing | Single-Stage |  | 1.5 | Standard |  | 75000 | 60000 |  |  | 57700 | 396 | 80.9 | 78 | [8 empty] | Federally-Regulated Consumer Product | 03/08/2017 |  | 03/08/2017
York | Evcon | D6NZ060N09006NX | LPG | Induced Draft | False | True | 1 | False | Down |  | None | Non-Condensing | Single-Stage |  | 1 | Premium |  | 108000 | 87000 |  |  | 93400 | 1313 | 80.9 | 78 | [8 empty] | Federally-Regulated Consumer Product | 03/08/2017 |  | 03/08/2017
York | York | TGLS060A12MP11 | Natural Gas | Induced Draft | False | False | 1 | False | Up | None | None | Non-Condensing | Single-Stage | Multiple-Speed | 0.33 | Standard |  | 60000 | 48000 | 1275 | 711 | 57400 | 623 | 80 | 78 | [8 empty] | Federally-Regulated Consumer Product | 03/08/2017 |  | 03/08/2017
York | Evcon | TPLC120C20MP12 | Natural Gas | Induced Draft | False | False | 1 | False | Down |  | None | Non-Condensing | Step Modulating |  | 1 | Premium |  | 120000 | 95000 |  |  | 115200 | 484 | 80 | 78 | [8 empty] | Federally-Regulated Consumer Product | 03/08/2017 |  | 03/08/2017
York | Luxaire | TM9T120D20MP11 | Natural Gas | Induced Draft | False | False | 1 | False | Up | None | None | Condensing | Two-Stage Modulating | Multiple-Speed | 1 | Standard |  | 120000 | 115000 | 1977 | 1190 | 113900 | 801 | 96 | 78 | [8 empty] | Federally-Regulated Consumer Product | 03/08/2017 |  | 03/08/2017
York | York | D6HQ024D05606NX | LPG | Induced Draft | False | True | 1 | False | Horizontal |  | None | Non-Condensing | Two-Stage Modulating |  | 0.5 | Premium |  | 70000 | 56000 |  |  | 57600 | 151 | 80 | 78 | [8 empty] | Federally-Regulated Consumer Product | 03/08/2017 |  | 03/08/2017
York | Fraser Johnston | D6NQ036N03606NX | LPG | Induced Draft | False | True | 1 | False | Down |  | None | Non-Condensing | Single-Stage |  | 0.75 | Premium |  | 45000 | 36000 |  |  | 37300 | 590 | 80.4 | 78 | [8 empty] | Federally-Regulated Consumer Product | 03/08/2017 |  | 03/08/2017
York | Evcon | TPLC080B12MP12 | Natural Gas | Induced Draft | False | False | 1 | False | Up |  | None | Non-Condensing | Step Modulating |  | 0.5 | Premium |  | 80000 | 62000 |  |  | 77900 | 235 | 80 | 78 | [8 empty] | Federally-Regulated Consumer Product | 03/08/2017 |  | 03/08/2017
York | Luxaire | TG8S120C20MP11 | LPG | Induced Draft | False | False | 1 | False | Horizontal | None | None | Non-Condensing | Single-Stage | Multiple-Speed | 1 | Standard |  | 120000 | 96000 | 2338 | 1286 | 115200 | 1150 | 80 | 78 | [8 empty] | Federally-Regulated Consumer Product | 03/08/2017 |  | 03/08/2017
York | York | TMLV080B12MP11 | Natural Gas | Induced Draft | False | False | 1 | False | Up |  | None | Non-Condensing | Two-Stage Modulating |  | 0.5 | Premium |  | 80000 | 63000 |  |  | 75800 | 315 | 80 | 78 | [8 empty] | Federally-Regulated Consumer Product | 03/08/2017 |  | 03/08/2017
York | Fraser Johnston | TM9V040A10MP11 | Natural Gas | Induced Draft | False | False | 1 | False | Down |  | None | Condensing | Two-Stage Modulating |  | 0.5 | Premium |  | 40000 | 38000 |  |  | 30800 | 180 | 96 | 78 | [8 empty] | Federally-Regulated Consumer Product | 03/08/2017 |  | 03/08/2017
York | Evcon | D6NZ048N06506NX | Natural Gas | Induced Draft | False | True | 1 | False | Horizontal |  | None | Non-Condensing | Single-Stage |  | 1 | Premium |  | 80000 | 64000 |  |  | 73900 | 1250 | 80.8 | 78 | [8 empty] | Federally-Regulated Consumer Product | 03/08/2017 |  | 03/08/2017
York | Guardian | RGF19060BE12MP11 | LPG | Induced Draft | False | False | 1 | False | Horizontal |  | None | Condensing | Single-Stage |  | 0.5 | Premium |  | 60000 | 57000 |  |  | 49000 | 394 | 95.5 | 78 | [8 empty] | Federally-Regulated Consumer Product | 03/08/2017 |  | 03/08/2017
York | Coleman | D6NZ060N11006NX | LPG | Induced Draft | False | True | 1 | False | Horizontal |  | None | Non-Condensing | Single-Stage |  | 1 | Premium |  | 135000 | 108000 |  |  | 115300 | 1073 | 80.2 | 78 | [8 empty] | Federally-Regulated Consumer Product | 03/08/2017 |  | 03/08/2017
York | Fraser Johnston | TMLT080C16MP11 | Natural Gas | Induced Draft | False | False | 1 | False | Up |  | None | Non-Condensing | Two-Stage Modulating |  | 0.5 | Standard |  | 80000 | 63000 |  |  | 77500 | 607 | 80 | 78 | [8 empty] | Federally-Regulated Consumer Product | 03/08/2017 |  | 03/08/2017
York | Coleman | TG8S060A12MP11 | Natural Gas | Induced Draft | False | False | 1 | False | Down | None | None | Non-Condensing | Single-Stage | Multiple-Speed | 0.33 | Standard |  | 60000 | 48000 | 1275 | 711 | 57400 | 623 | 80 | 78 | [8 empty] | Federally-Regulated Consumer Product | 03/08/2017 |  | 03/08/2017
York | Luxaire | D7NQ030N05606NX | Natural Gas | Induced Draft | False | True | 1 | False | Down |  | None | Non-Condensing | Single-Stage |  | 0.75 | Premium |  | 70000 | 57000 |  |  | 57800 | 372 | 81 | 78 | [8 empty] | Federally-Regulated Consumer Product | 03/08/2017 |  | 03/08/2017
York | York | TM8T080C16MP11 | Natural Gas | Induced Draft | False | False | 1 | False | Up |  | None | Non-Condensing | Two-Stage Modulating |  | 0.5 | Standard |  | 80000 | 63000 |  |  | 77500 | 607 | 80 | 78 | [8 empty] | Federally-Regulated Consumer Product | 03/08/2017 |  | 03/08/2017
York | York | YP9C100C16MP12 | Natural Gas | Induced Draft | False | False | 1 | False | Horizontal |  | None | Condensing | Step Modulating |  | 0.75 | Premium |  | 100000 | 97000 |  |  | 96500 | 536 | 97.7 | 78 | [8 empty] | Federally-Regulated Consumer Product | 03/08/2017 |  | 03/08/2017
York | Luxaire | TM9M080B12MP12 | Natural Gas | Induced Draft | False | False | 1 | False | Up |  | None | Condensing | Step Modulating |  | 0.5 | Standard |  | 80000 | 77000 |  |  | 77900 | 1113 | 97 | 78 | [8 empty] | Federally-Regulated Consumer Product | 03/08/2017 |  | 03/08/2017
York | Luxaire | TM9E060B12MP11 | Natural Gas | Induced Draft | False | False | 1 | False | Down |  | None | Condensing | Single-Stage |  | 0.5 | Premium |  | 60000 | 57000 |  |  | 49600 | 284 | 95 | 78 | [8 empty] | Federally-Regulated Consumer Product | 03/08/2017 |  | 03/08/2017
York | Fraser Johnston | TMLV080B12MP11 | LPG | Induced Draft | False | False | 1 | False | Horizontal |  | None | Non-Condensing | Two-Stage Modulating |  | 0.5 | Premium |  | 80000 | 63000 |  |  | 75800 | 315 | 80 | 78 | [8 empty] | Federally-Regulated Consumer Product | 03/08/2017 |  | 03/08/2017
York | Evcon | TG9S100C16MP11 | LPG | Induced Draft | False | False | 1 | False | Horizontal | None | None | Condensing | Single-Stage | Multiple-Speed | 0.75 | Standard |  | 100000 | 97000 | 1706 | 819 | 96500 | 1156 | 95.5 | 78 | [8 empty] | Federally-Regulated Consumer Product | 03/08/2017 |  | 03/08/2017
York | Guardian | GG9S120D20MP11 | LPG | Induced Draft | False | False | 1 | False | Down | None | None | Condensing | Single-Stage | Multiple-Speed | 1 | Standard |  | 120000 | 116000 | 1977 | 1190 | 112700 | 1311 | 95.5 | 78 | [8 empty] | Federally-Regulated Consumer Product | 03/08/2017 |  | 03/08/2017
York | Guardian | RGF19100CE16MP12 | Natural Gas | Induced Draft | False | False | 1 | False | Horizontal |  | None | Condensing | Single-Stage |  | 0.5 | Premium |  | 100000 | 96000 |  |  | 99600 | 463 | 95 | 78 | [8 empty] | Federally-Regulated Consumer Product | 03/08/2017 |  | 03/08/2017
York | York | D7NQ048N09006NX | Natural Gas | Induced Draft | False | True | 1 | False | Down |  | None | Non-Condensing | Single-Stage |  | 1 | Premium |  | 108000 | 88000 |  |  | 96900 | 467 | 81 | 78 | [8 empty] | Federally-Regulated Consumer Product | 03/08/2017 |  | 03/08/2017
York | York | YP9C100C20MP12 | Natural Gas | Induced Draft | False | False | 1 | False | Down |  | None | Condensing | Step Modulating |  | 1 | Premium |  | 100000 | 97000 |  |  | 96400 | 558 | 97.7 | 78 | [8 empty] | Federally-Regulated Consumer Product | 03/08/2017 |  | 03/08/2017
York | Coleman | G33D[D,T]3******** | Natural Gas | Induced Draft | False | True | 3 | False | Down |  | None | Non-Condensing | Step Modulating |  | 10 | Standard |  | 267000 | 213000 | [6 empty] | 80 | 80 | [6 empty] | Federally-Regulated Commercial & Industrial Equipment | 03/08/2017 |  | 03/08/2017
York | York | TM8V100C20MP11 | Natural Gas | Induced Draft | False | False | 1 | False | Horizontal |  | None | Non-Condensing | Two-Stage Modulating |  | 1 | Premium |  | 100000 | 80000 |  |  | 95200 | 380 | 80 | 78 | [8 empty] | Federally-Regulated Consumer Product | 03/08/2017 |  | 03/08/2017
York | York | D6NQ048N06506NX | LPG | Induced Draft | False | True | 1 | False | Down |  | None | Non-Condensing | Single-Stage |  | 1 | Premium |  | 80000 | 64000 |  |  | 73900 | 1250 | 80.8 | 78 | [8 empty] | Federally-Regulated Consumer Product | 03/08/2017 |  | 03/08/2017
York | Coleman | D6NZ036D07206NX | Natural Gas | Induced Draft | False | True | 1 | False | Horizontal |  | None | Non-Condensing | Two-Stage Modulating |  | 0.75 | Premium |  | 90000 | 72000 |  |  | 74700 | 273 | 80 | 78 | [8 empty] | Federally-Regulated Consumer Product | 03/08/2017 |  | 03/08/2017
York | York | D6NZ036D05606NX | Natural Gas | Induced Draft | False | True | 1 | False | Down |  | None | Non-Condensing | Two-Stage Modulating |  | 0.75 | Premium |  | 70000 | 56000 |  |  | 58000 | 263 | 80 | 78 | [8 empty] | Federally-Regulated Consumer Product | 03/08/2017 |  | 03/08/2017
York | York | TM9E100C16MP11 | Natural Gas | Induced Draft | False | False | 1 | False | Down |  | None | Condensing | Single-Stage |  | 0.5 | Premium |  | 100000 | 96000 |  |  | 99600 | 463 | 95 | 78 | [8 empty] | Federally-Regulated Consumer Product | 03/08/2017 |  | 03/08/2017
York | York | Z33E[N,S]3******** | Natural Gas | Induced Draft | False | True | 3 | False | Horizontal |  | None | Non-Condensing | Single-Stage |  | 10 | Standard |  | 267000 | 213000 | [6 empty] | 80 | 80 | [6 empty] | Federally-Regulated Commercial & Industrial Equipment | 03/08/2017 |  | 03/08/2017
York | Coleman | TM8V100C16MP11 | LPG | Induced Draft | False | False | 1 | False | Down |  | None | Non-Condensing | Two-Stage Modulating |  | 0.75 | Premium |  | 100000 | 80000 |  |  | 94700 | 368 | 80 | 78 | [8 empty] | Federally-Regulated Consumer Product | 03/08/2017 |  | 03/08/2017
York | Evcon | D7NQ060D09006NX | LPG | Induced Draft | False | True | 1 | False | Down |  | None | Non-Condensing | Two-Stage Modulating |  | 1 | Premium |  | 108000 | 89000 |  |  | 94500 | 338 | 81 | 78 | [8 empty] | Federally-Regulated Consumer Product | 03/08/2017 |  | 03/08/2017
York | Guardian | GG9S060A10MP11 | Natural Gas | Induced Draft | False | False | 1 | False | Down | None | None | Condensing | Single-Stage | Multiple-Speed | 0.5 | Standard |  | 60000 | 58000 | 1103 | 769 | 47900 | 674 | 95.5 | 78 | [8 empty] | Federally-Regulated Consumer Product | 03/08/2017 |  | 03/08/2017
York | Coleman | D6NQ024N05606NX | Natural Gas | Induced Draft | False | True | 1 | False | Horizontal |  | None | Non-Condensing | Single-Stage |  | 0.5 | Premium |  | 70000 | 56000 |  |  | 56700 | 764 | 80.2 | 78 | [8 empty] | Federally-Regulated Consumer Product | 03/08/2017 |  | 03/08/2017
York | York | Z33B[D,T]5******** | LPG | Induced Draft | False | True | 3 | False | Down |  | None | Non-Condensing | Step Modulating |  | 10 | Standard |  | 533000 | 426000 | [6 empty] | 80 | 80 | [6 empty] | Federally-Regulated Commercial & Industrial Equipment | 03/08/2017 |  | 03/08/2017
York | Fraser Johnston | D7NX048N06506NX | LPG | Induced Draft | False | True | 1 | False | Down |  | None | Non-Condensing | Single-Stage |  | 1 | Premium |  | 80000 | 66000 |  |  | 77300 | 424 | 81 | 78 | [8 empty] | Federally-Regulated Consumer Product | 03/08/2017 |  | 03/08/2017
York | Evcon | TM9V060B12MP11 | Natural Gas | Induced Draft | False | False | 1 | False | Horizontal | None | None | Condensing | Two-Stage Modulating | Variable-Speed | 0.5 | Premium | 60 | 60000 | 58000 | 1343 | 456 | 47800 | 284 | 96 | 78 | [8 empty] | Federally-Regulated Consumer Product | 03/08/2017 |  | 03/08/2017
York | Luxaire | D6HQ036D05606NX | Natural Gas | Induced Draft | False | True | 1 | False | Horizontal |  | None | Non-Condensing | Two-Stage Modulating |  | 0.75 | Premium |  | 70000 | 56000 |  |  | 58000 | 263 | 80 | 78 | [8 empty] | Federally-Regulated Consumer Product | 03/08/2017 |  | 03/08/2017
York | Evcon | D7NQ030D05606NX | Natural Gas | Induced Draft | False | True | 1 | False | Down |  | None | Non-Condensing | Two-Stage Modulating |  | 0.75 | Premium |  | 70000 | 57000 |  |  | 56100 | 216 | 81 | 78 | [8 empty] | Federally-Regulated Consumer Product | 03/08/2017 |  | 03/08/2017
York | Fraser Johnston | ZS048*06*F**** | LPG | Induced Draft | False | True | 1 | False | Down |  | None | Non-Condensing | Single-Stage |  | 1.5 | Standard |  | 75000 | 60000 |  |  | 57700 | 396 | 80.9 | 78 | [8 empty] | Federally-Regulated Consumer Product | 03/08/2017 |  | 03/08/2017
York | Fraser Johnston | TM9X080C16MP11 | LPG | Induced Draft | False | False | 1 | False | Down | None | None | Condensing | Single-Stage | Multiple-Speed | 0.5 | Premium |  | 80000 | 76000 | 1558 | 457 | 65200 | 513 | 95.5 | 78 | [8 empty] | Federally-Regulated Consumer Product | 03/08/2017 |  | 03/08/2017
York | Fraser Johnston | ZK048*10*F**** | LPG | Induced Draft | False | True | 1 | False | Horizontal |  | None | Non-Condensing | Single-Stage |  | 1.5 | Standard |  | 125000 | 100000 |  |  | 117500 | 510 | 80.3 | 78 | [8 empty] | Federally-Regulated Consumer Product | 03/08/2017 |  | 03/08/2017
York | York | TGLS060A10MP11 | Natural Gas | Induced Draft | False | False | 1 | False | Horizontal | None | None | Non-Condensing | Single-Stage | Multiple-Speed | 0.33 | Standard |  | 60000 | 48000 | 1004 | 708 | 57700 | 553 | 80 | 78 | [8 empty] | Federally-Regulated Consumer Product | 03/08/2017 |  | 03/08/2017
York | Evcon | RGF1L100CP20MP11 | Natural Gas | Induced Draft | False | False | 1 | False | Horizontal |  | None | Non-Condensing | Single-Stage |  | 1 | Standard |  | 100000 | 80000 |  |  | 95100 | 1226 | 80 | 78 | [8 empty] | Federally-Regulated Consumer Product | 03/08/2017 |  | 03/08/2017
York | Evcon | TGLS080C16MP11 | LPG | Induced Draft | False | False | 1 | False | Up | None | None | Non-Condensing | Single-Stage | Multiple-Speed | 0.5 | Standard |  | 80000 | 64000 | 1602 | 1069 | 75100 | 1168 | 80 | 78 | [8 empty] | Federally-Regulated Consumer Product | 03/08/2017 |  | 03/08/2017
York | Coleman | TM9E040A10MP11 | LPG | Induced Draft | False | False | 1 | False | Down |  | None | Condensing | Single-Stage |  | 0.5 | Premium |  | 40000 | 38000 |  |  | 33100 | 195 | 95 | 78 | [8 empty] | Federally-Regulated Consumer Product | 03/08/2017 |  | 03/08/2017
York | York | TM8V060A12MP11 | Natural Gas | Induced Draft | False | False | 1 | False | Down |  | None | Non-Condensing | Two-Stage Modulating |  | 0.5 | Premium |  | 60000 | 47000 |  |  | 57000 | 259 | 80 | 78 | [8 empty] | Federally-Regulated Consumer Product | 03/08/2017 |  | 03/08/2017
York | Luxaire | LP9C100C16MP12 | Natural Gas | Induced Draft | False | False | 1 | False | Up |  | None | Condensing | Step Modulating |  | 0.75 | Premium |  | 100000 | 97000 |  |  | 96500 | 536 | 97.7 | 78 | [8 empty] | Federally-Regulated Consumer Product | 03/08/2017 |  | 03/08/2017
York | Luxaire | TP9C100C16MP12 | LPG | Induced Draft | False | False | 1 | False | Horizontal |  | None | Condensing | Step Modulating |  | 0.75 | Premium |  | 100000 | 97000 |  |  | 96500 | 536 | 97.7 | 78 | [8 empty] | Federally-Regulated Consumer Product | 03/08/2017 |  | 03/08/2017
York | Luxaire | D6NQ048D09006NX | LPG | Induced Draft | False | True | 1 | False | Down |  | None | Non-Condensing | Two-Stage Modulating |  | 1 | Premium |  | 108000 | 87000 |  |  | 94100 | 287 | 80 | 78 | [8 empty] | Federally-Regulated Consumer Product | 03/08/2017 |  | 03/08/2017
York | Coleman | DGAA077BDT* | LPG | Induced Draft | False | False | 1 | True | Down |  | None | Non-Condensing | Single-Stage |  | 0.33 | Standard |  | 77000 | 62000 |  |  | 76900 | 733 | 80 | 75 | [8 empty] | Federally-Regulated Consumer Product | 03/08/2017 |  | 03/08/2017
York | Fraser Johnston | D7NY060D09006NX | LPG | Induced Draft | False | True | 1 | False | Down |  | None | Non-Condensing | Two-Stage Modulating |  | 1 | Premium |  | 108000 | 89000 |  |  | 94500 | 338 | 81 | 78 | [8 empty] | Federally-Regulated Consumer Product | 03/08/2017 |  | 03/08/2017
York | Coleman | D6NZ030D05606NX | LPG | Induced Draft | False | True | 1 | False | Down |  | None | Non-Condensing | Two-Stage Modulating |  | 0.75 | Premium |  | 70000 | 56000 |  |  | 55700 | 252 | 80 | 78 | [8 empty] | Federally-Regulated Consumer Product | 03/08/2017 |  | 03/08/2017
York | Fraser Johnston | D6HQ036D07206NX | LPG | Induced Draft | False | True | 1 | False | Down |  | None | Non-Condensing | Two-Stage Modulating |  | 0.75 | Premium |  | 90000 | 72000 |  |  | 74700 | 273 | 80 | 78 | [8 empty] | Federally-Regulated Consumer Product | 03/08/2017 |  | 03/08/2017
York | Luxaire | TG9S080C22MP11 | Natural Gas | Induced Draft | False | False | 1 | False | Down | None | None | Condensing | Single-Stage | Multiple-Speed | 1 | Standard |  | 80000 | 78000 | 2162 | 1285 | 80400 | 966 | 95.5 | 78 | [8 empty] | Federally-Regulated Consumer Product | 03/08/2017 |  | 03/08/2017
York | Fraser Johnston | D6HQ036D07206NX | Natural Gas | Induced Draft | False | True | 1 | False | Horizontal |  | None | Non-Condensing | Two-Stage Modulating |  | 0.75 | Premium |  | 90000 | 72000 |  |  | 74700 | 273 | 80 | 78 | [8 empty] | Federally-Regulated Consumer Product | 03/08/2017 |  | 03/08/2017
York | Fraser Johnston | TM8V120C20MP11 | Natural Gas | Induced Draft | False | False | 1 | False | Up |  | None | Non-Condensing | Two-Stage Modulating |  | 1 | Premium |  | 120000 | 96000 |  |  | 111300 | 456 | 80 | 78 | [8 empty] | Federally-Regulated Consumer Product | 03/08/2017 |  | 03/08/2017
York | Coleman | TMLT080B12MP11 | Natural Gas | Induced Draft | False | False | 1 | False | Horizontal |  | None | Non-Condensing | Two-Stage Modulating |  | 0.33 | Standard |  | 80000 | 63000 |  |  | 77700 | 568 | 80 | 78 | [8 empty] | Federally-Regulated Consumer Product | 03/08/2017 |  | 03/08/2017
York | Fraser Johnston | TMLX120C20MP11 | Natural Gas | Induced Draft | False | False | 1 | False | Horizontal |  | None | Non-Condensing | Single-Stage |  | 0.75 | Premium |  | 120000 | 96000 |  |  | 117500 | 635 | 80 | 78 | [8 empty] | Federally-Regulated Consumer Product | 03/08/2017 |  | 03/08/2017
York | York | D6NZ024N05606NX | Natural Gas | Induced Draft | False | True | 1 | False | Down |  | None | Non-Condensing | Single-Stage |  | 0.5 | Premium |  | 70000 | 56000 |  |  | 56700 | 764 | 80.2 | 78 | [8 empty] | Federally-Regulated Consumer Product | 03/08/2017 |  | 03/08/2017
York | Johnson Controls | T33D[N,S]3******** | Natural Gas | Induced Draft | False | True | 3 | False | Down |  | None | Non-Condensing | Single-Stage |  | 10 | Standard |  | 267000 | 213000 | [6 empty] | 80 | 80 | [6 empty] | Federally-Regulated Commercial & Industrial Equipment | 03/08/2017 |  | 03/08/2017
York | Fraser Johnston | TM9E100C16MP11 | LPG | Induced Draft | False | False | 1 | False | Up |  | None | Condensing | Single-Stage |  | 0.5 | Premium |  | 100000 | 96000 |  |  | 99600 | 463 | 95 | 78 | [8 empty] | Federally-Regulated Consumer Product | 03/08/2017 |  | 03/08/2017
York | Luxaire | D6NZ048N11006NX | Natural Gas | Induced Draft | False | True | 1 | False | Horizontal |  | None | Non-Condensing | Single-Stage |  | 1 | Premium |  | 135000 | 108000 |  |  | 114000 | 1275 | 80.2 | 78 | [8 empty] | Federally-Regulated Consumer Product | 03/08/2017 |  | 03/08/2017
York | Coleman | TM9E060B12MP11 | Natural Gas | Induced Draft | False | False | 1 | False | Up |  | None | Condensing | Single-Stage |  | 0.5 | Premium |  | 60000 | 57000 |  |  | 49600 | 284 | 95 | 78 | [8 empty] | Federally-Regulated Consumer Product | 03/08/2017 |  | 03/08/2017
York | Luxaire | TGLS040A08MP11 | LPG | Induced Draft | False | False | 1 | False | Down | None | None | Non-Condensing | Single-Stage | Multiple-Speed | 0.2 | Standard |  | 40000 | 32000 | 717 | 489 | 38300 | 473 | 80 | 78 | [8 empty] | Federally-Regulated Consumer Product | 03/08/2017 |  | 03/08/2017
York | Coleman | TMLT080C16MP11 | Natural Gas | Induced Draft | False | False | 1 | False | Horizontal |  | None | Non-Condensing | Two-Stage Modulating |  | 0.5 | Standard |  | 80000 | 63000 |  |  | 77500 | 607 | 80 | 78 | [8 empty] | Federally-Regulated Consumer Product | 03/08/2017 |  | 03/08/2017
York | Luxaire | TGLS120C20MP11 | Natural Gas | Induced Draft | False | False | 1 | False | Up | None | None | Non-Condensing | Single-Stage | Multiple-Speed | 1 | Standard |  | 120000 | 96000 | 2338 | 1286 | 115200 | 1150 | 80 | 78 | [8 empty] | Federally-Regulated Consumer Product | 03/08/2017 |  | 03/08/2017
York | Evcon | TG8S040A08MP11 | LPG | Induced Draft | False | False | 1 | False | Up | None | None | Non-Condensing | Single-Stage | Multiple-Speed | 0.2 | Standard |  | 40000 | 32000 | 717 | 489 | 38100 | 444 | 80 | 78 | [8 empty] | Federally-Regulated Consumer Product | 03/08/2017 |  | 03/08/2017
York | Coleman | D6NQ036D07206NX | LPG | Induced Draft | False | True | 1 | False | Down |  | None | Non-Condensing | Two-Stage Modulating |  | 0.75 | Premium |  | 90000 | 72000 |  |  | 74700 | 273 | 80 | 78 | [8 empty] | Federally-Regulated Consumer Product | 03/08/2017 |  | 03/08/2017
York | Fraser Johnston | TPLC100C16MP12 | Natural Gas | Induced Draft | False | False | 1 | False | Down |  | None | Non-Condensing | Step Modulating |  | 0.75 | Premium |  | 100000 | 78000 |  |  | 97300 | 253 | 80 | 78 | [8 empty] | Federally-Regulated Consumer Product | 03/08/2017 |  | 03/08/2017
York | Guardian | RGF1L080CP16MP11 | Natural Gas | Induced Draft | False | False | 1 | False | Down |  | None | Non-Condensing | Single-Stage |  | 0.5 | Standard |  | 80000 | 64000 |  |  | 75100 | 1215 | 80 | 78 | [8 empty] | Federally-Regulated Consumer Product | 03/08/2017 |  | 03/08/2017
York | Coleman | D7NQ060D11006NX | LPG | Induced Draft | False | True | 1 | False | Horizontal |  | None | Non-Condensing | Two-Stage Modulating |  | 1 | Premium |  | 135000 | 110000 |  |  | 112900 | 413 | 81 | 78 | [8 empty] | Federally-Regulated Consumer Product | 03/08/2017 |  | 03/08/2017
York | Fraser Johnston | D7NY060D11006NX | Natural Gas | Induced Draft | False | True | 1 | False | Horizontal |  | None | Non-Condensing | Two-Stage Modulating |  | 1 | Premium |  | 135000 | 110000 |  |  | 112900 | 413 | 81 | 78 | [8 empty] | Federally-Regulated Consumer Product | 03/08/2017 |  | 03/08/2017
York | Fraser Johnston | ZS036*08*F**** | Natural Gas | Induced Draft | False | True | 1 | False | Down |  | None | Non-Condensing | Single-Stage |  | 1.5 | Standard |  | 100000 | 80000 |  |  | 93400 | 1438 | 80.5 | 78 | [8 empty] | Federally-Regulated Consumer Product | 03/08/2017 |  | 03/08/2017
York | York | TM8V120C20MP11 | Natural Gas | Induced Draft | False | False | 1 | False | Horizontal |  | None | Non-Condensing | Two-Stage Modulating |  | 1 | Premium |  | 120000 | 96000 |  |  | 111300 | 456 | 80 | 78 | [8 empty] | Federally-Regulated Consumer Product | 03/08/2017 |  | 03/08/2017
York | York | TMLT120C20MP11 | LPG | Induced Draft | False | False | 1 | False | Down |  | None | Non-Condensing | Two-Stage Modulating |  | 1 | Standard |  | 120000 | 96000 |  |  | 116600 | 832 | 80 | 78 | [8 empty] | Federally-Regulated Consumer Product | 03/08/2017 |  | 03/08/2017
York | York | TMLT080B12MP11 | Natural Gas | Induced Draft | False | False | 1 | False | Down |  | None | Non-Condensing | Two-Stage Modulating |  | 0.33 | Standard |  | 80000 | 63000 |  |  | 77700 | 568 | 80 | 78 | [8 empty] | Federally-Regulated Consumer Product | 03/08/2017 |  | 03/08/2017
York | Coleman | D7NY060D11006NX | LPG | Induced Draft | False | True | 1 | False | Horizontal |  | None | Non-Condensing | Two-Stage Modulating |  | 1 | Premium |  | 135000 | 110000 |  |  | 112900 | 413 | 81 | 78 | [8 empty] | Federally-Regulated Consumer Product | 03/08/2017 |  | 03/08/2017
York | Fraser Johnston | D6NX048N09006NX | Natural Gas | Induced Draft | False | True | 1 | False | Down |  | None | Non-Condensing | Single-Stage |  | 1 | Premium |  | 108000 | 87000 |  |  | 93800 | 1315 | 80.6 | 78 | [8 empty] | Federally-Regulated Consumer Product | 03/08/2017 |  | 03/08/2017
York | Evcon | ZS036*08*F**** | Natural Gas | Induced Draft | False | True | 1 | False | Horizontal |  | None | Non-Condensing | Single-Stage |  | 1.5 | Standard |  | 100000 | 80000 |  |  | 93400 | 1438 | 80.5 | 78 | [8 empty] | Federally-Regulated Consumer Product | 03/08/2017 |  | 03/08/2017
York | York | D6NQ048N09006NX | LPG | Induced Draft | False | True | 1 | False | Down |  | None | Non-Condensing | Single-Stage |  | 1 | Premium |  | 108000 | 87000 |  |  | 93800 | 1315 | 80.6 | 78 | [8 empty] | Federally-Regulated Consumer Product | 03/08/2017 |  | 03/08/2017
York | Luxaire | TMLV080B12MP11 | LPG | Induced Draft | False | False | 1 | False | Down |  | None | Non-Condensing | Two-Stage Modulating |  | 0.5 | Premium |  | 80000 | 63000 |  |  | 75800 | 315 | 80 | 78 | [8 empty] | Federally-Regulated Consumer Product | 03/08/2017 |  | 03/08/2017
York | Evcon | RGF19120DE20MP11 | Natural Gas | Induced Draft | False | False | 1 | False | Up |  | None | Condensing | Single-Stage |  | 0.75 | Premium |  | 120000 | 114000 |  |  | 114600 | 816 | 95.5 | 78 | [8 empty] | Federally-Regulated Consumer Product | 03/08/2017 |  | 03/08/2017
York | Luxaire | D6NY060D09006NX | LPG | Induced Draft | False | True | 1 | False | Horizontal |  | None | Non-Condensing | Two-Stage Modulating |  | 1 | Premium |  | 108000 | 87000 |  |  | 94100 | 287 | 80 | 78 | [8 empty] | Federally-Regulated Consumer Product | 03/08/2017 |  | 03/08/2017
York | Coleman | TG8S080B12MP11 | Natural Gas | Induced Draft | False | False | 1 | False | Up | None | None | Non-Condensing | Single-Stage | Multiple-Speed | 0.33 | Standard |  | 80000 | 64000 | 1195 | 620 | 76700 | 793 | 80 | 78 | [8 empty] | Federally-Regulated Consumer Product | 03/08/2017 |  | 03/08/2017
York | Fraser Johnston | TMLT100C20MP11 | Natural Gas | Induced Draft | False | False | 1 | False | Down |  | None | Non-Condensing | Two-Stage Modulating |  | 1 | Standard |  | 100000 | 80000 |  |  | 97200 | 688 | 80 | 78 | [8 empty] | Federally-Regulated Consumer Product | 03/08/2017 |  | 03/08/2017
York | York | TG9S040A08MP11 | LPG | Induced Draft | False | False | 1 | False | Down | None | None | Condensing | Single-Stage | Multiple-Speed | 0.5 | Standard |  | 40000 | 39000 | 950 | 581 | 31900 | 458 | 95.5 | 78 | [8 empty] | Federally-Regulated Consumer Product | 03/08/2017 |  | 03/08/2017
York | Guardian | GGLS120C16MP11 | LPG | Induced Draft | False | False | 1 | False | Down | None | None | Non-Condensing | Single-Stage | Multiple-Speed | 0.5 | Standard |  | 120000 | 96000 | 1600 | 1002 | 115100 | 1166 | 80 | 78 | [8 empty] | Federally-Regulated Consumer Product | 03/08/2017 |  | 03/08/2017
York | York | TMLX080B12MP11 | Natural Gas | Induced Draft | False | False | 1 | False | Down |  | None | Non-Condensing | Single-Stage |  | 0.5 | Premium |  | 80000 | 64000 |  |  | 78600 | 379 | 80 | 78 | [8 empty] | Federally-Regulated Consumer Product | 03/08/2017 |  | 03/08/2017
York | Evcon | D7HQ060D11006NX | Natural Gas | Induced Draft | False | True | 1 | False | Horizontal |  | None | Non-Condensing | Two-Stage Modulating |  | 1 | Premium |  | 135000 | 110000 |  |  | 112900 | 413 | 81 | 78 | [8 empty] | Federally-Regulated Consumer Product | 03/08/2017 |  | 03/08/2017
York | Luxaire | D7NQ036N05606NX | LPG | Induced Draft | False | True | 1 | False | Down |  | None | Non-Condensing | Single-Stage |  | 0.75 | Premium |  | 70000 | 57000 |  |  | 57700 | 375 | 81 | 78 | [8 empty] | Federally-Regulated Consumer Product | 03/08/2017 |  | 03/08/2017
York | Luxaire | D7NQ060N09006NX | LPG | Induced Draft | False | True | 1 | False | Horizontal |  | None | Non-Condensing | Single-Stage |  | 1 | Premium |  | 108000 | 88000 |  |  | 96900 | 467 | 81 | 78 | [8 empty] | Federally-Regulated Consumer Product | 03/08/2017 |  | 03/08/2017
York | Coleman | TG8S080C22MP11 | Natural Gas | Induced Draft | False | False | 1 | False | Up | None | None | Non-Condensing | Single-Stage | Multiple-Speed | 1 | Standard |  | 80000 | 64000 | 2448 | 1263 | 74800 | 1234 | 80 | 78 | [8 empty] | Federally-Regulated Consumer Product | 03/08/2017 |  | 03/08/2017
York | Guardian | RGF19120DE20MP12 | LPG | Induced Draft | False | False | 1 | False | Down |  | None | Condensing | Single-Stage |  | 0.75 | Premium |  | 120000 | 114000 |  |  | 115900 | 624 | 95 | 78 | [8 empty] | Federally-Regulated Consumer Product | 03/08/2017 |  | 03/08/2017
York | Coleman | TM9X080C16MP11 | Natural Gas | Induced Draft | False | False | 1 | False | Down | None | None | Condensing | Single-Stage | Multiple-Speed | 0.5 | Premium |  | 80000 | 76000 | 1558 | 457 | 65200 | 513 | 95.5 | 78 | [8 empty] | Federally-Regulated Consumer Product | 03/08/2017 |  | 03/08/2017
York | Luxaire | TM8V080C16MP11 | LPG | Induced Draft | False | False | 1 | False | Down |  | None | Non-Condensing | Two-Stage Modulating |  | 0.75 | Premium |  | 80000 | 63000 |  |  | 76900 | 323 | 80 | 78 | [8 empty] | Federally-Regulated Consumer Product | 03/08/2017 |  | 03/08/2017
York | Luxaire | TG9S080B12MP11 | LPG | Induced Draft | False | False | 1 | False | Down | None | None | Condensing | Single-Stage | Multiple-Speed | 0.5 | Standard |  | 80000 | 78000 | 1370 | 854 | 80600 | 920 | 95.5 | 78 | [8 empty] | Federally-Regulated Consumer Product | 03/08/2017 |  | 03/08/2017
York | York | TG8S060A12MP11 | Natural Gas | Induced Draft | False | False | 1 | False | Down | None | None | Non-Condensing | Single-Stage | Multiple-Speed | 0.33 | Standard |  | 60000 | 48000 | 1275 | 711 | 57400 | 623 | 80 | 78 | [8 empty] | Federally-Regulated Consumer Product | 03/08/2017 |  | 03/08/2017
York | York | TMLV080B12MP11 | LPG | Induced Draft | False | False | 1 | False | Up |  | None | Non-Condensing | Two-Stage Modulating |  | 0.5 | Premium |  | 80000 | 63000 |  |  | 75800 | 315 | 80 | 78 | [8 empty] | Federally-Regulated Consumer Product | 03/08/2017 |  | 03/08/2017
York | York | D7NQ030N05606NX | LPG | Induced Draft | False | True | 1 | False | Horizontal |  | None | Non-Condensing | Single-Stage |  | 0.75 | Premium |  | 70000 | 57000 |  |  | 57800 | 372 | 81 | 78 | [8 empty] | Federally-Regulated Consumer Product | 03/08/2017 |  | 03/08/2017
York | Evcon | D6NZ036N03606NX | Natural Gas | Induced Draft | False | True | 1 | False | Horizontal |  | None | Non-Condensing | Single-Stage |  | 0.75 | Premium |  | 45000 | 36000 |  |  | 37300 | 590 | 80.4 | 78 | [8 empty] | Federally-Regulated Consumer Product | 03/08/2017 |  | 03/08/2017
York | Fraser Johnston | TG9S080C22MP11 | LPG | Induced Draft | False | False | 1 | False | Up | None | None | Condensing | Single-Stage | Multiple-Speed | 1 | Standard |  | 80000 | 78000 | 2162 | 1285 | 80400 | 966 | 95.5 | 78 | [8 empty] | Federally-Regulated Consumer Product | 03/08/2017 |  | 03/08/2017
York | York | D6NX024N05606NX | LPG | Induced Draft | False | True | 1 | False | Down |  | None | Non-Condensing | Single-Stage |  | 0.5 | Premium |  | 70000 | 56000 |  |  | 56700 | 764 | 80.2 | 78 | [8 empty] | Federally-Regulated Consumer Product | 03/08/2017 |  | 03/08/2017
York | Coleman | TGLS060A10MP11 | LPG | Induced Draft | False | False | 1 | False | Horizontal | None | None | Non-Condensing | Single-Stage | Multiple-Speed | 0.33 | Standard |  | 60000 | 48000 | 1004 | 708 | 57700 | 553 | 80 | 78 | [8 empty] | Federally-Regulated Consumer Product | 03/08/2017 |  | 03/08/2017
York | York | TG9S080C16MP11 | Natural Gas | Induced Draft | False | False | 1 | False | Down | None | None | Condensing | Single-Stage | Multiple-Speed | 0.75 | Standard |  | 80000 | 78000 | 1671 | 838 | 80500 | 929 | 95.5 | 78 | [8 empty] | Federally-Regulated Consumer Product | 03/08/2017 |  | 03/08/2017
York | Fraser Johnston | TM8T080C16MP11 | LPG | Induced Draft | False | False | 1 | False | Up |  | None | Non-Condensing | Two-Stage Modulating |  | 0.5 | Standard |  | 80000 | 63000 |  |  | 77500 | 607 | 80 | 78 | [8 empty] | Federally-Regulated Consumer Product | 03/08/2017 |  | 03/08/2017
York | Coleman | TPLC080B12MP12 | Natural Gas | Induced Draft | False | False | 1 | False | Up |  | None | Non-Condensing | Step Modulating |  | 0.5 | Premium |  | 80000 | 62000 |  |  | 77900 | 235 | 80 | 78 | [8 empty] | Federally-Regulated Consumer Product | 03/08/2017 |  | 03/08/2017
York | Evcon | D7NQ036N03606NX | Natural Gas | Induced Draft | False | True | 1 | False | Down |  | None | Non-Condensing | Single-Stage |  | 0.75 | Premium |  | 45000 | 36000 |  |  | 38500 | 238 | 81 | 78 | [8 empty] | Federally-Regulated Consumer Product | 03/08/2017 |  | 03/08/2017
York | Coleman | TGLS080C16MP11 | Natural Gas | Induced Draft | False | False | 1 | False | Horizontal | None | None | Non-Condensing | Single-Stage | Multiple-Speed | 0.5 | Standard |  | 80000 | 64000 | 1602 | 1069 | 75100 | 1168 | 80 | 78 | [8 empty] | Federally-Regulated Consumer Product | 03/08/2017 |  | 03/08/2017
York | York | TM9E040A10MP11 | Natural Gas | Induced Draft | False | False | 1 | False | Horizontal |  | None | Condensing | Single-Stage |  | 0.5 | Premium |  | 40000 | 38000 |  |  | 33100 | 195 | 95 | 78 | [8 empty] | Federally-Regulated Consumer Product | 03/08/2017 |  | 03/08/2017
York | Evcon | ZS060*08*F**** | LPG | Induced Draft | False | True | 1 | False | Down |  | None | Non-Condensing | Single-Stage |  | 1.5 | Standard |  | 100000 | 80000 |  |  | 93400 | 1438 | 80.5 | 78 | [8 empty] | Federally-Regulated Consumer Product | 03/08/2017 |  | 03/08/2017
York | Coleman | TG8S040A08MP11 | LPG | Induced Draft | False | False | 1 | False | Horizontal | None | None | Non-Condensing | Single-Stage | Multiple-Speed | 0.2 | Standard |  | 40000 | 32000 | 717 | 489 | 38100 | 444 | 80 | 78 | [8 empty] | Federally-Regulated Consumer Product | 03/08/2017 |  | 03/08/2017
York | Fraser Johnston | D7NX036N06506NX | LPG | Induced Draft | False | True | 1 | False | Down |  | None | Non-Condensing | Single-Stage |  | 1 | Premium |  | 80000 | 66000 |  |  | 77300 | 424 | 81 | 78 | [8 empty] | Federally-Regulated Consumer Product | 03/08/2017 |  | 03/08/2017
York | Luxaire | TG8S120C20MP11 | Natural Gas | Induced Draft | False | False | 1 | False | Down | None | None | Non-Condensing | Single-Stage | Multiple-Speed | 1 | Standard |  | 120000 | 96000 | 2338 | 1286 | 115200 | 1150 | 80 | 78 | [8 empty] | Federally-Regulated Consumer Product | 03/08/2017 |  | 03/08/2017
York | Evcon | D6NQ060N06506NX | LPG | Induced Draft | False | True | 1 | False | Horizontal |  | None | Non-Condensing | Single-Stage |  | 1 | Premium |  | 80000 | 64000 |  |  | 75500 | 910 | 80.8 | 78 | [8 empty] | Federally-Regulated Consumer Product | 03/08/2017 |  | 03/08/2017
York | Coleman | TMLX060A12MP11 | Natural Gas | Induced Draft | False | False | 1 | False | Down |  | None | Non-Condensing | Single-Stage |  | 0.5 | Premium |  | 60000 | 48000 |  |  | 59100 | 243 | 80 | 78 | [8 empty] | Federally-Regulated Consumer Product | 03/08/2017 |  | 03/08/2017
York | York | TM8T080B12MP11 | Natural Gas | Induced Draft | False | False | 1 | False | Up |  | None | Non-Condensing | Two-Stage Modulating |  | 0.33 | Standard |  | 80000 | 63000 |  |  | 77700 | 568 | 80 | 78 | [8 empty] | Federally-Regulated Consumer Product | 03/08/2017 |  | 03/08/2017
York | Coleman | D6NZ060D11006NX | Natural Gas | Induced Draft | False | True | 1 | False | Down |  | None | Non-Condensing | Two-Stage Modulating |  | 1 | Premium |  | 135000 | 108000 |  |  | 114400 | 262 | 80 | 78 | [8 empty] | Federally-Regulated Consumer Product | 03/08/2017 |  | 03/08/2017
York | Coleman | TP9C120D20MP12 | Natural Gas | Induced Draft | False | False | 1 | False | Down |  | None | Condensing | Step Modulating |  | 1 | Premium |  | 120000 | 116000 |  |  | 112400 | 597 | 98 | 78 | [8 empty] | Federally-Regulated Consumer Product | 03/08/2017 |  | 03/08/2017
York | Fraser Johnston | D6NX048D09006NX | Natural Gas | Induced Draft | False | True | 1 | False | Down |  | None | Non-Condensing | Two-Stage Modulating |  | 1 | Premium |  | 108000 | 87000 |  |  | 94100 | 544 | 80 | 78 | [8 empty] | Federally-Regulated Consumer Product | 03/08/2017 |  | 03/08/2017
York | York | TM8T100C20MP11 | LPG | Induced Draft | False | False | 1 | False | Horizontal |  | None | Non-Condensing | Two-Stage Modulating |  | 1 | Standard |  | 100000 | 80000 |  |  | 97200 | 688 | 80 | 78 | [8 empty] | Federally-Regulated Consumer Product | 03/08/2017 |  | 03/08/2017
York | Coleman | D7NX024D05606NX | LPG | Induced Draft | False | True | 1 | False | Down |  | None | Non-Condensing | Two-Stage Modulating |  | 0.5 | Premium |  | 70000 | 57000 |  |  | 56100 | 215 | 81 | 78 | [8 empty] | Federally-Regulated Consumer Product | 03/08/2017 |  | 03/08/2017
York | Fraser Johnston | TPLC060A12MP12 | Natural Gas | Induced Draft | False | False | 1 | False | Up |  | None | Non-Condensing | Step Modulating |  | 0.5 | Premium |  | 60000 | 47000 |  |  | 58100 | 167 | 80 | 78 | [8 empty] | Federally-Regulated Consumer Product | 03/08/2017 |  | 03/08/2017
York | Fraser Johnston | TM9T060B12MP11 | Natural Gas | Induced Draft | False | False | 1 | False | Horizontal | None | None | Condensing | Two-Stage Modulating | Multiple-Speed | 0.5 | Standard |  | 60000 | 58000 | 1243 | 713 | 48700 | 371 | 96 | 78 | [8 empty] | Federally-Regulated Consumer Product | 03/08/2017 |  | 03/08/2017
York | Johnson Controls | S33A[N,S]3******** | LPG | Induced Draft | False | True | 3 | False | Horizontal |  | None | Non-Condensing | Single-Stage |  | 10 | Standard |  | 267000 | 213000 | [6 empty] | 80 | 80 | [6 empty] | Federally-Regulated Commercial & Industrial Equipment | 03/08/2017 |  | 03/08/2017
York | Luxaire | D7NY060D09006NX | Natural Gas | Induced Draft | False | True | 1 | False | Horizontal |  | None | Non-Condensing | Two-Stage Modulating |  | 1 | Premium |  | 108000 | 89000 |  |  | 94500 | 338 | 81 | 78 | [8 empty] | Federally-Regulated Consumer Product | 03/08/2017 |  | 03/08/2017
York | York | TM8X080C16MP11 | LPG | Induced Draft | False | False | 1 | False | Down |  | None | Non-Condensing | Single-Stage |  | 0.5 | Premium |  | 80000 | 64000 |  |  | 78300 | 444 | 80 | 78 | [8 empty] | Federally-Regulated Consumer Product | 03/08/2017 |  | 03/08/2017
York | Luxaire | D7NY060D09006NX | LPG | Induced Draft | False | True | 1 | False | Horizontal |  | None | Non-Condensing | Two-Stage Modulating |  | 1 | Premium |  | 108000 | 89000 |  |  | 94500 | 338 | 81 | 78 | [8 empty] | Federally-Regulated Consumer Product | 03/08/2017 |  | 03/08/2017
York | Guardian | RGF1L100CP20MP11 | LPG | Induced Draft | False | False | 1 | False | Down |  | None | Non-Condensing | Single-Stage |  | 1 | Standard |  | 100000 | 80000 |  |  | 95100 | 1226 | 80 | 78 | [8 empty] | Federally-Regulated Consumer Product | 03/08/2017 |  | 03/08/2017
York | York | YPAL050F******** | Natural Gas | Induced Draft | False | True | 3 | False | Horizontal | None | None | Non-Condensing | Step Modulating | Single-Speed | 10 | Standard |  | 375000 | 300000 | [6 empty] | 80 | 80 | [5 empty] | 3 | Federally-Regulated Commercial & Industrial Equipment | 03/08/2017 |  | 03/08/2017
York | Guardian | RGF1L120CE20MP11 | LPG | Induced Draft | False | False | 1 | False | Horizontal |  | None | Non-Condensing | Single-Stage |  | 0.75 | Premium |  | 120000 | 96000 |  |  | 117500 | 635 | 80 | 78 | [8 empty] | Federally-Regulated Consumer Product | 03/08/2017 |  | 03/08/2017
York | Evcon | TM9T080C16MP11 | LPG | Induced Draft | False | False | 1 | False | Up | None | None | Condensing | Two-Stage Modulating | Multiple-Speed | 0.75 | Standard |  | 80000 | 77000 | 1671 | 838 | 80400 | 849 | 96 | 78 | [8 empty] | Federally-Regulated Consumer Product | 03/08/2017 |  | 03/08/2017
York | Evcon | TM8X060A12MP11 | Natural Gas | Induced Draft | False | False | 1 | False | Down |  | None | Non-Condensing | Single-Stage |  | 0.5 | Premium |  | 60000 | 48000 |  |  | 59100 | 243 | 80 | 78 | [8 empty] | Federally-Regulated Consumer Product | 03/08/2017 |  | 03/08/2017
York | Evcon | TM9E100C20MP11 | Natural Gas | Induced Draft | False | False | 1 | False | Up |  | None | Condensing | Single-Stage |  | 0.75 | Premium |  | 100000 | 96000 |  |  | 99800 | 410 | 95 | 78 | [8 empty] | Federally-Regulated Consumer Product | 03/08/2017 |  | 03/08/2017
York | Coleman | TM8V100C20MP11 | Natural Gas | Induced Draft | False | False | 1 | False | Down |  | None | Non-Condensing | Two-Stage Modulating |  | 1 | Premium |  | 100000 | 80000 |  |  | 95200 | 380 | 80 | 78 | [8 empty] | Federally-Regulated Consumer Product | 03/08/2017 |  | 03/08/2017
York | York | TM8X100C20MP11 | Natural Gas | Induced Draft | False | False | 1 | False | Up |  | None | Non-Condensing | Single-Stage |  | 0.75 | Premium |  | 100000 | 80000 |  |  | 97800 | 568 | 80 | 78 | [8 empty] | Federally-Regulated Consumer Product | 03/08/2017 |  | 03/08/2017
York | Coleman | G33A[N,S]3******** | Natural Gas | Induced Draft | False | True | 3 | False | Horizontal |  | None | Non-Condensing | Single-Stage |  | 10 | Standard |  | 267000 | 213000 | [6 empty] | 80 | 80 | [6 empty] | Federally-Regulated Commercial & Industrial Equipment | 03/08/2017 |  | 03/08/2017
York | York | TG8S130D20MP11 | Natural Gas | Induced Draft | False | False | 1 | False | Horizontal | None | None | Non-Condensing | Single-Stage | Multiple-Speed | 1 | Standard |  | 130000 | 104000 | 2399 | 1324 | 114700 | 1265 | 80 | 78 | [8 empty] | Federally-Regulated Consumer Product | 03/08/2017 |  | 03/08/2017
York | Luxaire | TM8X080B12MP11 | Natural Gas | Induced Draft | False | False | 1 | False | Down |  | None | Non-Condensing | Single-Stage |  | 0.5 | Premium |  | 80000 | 64000 |  |  | 78600 | 379 | 80 | 78 | [8 empty] | Federally-Regulated Consumer Product | 03/08/2017 |  | 03/08/2017
York | Johnson Controls | H33D[D,T]3******** | Natural Gas | Induced Draft | False | True | 3 | False | Horizontal |  | None | Non-Condensing | Step Modulating |  | 10 | Standard |  | 267000 | 213000 | [6 empty] | 80 | 80 | [6 empty] | Federally-Regulated Commercial & Industrial Equipment | 03/08/2017 |  | 03/08/2017
York | Luxaire | X33A[D,T]3******** | LPG | Induced Draft | False | True | 3 | False | Horizontal |  | None | Non-Condensing | Step Modulating |  | 10 | Standard |  | 267000 | 213000 | [6 empty] | 80 | 80 | [6 empty] | Federally-Regulated Commercial & Industrial Equipment | 03/08/2017 |  | 03/08/2017
York | Guardian | RGF19060BP12MP11 | LPG | Induced Draft | False | False | 1 | False | Horizontal |  | None | Condensing | Single-Stage |  | 0.5 | Standard |  | 60000 | 58000 |  |  | 48100 | 650 | 95.5 | 78 | [8 empty] | Federally-Regulated Consumer Product | 03/08/2017 |  | 03/08/2017
York | Fraser Johnston | TM9E060B12MP11 | LPG | Induced Draft | False | False | 1 | False | Up |  | None | Condensing | Single-Stage |  | 0.5 | Premium |  | 60000 | 57000 |  |  | 49600 | 284 | 95 | 78 | [8 empty] | Federally-Regulated Consumer Product | 03/08/2017 |  | 03/08/2017
York | Fraser Johnston | D7HQ036D05606NX | Natural Gas | Induced Draft | False | True | 1 | False | Down |  | None | Non-Condensing | Two-Stage Modulating |  | 0.75 | Premium |  | 70000 | 58000 |  |  | 54800 | 320 | 81 | 78 | [8 empty] | Federally-Regulated Consumer Product | 03/08/2017 |  | 03/08/2017
York | Evcon | D6NX048N06506NX | LPG | Induced Draft | False | True | 1 | False | Down |  | None | Non-Condensing | Single-Stage |  | 1 | Premium |  | 80000 | 64000 |  |  | 73900 | 1250 | 80.8 | 78 | [8 empty] | Federally-Regulated Consumer Product | 03/08/2017 |  | 03/08/2017
York | Evcon | TPLC100C16MP12 | Natural Gas | Induced Draft | False | False | 1 | False | Down |  | None | Non-Condensing | Step Modulating |  | 0.75 | Premium |  | 100000 | 78000 |  |  | 97300 | 253 | 80 | 78 | [8 empty] | Federally-Regulated Consumer Product | 03/08/2017 |  | 03/08/2017
York | Evcon | RGF1L060AP12MP11 | Natural Gas | Induced Draft | False | False | 1 | False | Up |  | None | Non-Condensing | Single-Stage |  | 0.33 | Standard |  | 60000 | 48000 |  |  | 57400 | 656 | 80 | 78 | [8 empty] | Federally-Regulated Consumer Product | 03/08/2017 |  | 03/08/2017
York | Evcon | D6NZ048N06506NX | LPG | Induced Draft | False | True | 1 | False | Horizontal |  | None | Non-Condensing | Single-Stage |  | 1 | Premium |  | 80000 | 64000 |  |  | 73900 | 1250 | 80.8 | 78 | [8 empty] | Federally-Regulated Consumer Product | 03/08/2017 |  | 03/08/2017
York | Luxaire | TGLS060A12MP11 | LPG | Induced Draft | False | False | 1 | False | Up | None | None | Non-Condensing | Single-Stage | Multiple-Speed | 0.33 | Standard |  | 60000 | 48000 | 1275 | 711 | 57400 | 623 | 80 | 78 | [8 empty] | Federally-Regulated Consumer Product | 03/08/2017 |  | 03/08/2017
York | York | TM9X120D20MP11 | Natural Gas | Induced Draft | False | False | 1 | False | Up | None | None | Condensing | Single-Stage | Multiple-Speed | 0.75 | Premium |  | 120000 | 114000 | 2036 | 671 | 114600 | 816 | 95.5 | 78 | [8 empty] | Federally-Regulated Consumer Product | 03/08/2017 |  | 03/08/2017
York | Luxaire | D7HQ048D09006NX | Natural Gas | Induced Draft | False | True | 1 | False | Down |  | None | Non-Condensing | Two-Stage Modulating |  | 1 | Premium |  | 108000 | 89000 |  |  | 94500 | 338 | 81 | 78 | [8 empty] | Federally-Regulated Consumer Product | 03/08/2017 |  | 03/08/2017
York | Fraser Johnston | TM9E080B12MP11 | Natural Gas | Induced Draft | False | False | 1 | False | Down |  | None | Condensing | Single-Stage |  | 0.5 | Premium |  | 80000 | 77000 |  |  | 83000 | 382 | 95 | 78 | [8 empty] | Federally-Regulated Consumer Product | 03/08/2017 |  | 03/08/2017
York | Evcon | D7NQ048N09006NX | LPG | Induced Draft | False | True | 1 | False | Horizontal |  | None | Non-Condensing | Single-Stage |  | 1 | Premium |  | 108000 | 88000 |  |  | 96900 | 467 | 81 | 78 | [8 empty] | Federally-Regulated Consumer Product | 03/08/2017 |  | 03/08/2017
York | Luxaire | TM9T100C16MP11 | Natural Gas | Induced Draft | False | False | 1 | False | Down | None | None | Condensing | Two-Stage Modulating | Multiple-Speed | 0.75 | Standard |  | 100000 | 96000 | 1706 | 819 | 97000 | 874 | 96 | 78 | [8 empty] | Federally-Regulated Consumer Product | 03/08/2017 |  | 03/08/2017
York | York | D6HQ060D11006NX | LPG | Induced Draft | False | True | 1 | False | Horizontal |  | None | Non-Condensing | Two-Stage Modulating |  | 1 | Premium |  | 135000 | 108000 |  |  | 114400 | 300 | 80 | 78 | [8 empty] | Federally-Regulated Consumer Product | 03/08/2017 |  | 03/08/2017
York | Guardian | RGF19080BE12MP12 | LPG | Induced Draft | False | False | 1 | False | Down |  | None | Condensing | Single-Stage |  | 0.5 | Premium |  | 80000 | 77000 |  |  | 83000 | 382 | 95 | 78 | [8 empty] | Federally-Regulated Consumer Product | 03/08/2017 |  | 03/08/2017
York | Coleman | D6NZ048N11006NX | Natural Gas | Induced Draft | False | True | 1 | False | Down |  | None | Non-Condensing | Single-Stage |  | 1 | Premium |  | 135000 | 108000 |  |  | 114000 | 1275 | 80.2 | 78 | [8 empty] | Federally-Regulated Consumer Product | 03/08/2017 |  | 03/08/2017
York | Evcon | TM9V080B12MP11 | Natural Gas | Induced Draft | False | False | 1 | False | Horizontal | None | None | Condensing | Two-Stage Modulating | Variable-Speed | 0.5 | Premium | 60 | 80000 | 77000 | 1320 | 529 | 79500 | 339 | 96 | 78 | [8 empty] | Federally-Regulated Consumer Product | 03/08/2017 |  | 03/08/2017
York | Fraser Johnston | TM9T120D20MP11 | Natural Gas | Induced Draft | False | False | 1 | False | Horizontal | None | None | Condensing | Two-Stage Modulating | Multiple-Speed | 1 | Standard |  | 120000 | 115000 | 1977 | 1190 | 113900 | 801 | 96 | 78 | [8 empty] | Federally-Regulated Consumer Product | 03/08/2017 |  | 03/08/2017
York | Coleman | CP9C120D20MP12 | Natural Gas | Induced Draft | False | False | 1 | False | Up |  | None | Condensing | Step Modulating |  | 1 | Premium |  | 120000 | 116000 |  |  | 112400 | 597 | 98 | 78 | [8 empty] | Federally-Regulated Consumer Product | 03/08/2017 |  | 03/08/2017
York | Guardian | RGF19040AP08MP11 | Natural Gas | Induced Draft | False | False | 1 | False | Horizontal |  | None | Condensing | Single-Stage |  | 0.5 | Standard |  | 40000 | 39000 |  |  | 31900 | 482 | 95.5 | 78 | [8 empty] | Federally-Regulated Consumer Product | 03/08/2017 |  | 03/08/2017
York | Coleman | X33B[D,T]3******** | LPG | Induced Draft | False | True | 3 | False | Down |  | None | Non-Condensing | Step Modulating |  | 10 | Standard |  | 267000 | 213000 | [6 empty] | 80 | 80 | [6 empty] | Federally-Regulated Commercial & Industrial Equipment | 03/08/2017 |  | 03/08/2017
York | York | TGLS060A12MP11 | Natural Gas | Induced Draft | False | False | 1 | False | Horizontal | None | None | Non-Condensing | Single-Stage | Multiple-Speed | 0.33 | Standard |  | 60000 | 48000 | 1275 | 711 | 57400 | 623 | 80 | 78 | [8 empty] | Federally-Regulated Consumer Product | 03/08/2017 |  | 03/08/2017
York | Johnson Controls | V33A[D,T]5******** | Natural Gas | Induced Draft | False | True | 3 | False | Horizontal |  | None | Non-Condensing | Step Modulating |  | 10 | Standard |  | 533000 | 426000 | [6 empty] | 80 | 80 | [6 empty] | Federally-Regulated Commercial & Industrial Equipment | 03/08/2017 |  | 03/08/2017
York | Coleman | TM9E080B12MP11 | LPG | Induced Draft | False | False | 1 | False | Horizontal |  | None | Condensing | Single-Stage |  | 0.5 | Premium |  | 80000 | 77000 |  |  | 83000 | 382 | 95 | 78 | [8 empty] | Federally-Regulated Consumer Product | 03/08/2017 |  | 03/08/2017
York | York | YPAL061N******** | Natural Gas | Induced Draft | False | True | 3 | False | Down | None | None | Non-Condensing | Step Modulating | Single-Speed | 10 | Standard |  | 375000 | 300000 | [6 empty] | 80 | 80 | [5 empty] | 3 | Federally-Regulated Commercial & Industrial Equipment | 03/08/2017 |  | 03/08/2017
York | Evcon | D6NQ060N09006NX | LPG | Induced Draft | False | True | 1 | False | Horizontal |  | None | Non-Condensing | Single-Stage |  | 1 | Premium |  | 108000 | 87000 |  |  | 93400 | 1313 | 80.6 | 78 | [8 empty] | Federally-Regulated Consumer Product | 03/08/2017 |  | 03/08/2017
York | Luxaire | TM8X060A12MP11 | Natural Gas | Induced Draft | False | False | 1 | False | Up |  | None | Non-Condensing | Single-Stage |  | 0.5 | Premium |  | 60000 | 48000 |  |  | 59100 | 243 | 80 | 78 | [8 empty] | Federally-Regulated Consumer Product | 03/08/2017 |  | 03/08/2017
York | York | TG9S130D20MP11 | Natural Gas | Induced Draft | False | False | 1 | False | Horizontal | None | None | Condensing | Single-Stage | Multiple-Speed | 1 | Standard |  | 130000 | 125000 | 2047 | 1198 | 112700 | 1305 | 95.5 | 78 | [8 empty] | Federally-Regulated Consumer Product | 03/08/2017 |  | 03/08/2017
York | Evcon | TG9S100C20MP11 | LPG | Induced Draft | False | False | 1 | False | Up | None | None | Condensing | Single-Stage | Multiple-Speed | 1 | Standard |  | 100000 | 97000 | 1934 | 1183 | 96600 | 1118 | 95.5 | 78 | [8 empty] | Federally-Regulated Consumer Product | 03/08/2017 |  | 03/08/2017
York | Evcon | TGLS060A10MP11 | Natural Gas | Induced Draft | False | False | 1 | False | Down | None | None | Non-Condensing | Single-Stage | Multiple-Speed | 0.33 | Standard |  | 60000 | 48000 | 1004 | 708 | 57700 | 553 | 80 | 78 | [8 empty] | Federally-Regulated Consumer Product | 03/08/2017 |  | 03/08/2017
York | Coleman | TM8T100C16MP11 | Natural Gas | Induced Draft | False | False | 1 | False | Horizontal |  | None | Non-Condensing | Two-Stage Modulating |  | 0.5 | Standard |  | 100000 | 80000 |  |  | 96500 | 850 | 80 | 78 | [8 empty] | Federally-Regulated Consumer Product | 03/08/2017 |  | 03/08/2017
York | Luxaire | ZS060*F0*F**** | Natural Gas | Induced Draft | False | True | 1 | False | Down |  | None | Non-Condensing | Single-Stage |  | 1.5 | Standard |  | 125000 | 100000 |  |  | 117500 | 510 | 80.3 | 78 | [8 empty] | Federally-Regulated Consumer Product | 03/08/2017 |  | 03/08/2017
York | Luxaire | D7NY060D11006NX | LPG | Induced Draft | False | True | 1 | False | Down |  | None | Non-Condensing | Two-Stage Modulating |  | 1 | Premium |  | 135000 | 110000 |  |  | 112900 | 413 | 81 | 78 | [8 empty] | Federally-Regulated Consumer Product | 03/08/2017 |  | 03/08/2017
York | Coleman | D7HQ042D09006NX | LPG | Induced Draft | False | True | 1 | False | Down |  | None | Non-Condensing | Two-Stage Modulating |  | 1 | Premium |  | 108000 | 89000 |  |  | 94500 | 338 | 81 | 78 | [8 empty] | Federally-Regulated Consumer Product | 03/08/2017 |  | 03/08/2017
York | Fraser Johnston | TM9T100C16MP11 | LPG | Induced Draft | False | False | 1 | False | Horizontal | None | None | Condensing | Two-Stage Modulating | Multiple-Speed | 0.75 | Standard |  | 100000 | 96000 | 1706 | 819 | 97000 | 874 | 96 | 78 | [8 empty] | Federally-Regulated Consumer Product | 03/08/2017 |  | 03/08/2017
York | York | Z33D[D,T]3******** | Natural Gas | Induced Draft | False | True | 3 | False | Horizontal |  | None | Non-Condensing | Step Modulating |  | 10 | Standard |  | 267000 | 213000 | [6 empty] | 80 | 80 | [6 empty] | Federally-Regulated Commercial & Industrial Equipment | 03/08/2017 |  | 03/08/2017
York | Evcon | D7NX048D11006NX | Natural Gas | Induced Draft | False | True | 1 | False | Down |  | None | Non-Condensing | Two-Stage Modulating |  | 1 | Premium |  | 135000 | 110000 |  |  | 112900 | 413 | 81 | 78 | [8 empty] | Federally-Regulated Consumer Product | 03/08/2017 |  | 03/08/2017
York | Fraser Johnston | TMLV120C20MP11 | Natural Gas | Induced Draft | False | False | 1 | False | Down |  | None | Non-Condensing | Two-Stage Modulating |  | 1 | Premium |  | 120000 | 96000 |  |  | 111300 | 456 | 80 | 78 | [8 empty] | Federally-Regulated Consumer Product | 03/08/2017 |  | 03/08/2017
York | Fraser Johnston | D7NX036N09006NX | LPG | Induced Draft | False | True | 1 | False | Down |  | None | Non-Condensing | Single-Stage |  | 1 | Premium |  | 108000 | 88000 |  |  | 96900 | 467 | 81 | 78 | [8 empty] | Federally-Regulated Consumer Product | 03/08/2017 |  | 03/08/2017
York | Coleman | D7NQ048D09006NX | Natural Gas | Induced Draft | False | True | 1 | False | Horizontal |  | None | Non-Condensing | Two-Stage Modulating |  | 1 | Premium |  | 108000 | 89000 |  |  | 94500 | 338 | 81 | 78 | [8 empty] | Federally-Regulated Consumer Product | 03/08/2017 |  | 03/08/2017
York | Evcon | ZS036*08*F**** | LPG | Induced Draft | False | True | 1 | False | Horizontal |  | None | Non-Condensing | Single-Stage |  | 1.5 | Standard |  | 100000 | 80000 |  |  | 93400 | 1438 | 80.5 | 78 | [8 empty] | Federally-Regulated Consumer Product | 03/08/2017 |  | 03/08/2017
York | Coleman | CPLC060A12MP12 | LPG | Induced Draft | False | False | 1 | False | Horizontal |  | None | Non-Condensing | Step Modulating |  | 0.5 | Premium |  | 60000 | 47000 |  |  | 58100 | 167 | 80 | 78 | [8 empty] | Federally-Regulated Consumer Product | 03/08/2017 |  | 03/08/2017
York | Evcon | TM8V100C16MP11 | Natural Gas | Induced Draft | False | False | 1 | False | Horizontal |  | None | Non-Condensing | Two-Stage Modulating |  | 0.75 | Premium |  | 100000 | 80000 |  |  | 94700 | 368 | 80 | 78 | [8 empty] | Federally-Regulated Consumer Product | 03/08/2017 |  | 03/08/2017
York | Fraser Johnston | D7NX048D09006NX | Natural Gas | Induced Draft | False | True | 1 | False | Down |  | None | Non-Condensing | Two-Stage Modulating |  | 1 | Premium |  | 108000 | 89000 |  |  | 94500 | 338 | 81 | 78 | [8 empty] | Federally-Regulated Consumer Product | 03/08/2017 |  | 03/08/2017
York | York | D7NQ036D07206NX | Natural Gas | Induced Draft | False | True | 1 | False | Horizontal |  | None | Non-Condensing | Two-Stage Modulating |  | 0.75 | Premium |  | 90000 | 74000 |  |  | 73500 | 341 | 81 | 78 | [8 empty] | Federally-Regulated Consumer Product | 03/08/2017 |  | 03/08/2017
York | Fraser Johnston | TM9T080B12MP11 | Natural Gas | Induced Draft | False | False | 1 | False | Down | None | None | Condensing | Two-Stage Modulating | Multiple-Speed | 0.5 | Standard |  | 80000 | 77000 | 1370 | 854 | 81300 | 588 | 96 | 78 | [8 empty] | Federally-Regulated Consumer Product | 03/08/2017 |  | 03/08/2017
York | Coleman | TPLC100C20MP12 | LPG | Induced Draft | False | False | 1 | False | Up |  | None | Non-Condensing | Step Modulating |  | 1 | Premium |  | 100000 | 78000 |  |  | 97500 | 238 | 80 | 78 | [8 empty] | Federally-Regulated Consumer Product | 03/08/2017 |  | 03/08/2017
York | York | D7HQ036D07206NX | LPG | Induced Draft | False | True | 1 | False | Horizontal |  | None | Non-Condensing | Two-Stage Modulating |  | 0.75 | Premium |  | 90000 | 74000 |  |  | 73500 | 341 | 81 | 78 | [8 empty] | Federally-Regulated Consumer Product | 03/08/2017 |  | 03/08/2017
York | Luxaire | TM8V080C16MP11 | LPG | Induced Draft | False | False | 1 | False | Up |  | None | Non-Condensing | Two-Stage Modulating |  | 0.75 | Premium |  | 80000 | 63000 |  |  | 76900 | 323 | 80 | 78 | [8 empty] | Federally-Regulated Consumer Product | 03/08/2017 |  | 03/08/2017
York | Fraser Johnston | TM9V040A10MP11 | LPG | Induced Draft | False | False | 1 | False | Down |  | None | Condensing | Two-Stage Modulating |  | 0.5 | Premium |  | 40000 | 38000 |  |  | 30800 | 180 | 96 | 78 | [8 empty] | Federally-Regulated Consumer Product | 03/08/2017 |  | 03/08/2017
York | Fraser Johnston | TM8T080B12MP11 | LPG | Induced Draft | False | False | 1 | False | Down |  | None | Non-Condensing | Two-Stage Modulating |  | 0.33 | Standard |  | 80000 | 63000 |  |  | 77700 | 568 | 80 | 78 | [8 empty] | Federally-Regulated Consumer Product | 03/08/2017 |  | 03/08/2017
York | Luxaire | D6NQ036N07206NX | LPG | Induced Draft | False | True | 1 | False | Horizontal |  | None | Non-Condensing | Single-Stage |  | 0.75 | Premium |  | 90000 | 72000 |  |  | 75500 | 1056 | 80.1 | 78 | [8 empty] | Federally-Regulated Consumer Product | 03/08/2017 |  | 03/08/2017
York | York | YPAL051G******** | Natural Gas | Induced Draft | False | True | 3 | False | Down | None | None | Non-Condensing | Step Modulating | Single-Speed | 10 | Standard |  | 375000 | 300000 | [6 empty] | 80 | 80 | [5 empty] | 3 | Federally-Regulated Commercial & Industrial Equipment | 03/08/2017 |  | 03/08/2017
York | Guardian | GG9S060B12MP11 | LPG | Induced Draft | False | False | 1 | False | Down | None | None | Condensing | Single-Stage | Multiple-Speed | 0.5 | Standard |  | 60000 | 58000 | 1243 | 713 | 48100 | 622 | 95.5 | 78 | [8 empty] | Federally-Regulated Consumer Product | 03/08/2017 |  | 03/08/2017
York | Evcon | D6NX048D11006NX | LPG | Induced Draft | False | True | 1 | False | Horizontal |  | None | Non-Condensing | Two-Stage Modulating |  | 1 | Premium |  | 135000 | 108000 |  |  | 114400 | 262 | 80 | 78 | [8 empty] | Federally-Regulated Consumer Product | 03/08/2017 |  | 03/08/2017
York | Coleman | D6HQ060D09006NX | LPG | Induced Draft | False | True | 1 | False | Down |  | None | Non-Condensing | Two-Stage Modulating |  | 1 | Premium |  | 108000 | 87000 |  |  | 94100 | 287 | 80 | 78 | [8 empty] | Federally-Regulated Consumer Product | 03/08/2017 |  | 03/08/2017
York | Fraser Johnston | TG8S080C22MP11 | Natural Gas | Induced Draft | False | False | 1 | False | Up | None | None | Non-Condensing | Single-Stage | Multiple-Speed | 1 | Standard |  | 80000 | 64000 | 2448 | 1263 | 74800 | 1234 | 80 | 78 | [8 empty] | Federally-Regulated Consumer Product | 03/08/2017 |  | 03/08/2017
York | Guardian | GGLS120C20MP11 | Natural Gas | Induced Draft | False | False | 1 | False | Horizontal | None | None | Non-Condensing | Single-Stage | Multiple-Speed | 1 | Standard |  | 120000 | 96000 | 2338 | 1286 | 115200 | 1150 | 80 | 78 | [8 empty] | Federally-Regulated Consumer Product | 03/08/2017 |  | 03/08/2017
York | Guardian | GGLS080C22MP11 | LPG | Induced Draft | False | False | 1 | False | Down | None | None | Non-Condensing | Single-Stage | Multiple-Speed | 1 | Standard |  | 80000 | 64000 | 2448 | 1263 | 74800 | 1234 | 80 | 78 | [8 empty] | Federally-Regulated Consumer Product | 03/08/2017 |  | 03/08/2017
York | York | TP9C100C20MP12 | Natural Gas | Induced Draft | False | False | 1 | False | Down |  | None | Condensing | Step Modulating |  | 1 | Premium |  | 100000 | 97000 |  |  | 96400 | 558 | 97.7 | 78 | [8 empty] | Federally-Regulated Consumer Product | 03/08/2017 |  | 03/08/2017
York | York | D6NY060D09006NX | LPG | Induced Draft | False | True | 1 | False | Down |  | None | Non-Condensing | Two-Stage Modulating |  | 1 | Premium |  | 108000 | 87000 |  |  | 94100 | 287 | 80 | 78 | [8 empty] | Federally-Regulated Consumer Product | 03/08/2017 |  | 03/08/2017
York | Johnson Controls | T33B[D,T]3******** | LPG | Induced Draft | False | True | 3 | False | Down |  | None | Non-Condensing | Step Modulating |  | 10 | Standard |  | 267000 | 213000 | [6 empty] | 80 | 80 | [6 empty] | Federally-Regulated Commercial & Industrial Equipment | 03/08/2017 |  | 03/08/2017
York | Luxaire | D7NQ048D11006NX | LPG | Induced Draft | False | True | 1 | False | Down |  | None | Non-Condensing | Two-Stage Modulating |  | 1 | Premium |  | 135000 | 110000 |  |  | 112900 | 413 | 81 | 78 | [8 empty] | Federally-Regulated Consumer Product | 03/08/2017 |  | 03/08/2017
York | Luxaire | LPLC100C16MP12 | LPG | Induced Draft | False | False | 1 | False | Horizontal |  | None | Non-Condensing | Step Modulating |  | 0.75 | Premium |  | 100000 | 78000 |  |  | 97300 | 253 | 80 | 78 | [8 empty] | Federally-Regulated Consumer Product | 03/08/2017 |  | 03/08/2017
York | Guardian | RGF1L040AP08MP11 | LPG | Induced Draft | False | False | 1 | False | Horizontal |  | None | Non-Condensing | Single-Stage |  | 0.2 | Standard |  | 40000 | 32000 |  |  | 38300 | 473 | 80 | 78 | [8 empty] | Federally-Regulated Consumer Product | 03/08/2017 |  | 03/08/2017
York | Fraser Johnston | D7HQ048D09006NX | Natural Gas | Induced Draft | False | True | 1 | False | Horizontal |  | None | Non-Condensing | Two-Stage Modulating |  | 1 | Premium |  | 108000 | 89000 |  |  | 94500 | 338 | 81 | 78 | [8 empty] | Federally-Regulated Consumer Product | 03/08/2017 |  | 03/08/2017
York | Fraser Johnston | TG9S100C16MP11 | Natural Gas | Induced Draft | False | False | 1 | False | Up | None | None | Condensing | Single-Stage | Multiple-Speed | 0.75 | Standard |  | 100000 | 97000 | 1706 | 819 | 96500 | 1156 | 95.5 | 78 | [8 empty] | Federally-Regulated Consumer Product | 03/08/2017 |  | 03/08/2017
York | Coleman | D7HQ030D05606NX | LPG | Induced Draft | False | True | 1 | False | Down |  | None | Non-Condensing | Two-Stage Modulating |  | 0.75 | Premium |  | 70000 | 57000 |  |  | 56100 | 216 | 81 | 78 | [8 empty] | Federally-Regulated Consumer Product | 03/08/2017 |  | 03/08/2017
York | York | D6NX048D09006NX | Natural Gas | Induced Draft | False | True | 1 | False | Down |  | None | Non-Condensing | Two-Stage Modulating |  | 1 | Premium |  | 108000 | 87000 |  |  | 94100 | 544 | 80 | 78 | [8 empty] | Federally-Regulated Consumer Product | 03/08/2017 |  | 03/08/2017
York | Luxaire | ZS036*08*F**** | Natural Gas | Induced Draft | False | True | 1 | False | Down |  | None | Non-Condensing | Single-Stage |  | 1.5 | Standard |  | 100000 | 80000 |  |  | 93400 | 1438 | 80.5 | 78 | [8 empty] | Federally-Regulated Consumer Product | 03/08/2017 |  | 03/08/2017
York | York | YPAL050N******** | Natural Gas | Induced Draft | False | True | 3 | False | Down | None | None | Non-Condensing | Step Modulating | Single-Speed | 10 | Standard |  | 375000 | 300000 | [6 empty] | 80 | 80 | [5 empty] | 3 | Federally-Regulated Commercial & Industrial Equipment | 03/08/2017 |  | 03/08/2017
York | Coleman | TM9T080B12MP11 | LPG | Induced Draft | False | False | 1 | False | Horizontal | None | None | Condensing | Two-Stage Modulating | Multiple-Speed | 0.5 | Standard |  | 80000 | 77000 | 1370 | 854 | 81300 | 588 | 96 | 78 | [8 empty] | Federally-Regulated Consumer Product | 03/08/2017 |  | 03/08/2017
York | York | TG8S080C16MP11 | Natural Gas | Induced Draft | False | False | 1 | False | Horizontal | None | None | Non-Condensing | Single-Stage | Multiple-Speed | 0.5 | Standard |  | 80000 | 64000 | 1602 | 1069 | 75100 | 1168 | 80 | 78 | [8 empty] | Federally-Regulated Consumer Product | 03/08/2017 |  | 03/08/2017
York | York | TM8V100C20MP11 | Natural Gas | Induced Draft | False | False | 1 | False | Down |  | None | Non-Condensing | Two-Stage Modulating |  | 1 | Premium |  | 100000 | 80000 |  |  | 95200 | 380 | 80 | 78 | [8 empty] | Federally-Regulated Consumer Product | 03/08/2017 |  | 03/08/2017
York | Luxaire | TMLV100C20MP11 | LPG | Induced Draft | False | False | 1 | False | Horizontal |  | None | Non-Condensing | Two-Stage Modulating |  | 1 | Premium |  | 100000 | 80000 |  |  | 95200 | 380 | 80 | 78 | [8 empty] | Federally-Regulated Consumer Product | 03/08/2017 |  | 03/08/2017
York | Evcon | RGF1L040AP08MP11 | LPG | Induced Draft | False | False | 1 | False | Up |  | None | Non-Condensing | Single-Stage |  | 0.2 | Standard |  | 40000 | 32000 |  |  | 38300 | 473 | 80 | 78 | [8 empty] | Federally-Regulated Consumer Product | 03/08/2017 |  | 03/08/2017
York | Fraser Johnston | TG9S060A10MP11 | Natural Gas | Induced Draft | False | False | 1 | False | Horizontal | None | None | Condensing | Single-Stage | Multiple-Speed | 0.5 | Standard |  | 60000 | 58000 | 1103 | 769 | 47900 | 674 | 95.5 | 78 | [8 empty] | Federally-Regulated Consumer Product | 03/08/2017 |  | 03/08/2017
York | York | TM8T080B12MP11 | LPG | Induced Draft | False | False | 1 | False | Down |  | None | Non-Condensing | Two-Stage Modulating |  | 0.33 | Standard |  | 80000 | 63000 |  |  | 77700 | 568 | 80 | 78 | [8 empty] | Federally-Regulated Consumer Product | 03/08/2017 |  | 03/08/2017
York | Luxaire | D7HQ030D05606NX | LPG | Induced Draft | False | True | 1 | False | Down |  | None | Non-Condensing | Two-Stage Modulating |  | 0.75 | Premium |  | 70000 | 57000 |  |  | 56100 | 216 | 81 | 78 | [8 empty] | Federally-Regulated Consumer Product | 03/08/2017 |  | 03/08/2017
York | Johnson Controls | V33D[N,S]3******** | LPG | Induced Draft | False | True | 3 | False | Horizontal |  | None | Non-Condensing | Single-Stage |  | 10 | Standard |  | 267000 | 213000 | [6 empty] | 80 | 80 | [6 empty] | Federally-Regulated Commercial & Industrial Equipment | 03/08/2017 |  | 03/08/2017
York | Coleman | TM8X060A12MP11 | LPG | Induced Draft | False | False | 1 | False | Up |  | None | Non-Condensing | Single-Stage |  | 0.5 | Premium |  | 60000 | 48000 |  |  | 59100 | 243 | 80 | 78 | [8 empty] | Federally-Regulated Consumer Product | 03/08/2017 |  | 03/08/2017
York | Guardian | GG9S080B12MP11 | LPG | Induced Draft | False | False | 1 | False | Horizontal | None | None | Condensing | Single-Stage | Multiple-Speed | 0.5 | Standard |  | 80000 | 78000 | 1370 | 854 | 80600 | 920 | 95.5 | 78 | [8 empty] | Federally-Regulated Consumer Product | 03/08/2017 |  | 03/08/2017
York | York | D6NQ042N09006NX | Natural Gas | Induced Draft | False | True | 1 | False | Horizontal |  | None | Non-Condensing | Single-Stage |  | 1 | Premium |  | 108000 | 87000 |  |  | 94400 | 1124 | 80.6 | 78 | [8 empty] | Federally-Regulated Consumer Product | 03/08/2017 |  | 03/08/2017
York | Coleman | TM8X080C16MP11 | LPG | Induced Draft | False | False | 1 | False | Down |  | None | Non-Condensing | Single-Stage |  | 0.5 | Premium |  | 80000 | 64000 |  |  | 78300 | 444 | 80 | 78 | [8 empty] | Federally-Regulated Consumer Product | 03/08/2017 |  | 03/08/2017
York | Coleman | TM8T100C16MP11 | Natural Gas | Induced Draft | False | False | 1 | False | Down |  | None | Non-Condensing | Two-Stage Modulating |  | 0.5 | Standard |  | 100000 | 80000 |  |  | 96500 | 850 | 80 | 78 | [8 empty] | Federally-Regulated Consumer Product | 03/08/2017 |  | 03/08/2017
York | Evcon | TM9V040A10MP11 | LPG | Induced Draft | False | False | 1 | False | Up |  | None | Condensing | Two-Stage Modulating |  | 0.5 | Premium |  | 40000 | 38000 |  |  | 30800 | 180 | 96 | 78 | [8 empty] | Federally-Regulated Consumer Product | 03/08/2017 |  | 03/08/2017
York | Johnson Controls | H33B[D,T]5******** | Natural Gas | Induced Draft | False | True | 3 | False | Horizontal |  | None | Non-Condensing | Step Modulating |  | 10 | Standard |  | 533000 | 426000 | [6 empty] | 80 | 80 | [6 empty] | Federally-Regulated Commercial & Industrial Equipment | 03/08/2017 |  | 03/08/2017
York | Luxaire | D6NZ042D09006NX | LPG | Induced Draft | False | True | 1 | False | Down |  | None | Non-Condensing | Two-Stage Modulating |  | 0.75 | Premium |  | 108000 | 87000 |  |  | 95300 | 362 | 80 | 78 | [8 empty] | Federally-Regulated Consumer Product | 03/08/2017 |  | 03/08/2017
York | Evcon | TPLC100C20MP12 | Natural Gas | Induced Draft | False | False | 1 | False | Down |  | None | Non-Condensing | Step Modulating |  | 1 | Premium |  | 100000 | 78000 |  |  | 97500 | 238 | 80 | 78 | [8 empty] | Federally-Regulated Consumer Product | 03/08/2017 |  | 03/08/2017
York | Coleman | D7HQ042D09006NX | Natural Gas | Induced Draft | False | True | 1 | False | Down |  | None | Non-Condensing | Two-Stage Modulating |  | 1 | Premium |  | 108000 | 89000 |  |  | 94500 | 338 | 81 | 78 | [8 empty] | Federally-Regulated Consumer Product | 03/08/2017 |  | 03/08/2017
York | Fraser Johnston | TM9V060B12MP11 | LPG | Induced Draft | False | False | 1 | False | Horizontal | None | None | Condensing | Two-Stage Modulating | Variable-Speed | 0.5 | Premium | 60 | 60000 | 58000 | 1343 | 456 | 47800 | 284 | 96 | 78 | [8 empty] | Federally-Regulated Consumer Product | 03/08/2017 |  | 03/08/2017
York | Fraser Johnston | TG8S120C16MP11 | Natural Gas | Induced Draft | False | False | 1 | False | Up | None | None | Non-Condensing | Single-Stage | Multiple-Speed | 0.5 | Standard |  | 120000 | 96000 | 1600 | 1002 | 115100 | 1166 | 80 | 78 | [8 empty] | Federally-Regulated Consumer Product | 03/08/2017 |  | 03/08/2017
York | Evcon | TMLV080C16MP11 | Natural Gas | Induced Draft | False | False | 1 | False | Horizontal |  | None | Non-Condensing | Two-Stage Modulating |  | 0.75 | Premium |  | 80000 | 63000 |  |  | 76900 | 323 | 80 | 78 | [8 empty] | Federally-Regulated Consumer Product | 03/08/2017 |  | 03/08/2017
York | Fraser Johnston | TGLS080B12MP11 | LPG | Induced Draft | False | False | 1 | False | Down | None | None | Non-Condensing | Single-Stage | Multiple-Speed | 0.33 | Standard |  | 80000 | 64000 | 1195 | 620 | 76700 | 793 | 80 | 78 | [8 empty] | Federally-Regulated Consumer Product | 03/08/2017 |  | 03/08/2017
York | Coleman | G33E[N,S]3******** | LPG | Induced Draft | False | True | 3 | False | Down |  | None | Non-Condensing | Single-Stage |  | 10 | Standard |  | 267000 | 213000 | [6 empty] | 80 | 80 | [6 empty] | Federally-Regulated Commercial & Industrial Equipment | 03/08/2017 |  | 03/08/2017
York | Luxaire | D6NZ060N06506NX | Natural Gas | Induced Draft | False | True | 1 | False | Down |  | None | Non-Condensing | Single-Stage |  | 1 | Premium |  | 80000 | 64000 |  |  | 75500 | 910 | 80.7 | 78 | [8 empty] | Federally-Regulated Consumer Product | 03/08/2017 |  | 03/08/2017
York | Luxaire | TP9C100C20MP12 | LPG | Induced Draft | False | False | 1 | False | Horizontal |  | None | Condensing | Step Modulating |  | 1 | Premium |  | 100000 | 97000 |  |  | 96400 | 558 | 97.7 | 78 | [8 empty] | Federally-Regulated Consumer Product | 03/08/2017 |  | 03/08/2017
York | Luxaire | D6HQ036D07206NX | LPG | Induced Draft | False | True | 1 | False | Horizontal |  | None | Non-Condensing | Two-Stage Modulating |  | 0.75 | Premium |  | 90000 | 72000 |  |  | 74700 | 273 | 80 | 78 | [8 empty] | Federally-Regulated Consumer Product | 03/08/2017 |  | 03/08/2017
York | Fraser Johnston | TGLS130D20MP11 | LPG | Induced Draft | False | False | 1 | False | Horizontal | None | None | Non-Condensing | Single-Stage | Multiple-Speed | 1 | Standard |  | 130000 | 104000 | 2399 | 1324 | 114700 | 1265 | 80 | 78 | [8 empty] | Federally-Regulated Consumer Product | 03/08/2017 |  | 03/08/2017
York | Johnson Controls | T33B[N,S]3******** | LPG | Induced Draft | False | True | 3 | False | Horizontal |  | None | Non-Condensing | Single-Stage |  | 10 | Standard |  | 267000 | 213000 | [6 empty] | 80 | 80 | [6 empty] | Federally-Regulated Commercial & Industrial Equipment | 03/08/2017 |  | 03/08/2017
York | Luxaire | G33A[D,T]3******** | Natural Gas | Induced Draft | False | True | 3 | False | Horizontal |  | None | Non-Condensing | Step Modulating |  | 10 | Standard |  | 267000 | 213000 | [6 empty] | 80 | 80 | [6 empty] | Federally-Regulated Commercial & Industrial Equipment | 03/08/2017 |  | 03/08/2017
York | Luxaire | TM9X040A10MP11 | Natural Gas | Induced Draft | False | False | 1 | False | Horizontal |  | None | Condensing | Single-Stage |  | 0.5 | Premium |  | 40000 | 38000 |  |  | 32700 | 256 | 95.5 | 78 | [8 empty] | Federally-Regulated Consumer Product | 03/08/2017 |  | 03/08/2017
York | Luxaire | TMLT080B12MP11 | LPG | Induced Draft | False | False | 1 | False | Horizontal |  | None | Non-Condensing | Two-Stage Modulating |  | 0.33 | Standard |  | 80000 | 63000 |  |  | 77700 | 568 | 80 | 78 | [8 empty] | Federally-Regulated Consumer Product | 03/08/2017 |  | 03/08/2017
York | York | TG9S120D20MP11 | LPG | Induced Draft | False | False | 1 | False | Horizontal | None | None | Condensing | Single-Stage | Multiple-Speed | 1 | Standard |  | 120000 | 116000 | 1977 | 1190 | 112700 | 1311 | 95.5 | 78 | [8 empty] | Federally-Regulated Consumer Product | 03/08/2017 |  | 03/08/2017
York | Luxaire | TMLT080C16MP11 | Natural Gas | Induced Draft | False | False | 1 | False | Down |  | None | Non-Condensing | Two-Stage Modulating |  | 0.5 | Standard |  | 80000 | 63000 |  |  | 77500 | 607 | 80 | 78 | [8 empty] | Federally-Regulated Consumer Product | 03/08/2017 |  | 03/08/2017
York | Coleman | TG8S120C16MP11 | LPG | Induced Draft | False | False | 1 | False | Up | None | None | Non-Condensing | Single-Stage | Multiple-Speed | 0.5 | Standard |  | 120000 | 96000 | 1600 | 1002 | 115100 | 1166 | 80 | 78 | [8 empty] | Federally-Regulated Consumer Product | 03/08/2017 |  | 03/08/2017
York | Coleman | TM9E100C16MP11 | Natural Gas | Induced Draft | False | False | 1 | False | Down |  | None | Condensing | Single-Stage |  | 0.5 | Premium |  | 100000 | 96000 |  |  | 99600 | 463 | 95 | 78 | [8 empty] | Federally-Regulated Consumer Product | 03/08/2017 |  | 03/08/2017
York | Fraser Johnston | TG9S080C16MP11 | LPG | Induced Draft | False | False | 1 | False | Up | None | None | Condensing | Single-Stage | Multiple-Speed | 0.75 | Standard |  | 80000 | 78000 | 1671 | 838 | 80500 | 929 | 95.5 | 78 | [8 empty] | Federally-Regulated Consumer Product | 03/08/2017 |  | 03/08/2017
York | Guardian | GG9S100C20MP11 | LPG | Induced Draft | False | False | 1 | False | Up | None | None | Condensing | Single-Stage | Multiple-Speed | 1 | Standard |  | 100000 | 97000 | 1934 | 1183 | 96600 | 1118 | 95.5 | 78 | [8 empty] | Federally-Regulated Consumer Product | 03/08/2017 |  | 03/08/2017
York | Evcon | TPLC100C20MP12 | LPG | Induced Draft | False | False | 1 | False | Up |  | None | Non-Condensing | Step Modulating |  | 1 | Premium |  | 100000 | 78000 |  |  | 97500 | 238 | 80 | 78 | [8 empty] | Federally-Regulated Consumer Product | 03/08/2017 |  | 03/08/2017
York | Coleman | TM8T080C16MP11 | LPG | Induced Draft | False | False | 1 | False | Down |  | None | Non-Condensing | Two-Stage Modulating |  | 0.5 | Standard |  | 80000 | 63000 |  |  | 77500 | 607 | 80 | 78 | [8 empty] | Federally-Regulated Consumer Product | 03/08/2017 |  | 03/08/2017
York | Fraser Johnston | TM9V040A10MP11 | LPG | Induced Draft | False | False | 1 | False | Up |  | None | Condensing | Two-Stage Modulating |  | 0.5 | Premium |  | 40000 | 38000 |  |  | 30800 | 180 | 96 | 78 | [8 empty] | Federally-Regulated Consumer Product | 03/08/2017 |  | 03/08/2017
York | Evcon | TG9S060B12MP11 | Natural Gas | Induced Draft | False | False | 1 | False | Horizontal | None | None | Condensing | Single-Stage | Multiple-Speed | 0.5 | Standard |  | 60000 | 58000 | 1243 | 713 | 48100 | 622 | 95.5 | 78 | [8 empty] | Federally-Regulated Consumer Product | 03/08/2017 |  | 03/08/2017
York | Fraser Johnston | D6NZ036D07206NX | LPG | Induced Draft | False | True | 1 | False | Horizontal |  | None | Non-Condensing | Two-Stage Modulating |  | 0.75 | Premium |  | 90000 | 72000 |  |  | 74700 | 273 | 80 | 78 | [8 empty] | Federally-Regulated Consumer Product | 03/08/2017 |  | 03/08/2017
York | Fraser Johnston | ZK048*10*F**** | LPG | Induced Draft | False | True | 1 | False | Down |  | None | Non-Condensing | Single-Stage |  | 1.5 | Standard |  | 125000 | 100000 |  |  | 117500 | 510 | 80.3 | 78 | [8 empty] | Federally-Regulated Consumer Product | 03/08/2017 |  | 03/08/2017
York | Guardian | GG9S120D20MP11 | LPG | Induced Draft | False | False | 1 | False | Up | None | None | Condensing | Single-Stage | Multiple-Speed | 1 | Standard |  | 120000 | 116000 | 1977 | 1190 | 112700 | 1311 | 95.5 | 78 | [8 empty] | Federally-Regulated Consumer Product | 03/08/2017 |  | 03/08/2017
York | Evcon | RGF19060BE12MP11 | LPG | Induced Draft | False | False | 1 | False | Down |  | None | Condensing | Single-Stage |  | 0.5 | Premium |  | 60000 | 57000 |  |  | 49000 | 394 | 95.5 | 78 | [8 empty] | Federally-Regulated Consumer Product | 03/08/2017 |  | 03/08/2017
York | Fraser Johnston | TMLX100C20MP11 | Natural Gas | Induced Draft | False | False | 1 | False | Down |  | None | Non-Condensing | Single-Stage |  | 0.75 | Premium |  | 100000 | 80000 |  |  | 97800 | 568 | 80 | 78 | [8 empty] | Federally-Regulated Consumer Product | 03/08/2017 |  | 03/08/2017
York | York | D7HQ036D05606NX | Natural Gas | Induced Draft | False | True | 1 | False | Horizontal |  | None | Non-Condensing | Two-Stage Modulating |  | 0.75 | Premium |  | 70000 | 58000 |  |  | 54800 | 320 | 81 | 78 | [8 empty] | Federally-Regulated Consumer Product | 03/08/2017 |  | 03/08/2017
York | York | YPLC120C20MP12 | LPG | Induced Draft | False | False | 1 | False | Down |  | None | Non-Condensing | Step Modulating |  | 1 | Premium |  | 120000 | 95000 |  |  | 115200 | 484 | 80 | 78 | [8 empty] | Federally-Regulated Consumer Product | 03/08/2017 |  | 03/08/2017
York | Evcon | TM8T080C16MP11 | LPG | Induced Draft | False | False | 1 | False | Down |  | None | Non-Condensing | Two-Stage Modulating |  | 0.5 | Standard |  | 80000 | 63000 |  |  | 77500 | 607 | 80 | 78 | [8 empty] | Federally-Regulated Consumer Product | 03/08/2017 |  | 03/08/2017
York | York | D6NZ060N06506NX | LPG | Induced Draft | False | True | 1 | False | Down |  | None | Non-Condensing | Single-Stage |  | 1 | Premium |  | 80000 | 64000 |  |  | 75500 | 910 | 80.7 | 78 | [8 empty] | Federally-Regulated Consumer Product | 03/08/2017 |  | 03/08/2017
York | Luxaire | X33D[N,S]3******** | Natural Gas | Induced Draft | False | True | 3 | False | Down |  | None | Non-Condensing | Single-Stage |  | 10 | Standard |  | 267000 | 213000 | [6 empty] | 80 | 80 | [6 empty] | Federally-Regulated Commercial & Industrial Equipment | 03/08/2017 |  | 03/08/2017
York | Luxaire | D6NQ024N05606NX | LPG | Induced Draft | False | True | 1 | False | Horizontal |  | None | Non-Condensing | Single-Stage |  | 0.5 | Premium |  | 70000 | 56000 |  |  | 56700 | 764 | 80.2 | 78 | [8 empty] | Federally-Regulated Consumer Product | 03/08/2017 |  | 03/08/2017
York | Luxaire | D6NZ042N09006NX | Natural Gas | Induced Draft | False | True | 1 | False | Down |  | None | Non-Condensing | Single-Stage |  | 1 | Premium |  | 108000 | 87000 |  |  | 94400 | 1124 | 80.8 | 78 | [8 empty] | Federally-Regulated Consumer Product | 03/08/2017 |  | 03/08/2017
York | Luxaire | TM8X100C20MP11 | Natural Gas | Induced Draft | False | False | 1 | False | Horizontal |  | None | Non-Condensing | Single-Stage |  | 0.75 | Premium |  | 100000 | 80000 |  |  | 97800 | 568 | 80 | 78 | [8 empty] | Federally-Regulated Consumer Product | 03/08/2017 |  | 03/08/2017
York | Evcon | TM9X040A10MP11 | Natural Gas | Induced Draft | False | False | 1 | False | Down |  | None | Condensing | Single-Stage |  | 0.5 | Premium |  | 40000 | 38000 |  |  | 32700 | 256 | 95.5 | 78 | [8 empty] | Federally-Regulated Consumer Product | 03/08/2017 |  | 03/08/2017
York | Fraser Johnston | TMLX100C16MP11 | LPG | Induced Draft | False | False | 1 | False | Up |  | None | Non-Condensing | Single-Stage |  | 0.5 | Premium |  | 100000 | 80000 |  |  | 98400 | 431 | 80 | 78 | [8 empty] | Federally-Regulated Consumer Product | 03/08/2017 |  | 03/08/2017
York | Fraser Johnston | D7NQ048D11006NX | LPG | Induced Draft | False | True | 1 | False | Down |  | None | Non-Condensing | Two-Stage Modulating |  | 1 | Premium |  | 135000 | 110000 |  |  | 112900 | 413 | 81 | 78 | [8 empty] | Federally-Regulated Consumer Product | 03/08/2017 |  | 03/08/2017
York | Luxaire | D6NZ036N05606NX | LPG | Induced Draft | False | True | 1 | False | Horizontal |  | None | Non-Condensing | Single-Stage |  | 0.75 | Premium |  | 70000 | 56000 |  |  | 56200 | 876 | 80.2 | 78 | [8 empty] | Federally-Regulated Consumer Product | 03/08/2017 |  | 03/08/2017
York | Evcon | TGLS060A10MP11 | Natural Gas | Induced Draft | False | False | 1 | False | Horizontal | None | None | Non-Condensing | Single-Stage | Multiple-Speed | 0.33 | Standard |  | 60000 | 48000 | 1004 | 708 | 57700 | 553 | 80 | 78 | [8 empty] | Federally-Regulated Consumer Product | 03/08/2017 |  | 03/08/2017
York | Evcon | TMLV120C20MP11 | Natural Gas | Induced Draft | False | False | 1 | False | Up |  | None | Non-Condensing | Two-Stage Modulating |  | 1 | Premium |  | 120000 | 96000 |  |  | 111300 | 456 | 80 | 78 | [8 empty] | Federally-Regulated Consumer Product | 03/08/2017 |  | 03/08/2017
York | Fraser Johnston | TM8X060A12MP11 | Natural Gas | Induced Draft | False | False | 1 | False | Up |  | None | Non-Condensing | Single-Stage |  | 0.5 | Premium |  | 60000 | 48000 |  |  | 59100 | 243 | 80 | 78 | [8 empty] | Federally-Regulated Consumer Product | 03/08/2017 |  | 03/08/2017
York | Evcon | D7NQ024N03606NX | LPG | Induced Draft | False | True | 1 | False | Horizontal |  | None | Non-Condensing | Single-Stage |  | 0.5 | Premium |  | 45000 | 37000 |  |  | 38700 | 201 | 81 | 78 | [8 empty] | Federally-Regulated Consumer Product | 03/08/2017 |  | 03/08/2017
York | Evcon | TG9S100C16MP11 | Natural Gas | Induced Draft | False | False | 1 | False | Up | None | None | Condensing | Single-Stage | Multiple-Speed | 0.75 | Standard |  | 100000 | 97000 | 1706 | 819 | 96500 | 1156 | 95.5 | 78 | [8 empty] | Federally-Regulated Consumer Product | 03/08/2017 |  | 03/08/2017
York | Coleman | G33B[D,T]5******** | Natural Gas | Induced Draft | False | True | 3 | False | Horizontal |  | None | Non-Condensing | Step Modulating |  | 10 | Standard |  | 533000 | 426000 | [6 empty] | 80 | 80 | [6 empty] | Federally-Regulated Commercial & Industrial Equipment | 03/08/2017 |  | 03/08/2017
York | Coleman | TP9C080C16MP12 | LPG | Induced Draft | False | False | 1 | False | Down |  | None | Condensing | Step Modulating |  | 0.75 | Premium |  | 80000 | 78000 |  |  | 80600 | 460 | 97.7 | 78 | [8 empty] | Federally-Regulated Consumer Product | 03/08/2017 |  | 03/08/2017
York | Evcon | D7NX024N03606NX | LPG | Induced Draft | False | True | 1 | False | Horizontal |  | None | Non-Condensing | Single-Stage |  | 0.5 | Premium |  | 45000 | 37000 |  |  | 38700 | 201 | 81 | 78 | [8 empty] | Federally-Regulated Consumer Product | 03/08/2017 |  | 03/08/2017
York | Fraser Johnston | TM9V080C16MP11 | LPG | Induced Draft | False | False | 1 | False | Horizontal | None | None | Condensing | Two-Stage Modulating | Variable-Speed | 0.75 | Premium | 60 | 80000 | 77000 | 1787 | 544 | 79000 | 273 | 96 | 78 | [8 empty] | Federally-Regulated Consumer Product | 03/08/2017 |  | 03/08/2017
York | Coleman | TM8V120C20MP11 | LPG | Induced Draft | False | False | 1 | False | Up |  | None | Non-Condensing | Two-Stage Modulating |  | 1 | Premium |  | 120000 | 96000 |  |  | 111300 | 456 | 80 | 78 | [8 empty] | Federally-Regulated Consumer Product | 03/08/2017 |  | 03/08/2017
York | Fraser Johnston | TG8S100B12MP11 | Natural Gas | Induced Draft | False | False | 1 | False | Up | None | None | Non-Condensing | Single-Stage | Multiple-Speed | 0.33 | Standard |  | 100000 | 80000 | 1223 | 614 | 96100 | 935 | 80 | 78 | [8 empty] | Federally-Regulated Consumer Product | 03/08/2017 |  | 03/08/2017
York | York | TM9M100C20MP12 | LPG | Induced Draft | False | False | 1 | False | Horizontal |  | None | Condensing | Step Modulating |  | 1 | Standard |  | 100000 | 97000 |  |  | 93900 | 1231 | 97 | 78 | [8 empty] | Federally-Regulated Consumer Product | 03/08/2017 |  | 03/08/2017
York | Evcon | D6NZ030N05606NX | Natural Gas | Induced Draft | False | True | 1 | False | Down |  | None | Non-Condensing | Single-Stage |  | 0.75 | Premium |  | 70000 | 56000 |  |  | 56700 | 764 | 80.5 | 78 | [8 empty] | Federally-Regulated Consumer Product | 03/08/2017 |  | 03/08/2017
York | York | TM9M080B12MP12 | Natural Gas | Induced Draft | False | False | 1 | False | Horizontal |  | None | Condensing | Step Modulating |  | 0.5 | Standard |  | 80000 | 77000 |  |  | 77900 | 1113 | 97 | 78 | [8 empty] | Federally-Regulated Consumer Product | 03/08/2017 |  | 03/08/2017
York | York | D7NQ060N06506NX | LPG | Induced Draft | False | True | 1 | False | Horizontal |  | None | Non-Condensing | Single-Stage |  | 1 | Premium |  | 80000 | 66000 |  |  | 77300 | 424 | 81 | 78 | [8 empty] | Federally-Regulated Consumer Product | 03/08/2017 |  | 03/08/2017
York | Coleman | TM9V100C16MP11 | Natural Gas | Induced Draft | False | False | 1 | False | Down | None | None | Condensing | Two-Stage Modulating | Variable-Speed | 0.75 | Premium | 60 | 100000 | 96000 | 1818 | 519 | 95600 | 364 | 96 | 78 | [8 empty] | Federally-Regulated Consumer Product | 03/08/2017 |  | 03/08/2017
York | Fraser Johnston | D7HQ036D07206NX | LPG | Induced Draft | False | True | 1 | False | Down |  | None | Non-Condensing | Two-Stage Modulating |  | 0.75 | Premium |  | 90000 | 74000 |  |  | 73500 | 341 | 81 | 78 | [8 empty] | Federally-Regulated Consumer Product | 03/08/2017 |  | 03/08/2017
York | Guardian | GG8S100B12MP11 | LPG | Induced Draft | False | False | 1 | False | Down | None | None | Non-Condensing | Single-Stage | Multiple-Speed | 0.33 | Standard |  | 100000 | 80000 | 1223 | 614 | 96100 | 935 | 80 | 78 | [8 empty] | Federally-Regulated Consumer Product | 03/08/2017 |  | 03/08/2017
York | Fraser Johnston | TPLC100C20MP12 | Natural Gas | Induced Draft | False | False | 1 | False | Up |  | None | Non-Condensing | Step Modulating |  | 1 | Premium |  | 100000 | 78000 |  |  | 97500 | 238 | 80 | 78 | [8 empty] | Federally-Regulated Consumer Product | 03/08/2017 |  | 03/08/2017
York | York | TM9T080C16MP11 | Natural Gas | Induced Draft | False | False | 1 | False | Up | None | None | Condensing | Two-Stage Modulating | Multiple-Speed | 0.75 | Standard |  | 80000 | 77000 | 1671 | 838 | 80400 | 849 | 96 | 78 | [8 empty] | Federally-Regulated Consumer Product | 03/08/2017 |  | 03/08/2017
York | Coleman | D6NQ048D09006NX | LPG | Induced Draft | False | True | 1 | False | Horizontal |  | None | Non-Condensing | Two-Stage Modulating |  | 1 | Premium |  | 108000 | 87000 |  |  | 94100 | 287 | 80 | 78 | [8 empty] | Federally-Regulated Consumer Product | 03/08/2017 |  | 03/08/2017
York | Coleman | TGLS040A08MP11 | LPG | Induced Draft | False | False | 1 | False | Horizontal | None | None | Non-Condensing | Single-Stage | Multiple-Speed | 0.2 | Standard |  | 40000 | 32000 | 717 | 489 | 38300 | 473 | 80 | 78 | [8 empty] | Federally-Regulated Consumer Product | 03/08/2017 |  | 03/08/2017
York | Fraser Johnston | D7NQ024N05606NX | LPG | Induced Draft | False | True | 1 | False | Down |  | None | Non-Condensing | Single-Stage |  | 0.5 | Premium |  | 70000 | 57000 |  |  | 58300 | 241 | 81 | 78 | [8 empty] | Federally-Regulated Consumer Product | 03/08/2017 |  | 03/08/2017
York | Coleman | TM9T100C16MP11 | LPG | Induced Draft | False | False | 1 | False | Horizontal | None | None | Condensing | Two-Stage Modulating | Multiple-Speed | 0.75 | Standard |  | 100000 | 96000 | 1706 | 819 | 97000 | 874 | 96 | 78 | [8 empty] | Federally-Regulated Consumer Product | 03/08/2017 |  | 03/08/2017
York | Guardian | GG9S100C20MP11 | Natural Gas | Induced Draft | False | False | 1 | False | Up | None | None | Condensing | Single-Stage | Multiple-Speed | 1 | Standard |  | 100000 | 97000 | 1934 | 1183 | 96600 | 1118 | 95.5 | 78 | [8 empty] | Federally-Regulated Consumer Product | 03/08/2017 |  | 03/08/2017
York | Evcon | TM8T120C20MP11 | LPG | Induced Draft | False | False | 1 | False | Horizontal |  | None | Non-Condensing | Two-Stage Modulating |  | 1 | Standard |  | 120000 | 96000 |  |  | 116600 | 832 | 80 | 78 | [8 empty] | Federally-Regulated Consumer Product | 03/08/2017 |  | 03/08/2017
York | Evcon | D6NQ060D11006NX | LPG | Induced Draft | False | True | 1 | False | Down |  | None | Non-Condensing | Two-Stage Modulating |  | 1 | Premium |  | 135000 | 108000 |  |  | 114400 | 300 | 80 | 78 | [8 empty] | Federally-Regulated Consumer Product | 03/08/2017 |  | 03/08/2017
York | Evcon | TM9M120D20MP12 | LPG | Induced Draft | False | False | 1 | False | Down |  | None | Condensing | Step Modulating |  | 1 | Standard |  | 120000 | 116000 |  |  | 111200 | 1144 | 97 | 78 | [8 empty] | Federally-Regulated Consumer Product | 03/08/2017 |  | 03/08/2017
York | Fraser Johnston | TGLS080C22MP11 | Natural Gas | Induced Draft | False | False | 1 | False | Up | None | None | Non-Condensing | Single-Stage | Multiple-Speed | 1 | Standard |  | 80000 | 64000 | 2448 | 1263 | 74800 | 1234 | 80 | 78 | [8 empty] | Federally-Regulated Consumer Product | 03/08/2017 |  | 03/08/2017
York | Luxaire | D7NQ048N11006NX | LPG | Induced Draft | False | True | 1 | False | Down |  | None | Non-Condensing | Single-Stage |  | 1 | Premium |  | 135000 | 109000 |  |  | 116700 | 462 | 81 | 78 | [8 empty] | Federally-Regulated Consumer Product | 03/08/2017 |  | 03/08/2017
York | Luxaire | TM9X100C20MP11 | LPG | Induced Draft | False | False | 1 | False | Down | None | None | Condensing | Single-Stage | Multiple-Speed | 0.75 | Premium |  | 100000 | 95000 | 1989 | 660 | 97700 | 833 | 95.5 | 78 | [8 empty] | Federally-Regulated Consumer Product | 03/08/2017 |  | 03/08/2017
York | Evcon | TMLT080C16MP11 | Natural Gas | Induced Draft | False | False | 1 | False | Horizontal |  | None | Non-Condensing | Two-Stage Modulating |  | 0.5 | Standard |  | 80000 | 63000 |  |  | 77500 | 607 | 80 | 78 | [8 empty] | Federally-Regulated Consumer Product | 03/08/2017 |  | 03/08/2017
York | Guardian | GGLS060A12MP11 | Natural Gas | Induced Draft | False | False | 1 | False | Horizontal | None | None | Non-Condensing | Single-Stage | Multiple-Speed | 0.33 | Standard |  | 60000 | 48000 | 1275 | 711 | 57400 | 623 | 80 | 78 | [8 empty] | Federally-Regulated Consumer Product | 03/08/2017 |  | 03/08/2017
York | Coleman | TM8V100C16MP11 | LPG | Induced Draft | False | False | 1 | False | Horizontal |  | None | Non-Condensing | Two-Stage Modulating |  | 0.75 | Premium |  | 100000 | 80000 |  |  | 94700 | 368 | 80 | 78 | [8 empty] | Federally-Regulated Consumer Product | 03/08/2017 |  | 03/08/2017
York | Guardian | RGF19080CP16MP11 | Natural Gas | Induced Draft | False | False | 1 | False | Down |  | None | Condensing | Single-Stage |  | 0.75 | Standard |  | 80000 | 78000 |  |  | 80500 | 968 | 95.5 | 78 | [8 empty] | Federally-Regulated Consumer Product | 03/08/2017 |  | 03/08/2017
York | Luxaire | G33D[N,S]3******** | LPG | Induced Draft | False | True | 3 | False | Down |  | None | Non-Condensing | Single-Stage |  | 10 | Standard |  | 267000 | 213000 | [6 empty] | 80 | 80 | [6 empty] | Federally-Regulated Commercial & Industrial Equipment | 03/08/2017 |  | 03/08/2017
York | Coleman | TM8T100C16MP11 | LPG | Induced Draft | False | False | 1 | False | Horizontal |  | None | Non-Condensing | Two-Stage Modulating |  | 0.5 | Standard |  | 100000 | 80000 |  |  | 96500 | 850 | 80 | 78 | [8 empty] | Federally-Regulated Consumer Product | 03/08/2017 |  | 03/08/2017
York | Coleman | TM9X040A10MP11 | LPG | Induced Draft | False | False | 1 | False | Up |  | None | Condensing | Single-Stage |  | 0.5 | Premium |  | 40000 | 38000 |  |  | 32700 | 256 | 95.5 | 78 | [8 empty] | Federally-Regulated Consumer Product | 03/08/2017 |  | 03/08/2017
York | Fraser Johnston | D6NQ060D09006NX | LPG | Induced Draft | False | True | 1 | False | Down |  | None | Non-Condensing | Two-Stage Modulating |  | 1 | Premium |  | 108000 | 87000 |  |  | 94100 | 287 | 80 | 78 | [8 empty] | Federally-Regulated Consumer Product | 03/08/2017 |  | 03/08/2017
York | Coleman | D6NQ030N03606NX | LPG | Induced Draft | False | True | 1 | False | Horizontal |  | None | Non-Condensing | Single-Stage |  | 0.75 | Premium |  | 45000 | 36000 |  |  | 37900 | 468 | 80.5 | 78 | [8 empty] | Federally-Regulated Consumer Product | 03/08/2017 |  | 03/08/2017
York | Evcon | TMLT080B12MP11 | LPG | Induced Draft | False | False | 1 | False | Horizontal |  | None | Non-Condensing | Two-Stage Modulating |  | 0.33 | Standard |  | 80000 | 63000 |  |  | 77700 | 568 | 80 | 78 | [8 empty] | Federally-Regulated Consumer Product | 03/08/2017 |  | 03/08/2017
York | Coleman | TM9T100C20MP11 | LPG | Induced Draft | False | False | 1 | False | Horizontal | None | None | Condensing | Two-Stage Modulating | Multiple-Speed | 1 | Standard |  | 100000 | 96000 | 1934 | 1183 | 96500 | 1015 | 96 | 78 | [8 empty] | Federally-Regulated Consumer Product | 03/08/2017 |  | 03/08/2017
York | Coleman | G33D[D,T]3******** | LPG | Induced Draft | False | True | 3 | False | Horizontal |  | None | Non-Condensing | Step Modulating |  | 10 | Standard |  | 267000 | 213000 | [6 empty] | 80 | 80 | [6 empty] | Federally-Regulated Commercial & Industrial Equipment | 03/08/2017 |  | 03/08/2017
York | Evcon | TMLT060A12MP11 | LPG | Induced Draft | False | False | 1 | False | Down |  | None | Non-Condensing | Two-Stage Modulating |  | 0.33 | Standard |  | 60000 | 47000 |  |  | 58100 | 450 | 80 | 78 | [8 empty] | Federally-Regulated Consumer Product | 03/08/2017 |  | 03/08/2017
York | Coleman | TM8X080B12MP11 | Natural Gas | Induced Draft | False | False | 1 | False | Down |  | None | Non-Condensing | Single-Stage |  | 0.5 | Premium |  | 80000 | 64000 |  |  | 78600 | 379 | 80 | 78 | [8 empty] | Federally-Regulated Consumer Product | 03/08/2017 |  | 03/08/2017
York | Coleman | D7NQ060D11006NX | LPG | Induced Draft | False | True | 1 | False | Down |  | None | Non-Condensing | Two-Stage Modulating |  | 1 | Premium |  | 135000 | 110000 |  |  | 112900 | 413 | 81 | 78 | [8 empty] | Federally-Regulated Consumer Product | 03/08/2017 |  | 03/08/2017
York | Fraser Johnston | TG8S080C16MP11 | LPG | Induced Draft | False | False | 1 | False | Up | None | None | Non-Condensing | Single-Stage | Multiple-Speed | 0.5 | Standard |  | 80000 | 64000 | 1602 | 1069 | 75100 | 1168 | 80 | 78 | [8 empty] | Federally-Regulated Consumer Product | 03/08/2017 |  | 03/08/2017
York | Luxaire | TM9T100C20MP11 | LPG | Induced Draft | False | False | 1 | False | Down | None | None | Condensing | Two-Stage Modulating | Multiple-Speed | 1 | Standard |  | 100000 | 96000 | 1934 | 1183 | 96500 | 1015 | 96 | 78 | [8 empty] | Federally-Regulated Consumer Product | 03/08/2017 |  | 03/08/2017
York | Evcon | TMLX120C20MP11 | LPG | Induced Draft | False | False | 1 | False | Horizontal |  | None | Non-Condensing | Single-Stage |  | 0.75 | Premium |  | 120000 | 96000 |  |  | 117500 | 635 | 80 | 78 | [8 empty] | Federally-Regulated Consumer Product | 03/08/2017 |  | 03/08/2017
York | Fraser Johnston | D7NQ030N05606NX | LPG | Induced Draft | False | True | 1 | False | Down |  | None | Non-Condensing | Single-Stage |  | 0.75 | Premium |  | 70000 | 57000 |  |  | 57800 | 372 | 81 | 78 | [8 empty] | Federally-Regulated Consumer Product | 03/08/2017 |  | 03/08/2017
York | Coleman | TM8V060A12MP11 | Natural Gas | Induced Draft | False | False | 1 | False | Up |  | None | Non-Condensing | Two-Stage Modulating |  | 0.5 | Premium |  | 60000 | 47000 |  |  | 57000 | 259 | 80 | 78 | [8 empty] | Federally-Regulated Consumer Product | 03/08/2017 |  | 03/08/2017
York | York | TG8S040A08MP11 | Natural Gas | Induced Draft | False | False | 1 | False | Horizontal | None | None | Non-Condensing | Single-Stage | Multiple-Speed | 0.2 | Standard |  | 40000 | 32000 | 717 | 489 | 38100 | 444 | 80 | 78 | [8 empty] | Federally-Regulated Consumer Product | 03/08/2017 |  | 03/08/2017
York | Evcon | TMLT080C16MP11 | LPG | Induced Draft | False | False | 1 | False | Down |  | None | Non-Condensing | Two-Stage Modulating |  | 0.5 | Standard |  | 80000 | 63000 |  |  | 77500 | 607 | 80 | 78 | [8 empty] | Federally-Regulated Consumer Product | 03/08/2017 |  | 03/08/2017
York | Evcon | RGF1L040AP08MP11 | LPG | Induced Draft | False | False | 1 | False | Down |  | None | Non-Condensing | Single-Stage |  | 0.2 | Standard |  | 40000 | 32000 |  |  | 38300 | 473 | 80 | 78 | [8 empty] | Federally-Regulated Consumer Product | 03/08/2017 |  | 03/08/2017
York | Evcon | TGLS080C22MP11 | Natural Gas | Induced Draft | False | False | 1 | False | Down | None | None | Non-Condensing | Single-Stage | Multiple-Speed | 1 | Standard |  | 80000 | 64000 | 2448 | 1263 | 74800 | 1234 | 80 | 78 | [8 empty] | Federally-Regulated Consumer Product | 03/08/2017 |  | 03/08/2017
York | Luxaire | TMLV080B12MP11 | LPG | Induced Draft | False | False | 1 | False | Up |  | None | Non-Condensing | Two-Stage Modulating |  | 0.5 | Premium |  | 80000 | 63000 |  |  | 75800 | 315 | 80 | 78 | [8 empty] | Federally-Regulated Consumer Product | 03/08/2017 |  | 03/08/2017
York | Coleman | D6NQ042D09006NX | Natural Gas | Induced Draft | False | True | 1 | False | Horizontal |  | None | Non-Condensing | Two-Stage Modulating |  | 0.75 | Premium |  | 108000 | 87000 |  |  | 94900 | 259 | 80 | 78 | [8 empty] | Federally-Regulated Consumer Product | 03/08/2017 |  | 03/08/2017
York | Evcon | D6NZ036D07206NX | Natural Gas | Induced Draft | False | True | 1 | False | Down |  | None | Non-Condensing | Two-Stage Modulating |  | 0.75 | Premium |  | 90000 | 72000 |  |  | 74700 | 273 | 80 | 78 | [8 empty] | Federally-Regulated Consumer Product | 03/08/2017 |  | 03/08/2017
York | Luxaire | TG8S100C16MP11 | LPG | Induced Draft | False | False | 1 | False | Down | None | None | Non-Condensing | Single-Stage | Multiple-Speed | 0.5 | Standard |  | 100000 | 80000 | 1820 | 1012 | 96100 | 930 | 80 | 78 | [8 empty] | Federally-Regulated Consumer Product | 03/08/2017 |  | 03/08/2017
York | Evcon | RGF1L080CP16MP11 | LPG | Induced Draft | False | False | 1 | False | Down |  | None | Non-Condensing | Single-Stage |  | 0.5 | Standard |  | 80000 | 64000 |  |  | 75100 | 1215 | 80 | 78 | [8 empty] | Federally-Regulated Consumer Product | 03/08/2017 |  | 03/08/2017
York | York | MG9S100C20MP11 | Natural Gas | Induced Draft | False | False | 1 | True | Up |  | None | Condensing | Single-Stage |  | 1 | Standard |  | 100000 | 97000 |  |  | 96600 | 1161 | 95.5 | 75 | [8 empty] | Federally-Regulated Consumer Product | 03/08/2017 |  | 03/08/2017
York | Fraser Johnston | TM9X080C16MP11 | Natural Gas | Induced Draft | False | False | 1 | False | Up | None | None | Condensing | Single-Stage | Multiple-Speed | 0.5 | Premium |  | 80000 | 76000 | 1558 | 457 | 65200 | 513 | 95.5 | 78 | [8 empty] | Federally-Regulated Consumer Product | 03/08/2017 |  | 03/08/2017
York | Evcon | TM9E080B12MP11 | Natural Gas | Induced Draft | False | False | 1 | False | Horizontal |  | None | Condensing | Single-Stage |  | 0.5 | Premium |  | 80000 | 77000 |  |  | 83000 | 382 | 95 | 78 | [8 empty] | Federally-Regulated Consumer Product | 03/08/2017 |  | 03/08/2017
York | Luxaire | X33A[D,T]3******** | LPG | Induced Draft | False | True | 3 | False | Down |  | None | Non-Condensing | Step Modulating |  | 10 | Standard |  | 267000 | 213000 | [6 empty] | 80 | 80 | [6 empty] | Federally-Regulated Commercial & Industrial Equipment | 03/08/2017 |  | 03/08/2017
York | Fraser Johnston | TM9M080B12MP12 | Natural Gas | Induced Draft | False | False | 1 | False | Horizontal |  | None | Condensing | Step Modulating |  | 0.5 | Standard |  | 80000 | 77000 |  |  | 77900 | 1113 | 97 | 78 | [8 empty] | Federally-Regulated Consumer Product | 03/08/2017 |  | 03/08/2017
York | Luxaire | TM8V120C20MP11 | Natural Gas | Induced Draft | False | False | 1 | False | Up |  | None | Non-Condensing | Two-Stage Modulating |  | 1 | Premium |  | 120000 | 96000 |  |  | 111300 | 456 | 80 | 78 | [8 empty] | Federally-Regulated Consumer Product | 03/08/2017 |  | 03/08/2017
York | Guardian | GG8S080C22MP11 | LPG | Induced Draft | False | False | 1 | False | Up | None | None | Non-Condensing | Single-Stage | Multiple-Speed | 1 | Standard |  | 80000 | 64000 | 2448 | 1263 | 74800 | 1234 | 80 | 78 | [8 empty] | Federally-Regulated Consumer Product | 03/08/2017 |  | 03/08/2017
York | Coleman | D7NQ030D05606NX | Natural Gas | Induced Draft | False | True | 1 | False | Horizontal |  | None | Non-Condensing | Two-Stage Modulating |  | 0.75 | Premium |  | 70000 | 57000 |  |  | 56100 | 216 | 81 | 78 | [8 empty] | Federally-Regulated Consumer Product | 03/08/2017 |  | 03/08/2017
York | Evcon | TG9S080C22MP11 | LPG | Induced Draft | False | False | 1 | False | Down | None | None | Condensing | Single-Stage | Multiple-Speed | 1 | Standard |  | 80000 | 78000 | 2162 | 1285 | 80400 | 966 | 95.5 | 78 | [8 empty] | Federally-Regulated Consumer Product | 03/08/2017 |  | 03/08/2017
York | Luxaire | TM9T080C16MP11 | LPG | Induced Draft | False | False | 1 | False | Horizontal | None | None | Condensing | Two-Stage Modulating | Multiple-Speed | 0.75 | Standard |  | 80000 | 77000 | 1671 | 838 | 80400 | 849 | 96 | 78 | [8 empty] | Federally-Regulated Consumer Product | 03/08/2017 |  | 03/08/2017
York | Evcon | D7NQ030N05606NX | LPG | Induced Draft | False | True | 1 | False | Down |  | None | Non-Condensing | Single-Stage |  | 0.75 | Premium |  | 70000 | 57000 |  |  | 57800 | 372 | 81 | 78 | [8 empty] | Federally-Regulated Consumer Product | 03/08/2017 |  | 03/08/2017
York | Luxaire | X33A[D,T]5******** | LPG | Induced Draft | False | True | 3 | False | Horizontal |  | None | Non-Condensing | Step Modulating |  | 10 | Standard |  | 533000 | 426000 | [6 empty] | 80 | 80 | [6 empty] | Federally-Regulated Commercial & Industrial Equipment | 03/08/2017 |  | 03/08/2017
York | Luxaire | TMLT060A12MP11 | LPG | Induced Draft | False | False | 1 | False | Up |  | None | Non-Condensing | Two-Stage Modulating |  | 0.33 | Standard |  | 60000 | 47000 |  |  | 58100 | 450 | 80 | 78 | [8 empty] | Federally-Regulated Consumer Product | 03/08/2017 |  | 03/08/2017
York | Guardian | GG9S080C22MP11 | Natural Gas | Induced Draft | False | False | 1 | False | Horizontal | None | None | Condensing | Single-Stage | Multiple-Speed | 1 | Standard |  | 80000 | 78000 | 2162 | 1285 | 80400 | 966 | 95.5 | 78 | [8 empty] | Federally-Regulated Consumer Product | 03/08/2017 |  | 03/08/2017
York | Coleman | ZS036*08*F**** | LPG | Induced Draft | False | True | 1 | False | Down |  | None | Non-Condensing | Single-Stage |  | 1.5 | Standard |  | 100000 | 80000 |  |  | 93400 | 1438 | 80.5 | 78 | [8 empty] | Federally-Regulated Consumer Product | 03/08/2017 |  | 03/08/2017
York | Evcon | D6NZ048N11006NX | Natural Gas | Induced Draft | False | True | 1 | False | Down |  | None | Non-Condensing | Single-Stage |  | 1 | Premium |  | 135000 | 108000 |  |  | 114000 | 1275 | 80.2 | 78 | [8 empty] | Federally-Regulated Consumer Product | 03/08/2017 |  | 03/08/2017
York | Luxaire | TG8S080B12MP11 | Natural Gas | Induced Draft | False | False | 1 | False | Down | None | None | Non-Condensing | Single-Stage | Multiple-Speed | 0.33 | Standard |  | 80000 | 64000 | 1195 | 620 | 76700 | 793 | 80 | 78 | [8 empty] | Federally-Regulated Consumer Product | 03/08/2017 |  | 03/08/2017
York | Fraser Johnston | TG8S120C16MP11 | LPG | Induced Draft | False | False | 1 | False | Down | None | None | Non-Condensing | Single-Stage | Multiple-Speed | 0.5 | Standard |  | 120000 | 96000 | 1600 | 1002 | 115100 | 1166 | 80 | 78 | [8 empty] | Federally-Regulated Consumer Product | 03/08/2017 |  | 03/08/2017
York | York | D7NX048D09006NX | Natural Gas | Induced Draft | False | True | 1 | False | Down |  | None | Non-Condensing | Two-Stage Modulating |  | 1 | Premium |  | 108000 | 89000 |  |  | 94500 | 338 | 81 | 78 | [8 empty] | Federally-Regulated Consumer Product | 03/08/2017 |  | 03/08/2017
York | York | Z33E[D,T]5******** | LPG | Induced Draft | False | True | 3 | False | Horizontal |  | None | Non-Condensing | Step Modulating |  | 10 | Standard |  | 533000 | 426000 | [6 empty] | 80 | 80 | [6 empty] | Federally-Regulated Commercial & Industrial Equipment | 03/08/2017 |  | 03/08/2017
York | Coleman | TM9E080B12MP11 | Natural Gas | Induced Draft | False | False | 1 | False | Up |  | None | Condensing | Single-Stage |  | 0.5 | Premium |  | 80000 | 77000 |  |  | 83000 | 382 | 95 | 78 | [8 empty] | Federally-Regulated Consumer Product | 03/08/2017 |  | 03/08/2017
York | Fraser Johnston | D6NX048D11006NX | Natural Gas | Induced Draft | False | True | 1 | False | Horizontal |  | None | Non-Condensing | Two-Stage Modulating |  | 1 | Premium |  | 135000 | 108000 |  |  | 114400 | 262 | 80 | 78 | [8 empty] | Federally-Regulated Consumer Product | 03/08/2017 |  | 03/08/2017
York | Evcon | TMLX120C20MP11 | Natural Gas | Induced Draft | False | False | 1 | False | Down |  | None | Non-Condensing | Single-Stage |  | 0.75 | Premium |  | 120000 | 96000 |  |  | 117500 | 635 | 80 | 78 | [8 empty] | Federally-Regulated Consumer Product | 03/08/2017 |  | 03/08/2017
York | Evcon | TM9T100C20MP11 | LPG | Induced Draft | False | False | 1 | False | Horizontal | None | None | Condensing | Two-Stage Modulating | Multiple-Speed | 1 | Standard |  | 100000 | 96000 | 1934 | 1183 | 96500 | 1015 | 96 | 78 | [8 empty] | Federally-Regulated Consumer Product | 03/08/2017 |  | 03/08/2017
York | Evcon | TM8X120C20MP11 | Natural Gas | Induced Draft | False | False | 1 | False | Up |  | None | Non-Condensing | Single-Stage |  | 0.75 | Premium |  | 120000 | 96000 |  |  | 117500 | 635 | 80 | 78 | [8 empty] | Federally-Regulated Consumer Product | 03/08/2017 |  | 03/08/2017
York | Luxaire | TG9S080C16MP11 | Natural Gas | Induced Draft | False | False | 1 | False | Horizontal | None | None | Condensing | Single-Stage | Multiple-Speed | 0.75 | Standard |  | 80000 | 78000 | 1671 | 838 | 80500 | 929 | 95.5 | 78 | [8 empty] | Federally-Regulated Consumer Product | 03/08/2017 |  | 03/08/2017
York | Coleman | TM9V120D20MP11 | LPG | Induced Draft | False | False | 1 | False | Up | None | None | Condensing | Two-Stage Modulating | Variable-Speed | 1 | Premium | 60 | 120000 | 115000 | 2006 | 718 | 109300 | 407 | 96 | 78 | [8 empty] | Federally-Regulated Consumer Product | 03/08/2017 |  | 03/08/2017
York | Luxaire | TM8X120C20MP11 | Natural Gas | Induced Draft | False | False | 1 | False | Horizontal |  | None | Non-Condensing | Single-Stage |  | 0.75 | Premium |  | 120000 | 96000 |  |  | 117500 | 635 | 80 | 78 | [8 empty] | Federally-Regulated Consumer Product | 03/08/2017 |  | 03/08/2017
York | Coleman | TM8V120C20MP11 | Natural Gas | Induced Draft | False | False | 1 | False | Up |  | None | Non-Condensing | Two-Stage Modulating |  | 1 | Premium |  | 120000 | 96000 |  |  | 111300 | 456 | 80 | 78 | [8 empty] | Federally-Regulated Consumer Product | 03/08/2017 |  | 03/08/2017
York | Luxaire | TMLT100C20MP11 | Natural Gas | Induced Draft | False | False | 1 | False | Up |  | None | Non-Condensing | Two-Stage Modulating |  | 1 | Standard |  | 100000 | 80000 |  |  | 97200 | 688 | 80 | 78 | [8 empty] | Federally-Regulated Consumer Product | 03/08/2017 |  | 03/08/2017
York | Fraser Johnston | TG9S120D16MP11 | LPG | Induced Draft | False | False | 1 | False | Horizontal | None | None | Condensing | Single-Stage | Multiple-Speed | 0.75 | Standard |  | 120000 | 116000 | 1805 | 876 | 113200 | 1185 | 95.5 | 78 | [8 empty] | Federally-Regulated Consumer Product | 03/08/2017 |  | 03/08/2017
York | Luxaire | TM8X060A12MP11 | LPG | Induced Draft | False | False | 1 | False | Up |  | None | Non-Condensing | Single-Stage |  | 0.5 | Premium |  | 60000 | 48000 |  |  | 59100 | 243 | 80 | 78 | [8 empty] | Federally-Regulated Consumer Product | 03/08/2017 |  | 03/08/2017
York | Coleman | TM9V120D20MP11 | Natural Gas | Induced Draft | False | False | 1 | False | Up | None | None | Condensing | Two-Stage Modulating | Variable-Speed | 1 | Premium | 60 | 120000 | 115000 | 2006 | 718 | 109300 | 407 | 96 | 78 | [8 empty] | Federally-Regulated Consumer Product | 03/08/2017 |  | 03/08/2017
York | Evcon | TM8T100C20MP11 | LPG | Induced Draft | False | False | 1 | False | Up |  | None | Non-Condensing | Two-Stage Modulating |  | 1 | Standard |  | 100000 | 80000 |  |  | 97200 | 688 | 80 | 78 | [8 empty] | Federally-Regulated Consumer Product | 03/08/2017 |  | 03/08/2017
York | Evcon | ZK060*08*F**** | LPG | Induced Draft | False | True | 1 | False | Down |  | None | Non-Condensing | Single-Stage |  | 1.5 | Standard |  | 100000 | 80000 |  |  | 93400 | 1438 | 80.5 | 78 | [8 empty] | Federally-Regulated Consumer Product | 03/08/2017 |  | 03/08/2017
York | Coleman | TMLV080B12MP11 | Natural Gas | Induced Draft | False | False | 1 | False | Horizontal |  | None | Non-Condensing | Two-Stage Modulating |  | 0.5 | Premium |  | 80000 | 63000 |  |  | 75800 | 315 | 80 | 78 | [8 empty] | Federally-Regulated Consumer Product | 03/08/2017 |  | 03/08/2017
York | York | D7NX048N09006NX | Natural Gas | Induced Draft | False | True | 1 | False | Horizontal |  | None | Non-Condensing | Single-Stage |  | 1 | Premium |  | 108000 | 88000 |  |  | 96900 | 467 | 81 | 78 | [8 empty] | Federally-Regulated Consumer Product | 03/08/2017 |  | 03/08/2017
York | Guardian | RGF19080CE16MP12 | LPG | Induced Draft | False | False | 1 | False | Up |  | None | Condensing | Single-Stage |  | 0.5 | Premium |  | 80000 | 77000 |  |  | 82800 | 429 | 95 | 78 | [8 empty] | Federally-Regulated Consumer Product | 03/08/2017 |  | 03/08/2017
York | Johnson Controls | V33E[N,S]3******** | Natural Gas | Induced Draft | False | True | 3 | False | Horizontal |  | None | Non-Condensing | Single-Stage |  | 10 | Standard |  | 267000 | 213000 | [6 empty] | 80 | 80 | [6 empty] | Federally-Regulated Commercial & Industrial Equipment | 03/08/2017 |  | 03/08/2017
York | Fraser Johnston | TMLV080C16MP11 | Natural Gas | Induced Draft | False | False | 1 | False | Down |  | None | Non-Condensing | Two-Stage Modulating |  | 0.75 | Premium |  | 80000 | 63000 |  |  | 76900 | 323 | 80 | 78 | [8 empty] | Federally-Regulated Consumer Product | 03/08/2017 |  | 03/08/2017
York | Guardian | GG9S060B12MP11 | LPG | Induced Draft | False | False | 1 | False | Horizontal | None | None | Condensing | Single-Stage | Multiple-Speed | 0.5 | Standard |  | 60000 | 58000 | 1243 | 713 | 48100 | 622 | 95.5 | 78 | [8 empty] | Federally-Regulated Consumer Product | 03/08/2017 |  | 03/08/2017
York | Coleman | D6NX024N05606NX | Natural Gas | Induced Draft | False | True | 1 | False | Down |  | None | Non-Condensing | Single-Stage |  | 0.5 | Premium |  | 70000 | 56000 |  |  | 56700 | 764 | 80.2 | 78 | [8 empty] | Federally-Regulated Consumer Product | 03/08/2017 |  | 03/08/2017
York | York | TM8V080B12MP11 | Natural Gas | Induced Draft | False | False | 1 | False | Down |  | None | Non-Condensing | Two-Stage Modulating |  | 0.5 | Premium |  | 80000 | 63000 |  |  | 75800 | 315 | 80 | 78 | [8 empty] | Federally-Regulated Consumer Product | 03/08/2017 |  | 03/08/2017
York | York | YP9C100C16MP12 | Natural Gas | Induced Draft | False | False | 1 | False | Down |  | None | Condensing | Step Modulating |  | 0.75 | Premium |  | 100000 | 97000 |  |  | 96500 | 536 | 97.7 | 78 | [8 empty] | Federally-Regulated Consumer Product | 03/08/2017 |  | 03/08/2017
York | Fraser Johnston | TG8S040A08MP11 | LPG | Induced Draft | False | False | 1 | False | Up | None | None | Non-Condensing | Single-Stage | Multiple-Speed | 0.2 | Standard |  | 40000 | 32000 | 717 | 489 | 38100 | 444 | 80 | 78 | [8 empty] | Federally-Regulated Consumer Product | 03/08/2017 |  | 03/08/2017
York | Luxaire | X33B[N,S]3******** | Natural Gas | Induced Draft | False | True | 3 | False | Down |  | None | Non-Condensing | Single-Stage |  | 10 | Standard |  | 267000 | 213000 | [6 empty] | 80 | 80 | [6 empty] | Federally-Regulated Commercial & Industrial Equipment | 03/08/2017 |  | 03/08/2017
York | Evcon | D6NQ036N03606NX | Natural Gas | Induced Draft | False | True | 1 | False | Down |  | None | Non-Condensing | Single-Stage |  | 0.75 | Premium |  | 45000 | 36000 |  |  | 37300 | 590 | 80.4 | 78 | [8 empty] | Federally-Regulated Consumer Product | 03/08/2017 |  | 03/08/2017
York | Fraser Johnston | D6NZ042N06506NX | LPG | Induced Draft | False | True | 1 | False | Down |  | None | Non-Condensing | Single-Stage |  | 1 | Premium |  | 80000 | 64000 |  |  | 74700 | 1140 | 80.6 | 78 | [8 empty] | Federally-Regulated Consumer Product | 03/08/2017 |  | 03/08/2017
York | Coleman | D7HQ060D11006NX | Natural Gas | Induced Draft | False | True | 1 | False | Horizontal |  | None | Non-Condensing | Two-Stage Modulating |  | 1 | Premium |  | 135000 | 110000 |  |  | 112900 | 413 | 81 | 78 | [8 empty] | Federally-Regulated Consumer Product | 03/08/2017 |  | 03/08/2017
York | Coleman | TG9S080C16MP11 | Natural Gas | Induced Draft | False | False | 1 | False | Horizontal | None | None | Condensing | Single-Stage | Multiple-Speed | 0.75 | Standard |  | 80000 | 78000 | 1671 | 838 | 80500 | 929 | 95.5 | 78 | [8 empty] | Federally-Regulated Consumer Product | 03/08/2017 |  | 03/08/2017
York | Coleman | D7NQ030N03606NX | Natural Gas | Induced Draft | False | True | 1 | False | Down |  | None | Non-Condensing | Single-Stage |  | 0.75 | Premium |  | 45000 | 37000 |  |  | 38700 | 212 | 81 | 78 | [8 empty] | Federally-Regulated Consumer Product | 03/08/2017 |  | 03/08/2017
York | Guardian | GG8S060A10MP11 | LPG | Induced Draft | False | False | 1 | False | Down | None | None | Non-Condensing | Single-Stage | Multiple-Speed | 0.33 | Standard |  | 60000 | 48000 | 1004 | 708 | 57700 | 553 | 80 | 78 | [8 empty] | Federally-Regulated Consumer Product | 03/08/2017 |  | 03/08/2017
York | Johnson Controls | H33D[N,S]3******** | Natural Gas | Induced Draft | False | True | 3 | False | Horizontal |  | None | Non-Condensing | Single-Stage |  | 10 | Standard |  | 267000 | 213000 | [6 empty] | 80 | 80 | [6 empty] | Federally-Regulated Commercial & Industrial Equipment | 03/08/2017 |  | 03/08/2017
York | Fraser Johnston | TMLT100C16MP11 | Natural Gas | Induced Draft | False | False | 1 | False | Down |  | None | Non-Condensing | Two-Stage Modulating |  | 0.5 | Standard |  | 100000 | 80000 |  |  | 96500 | 850 | 80 | 78 | [8 empty] | Federally-Regulated Consumer Product | 03/08/2017 |  | 03/08/2017
York | York | D6HQ036D05606NX | LPG | Induced Draft | False | True | 1 | False | Horizontal |  | None | Non-Condensing | Two-Stage Modulating |  | 0.75 | Premium |  | 70000 | 56000 |  |  | 58000 | 263 | 80 | 78 | [8 empty] | Federally-Regulated Consumer Product | 03/08/2017 |  | 03/08/2017
York | Coleman | MG9S100C20MP11 | Natural Gas | Induced Draft | False | False | 1 | True | Horizontal |  | None | Condensing | Single-Stage |  | 1 | Standard |  | 100000 | 97000 |  |  | 96600 | 1161 | 95.5 | 75 | [8 empty] | Federally-Regulated Consumer Product | 03/08/2017 |  | 03/08/2017
York | Evcon | D7HQ042D09006NX | Natural Gas | Induced Draft | False | True | 1 | False | Horizontal |  | None | Non-Condensing | Two-Stage Modulating |  | 1 | Premium |  | 108000 | 89000 |  |  | 94500 | 338 | 81 | 78 | [8 empty] | Federally-Regulated Consumer Product | 03/08/2017 |  | 03/08/2017
York | Fraser Johnston | TM9V060B12MP11 | Natural Gas | Induced Draft | False | False | 1 | False | Horizontal | None | None | Condensing | Two-Stage Modulating | Variable-Speed | 0.5 | Premium | 60 | 60000 | 58000 | 1343 | 456 | 47800 | 284 | 96 | 78 | [8 empty] | Federally-Regulated Consumer Product | 03/08/2017 |  | 03/08/2017
York | Evcon | TG8S040A08MP11 | LPG | Induced Draft | False | False | 1 | False | Horizontal | None | None | Non-Condensing | Single-Stage | Multiple-Speed | 0.2 | Standard |  | 40000 | 32000 | 717 | 489 | 38100 | 444 | 80 | 78 | [8 empty] | Federally-Regulated Consumer Product | 03/08/2017 |  | 03/08/2017
York | Fraser Johnston | TGLS130D20MP11 | Natural Gas | Induced Draft | False | False | 1 | False | Horizontal | None | None | Non-Condensing | Single-Stage | Multiple-Speed | 1 | Standard |  | 130000 | 104000 | 2399 | 1324 | 114700 | 1265 | 80 | 78 | [8 empty] | Federally-Regulated Consumer Product | 03/08/2017 |  | 03/08/2017
York | Guardian | GGLS130D20MP11 | Natural Gas | Induced Draft | False | False | 1 | False | Up | None | None | Non-Condensing | Single-Stage | Multiple-Speed | 1 | Standard |  | 130000 | 104000 | 2399 | 1324 | 114700 | 1265 | 80 | 78 | [8 empty] | Federally-Regulated Consumer Product | 03/08/2017 |  | 03/08/2017
York | Fraser Johnston | D7NQ036D05606NX | LPG | Induced Draft | False | True | 1 | False | Down |  | None | Non-Condensing | Two-Stage Modulating |  | 0.75 | Premium |  | 70000 | 58000 |  |  | 54800 | 320 | 81 | 78 | [8 empty] | Federally-Regulated Consumer Product | 03/08/2017 |  | 03/08/2017
York | Fraser Johnston | TM9M080C16MP12 | Natural Gas | Induced Draft | False | False | 1 | False | Up |  | None | Condensing | Step Modulating |  | 0.75 | Standard |  | 80000 | 78000 |  |  | 76300 | 1530 | 97 | 78 | [8 empty] | Federally-Regulated Consumer Product | 03/08/2017 |  | 03/08/2017
York | York | D7NQ048D11006NX | LPG | Induced Draft | False | True | 1 | False | Down |  | None | Non-Condensing | Two-Stage Modulating |  | 1 | Premium |  | 135000 | 110000 |  |  | 112900 | 413 | 81 | 78 | [8 empty] | Federally-Regulated Consumer Product | 03/08/2017 |  | 03/08/2017
York | Evcon | D6NZ042N09006NX | Natural Gas | Induced Draft | False | True | 1 | False | Horizontal |  | None | Non-Condensing | Single-Stage |  | 1 | Premium |  | 108000 | 87000 |  |  | 94400 | 1124 | 80.8 | 78 | [8 empty] | Federally-Regulated Consumer Product | 03/08/2017 |  | 03/08/2017
York | York | D6NZ030N05606NX | Natural Gas | Induced Draft | False | True | 1 | False | Down |  | None | Non-Condensing | Single-Stage |  | 0.75 | Premium |  | 70000 | 56000 |  |  | 56700 | 764 | 80.5 | 78 | [8 empty] | Federally-Regulated Consumer Product | 03/08/2017 |  | 03/08/2017
York | Coleman | TM9M060B12MP12 | LPG | Induced Draft | False | False | 1 | False | Up |  | None | Condensing | Step Modulating |  | 0.5 | Standard |  | 60000 | 58000 |  |  | 46700 | 716 | 97 | 78 | [8 empty] | Federally-Regulated Consumer Product | 03/08/2017 |  | 03/08/2017
York | Fraser Johnston | D6HQ030D05606NX | LPG | Induced Draft | False | True | 1 | False | Down |  | None | Non-Condensing | Two-Stage Modulating |  | 0.75 | Premium |  | 70000 | 56000 |  |  | 55700 | 252 | 80 | 78 | [8 empty] | Federally-Regulated Consumer Product | 03/08/2017 |  | 03/08/2017
York | Evcon | D6NQ036D07206NX | Natural Gas | Induced Draft | False | True | 1 | False | Horizontal |  | None | Non-Condensing | Two-Stage Modulating |  | 0.75 | Premium |  | 90000 | 72000 |  |  | 74700 | 273 | 80 | 78 | [8 empty] | Federally-Regulated Consumer Product | 03/08/2017 |  | 03/08/2017
York | Fraser Johnston | TM9E080C16MP11 | Natural Gas | Induced Draft | False | False | 1 | False | Horizontal |  | None | Condensing | Single-Stage |  | 0.5 | Premium |  | 80000 | 77000 |  |  | 82800 | 429 | 95 | 78 | [8 empty] | Federally-Regulated Consumer Product | 03/08/2017 |  | 03/08/2017
York | Fraser Johnston | TM9V080B12MP11 | LPG | Induced Draft | False | False | 1 | False | Horizontal | None | None | Condensing | Two-Stage Modulating | Variable-Speed | 0.5 | Premium | 60 | 80000 | 77000 | 1320 | 529 | 79500 | 339 | 96 | 78 | [8 empty] | Federally-Regulated Consumer Product | 03/08/2017 |  | 03/08/2017
York | York | TM9V100C20MP11 | Natural Gas | Induced Draft | False | False | 1 | False | Horizontal | None | None | Condensing | Two-Stage Modulating | Variable-Speed | 1 | Premium | 60 | 100000 | 96000 | 2019 | 576 | 94300 | 386 | 96 | 78 | [8 empty] | Federally-Regulated Consumer Product | 03/08/2017 |  | 03/08/2017
York | Evcon | RGF19060BE12MP12 | Natural Gas | Induced Draft | False | False | 1 | False | Up |  | None | Condensing | Single-Stage |  | 0.5 | Premium |  | 60000 | 57000 |  |  | 49600 | 284 | 95 | 78 | [8 empty] | Federally-Regulated Consumer Product | 03/08/2017 |  | 03/08/2017
York | Coleman | G33E[D,T]5******** | LPG | Induced Draft | False | True | 3 | False | Horizontal |  | None | Non-Condensing | Step Modulating |  | 10 | Standard |  | 533000 | 426000 | [6 empty] | 80 | 80 | [6 empty] | Federally-Regulated Commercial & Industrial Equipment | 03/08/2017 |  | 03/08/2017
York | Luxaire | TM9X060B12MP11 | Natural Gas | Induced Draft | False | False | 1 | False | Down | None | None | Condensing | Single-Stage | Multiple-Speed | 0.5 | Premium |  | 60000 | 57000 | 1197 | 398 | 49000 | 394 | 95.5 | 78 | [8 empty] | Federally-Regulated Consumer Product | 03/08/2017 |  | 03/08/2017
York | Luxaire | TG9S080B12MP11 | Natural Gas | Induced Draft | False | False | 1 | False | Up | None | None | Condensing | Single-Stage | Multiple-Speed | 0.5 | Standard |  | 80000 | 78000 | 1370 | 854 | 80600 | 920 | 95.5 | 78 | [8 empty] | Federally-Regulated Consumer Product | 03/08/2017 |  | 03/08/2017
York | Luxaire | D7HQ048D09006NX | Natural Gas | Induced Draft | False | True | 1 | False | Horizontal |  | None | Non-Condensing | Two-Stage Modulating |  | 1 | Premium |  | 108000 | 89000 |  |  | 94500 | 338 | 81 | 78 | [8 empty] | Federally-Regulated Consumer Product | 03/08/2017 |  | 03/08/2017
York | Fraser Johnston | TM8X080C16MP11 | LPG | Induced Draft | False | False | 1 | False | Up |  | None | Non-Condensing | Single-Stage |  | 0.5 | Premium |  | 80000 | 64000 |  |  | 78300 | 444 | 80 | 78 | [8 empty] | Federally-Regulated Consumer Product | 03/08/2017 |  | 03/08/2017
York | Coleman | TP9C060B12MP12 | LPG | Induced Draft | False | False | 1 | False | Up |  | None | Condensing | Step Modulating |  | 0.5 | Premium |  | 60000 | 58000 |  |  | 48400 | 241 | 97.5 | 78 | [8 empty] | Federally-Regulated Consumer Product | 03/08/2017 |  | 03/08/2017
York | Fraser Johnston | TG9S080C16MP11 | LPG | Induced Draft | False | False | 1 | False | Horizontal | None | None | Condensing | Single-Stage | Multiple-Speed | 0.75 | Standard |  | 80000 | 78000 | 1671 | 838 | 80500 | 929 | 95.5 | 78 | [8 empty] | Federally-Regulated Consumer Product | 03/08/2017 |  | 03/08/2017
York | Fraser Johnston | TPLC100C16MP12 | LPG | Induced Draft | False | False | 1 | False | Down |  | None | Non-Condensing | Step Modulating |  | 0.75 | Premium |  | 100000 | 78000 |  |  | 97300 | 253 | 80 | 78 | [8 empty] | Federally-Regulated Consumer Product | 03/08/2017 |  | 03/08/2017
York | Coleman | D7NQ024D05606NX | Natural Gas | Induced Draft | False | True | 1 | False | Down |  | None | Non-Condensing | Two-Stage Modulating |  | 0.5 | Premium |  | 70000 | 57000 |  |  | 56100 | 215 | 81 | 78 | [8 empty] | Federally-Regulated Consumer Product | 03/08/2017 |  | 03/08/2017
York | Fraser Johnston | TMLT100C16MP11 | LPG | Induced Draft | False | False | 1 | False | Up |  | None | Non-Condensing | Two-Stage Modulating |  | 0.5 | Standard |  | 100000 | 80000 |  |  | 96500 | 850 | 80 | 78 | [8 empty] | Federally-Regulated Consumer Product | 03/08/2017 |  | 03/08/2017
York | York | TM9T120D20MP11 | LPG | Induced Draft | False | False | 1 | False | Up | None | None | Condensing | Two-Stage Modulating | Multiple-Speed | 1 | Standard |  | 120000 | 115000 | 1977 | 1190 | 113900 | 801 | 96 | 78 | [8 empty] | Federally-Regulated Consumer Product | 03/08/2017 |  | 03/08/2017
York | York | TMLX100C20MP11 | Natural Gas | Induced Draft | False | False | 1 | False | Down |  | None | Non-Condensing | Single-Stage |  | 0.75 | Premium |  | 100000 | 80000 |  |  | 97800 | 568 | 80 | 78 | [8 empty] | Federally-Regulated Consumer Product | 03/08/2017 |  | 03/08/2017
York | York | D6NY060D09006NX | Natural Gas | Induced Draft | False | True | 1 | False | Down |  | None | Non-Condensing | Two-Stage Modulating |  | 1 | Premium |  | 108000 | 87000 |  |  | 94100 | 287 | 80 | 78 | [8 empty] | Federally-Regulated Consumer Product | 03/08/2017 |  | 03/08/2017
York | Evcon | TMLT080B12MP11 | LPG | Induced Draft | False | False | 1 | False | Up |  | None | Non-Condensing | Two-Stage Modulating |  | 0.33 | Standard |  | 80000 | 63000 |  |  | 77700 | 568 | 80 | 78 | [8 empty] | Federally-Regulated Consumer Product | 03/08/2017 |  | 03/08/2017
York | Evcon | D7NQ042D09006NX | LPG | Induced Draft | False | True | 1 | False | Down |  | None | Non-Condensing | Two-Stage Modulating |  | 1 | Premium |  | 108000 | 89000 |  |  | 94500 | 338 | 81 | 78 | [8 empty] | Federally-Regulated Consumer Product | 03/08/2017 |  | 03/08/2017
York | Evcon | TM8T080B12MP11 | LPG | Induced Draft | False | False | 1 | False | Horizontal |  | None | Non-Condensing | Two-Stage Modulating |  | 0.33 | Standard |  | 80000 | 63000 |  |  | 77700 | 568 | 80 | 78 | [8 empty] | Federally-Regulated Consumer Product | 03/08/2017 |  | 03/08/2017
York | Evcon | TPLC080B12MP12 | Natural Gas | Induced Draft | False | False | 1 | False | Down |  | None | Non-Condensing | Step Modulating |  | 0.5 | Premium |  | 80000 | 62000 |  |  | 77900 | 235 | 80 | 78 | [8 empty] | Federally-Regulated Consumer Product | 03/08/2017 |  | 03/08/2017
York | Luxaire | TG8S080C16MP11 | LPG | Induced Draft | False | False | 1 | False | Up | None | None | Non-Condensing | Single-Stage | Multiple-Speed | 0.5 | Standard |  | 80000 | 64000 | 1602 | 1069 | 75100 | 1168 | 80 | 78 | [8 empty] | Federally-Regulated Consumer Product | 03/08/2017 |  | 03/08/2017
York | Evcon | TM8V100C20MP11 | LPG | Induced Draft | False | False | 1 | False | Horizontal |  | None | Non-Condensing | Two-Stage Modulating |  | 1 | Premium |  | 100000 | 80000 |  |  | 95200 | 380 | 80 | 78 | [8 empty] | Federally-Regulated Consumer Product | 03/08/2017 |  | 03/08/2017
York | Fraser Johnston | D6NZ042N09006NX | LPG | Induced Draft | False | True | 1 | False | Horizontal |  | None | Non-Condensing | Single-Stage |  | 1 | Premium |  | 108000 | 87000 |  |  | 94400 | 1124 | 80.8 | 78 | [8 empty] | Federally-Regulated Consumer Product | 03/08/2017 |  | 03/08/2017
York | Luxaire | TM8T080B12MP11 | Natural Gas | Induced Draft | False | False | 1 | False | Horizontal |  | None | Non-Condensing | Two-Stage Modulating |  | 0.33 | Standard |  | 80000 | 63000 |  |  | 77700 | 568 | 80 | 78 | [8 empty] | Federally-Regulated Consumer Product | 03/08/2017 |  | 03/08/2017
York | Fraser Johnston | D6NQ060D11006NX | Natural Gas | Induced Draft | False | True | 1 | False | Down |  | None | Non-Condensing | Two-Stage Modulating |  | 1 | Premium |  | 135000 | 108000 |  |  | 114400 | 300 | 80 | 78 | [8 empty] | Federally-Regulated Consumer Product | 03/08/2017 |  | 03/08/2017
York | Johnson Controls | S33A[D,T]5******** | LPG | Induced Draft | False | True | 3 | False | Down |  | None | Non-Condensing | Step Modulating |  | 10 | Standard |  | 533000 | 426000 | [6 empty] | 80 | 80 | [6 empty] | Federally-Regulated Commercial & Industrial Equipment | 03/08/2017 |  | 03/08/2017
York | York | D7NQ024N03606NX | LPG | Induced Draft | False | True | 1 | False | Down |  | None | Non-Condensing | Single-Stage |  | 0.5 | Premium |  | 45000 | 37000 |  |  | 38700 | 201 | 81 | 78 | [8 empty] | Federally-Regulated Consumer Product | 03/08/2017 |  | 03/08/2017
York | York | TM9E060B12MP11 | LPG | Induced Draft | False | False | 1 | False | Horizontal |  | None | Condensing | Single-Stage |  | 0.5 | Premium |  | 60000 | 57000 |  |  | 49600 | 284 | 95 | 78 | [8 empty] | Federally-Regulated Consumer Product | 03/08/2017 |  | 03/08/2017
York | Luxaire | TPLC120C20MP12 | Natural Gas | Induced Draft | False | False | 1 | False | Horizontal |  | None | Non-Condensing | Step Modulating |  | 1 | Premium |  | 120000 | 95000 |  |  | 115200 | 484 | 80 | 78 | [8 empty] | Federally-Regulated Consumer Product | 03/08/2017 |  | 03/08/2017
York | Coleman | TMLT060A12MP11 | LPG | Induced Draft | False | False | 1 | False | Horizontal |  | None | Non-Condensing | Two-Stage Modulating |  | 0.33 | Standard |  | 60000 | 47000 |  |  | 58100 | 450 | 80 | 78 | [8 empty] | Federally-Regulated Consumer Product | 03/08/2017 |  | 03/08/2017
York | Coleman | TP9C120D20MP12 | LPG | Induced Draft | False | False | 1 | False | Horizontal |  | None | Condensing | Step Modulating |  | 1 | Premium |  | 120000 | 116000 |  |  | 112400 | 597 | 98 | 78 | [8 empty] | Federally-Regulated Consumer Product | 03/08/2017 |  | 03/08/2017
York | Coleman | G33B[D,T]3******** | LPG | Induced Draft | False | True | 3 | False | Down |  | None | Non-Condensing | Step Modulating |  | 10 | Standard |  | 267000 | 213000 | [6 empty] | 80 | 80 | [6 empty] | Federally-Regulated Commercial & Industrial Equipment | 03/08/2017 |  | 03/08/2017
York | Coleman | D7NQ036D05606NX | LPG | Induced Draft | False | True | 1 | False | Horizontal |  | None | Non-Condensing | Two-Stage Modulating |  | 0.75 | Premium |  | 70000 | 58000 |  |  | 54800 | 320 | 81 | 78 | [8 empty] | Federally-Regulated Consumer Product | 03/08/2017 |  | 03/08/2017
York | Evcon | RGF19120DP20MP11 | LPG | Induced Draft | False | False | 1 | False | Horizontal |  | None | Condensing | Single-Stage |  | 1 | Standard |  | 120000 | 116000 |  |  | 112600 | 1359 | 95.5 | 78 | [8 empty] | Federally-Regulated Consumer Product | 03/08/2017 |  | 03/08/2017
York | Coleman | D7NX024N03606NX | LPG | Induced Draft | False | True | 1 | False | Horizontal |  | None | Non-Condensing | Single-Stage |  | 0.5 | Premium |  | 45000 | 37000 |  |  | 38700 | 201 | 81 | 78 | [8 empty] | Federally-Regulated Consumer Product | 03/08/2017 |  | 03/08/2017
York | Luxaire | G33D[D,T]5******** | LPG | Induced Draft | False | True | 3 | False | Down |  | None | Non-Condensing | Step Modulating |  | 10 | Standard |  | 533000 | 426000 | [6 empty] | 80 | 80 | [6 empty] | Federally-Regulated Commercial & Industrial Equipment | 03/08/2017 |  | 03/08/2017
York | Fraser Johnston | ZK060*08*F**** | Natural Gas | Induced Draft | False | True | 1 | False | Down |  | None | Non-Condensing | Single-Stage |  | 1.5 | Standard |  | 100000 | 80000 |  |  | 93400 | 1438 | 80.5 | 78 | [8 empty] | Federally-Regulated Consumer Product | 03/08/2017 |  | 03/08/2017
York | York | TGLS120C20MP11 | LPG | Induced Draft | False | False | 1 | False | Down | None | None | Non-Condensing | Single-Stage | Multiple-Speed | 1 | Standard |  | 120000 | 96000 | 2338 | 1286 | 115200 | 1150 | 80 | 78 | [8 empty] | Federally-Regulated Consumer Product | 03/08/2017 |  | 03/08/2017
York | York | TG9S040A08MP11 | LPG | Induced Draft | False | False | 1 | False | Horizontal | None | None | Condensing | Single-Stage | Multiple-Speed | 0.5 | Standard |  | 40000 | 39000 | 950 | 581 | 31900 | 458 | 95.5 | 78 | [8 empty] | Federally-Regulated Consumer Product | 03/08/2017 |  | 03/08/2017
York | Fraser Johnston | D7NX048D09006NX | LPG | Induced Draft | False | True | 1 | False | Horizontal |  | None | Non-Condensing | Two-Stage Modulating |  | 1 | Premium |  | 108000 | 89000 |  |  | 94500 | 338 | 81 | 78 | [8 empty] | Federally-Regulated Consumer Product | 03/08/2017 |  | 03/08/2017
York | Luxaire | TM9M060B12MP12 | LPG | Induced Draft | False | False | 1 | False | Up |  | None | Condensing | Step Modulating |  | 0.5 | Standard |  | 60000 | 58000 |  |  | 46700 | 716 | 97 | 78 | [8 empty] | Federally-Regulated Consumer Product | 03/08/2017 |  | 03/08/2017
York | Evcon | TGLS080C16MP11 | Natural Gas | Induced Draft | False | False | 1 | False | Up | None | None | Non-Condensing | Single-Stage | Multiple-Speed | 0.5 | Standard |  | 80000 | 64000 | 1602 | 1069 | 75100 | 1168 | 80 | 78 | [8 empty] | Federally-Regulated Consumer Product | 03/08/2017 |  | 03/08/2017
York | Evcon | D7HQ060D09006NX | LPG | Induced Draft | False | True | 1 | False | Horizontal |  | None | Non-Condensing | Two-Stage Modulating |  | 1 | Premium |  | 108000 | 89000 |  |  | 94500 | 338 | 81 | 78 | [8 empty] | Federally-Regulated Consumer Product | 03/08/2017 |  | 03/08/2017
York | Fraser Johnston | D6HQ048D09006NX | Natural Gas | Induced Draft | False | True | 1 | False | Down |  | None | Non-Condensing | Two-Stage Modulating |  | 1 | Premium |  | 108000 | 87000 |  |  | 94100 | 287 | 80 | 78 | [8 empty] | Federally-Regulated Consumer Product | 03/08/2017 |  | 03/08/2017
York | Fraser Johnston | D7NX024N05606NX | Natural Gas | Induced Draft | False | True | 1 | False | Horizontal |  | None | Non-Condensing | Single-Stage |  | 0.5 | Premium |  | 70000 | 57000 |  |  | 58300 | 241 | 81 | 78 | [8 empty] | Federally-Regulated Consumer Product | 03/08/2017 |  | 03/08/2017
York | Coleman | CPLC060A12MP12 | Natural Gas | Induced Draft | False | False | 1 | False | Up |  | None | Non-Condensing | Step Modulating |  | 0.5 | Premium |  | 60000 | 47000 |  |  | 58100 | 167 | 80 | 78 | [8 empty] | Federally-Regulated Consumer Product | 03/08/2017 |  | 03/08/2017
York | Fraser Johnston | D7NQ036N03606NX | Natural Gas | Induced Draft | False | True | 1 | False | Horizontal |  | None | Non-Condensing | Single-Stage |  | 0.75 | Premium |  | 45000 | 36000 |  |  | 38500 | 238 | 81 | 78 | [8 empty] | Federally-Regulated Consumer Product | 03/08/2017 |  | 03/08/2017
York | Luxaire | D7NQ030N03606NX | Natural Gas | Induced Draft | False | True | 1 | False | Down |  | None | Non-Condensing | Single-Stage |  | 0.75 | Premium |  | 45000 | 37000 |  |  | 38700 | 212 | 81 | 78 | [8 empty] | Federally-Regulated Consumer Product | 03/08/2017 |  | 03/08/2017
York | Luxaire | TMLT080B12MP11 | Natural Gas | Induced Draft | False | False | 1 | False | Down |  | None | Non-Condensing | Two-Stage Modulating |  | 0.33 | Standard |  | 80000 | 63000 |  |  | 77700 | 568 | 80 | 78 | [8 empty] | Federally-Regulated Consumer Product | 03/08/2017 |  | 03/08/2017
York | Coleman | D6NQ036N05606NX | Natural Gas | Induced Draft | False | True | 1 | False | Horizontal |  | None | Non-Condensing | Single-Stage |  | 0.75 | Premium |  | 70000 | 56000 |  |  | 56200 | 876 | 80.2 | 78 | [8 empty] | Federally-Regulated Consumer Product | 03/08/2017 |  | 03/08/2017
York | Fraser Johnston | D6NZ048N09006NX | Natural Gas | Induced Draft | False | True | 1 | False | Down |  | None | Non-Condensing | Single-Stage |  | 1 | Premium |  | 108000 | 87000 |  |  | 93800 | 1315 | 80.9 | 78 | [8 empty] | Federally-Regulated Consumer Product | 03/08/2017 |  | 03/08/2017
York | Fraser Johnston | TM9X120D20MP11 | LPG | Induced Draft | False | False | 1 | False | Horizontal | None | None | Condensing | Single-Stage | Multiple-Speed | 0.75 | Premium |  | 120000 | 114000 | 2036 | 671 | 114600 | 816 | 95.5 | 78 | [8 empty] | Federally-Regulated Consumer Product | 03/08/2017 |  | 03/08/2017
York | York | TG9S040A08MP11 | LPG | Induced Draft | False | False | 1 | False | Up | None | None | Condensing | Single-Stage | Multiple-Speed | 0.5 | Standard |  | 40000 | 39000 | 950 | 581 | 31900 | 458 | 95.5 | 78 | [8 empty] | Federally-Regulated Consumer Product | 03/08/2017 |  | 03/08/2017
York | Guardian | GGLS120C20MP11 | LPG | Induced Draft | False | False | 1 | False | Horizontal | None | None | Non-Condensing | Single-Stage | Multiple-Speed | 1 | Standard |  | 120000 | 96000 | 2338 | 1286 | 115200 | 1150 | 80 | 78 | [8 empty] | Federally-Regulated Consumer Product | 03/08/2017 |  | 03/08/2017
York | Luxaire | D6NZ024D05606NX | Natural Gas | Induced Draft | False | True | 1 | False | Horizontal |  | None | Non-Condensing | Two-Stage Modulating |  | 0.5 | Premium |  | 70000 | 56000 |  |  | 57600 | 151 | 80 | 78 | [8 empty] | Federally-Regulated Consumer Product | 03/08/2017 |  | 03/08/2017
York | York | YPLC080B12MP12 | LPG | Induced Draft | False | False | 1 | False | Horizontal |  | None | Non-Condensing | Step Modulating |  | 0.5 | Premium |  | 80000 | 62000 |  |  | 77900 | 235 | 80 | 78 | [8 empty] | Federally-Regulated Consumer Product | 03/08/2017 |  | 03/08/2017
York | York | YPAL061G******** | Natural Gas | Induced Draft | False | True | 3 | False | Horizontal | None | None | Non-Condensing | Step Modulating | Single-Speed | 10 | Standard |  | 375000 | 300000 | [6 empty] | 80 | 80 | [5 empty] | 3 | Federally-Regulated Commercial & Industrial Equipment | 03/08/2017 |  | 03/08/2017
York | Evcon | TM9E120D20MP11 | Natural Gas | Induced Draft | False | False | 1 | False | Horizontal |  | None | Condensing | Single-Stage |  | 0.75 | Premium |  | 120000 | 114000 |  |  | 115900 | 624 | 95 | 78 | [8 empty] | Federally-Regulated Consumer Product | 03/08/2017 |  | 03/08/2017
York | Coleman | TG9S130D20MP11 | LPG | Induced Draft | False | False | 1 | False | Up | None | None | Condensing | Single-Stage | Multiple-Speed | 1 | Standard |  | 130000 | 125000 | 2047 | 1198 | 112700 | 1305 | 95.5 | 78 | [8 empty] | Federally-Regulated Consumer Product | 03/08/2017 |  | 03/08/2017
York | Luxaire | D7NQ030D05606NX | LPG | Induced Draft | False | True | 1 | False | Horizontal |  | None | Non-Condensing | Two-Stage Modulating |  | 0.75 | Premium |  | 70000 | 57000 |  |  | 56100 | 216 | 81 | 78 | [8 empty] | Federally-Regulated Consumer Product | 03/08/2017 |  | 03/08/2017
York | Evcon | D7NX036N06506NX | Natural Gas | Induced Draft | False | True | 1 | False | Horizontal |  | None | Non-Condensing | Single-Stage |  | 1 | Premium |  | 80000 | 66000 |  |  | 77300 | 424 | 81 | 78 | [8 empty] | Federally-Regulated Consumer Product | 03/08/2017 |  | 03/08/2017
York | Evcon | TP9C100C16MP12 | LPG | Induced Draft | False | False | 1 | False | Down |  | None | Condensing | Step Modulating |  | 0.75 | Premium |  | 100000 | 97000 |  |  | 96500 | 536 | 97.7 | 78 | [8 empty] | Federally-Regulated Consumer Product | 03/08/2017 |  | 03/08/2017
York | Coleman | ZK036*04*F**** | LPG | Induced Draft | False | True | 1 | False | Down |  | None | Non-Condensing | Single-Stage |  | 1.5 | Standard |  | 50000 | 40000 |  |  | 38000 | 371 | 80.9 | 78 | [8 empty] | Federally-Regulated Consumer Product | 03/08/2017 |  | 03/08/2017
York | Coleman | TM9V100C20MP11 | LPG | Induced Draft | False | False | 1 | False | Up | None | None | Condensing | Two-Stage Modulating | Variable-Speed | 1 | Premium | 60 | 100000 | 96000 | 2019 | 576 | 94300 | 386 | 96 | 78 | [8 empty] | Federally-Regulated Consumer Product | 03/08/2017 |  | 03/08/2017
York | York | TMLT120C20MP11 | LPG | Induced Draft | False | False | 1 | False | Up |  | None | Non-Condensing | Two-Stage Modulating |  | 1 | Standard |  | 120000 | 96000 |  |  | 116600 | 832 | 80 | 78 | [8 empty] | Federally-Regulated Consumer Product | 03/08/2017 |  | 03/08/2017
York | Luxaire | TP9C080B12MP12 | Natural Gas | Induced Draft | False | False | 1 | False | Horizontal |  | None | Condensing | Step Modulating |  | 0.5 | Premium |  | 80000 | 77000 |  |  | 80800 | 435 | 97.5 | 78 | [8 empty] | Federally-Regulated Consumer Product | 03/08/2017 |  | 03/08/2017
York | Fraser Johnston | D6NX048D11006NX | LPG | Induced Draft | False | True | 1 | False | Horizontal |  | None | Non-Condensing | Two-Stage Modulating |  | 1 | Premium |  | 135000 | 108000 |  |  | 114400 | 262 | 80 | 78 | [8 empty] | Federally-Regulated Consumer Product | 03/08/2017 |  | 03/08/2017
York | Fraser Johnston | D6NY060D09006NX | LPG | Induced Draft | False | True | 1 | False | Horizontal |  | None | Non-Condensing | Two-Stage Modulating |  | 1 | Premium |  | 108000 | 87000 |  |  | 94100 | 287 | 80 | 78 | [8 empty] | Federally-Regulated Consumer Product | 03/08/2017 |  | 03/08/2017
York | Evcon | RGF1L120CP20MP11 | LPG | Induced Draft | False | False | 1 | False | Horizontal |  | None | Non-Condensing | Single-Stage |  | 1 | Standard |  | 120000 | 96000 |  |  | 115200 | 1197 | 80 | 78 | [8 empty] | Federally-Regulated Consumer Product | 03/08/2017 |  | 03/08/2017
York | Luxaire | LP9C120D20MP12 | LPG | Induced Draft | False | False | 1 | False | Up |  | None | Condensing | Step Modulating |  | 1 | Premium |  | 120000 | 116000 |  |  | 112400 | 597 | 98 | 78 | [8 empty] | Federally-Regulated Consumer Product | 03/08/2017 |  | 03/08/2017
York | Evcon | D7NX036N09006NX | Natural Gas | Induced Draft | False | True | 1 | False | Down |  | None | Non-Condensing | Single-Stage |  | 1 | Premium |  | 108000 | 88000 |  |  | 96900 | 467 | 81 | 78 | [8 empty] | Federally-Regulated Consumer Product | 03/08/2017 |  | 03/08/2017
York | Johnson Controls | T33A[N,S]3******** | Natural Gas | Induced Draft | False | True | 3 | False | Down |  | None | Non-Condensing | Single-Stage |  | 10 | Standard |  | 267000 | 213000 | [6 empty] | 80 | 80 | [6 empty] | Federally-Regulated Commercial & Industrial Equipment | 03/08/2017 |  | 03/08/2017
York | Evcon | TG8S100C20MP11 | Natural Gas | Induced Draft | False | False | 1 | False | Horizontal | None | None | Non-Condensing | Single-Stage | Multiple-Speed | 1 | Standard |  | 100000 | 80000 | 2478 | 1307 | 95100 | 1178 | 80 | 78 | [8 empty] | Federally-Regulated Consumer Product | 03/08/2017 |  | 03/08/2017
York | York | TG9S060B12MP11 | LPG | Induced Draft | False | False | 1 | False | Down | None | None | Condensing | Single-Stage | Multiple-Speed | 0.5 | Standard |  | 60000 | 58000 | 1243 | 713 | 48100 | 622 | 95.5 | 78 | [8 empty] | Federally-Regulated Consumer Product | 03/08/2017 |  | 03/08/2017
York | York | TMLT060A12MP11 | Natural Gas | Induced Draft | False | False | 1 | False | Down |  | None | Non-Condensing | Two-Stage Modulating |  | 0.33 | Standard |  | 60000 | 47000 |  |  | 58100 | 450 | 80 | 78 | [8 empty] | Federally-Regulated Consumer Product | 03/08/2017 |  | 03/08/2017
York | York | TM9E040A10MP11 | Natural Gas | Induced Draft | False | False | 1 | False | Up |  | None | Condensing | Single-Stage |  | 0.5 | Premium |  | 40000 | 38000 |  |  | 33100 | 195 | 95 | 78 | [8 empty] | Federally-Regulated Consumer Product | 03/08/2017 |  | 03/08/2017
York | Fraser Johnston | D6NQ024N05606NX | LPG | Induced Draft | False | True | 1 | False | Horizontal |  | None | Non-Condensing | Single-Stage |  | 0.5 | Premium |  | 70000 | 56000 |  |  | 56700 | 764 | 80.2 | 78 | [8 empty] | Federally-Regulated Consumer Product | 03/08/2017 |  | 03/08/2017
York | Fraser Johnston | TMLV060A12MP11 | Natural Gas | Induced Draft | False | False | 1 | False | Up |  | None | Non-Condensing | Two-Stage Modulating |  | 0.5 | Premium |  | 60000 | 47000 |  |  | 57000 | 259 | 80 | 78 | [8 empty] | Federally-Regulated Consumer Product | 03/08/2017 |  | 03/08/2017
York | York | D7HQ030D05606NX | LPG | Induced Draft | False | True | 1 | False | Horizontal |  | None | Non-Condensing | Two-Stage Modulating |  | 0.75 | Premium |  | 70000 | 57000 |  |  | 56100 | 216 | 81 | 78 | [8 empty] | Federally-Regulated Consumer Product | 03/08/2017 |  | 03/08/2017
York | Evcon | TGLS100C20MP11 | LPG | Induced Draft | False | False | 1 | False | Up | None | None | Non-Condensing | Single-Stage | Multiple-Speed | 1 | Standard |  | 100000 | 80000 | 2478 | 1307 | 95100 | 1178 | 80 | 78 | [8 empty] | Federally-Regulated Consumer Product | 03/08/2017 |  | 03/08/2017
York | Coleman | D6NZ048N09006NX | LPG | Induced Draft | False | True | 1 | False | Down |  | None | Non-Condensing | Single-Stage |  | 1 | Premium |  | 108000 | 87000 |  |  | 93800 | 1315 | 80.9 | 78 | [8 empty] | Federally-Regulated Consumer Product | 03/08/2017 |  | 03/08/2017
York | Coleman | TM9X080C16MP11 | Natural Gas | Induced Draft | False | False | 1 | False | Horizontal | None | None | Condensing | Single-Stage | Multiple-Speed | 0.5 | Premium |  | 80000 | 76000 | 1558 | 457 | 65200 | 513 | 95.5 | 78 | [8 empty] | Federally-Regulated Consumer Product | 03/08/2017 |  | 03/08/2017
York | Fraser Johnston | D7NQ060N06506NX | LPG | Induced Draft | False | True | 1 | False | Horizontal |  | None | Non-Condensing | Single-Stage |  | 1 | Premium |  | 80000 | 66000 |  |  | 77300 | 424 | 81 | 78 | [8 empty] | Federally-Regulated Consumer Product | 03/08/2017 |  | 03/08/2017
York | Evcon | ZK036*08*F**** | Natural Gas | Induced Draft | False | True | 1 | False | Horizontal |  | None | Non-Condensing | Single-Stage |  | 1.5 | Standard |  | 100000 | 80000 |  |  | 93400 | 1438 | 80.5 | 78 | [8 empty] | Federally-Regulated Consumer Product | 03/08/2017 |  | 03/08/2017
York | Coleman | TM9M080C16MP12 | LPG | Induced Draft | False | False | 1 | False | Horizontal |  | None | Condensing | Step Modulating |  | 0.75 | Standard |  | 80000 | 78000 |  |  | 76300 | 1530 | 97 | 78 | [8 empty] | Federally-Regulated Consumer Product | 03/08/2017 |  | 03/08/2017
York | York | TG9S080C22MP11 | LPG | Induced Draft | False | False | 1 | False | Horizontal | None | None | Condensing | Single-Stage | Multiple-Speed | 1 | Standard |  | 80000 | 78000 | 2162 | 1285 | 80400 | 966 | 95.5 | 78 | [8 empty] | Federally-Regulated Consumer Product | 03/08/2017 |  | 03/08/2017
York | York | D6NQ060N06506NX | Natural Gas | Induced Draft | False | True | 1 | False | Down |  | None | Non-Condensing | Single-Stage |  | 1 | Premium |  | 80000 | 64000 |  |  | 75500 | 910 | 80.8 | 78 | [8 empty] | Federally-Regulated Consumer Product | 03/08/2017 |  | 03/08/2017
York | York | TM9E080C16MP11 | LPG | Induced Draft | False | False | 1 | False | Down |  | None | Condensing | Single-Stage |  | 0.5 | Premium |  | 80000 | 77000 |  |  | 82800 | 429 | 95 | 78 | [8 empty] | Federally-Regulated Consumer Product | 03/08/2017 |  | 03/08/2017
York | Fraser Johnston | D7NX048N09006NX | LPG | Induced Draft | False | True | 1 | False | Down |  | None | Non-Condensing | Single-Stage |  | 1 | Premium |  | 108000 | 88000 |  |  | 96900 | 467 | 81 | 78 | [8 empty] | Federally-Regulated Consumer Product | 03/08/2017 |  | 03/08/2017
York | Coleman | D6HQ030D05606NX | Natural Gas | Induced Draft | False | True | 1 | False | Horizontal |  | None | Non-Condensing | Two-Stage Modulating |  | 0.75 | Premium |  | 70000 | 56000 |  |  | 55700 | 252 | 80 | 78 | [8 empty] | Federally-Regulated Consumer Product | 03/08/2017 |  | 03/08/2017
York | York | TM9V080B12MP11 | Natural Gas | Induced Draft | False | False | 1 | False | Up | None | None | Condensing | Two-Stage Modulating | Variable-Speed | 0.5 | Premium | 60 | 80000 | 77000 | 1320 | 529 | 79500 | 339 | 96 | 78 | [8 empty] | Federally-Regulated Consumer Product | 03/08/2017 |  | 03/08/2017
York | York | TM8X060A12MP11 | LPG | Induced Draft | False | False | 1 | False | Down |  | None | Non-Condensing | Single-Stage |  | 0.5 | Premium |  | 60000 | 48000 |  |  | 59100 | 243 | 80 | 78 | [8 empty] | Federally-Regulated Consumer Product | 03/08/2017 |  | 03/08/2017
York | Luxaire | TM8T120C20MP11 | Natural Gas | Induced Draft | False | False | 1 | False | Down |  | None | Non-Condensing | Two-Stage Modulating |  | 1 | Standard |  | 120000 | 96000 |  |  | 116600 | 832 | 80 | 78 | [8 empty] | Federally-Regulated Consumer Product | 03/08/2017 |  | 03/08/2017
York | York | TMLT080B12MP11 | Natural Gas | Induced Draft | False | False | 1 | False | Horizontal |  | None | Non-Condensing | Two-Stage Modulating |  | 0.33 | Standard |  | 80000 | 63000 |  |  | 77700 | 568 | 80 | 78 | [8 empty] | Federally-Regulated Consumer Product | 03/08/2017 |  | 03/08/2017
York | York | TM9E040A10MP11 | LPG | Induced Draft | False | False | 1 | False | Down |  | None | Condensing | Single-Stage |  | 0.5 | Premium |  | 40000 | 38000 |  |  | 33100 | 195 | 95 | 78 | [8 empty] | Federally-Regulated Consumer Product | 03/08/2017 |  | 03/08/2017
York | Luxaire | TM8T080C16MP11 | LPG | Induced Draft | False | False | 1 | False | Up |  | None | Non-Condensing | Two-Stage Modulating |  | 0.5 | Standard |  | 80000 | 63000 |  |  | 77500 | 607 | 80 | 78 | [8 empty] | Federally-Regulated Consumer Product | 03/08/2017 |  | 03/08/2017
York | Fraser Johnston | D7HQ030D05606NX | Natural Gas | Induced Draft | False | True | 1 | False | Horizontal |  | None | Non-Condensing | Two-Stage Modulating |  | 0.75 | Premium |  | 70000 | 57000 |  |  | 56100 | 216 | 81 | 78 | [8 empty] | Federally-Regulated Consumer Product | 03/08/2017 |  | 03/08/2017
York | York | ZF036*04*1**** | Natural Gas | Induced Draft | False | True | 1 | False | Horizontal |  | None | Non-Condensing | Single-Stage |  | 1.5 | Standard |  | 50000 | 40000 |  |  | 38000 | 371 | 80.9 | 78 | [8 empty] | Federally-Regulated Consumer Product | 03/08/2017 |  | 03/08/2017
York | York | TP9C080B12MP12 | Natural Gas | Induced Draft | False | False | 1 | False | Up |  | None | Condensing | Step Modulating |  | 0.5 | Premium |  | 80000 | 77000 |  |  | 80800 | 435 | 97.5 | 78 | [8 empty] | Federally-Regulated Consumer Product | 03/08/2017 |  | 03/08/2017
York | Luxaire | D7NQ036N03606NX | Natural Gas | Induced Draft | False | True | 1 | False | Horizontal |  | None | Non-Condensing | Single-Stage |  | 0.75 | Premium |  | 45000 | 36000 |  |  | 38500 | 238 | 81 | 78 | [8 empty] | Federally-Regulated Consumer Product | 03/08/2017 |  | 03/08/2017
York | Luxaire | TM9T080B12MP11 | LPG | Induced Draft | False | False | 1 | False | Up | None | None | Condensing | Two-Stage Modulating | Multiple-Speed | 0.5 | Standard |  | 80000 | 77000 | 1370 | 854 | 81300 | 588 | 96 | 78 | [8 empty] | Federally-Regulated Consumer Product | 03/08/2017 |  | 03/08/2017
York | York | TPLC100C20MP12 | Natural Gas | Induced Draft | False | False | 1 | False | Up |  | None | Non-Condensing | Step Modulating |  | 1 | Premium |  | 100000 | 78000 |  |  | 97500 | 238 | 80 | 78 | [8 empty] | Federally-Regulated Consumer Product | 03/08/2017 |  | 03/08/2017
York | York | TPLC100C16MP12 | LPG | Induced Draft | False | False | 1 | False | Down |  | None | Non-Condensing | Step Modulating |  | 0.75 | Premium |  | 100000 | 78000 |  |  | 97300 | 253 | 80 | 78 | [8 empty] | Federally-Regulated Consumer Product | 03/08/2017 |  | 03/08/2017
York | Guardian | GG8S130D20MP11 | Natural Gas | Induced Draft | False | False | 1 | False | Horizontal | None | None | Non-Condensing | Single-Stage | Multiple-Speed | 1 | Standard |  | 130000 | 104000 | 2399 | 1324 | 114700 | 1265 | 80 | 78 | [8 empty] | Federally-Regulated Consumer Product | 03/08/2017 |  | 03/08/2017
York | Coleman | TM8T100C16MP11 | LPG | Induced Draft | False | False | 1 | False | Up |  | None | Non-Condensing | Two-Stage Modulating |  | 0.5 | Standard |  | 100000 | 80000 |  |  | 96500 | 850 | 80 | 78 | [8 empty] | Federally-Regulated Consumer Product | 03/08/2017 |  | 03/08/2017
York | Luxaire | TM9X080C16MP11 | LPG | Induced Draft | False | False | 1 | False | Up | None | None | Condensing | Single-Stage | Multiple-Speed | 0.5 | Premium |  | 80000 | 76000 | 1558 | 457 | 65200 | 513 | 95.5 | 78 | [8 empty] | Federally-Regulated Consumer Product | 03/08/2017 |  | 03/08/2017
York | Luxaire | TG8S060A10MP11 | LPG | Induced Draft | False | False | 1 | False | Up | None | None | Non-Condensing | Single-Stage | Multiple-Speed | 0.33 | Standard |  | 60000 | 48000 | 1004 | 708 | 57700 | 553 | 80 | 78 | [8 empty] | Federally-Regulated Consumer Product | 03/08/2017 |  | 03/08/2017
York | Coleman | D6NX048D09006NX | LPG | Induced Draft | False | True | 1 | False | Horizontal |  | None | Non-Condensing | Two-Stage Modulating |  | 1 | Premium |  | 108000 | 87000 |  |  | 94100 | 544 | 80 | 78 | [8 empty] | Federally-Regulated Consumer Product | 03/08/2017 |  | 03/08/2017
York | Luxaire | D6NQ036N05606NX | LPG | Induced Draft | False | True | 1 | False | Down |  | None | Non-Condensing | Single-Stage |  | 0.75 | Premium |  | 70000 | 56000 |  |  | 56200 | 876 | 80.2 | 78 | [8 empty] | Federally-Regulated Consumer Product | 03/08/2017 |  | 03/08/2017
York | Evcon | TM9X100C20MP11 | LPG | Induced Draft | False | False | 1 | False | Horizontal | None | None | Condensing | Single-Stage | Multiple-Speed | 0.75 | Premium |  | 100000 | 95000 | 1989 | 660 | 97700 | 833 | 95.5 | 78 | [8 empty] | Federally-Regulated Consumer Product | 03/08/2017 |  | 03/08/2017
York | Evcon | D6NQ024D05606NX | LPG | Induced Draft | False | True | 1 | False | Horizontal |  | None | Non-Condensing | Two-Stage Modulating |  | 0.5 | Premium |  | 70000 | 56000 |  |  | 57600 | 151 | 80 | 78 | [8 empty] | Federally-Regulated Consumer Product | 03/08/2017 |  | 03/08/2017
York | Luxaire | X33D[N,S]3******** | Natural Gas | Induced Draft | False | True | 3 | False | Horizontal |  | None | Non-Condensing | Single-Stage |  | 10 | Standard |  | 267000 | 213000 | [6 empty] | 80 | 80 | [6 empty] | Federally-Regulated Commercial & Industrial Equipment | 03/08/2017 |  | 03/08/2017
York | Fraser Johnston | D6NZ030D05606NX | Natural Gas | Induced Draft | False | True | 1 | False | Horizontal |  | None | Non-Condensing | Two-Stage Modulating |  | 0.75 | Premium |  | 70000 | 56000 |  |  | 55700 | 252 | 80 | 78 | [8 empty] | Federally-Regulated Consumer Product | 03/08/2017 |  | 03/08/2017
York | Coleman | X33A[D,T]5******** | LPG | Induced Draft | False | True | 3 | False | Horizontal |  | None | Non-Condensing | Step Modulating |  | 10 | Standard |  | 533000 | 426000 | [6 empty] | 80 | 80 | [6 empty] | Federally-Regulated Commercial & Industrial Equipment | 03/08/2017 |  | 03/08/2017
York | Evcon | TMLV100C20MP11 | Natural Gas | Induced Draft | False | False | 1 | False | Up |  | None | Non-Condensing | Two-Stage Modulating |  | 1 | Premium |  | 100000 | 80000 |  |  | 95200 | 380 | 80 | 78 | [8 empty] | Federally-Regulated Consumer Product | 03/08/2017 |  | 03/08/2017
York | Coleman | G33E[D,T]3******** | Natural Gas | Induced Draft | False | True | 3 | False | Down |  | None | Non-Condensing | Step Modulating |  | 10 | Standard |  | 267000 | 213000 | [6 empty] | 80 | 80 | [6 empty] | Federally-Regulated Commercial & Industrial Equipment | 03/08/2017 |  | 03/08/2017
York | Evcon | D6NQ036D05606NX | Natural Gas | Induced Draft | False | True | 1 | False | Horizontal |  | None | Non-Condensing | Two-Stage Modulating |  | 0.75 | Premium |  | 70000 | 56000 |  |  | 58000 | 263 | 80 | 78 | [8 empty] | Federally-Regulated Consumer Product | 03/08/2017 |  | 03/08/2017
York | Fraser Johnston | TG9S060A10MP11 | LPG | Induced Draft | False | False | 1 | False | Horizontal | None | None | Condensing | Single-Stage | Multiple-Speed | 0.5 | Standard |  | 60000 | 58000 | 1103 | 769 | 47900 | 674 | 95.5 | 78 | [8 empty] | Federally-Regulated Consumer Product | 03/08/2017 |  | 03/08/2017
York | Coleman | TG9S060B12MP11 | LPG | Induced Draft | False | False | 1 | False | Up | None | None | Condensing | Single-Stage | Multiple-Speed | 0.5 | Standard |  | 60000 | 58000 | 1243 | 713 | 48100 | 622 | 95.5 | 78 | [8 empty] | Federally-Regulated Consumer Product | 03/08/2017 |  | 03/08/2017
York | York | TMLX120C20MP11 | LPG | Induced Draft | False | False | 1 | False | Down |  | None | Non-Condensing | Single-Stage |  | 0.75 | Premium |  | 120000 | 96000 |  |  | 117500 | 635 | 80 | 78 | [8 empty] | Federally-Regulated Consumer Product | 03/08/2017 |  | 03/08/2017
York | Fraser Johnston | TM9E040A10MP11 | LPG | Induced Draft | False | False | 1 | False | Horizontal |  | None | Condensing | Single-Stage |  | 0.5 | Premium |  | 40000 | 38000 |  |  | 33100 | 195 | 95 | 78 | [8 empty] | Federally-Regulated Consumer Product | 03/08/2017 |  | 03/08/2017
York | Guardian | GG9S080C22MP11 | LPG | Induced Draft | False | False | 1 | False | Up | None | None | Condensing | Single-Stage | Multiple-Speed | 1 | Standard |  | 80000 | 78000 | 2162 | 1285 | 80400 | 966 | 95.5 | 78 | [8 empty] | Federally-Regulated Consumer Product | 03/08/2017 |  | 03/08/2017
York | Fraser Johnston | D7HQ060D11006NX | Natural Gas | Induced Draft | False | True | 1 | False | Horizontal |  | None | Non-Condensing | Two-Stage Modulating |  | 1 | Premium |  | 135000 | 110000 |  |  | 112900 | 413 | 81 | 78 | [8 empty] | Federally-Regulated Consumer Product | 03/08/2017 |  | 03/08/2017
York | Coleman | D6NQ060D11006NX | LPG | Induced Draft | False | True | 1 | False | Horizontal |  | None | Non-Condensing | Two-Stage Modulating |  | 1 | Premium |  | 135000 | 108000 |  |  | 114400 | 300 | 80 | 78 | [8 empty] | Federally-Regulated Consumer Product | 03/08/2017 |  | 03/08/2017
York | Coleman | ZK060*10*F**** | Natural Gas | Induced Draft | False | True | 1 | False | Horizontal |  | None | Non-Condensing | Single-Stage |  | 1.5 | Standard |  | 125000 | 100000 |  |  | 117500 | 510 | 80.3 | 78 | [8 empty] | Federally-Regulated Consumer Product | 03/08/2017 |  | 03/08/2017
York | Guardian | GGLS080B12MP11 | Natural Gas | Induced Draft | False | False | 1 | False | Up | None | None | Non-Condensing | Single-Stage | Multiple-Speed | 0.33 | Standard |  | 80000 | 64000 | 1195 | 620 | 76700 | 793 | 80 | 78 | [8 empty] | Federally-Regulated Consumer Product | 03/08/2017 |  | 03/08/2017
York | York | TM9T080B12MP11 | Natural Gas | Induced Draft | False | False | 1 | False | Down | None | None | Condensing | Two-Stage Modulating | Multiple-Speed | 0.5 | Standard |  | 80000 | 77000 | 1370 | 854 | 81300 | 588 | 96 | 78 | [8 empty] | Federally-Regulated Consumer Product | 03/08/2017 |  | 03/08/2017
York | Luxaire | D6NX036N06506NX | Natural Gas | Induced Draft | False | True | 1 | False | Horizontal |  | None | Non-Condensing | Single-Stage |  | 1 | Premium |  | 80000 | 64000 |  |  | 74700 | 1140 | 80.6 | 78 | [8 empty] | Federally-Regulated Consumer Product | 03/08/2017 |  | 03/08/2017
York | York | YP9C060B12MP12 | LPG | Induced Draft | False | False | 1 | False | Down |  | None | Condensing | Step Modulating |  | 0.5 | Premium |  | 60000 | 58000 |  |  | 48400 | 241 | 97.5 | 78 | [8 empty] | Federally-Regulated Consumer Product | 03/08/2017 |  | 03/08/2017
York | Luxaire | TM8T100C20MP11 | Natural Gas | Induced Draft | False | False | 1 | False | Down |  | None | Non-Condensing | Two-Stage Modulating |  | 1 | Standard |  | 100000 | 80000 |  |  | 97200 | 688 | 80 | 78 | [8 empty] | Federally-Regulated Consumer Product | 03/08/2017 |  | 03/08/2017
York | Evcon | TM8V080C16MP11 | Natural Gas | Induced Draft | False | False | 1 | False | Down |  | None | Non-Condensing | Two-Stage Modulating |  | 0.75 | Premium |  | 80000 | 63000 |  |  | 76900 | 323 | 80 | 78 | [8 empty] | Federally-Regulated Consumer Product | 03/08/2017 |  | 03/08/2017
York | Luxaire | D6NZ036N07206NX | Natural Gas | Induced Draft | False | True | 1 | False | Horizontal |  | None | Non-Condensing | Single-Stage |  | 0.75 | Premium |  | 90000 | 72000 |  |  | 75500 | 1056 | 80.1 | 78 | [8 empty] | Federally-Regulated Consumer Product | 03/08/2017 |  | 03/08/2017
York | Luxaire | D7NQ060N11006NX | Natural Gas | Induced Draft | False | True | 1 | False | Horizontal |  | None | Non-Condensing | Single-Stage |  | 1 | Premium |  | 135000 | 109000 |  |  | 116700 | 462 | 81 | 78 | [8 empty] | Federally-Regulated Consumer Product | 03/08/2017 |  | 03/08/2017
York | Fraser Johnston | D7NQ030N05606NX | LPG | Induced Draft | False | True | 1 | False | Horizontal |  | None | Non-Condensing | Single-Stage |  | 0.75 | Premium |  | 70000 | 57000 |  |  | 57800 | 372 | 81 | 78 | [8 empty] | Federally-Regulated Consumer Product | 03/08/2017 |  | 03/08/2017
York | Fraser Johnston | D6NQ036D07206NX | LPG | Induced Draft | False | True | 1 | False | Horizontal |  | None | Non-Condensing | Two-Stage Modulating |  | 0.75 | Premium |  | 90000 | 72000 |  |  | 74700 | 273 | 80 | 78 | [8 empty] | Federally-Regulated Consumer Product | 03/08/2017 |  | 03/08/2017
York | Luxaire | TM9M100C20MP12 | Natural Gas | Induced Draft | False | False | 1 | False | Up |  | None | Condensing | Step Modulating |  | 1 | Standard |  | 100000 | 97000 |  |  | 93900 | 1231 | 97 | 78 | [8 empty] | Federally-Regulated Consumer Product | 03/08/2017 |  | 03/08/2017
York | Coleman | D6NQ024N03606NX | LPG | Induced Draft | False | True | 1 | False | Horizontal |  | None | Non-Condensing | Single-Stage |  | 0.5 | Premium |  | 45000 | 36000 |  |  | 37900 | 468 | 80.2 | 78 | [8 empty] | Federally-Regulated Consumer Product | 03/08/2017 |  | 03/08/2017
York | Coleman | D6NY060D11006NX | LPG | Induced Draft | False | True | 1 | False | Down |  | None | Non-Condensing | Two-Stage Modulating |  | 1 | Premium |  | 135000 | 108000 |  |  | 114400 | 300 | 80 | 78 | [8 empty] | Federally-Regulated Consumer Product | 03/08/2017 |  | 03/08/2017
York | Fraser Johnston | D7NX048D11006NX | Natural Gas | Induced Draft | False | True | 1 | False | Down |  | None | Non-Condensing | Two-Stage Modulating |  | 1 | Premium |  | 135000 | 110000 |  |  | 112900 | 413 | 81 | 78 | [8 empty] | Federally-Regulated Consumer Product | 03/08/2017 |  | 03/08/2017
York | Coleman | X33D[D,T]3******** | Natural Gas | Induced Draft | False | True | 3 | False | Horizontal |  | None | Non-Condensing | Step Modulating |  | 10 | Standard |  | 267000 | 213000 | [6 empty] | 80 | 80 | [6 empty] | Federally-Regulated Commercial & Industrial Equipment | 03/08/2017 |  | 03/08/2017
York | Coleman | TM9E120D20MP11 | LPG | Induced Draft | False | False | 1 | False | Horizontal |  | None | Condensing | Single-Stage |  | 0.75 | Premium |  | 120000 | 114000 |  |  | 115900 | 624 | 95 | 78 | [8 empty] | Federally-Regulated Consumer Product | 03/08/2017 |  | 03/08/2017
York | Coleman | TMLT100C16MP11 | LPG | Induced Draft | False | False | 1 | False | Down |  | None | Non-Condensing | Two-Stage Modulating |  | 0.5 | Standard |  | 100000 | 80000 |  |  | 96500 | 850 | 80 | 78 | [8 empty] | Federally-Regulated Consumer Product | 03/08/2017 |  | 03/08/2017
York | Evcon | ZS048*06*F**** | LPG | Induced Draft | False | True | 1 | False | Down |  | None | Non-Condensing | Single-Stage |  | 1.5 | Standard |  | 75000 | 60000 |  |  | 57700 | 396 | 80.9 | 78 | [8 empty] | Federally-Regulated Consumer Product | 03/08/2017 |  | 03/08/2017
York | Coleman | TMLX100C20MP11 | LPG | Induced Draft | False | False | 1 | False | Horizontal |  | None | Non-Condensing | Single-Stage |  | 0.75 | Premium |  | 100000 | 80000 |  |  | 97800 | 568 | 80 | 78 | [8 empty] | Federally-Regulated Consumer Product | 03/08/2017 |  | 03/08/2017
York | Luxaire | TM8X120C20MP11 | LPG | Induced Draft | False | False | 1 | False | Horizontal |  | None | Non-Condensing | Single-Stage |  | 0.75 | Premium |  | 120000 | 96000 |  |  | 117500 | 635 | 80 | 78 | [8 empty] | Federally-Regulated Consumer Product | 03/08/2017 |  | 03/08/2017
York | Coleman | TM8V060A12MP11 | LPG | Induced Draft | False | False | 1 | False | Down |  | None | Non-Condensing | Two-Stage Modulating |  | 0.5 | Premium |  | 60000 | 47000 |  |  | 57000 | 259 | 80 | 78 | [8 empty] | Federally-Regulated Consumer Product | 03/08/2017 |  | 03/08/2017
York | Luxaire | TMLX100C16MP11 | Natural Gas | Induced Draft | False | False | 1 | False | Down |  | None | Non-Condensing | Single-Stage |  | 0.5 | Premium |  | 100000 | 80000 |  |  | 98400 | 431 | 80 | 78 | [8 empty] | Federally-Regulated Consumer Product | 03/08/2017 |  | 03/08/2017
York | Evcon | ZK036*04*F**** | Natural Gas | Induced Draft | False | True | 1 | False | Down |  | None | Non-Condensing | Single-Stage |  | 1.5 | Standard |  | 50000 | 40000 |  |  | 38000 | 371 | 80.9 | 78 | [8 empty] | Federally-Regulated Consumer Product | 03/08/2017 |  | 03/08/2017
York | Evcon | TG9S080C22MP11 | LPG | Induced Draft | False | False | 1 | False | Horizontal | None | None | Condensing | Single-Stage | Multiple-Speed | 1 | Standard |  | 80000 | 78000 | 2162 | 1285 | 80400 | 966 | 95.5 | 78 | [8 empty] | Federally-Regulated Consumer Product | 03/08/2017 |  | 03/08/2017
York | Evcon | D7NQ030N03606NX | Natural Gas | Induced Draft | False | True | 1 | False | Horizontal |  | None | Non-Condensing | Single-Stage |  | 0.75 | Premium |  | 45000 | 37000 |  |  | 38700 | 212 | 81 | 78 | [8 empty] | Federally-Regulated Consumer Product | 03/08/2017 |  | 03/08/2017
York | Evcon | TG8S060A12MP11 | Natural Gas | Induced Draft | False | False | 1 | False | Horizontal | None | None | Non-Condensing | Single-Stage | Multiple-Speed | 0.33 | Standard |  | 60000 | 48000 | 1275 | 711 | 57400 | 623 | 80 | 78 | [8 empty] | Federally-Regulated Consumer Product | 03/08/2017 |  | 03/08/2017
York | Luxaire | D6NQ036D07206NX | Natural Gas | Induced Draft | False | True | 1 | False | Horizontal |  | None | Non-Condensing | Two-Stage Modulating |  | 0.75 | Premium |  | 90000 | 72000 |  |  | 74700 | 273 | 80 | 78 | [8 empty] | Federally-Regulated Consumer Product | 03/08/2017 |  | 03/08/2017
York | Evcon | D6NZ024N03606NX | Natural Gas | Induced Draft | False | True | 1 | False | Horizontal |  | None | Non-Condensing | Single-Stage |  | 0.5 | Premium |  | 45000 | 36000 |  |  | 37900 | 468 | 80.2 | 78 | [8 empty] | Federally-Regulated Consumer Product | 03/08/2017 |  | 03/08/2017
York | Coleman | D6NZ060D11006NX | LPG | Induced Draft | False | True | 1 | False | Down |  | None | Non-Condensing | Two-Stage Modulating |  | 1 | Premium |  | 135000 | 108000 |  |  | 114400 | 262 | 80 | 78 | [8 empty] | Federally-Regulated Consumer Product | 03/08/2017 |  | 03/08/2017
York | Coleman | TPLC080C16MP12 | Natural Gas | Induced Draft | False | False | 1 | False | Down |  | None | Non-Condensing | Step Modulating |  | 0.75 | Premium |  | 80000 | 62000 |  |  | 77700 | 199 | 80 | 78 | [8 empty] | Federally-Regulated Consumer Product | 03/08/2017 |  | 03/08/2017
York | Fraser Johnston | TG8S120C16MP11 | LPG | Induced Draft | False | False | 1 | False | Up | None | None | Non-Condensing | Single-Stage | Multiple-Speed | 0.5 | Standard |  | 120000 | 96000 | 1600 | 1002 | 115100 | 1166 | 80 | 78 | [8 empty] | Federally-Regulated Consumer Product | 03/08/2017 |  | 03/08/2017
York | York | D6NY060D11006NX | Natural Gas | Induced Draft | False | True | 1 | False | Horizontal |  | None | Non-Condensing | Two-Stage Modulating |  | 1 | Premium |  | 135000 | 108000 |  |  | 114400 | 300 | 80 | 78 | [8 empty] | Federally-Regulated Consumer Product | 03/08/2017 |  | 03/08/2017
York | York | TG9S080C22MP11 | LPG | Induced Draft | False | False | 1 | False | Up | None | None | Condensing | Single-Stage | Multiple-Speed | 1 | Standard |  | 80000 | 78000 | 2162 | 1285 | 80400 | 966 | 95.5 | 78 | [8 empty] | Federally-Regulated Consumer Product | 03/08/2017 |  | 03/08/2017
York | Fraser Johnston | D7NX036N06506NX | Natural Gas | Induced Draft | False | True | 1 | False | Down |  | None | Non-Condensing | Single-Stage |  | 1 | Premium |  | 80000 | 66000 |  |  | 77300 | 424 | 81 | 78 | [8 empty] | Federally-Regulated Consumer Product | 03/08/2017 |  | 03/08/2017
York | York | MG9S060B12MP11 | Natural Gas | Induced Draft | False | False | 1 | True | Down |  | None | Condensing | Single-Stage |  | 0.5 | Standard |  | 60000 | 58000 |  |  | 48100 | 650 | 95.5 | 75 | [8 empty] | Federally-Regulated Consumer Product | 03/08/2017 |  | 03/08/2017
York | Luxaire | G33A[D,T]3******** | Natural Gas | Induced Draft | False | True | 3 | False | Down |  | None | Non-Condensing | Step Modulating |  | 10 | Standard |  | 267000 | 213000 | [6 empty] | 80 | 80 | [6 empty] | Federally-Regulated Commercial & Industrial Equipment | 03/08/2017 |  | 03/08/2017
York | Evcon | RGF19080BP12MP11 | LPG | Induced Draft | False | False | 1 | False | Down |  | None | Condensing | Single-Stage |  | 0.5 | Standard |  | 80000 | 78000 |  |  | 80500 | 960 | 95.5 | 78 | [8 empty] | Federally-Regulated Consumer Product | 03/08/2017 |  | 03/08/2017
York | Luxaire | TMLT100C16MP11 | LPG | Induced Draft | False | False | 1 | False | Down |  | None | Non-Condensing | Two-Stage Modulating |  | 0.5 | Standard |  | 100000 | 80000 |  |  | 96500 | 850 | 80 | 78 | [8 empty] | Federally-Regulated Consumer Product | 03/08/2017 |  | 03/08/2017
York | York | D6NZ060N09006NX | Natural Gas | Induced Draft | False | True | 1 | False | Horizontal |  | None | Non-Condensing | Single-Stage |  | 1 | Premium |  | 108000 | 87000 |  |  | 93400 | 1313 | 80.9 | 78 | [8 empty] | Federally-Regulated Consumer Product | 03/08/2017 |  | 03/08/2017
York | Coleman | X33D[N,S]3******** | LPG | Induced Draft | False | True | 3 | False | Horizontal |  | None | Non-Condensing | Single-Stage |  | 10 | Standard |  | 267000 | 213000 | [6 empty] | 80 | 80 | [6 empty] | Federally-Regulated Commercial & Industrial Equipment | 03/08/2017 |  | 03/08/2017
York | Evcon | RGF1L060AE12MP11 | LPG | Induced Draft | False | False | 1 | False | Horizontal |  | None | Non-Condensing | Single-Stage |  | 0.5 | Premium |  | 60000 | 48000 |  |  | 59100 | 243 | 80 | 78 | [8 empty] | Federally-Regulated Consumer Product | 03/08/2017 |  | 03/08/2017
York | Coleman | D7NQ042N06506NX | LPG | Induced Draft | False | True | 1 | False | Horizontal |  | None | Non-Condensing | Single-Stage |  | 1 | Premium |  | 80000 | 66000 |  |  | 77300 | 424 | 81 | 78 | [8 empty] | Federally-Regulated Consumer Product | 03/08/2017 |  | 03/08/2017
York | York | TG9S060A10MP11 | Natural Gas | Induced Draft | False | False | 1 | False | Up | None | None | Condensing | Single-Stage | Multiple-Speed | 0.5 | Standard |  | 60000 | 58000 | 1103 | 769 | 47900 | 674 | 95.5 | 78 | [8 empty] | Federally-Regulated Consumer Product | 03/08/2017 |  | 03/08/2017
York | Fraser Johnston | TM9E060B12MP11 | Natural Gas | Induced Draft | False | False | 1 | False | Up |  | None | Condensing | Single-Stage |  | 0.5 | Premium |  | 60000 | 57000 |  |  | 49600 | 284 | 95 | 78 | [8 empty] | Federally-Regulated Consumer Product | 03/08/2017 |  | 03/08/2017
York | Coleman | D6NX024D05606NX | LPG | Induced Draft | False | True | 1 | False | Down |  | None | Non-Condensing | Two-Stage Modulating |  | 0.5 | Premium |  | 70000 | 56000 |  |  | 57600 | 151 | 80 | 78 | [8 empty] | Federally-Regulated Consumer Product | 03/08/2017 |  | 03/08/2017
York | Luxaire | TM9T080B12MP11 | LPG | Induced Draft | False | False | 1 | False | Horizontal | None | None | Condensing | Two-Stage Modulating | Multiple-Speed | 0.5 | Standard |  | 80000 | 77000 | 1370 | 854 | 81300 | 588 | 96 | 78 | [8 empty] | Federally-Regulated Consumer Product | 03/08/2017 |  | 03/08/2017
York | Evcon | D7HQ036D07206NX | LPG | Induced Draft | False | True | 1 | False | Down |  | None | Non-Condensing | Two-Stage Modulating |  | 0.75 | Premium |  | 90000 | 74000 |  |  | 73500 | 341 | 81 | 78 | [8 empty] | Federally-Regulated Consumer Product | 03/08/2017 |  | 03/08/2017
York | York | TPLC100C16MP12 | LPG | Induced Draft | False | False | 1 | False | Up |  | None | Non-Condensing | Step Modulating |  | 0.75 | Premium |  | 100000 | 78000 |  |  | 97300 | 253 | 80 | 78 | [8 empty] | Federally-Regulated Consumer Product | 03/08/2017 |  | 03/08/2017
York | York | D7NQ060D09006NX | LPG | Induced Draft | False | True | 1 | False | Horizontal |  | None | Non-Condensing | Two-Stage Modulating |  | 1 | Premium |  | 108000 | 89000 |  |  | 94500 | 338 | 81 | 78 | [8 empty] | Federally-Regulated Consumer Product | 03/08/2017 |  | 03/08/2017
York | Evcon | TMLT080B12MP11 | LPG | Induced Draft | False | False | 1 | False | Down |  | None | Non-Condensing | Two-Stage Modulating |  | 0.33 | Standard |  | 80000 | 63000 |  |  | 77700 | 568 | 80 | 78 | [8 empty] | Federally-Regulated Consumer Product | 03/08/2017 |  | 03/08/2017
York | Coleman | G33B[D,T]5******** | Natural Gas | Induced Draft | False | True | 3 | False | Down |  | None | Non-Condensing | Step Modulating |  | 10 | Standard |  | 533000 | 426000 | [6 empty] | 80 | 80 | [6 empty] | Federally-Regulated Commercial & Industrial Equipment | 03/08/2017 |  | 03/08/2017
York | Coleman | D6NZ048D11006NX | LPG | Induced Draft | False | True | 1 | False | Horizontal |  | None | Non-Condensing | Two-Stage Modulating |  | 1 | Premium |  | 135000 | 108000 |  |  | 114400 | 262 | 80 | 78 | [8 empty] | Federally-Regulated Consumer Product | 03/08/2017 |  | 03/08/2017
York | Fraser Johnston | D7HQ048D11006NX | LPG | Induced Draft | False | True | 1 | False | Down |  | None | Non-Condensing | Two-Stage Modulating |  | 1 | Premium |  | 135000 | 110000 |  |  | 112900 | 413 | 81 | 78 | [8 empty] | Federally-Regulated Consumer Product | 03/08/2017 |  | 03/08/2017
York | Coleman | ZK060*08*F**** | Natural Gas | Induced Draft | False | True | 1 | False | Down |  | None | Non-Condensing | Single-Stage |  | 1.5 | Standard |  | 100000 | 80000 |  |  | 93400 | 1438 | 80.5 | 78 | [8 empty] | Federally-Regulated Consumer Product | 03/08/2017 |  | 03/08/2017
York | Coleman | TM9V080C16MP11 | Natural Gas | Induced Draft | False | False | 1 | False | Up | None | None | Condensing | Two-Stage Modulating | Variable-Speed | 0.75 | Premium | 60 | 80000 | 77000 | 1787 | 544 | 79000 | 273 | 96 | 78 | [8 empty] | Federally-Regulated Consumer Product | 03/08/2017 |  | 03/08/2017
York | Luxaire | X33E[D,T]3******** | Natural Gas | Induced Draft | False | True | 3 | False | Horizontal |  | None | Non-Condensing | Step Modulating |  | 10 | Standard |  | 267000 | 213000 | [6 empty] | 80 | 80 | [6 empty] | Federally-Regulated Commercial & Industrial Equipment | 03/08/2017 |  | 03/08/2017
York | Fraser Johnston | TG9S060B12MP11 | LPG | Induced Draft | False | False | 1 | False | Up | None | None | Condensing | Single-Stage | Multiple-Speed | 0.5 | Standard |  | 60000 | 58000 | 1243 | 713 | 48100 | 622 | 95.5 | 78 | [8 empty] | Federally-Regulated Consumer Product | 03/08/2017 |  | 03/08/2017
York | Coleman | TM9M120D20MP12 | LPG | Induced Draft | False | False | 1 | False | Down |  | None | Condensing | Step Modulating |  | 1 | Standard |  | 120000 | 116000 |  |  | 111200 | 1144 | 97 | 78 | [8 empty] | Federally-Regulated Consumer Product | 03/08/2017 |  | 03/08/2017
York | Johnson Controls | V33E[D,T]5******** | Natural Gas | Induced Draft | False | True | 3 | False | Down |  | None | Non-Condensing | Step Modulating |  | 10 | Standard |  | 533000 | 426000 | [6 empty] | 80 | 80 | [6 empty] | Federally-Regulated Commercial & Industrial Equipment | 03/08/2017 |  | 03/08/2017
York | Luxaire | D7NQ060N09006NX | LPG | Induced Draft | False | True | 1 | False | Down |  | None | Non-Condensing | Single-Stage |  | 1 | Premium |  | 108000 | 88000 |  |  | 96900 | 467 | 81 | 78 | [8 empty] | Federally-Regulated Consumer Product | 03/08/2017 |  | 03/08/2017
York | York | MG9S060B12MP11 | Natural Gas | Induced Draft | False | False | 1 | True | Up |  | None | Condensing | Single-Stage |  | 0.5 | Standard |  | 60000 | 58000 |  |  | 48100 | 650 | 95.5 | 75 | [8 empty] | Federally-Regulated Consumer Product | 03/08/2017 |  | 03/08/2017
York | Guardian | GG8S100C16MP11 | LPG | Induced Draft | False | False | 1 | False | Horizontal | None | None | Non-Condensing | Single-Stage | Multiple-Speed | 0.5 | Standard |  | 100000 | 80000 | 1820 | 1012 | 96100 | 930 | 80 | 78 | [8 empty] | Federally-Regulated Consumer Product | 03/08/2017 |  | 03/08/2017
York | Evcon | D6NZ036D07206NX | Natural Gas | Induced Draft | False | True | 1 | False | Horizontal |  | None | Non-Condensing | Two-Stage Modulating |  | 0.75 | Premium |  | 90000 | 72000 |  |  | 74700 | 273 | 80 | 78 | [8 empty] | Federally-Regulated Consumer Product | 03/08/2017 |  | 03/08/2017
York | Fraser Johnston | TGLS060A10MP11 | Natural Gas | Induced Draft | False | False | 1 | False | Down | None | None | Non-Condensing | Single-Stage | Multiple-Speed | 0.33 | Standard |  | 60000 | 48000 | 1004 | 708 | 57700 | 553 | 80 | 78 | [8 empty] | Federally-Regulated Consumer Product | 03/08/2017 |  | 03/08/2017
York | Luxaire | TM8X060A12MP11 | LPG | Induced Draft | False | False | 1 | False | Horizontal |  | None | Non-Condensing | Single-Stage |  | 0.5 | Premium |  | 60000 | 48000 |  |  | 59100 | 243 | 80 | 78 | [8 empty] | Federally-Regulated Consumer Product | 03/08/2017 |  | 03/08/2017
York | Coleman | D6NQ060N06506NX | Natural Gas | Induced Draft | False | True | 1 | False | Down |  | None | Non-Condensing | Single-Stage |  | 1 | Premium |  | 80000 | 64000 |  |  | 75500 | 910 | 80.8 | 78 | [8 empty] | Federally-Regulated Consumer Product | 03/08/2017 |  | 03/08/2017
York | York | TPLC100C16MP11 | LPG | Induced Draft | False | False | 1 | False | Down | None | None | Non-Condensing | Step Modulating | Variable-Speed | 0.75 | Premium | 60 | 100000 | 78000 | 1600 | 585 | 99600 | 138 | 80 | 78 | [8 empty] | Federally-Regulated Consumer Product | 03/08/2017 |  | 03/08/2017
York | Coleman | TMLX080C16MP11 | LPG | Induced Draft | False | False | 1 | False | Down |  | None | Non-Condensing | Single-Stage |  | 0.5 | Premium |  | 80000 | 64000 |  |  | 78300 | 444 | 80 | 78 | [8 empty] | Federally-Regulated Consumer Product | 03/08/2017 |  | 03/08/2017
York | Luxaire | TMLX080C16MP11 | Natural Gas | Induced Draft | False | False | 1 | False | Horizontal |  | None | Non-Condensing | Single-Stage |  | 0.5 | Premium |  | 80000 | 64000 |  |  | 78300 | 444 | 80 | 78 | [8 empty] | Federally-Regulated Consumer Product | 03/08/2017 |  | 03/08/2017
York | Fraser Johnston | D7HQ060D09006NX | Natural Gas | Induced Draft | False | True | 1 | False | Down |  | None | Non-Condensing | Two-Stage Modulating |  | 1 | Premium |  | 108000 | 89000 |  |  | 94500 | 338 | 81 | 78 | [8 empty] | Federally-Regulated Consumer Product | 03/08/2017 |  | 03/08/2017
York | Luxaire | TPLC060A12MP12 | LPG | Induced Draft | False | False | 1 | False | Horizontal |  | None | Non-Condensing | Step Modulating |  | 0.5 | Premium |  | 60000 | 47000 |  |  | 58100 | 167 | 80 | 78 | [8 empty] | Federally-Regulated Consumer Product | 03/08/2017 |  | 03/08/2017
York | York | D6NZ036D07206NX | LPG | Induced Draft | False | True | 1 | False | Horizontal |  | None | Non-Condensing | Two-Stage Modulating |  | 0.75 | Premium |  | 90000 | 72000 |  |  | 74700 | 273 | 80 | 78 | [8 empty] | Federally-Regulated Consumer Product | 03/08/2017 |  | 03/08/2017
York | Coleman | D7NQ030N03606NX | Natural Gas | Induced Draft | False | True | 1 | False | Horizontal |  | None | Non-Condensing | Single-Stage |  | 0.75 | Premium |  | 45000 | 37000 |  |  | 38700 | 212 | 81 | 78 | [8 empty] | Federally-Regulated Consumer Product | 03/08/2017 |  | 03/08/2017
York | Evcon | TM8X060A12MP11 | Natural Gas | Induced Draft | False | False | 1 | False | Up |  | None | Non-Condensing | Single-Stage |  | 0.5 | Premium |  | 60000 | 48000 |  |  | 59100 | 243 | 80 | 78 | [8 empty] | Federally-Regulated Consumer Product | 03/08/2017 |  | 03/08/2017
York | York | TM8V100C20MP11 | LPG | Induced Draft | False | False | 1 | False | Horizontal |  | None | Non-Condensing | Two-Stage Modulating |  | 1 | Premium |  | 100000 | 80000 |  |  | 95200 | 380 | 80 | 78 | [8 empty] | Federally-Regulated Consumer Product | 03/08/2017 |  | 03/08/2017
York | York | D6NQ042D09006NX | Natural Gas | Induced Draft | False | True | 1 | False | Horizontal |  | None | Non-Condensing | Two-Stage Modulating |  | 0.75 | Premium |  | 108000 | 87000 |  |  | 94900 | 259 | 80 | 78 | [8 empty] | Federally-Regulated Consumer Product | 03/08/2017 |  | 03/08/2017
York | Luxaire | D6NX048N09006NX | LPG | Induced Draft | False | True | 1 | False | Down |  | None | Non-Condensing | Single-Stage |  | 1 | Premium |  | 108000 | 87000 |  |  | 93800 | 1315 | 80.6 | 78 | [8 empty] | Federally-Regulated Consumer Product | 03/08/2017 |  | 03/08/2017
York | Coleman | TM9M100C16MP12 | Natural Gas | Induced Draft | False | False | 1 | False | Up |  | None | Condensing | Step Modulating |  | 0.75 | Standard |  | 100000 | 97000 |  |  | 93000 | 1500 | 97 | 78 | [8 empty] | Federally-Regulated Consumer Product | 03/08/2017 |  | 03/08/2017
York | York | TGLS060A10MP11 | LPG | Induced Draft | False | False | 1 | False | Horizontal | None | None | Non-Condensing | Single-Stage | Multiple-Speed | 0.33 | Standard |  | 60000 | 48000 | 1004 | 708 | 57700 | 553 | 80 | 78 | [8 empty] | Federally-Regulated Consumer Product | 03/08/2017 |  | 03/08/2017
York | Luxaire | D6NZ060N11006NX | Natural Gas | Induced Draft | False | True | 1 | False | Down |  | None | Non-Condensing | Single-Stage |  | 1 | Premium |  | 135000 | 108000 |  |  | 115300 | 1073 | 80.2 | 78 | [8 empty] | Federally-Regulated Consumer Product | 03/08/2017 |  | 03/08/2017
York | Evcon | TG8S080C16MP11 | Natural Gas | Induced Draft | False | False | 1 | False | Down | None | None | Non-Condensing | Single-Stage | Multiple-Speed | 0.5 | Standard |  | 80000 | 64000 | 1602 | 1069 | 75100 | 1168 | 80 | 78 | [8 empty] | Federally-Regulated Consumer Product | 03/08/2017 |  | 03/08/2017
York | Evcon | D7HQ048D09006NX | LPG | Induced Draft | False | True | 1 | False | Down |  | None | Non-Condensing | Two-Stage Modulating |  | 1 | Premium |  | 108000 | 89000 |  |  | 94500 | 338 | 81 | 78 | [8 empty] | Federally-Regulated Consumer Product | 03/08/2017 |  | 03/08/2017
York | Coleman | ZS036*08*F**** | LPG | Induced Draft | False | True | 1 | False | Horizontal |  | None | Non-Condensing | Single-Stage |  | 1.5 | Standard |  | 100000 | 80000 |  |  | 93400 | 1438 | 80.5 | 78 | [8 empty] | Federally-Regulated Consumer Product | 03/08/2017 |  | 03/08/2017
York | York | TM8V120C20MP11 | LPG | Induced Draft | False | False | 1 | False | Up |  | None | Non-Condensing | Two-Stage Modulating |  | 1 | Premium |  | 120000 | 96000 |  |  | 111300 | 456 | 80 | 78 | [8 empty] | Federally-Regulated Consumer Product | 03/08/2017 |  | 03/08/2017
York | Evcon | RGF1L100CE16MP11 | LPG | Induced Draft | False | False | 1 | False | Horizontal |  | None | Non-Condensing | Single-Stage |  | 0.5 | Premium |  | 100000 | 80000 |  |  | 98400 | 431 | 80 | 78 | [8 empty] | Federally-Regulated Consumer Product | 03/08/2017 |  | 03/08/2017
York | Coleman | TGLS130D20MP11 | LPG | Induced Draft | False | False | 1 | False | Horizontal | None | None | Non-Condensing | Single-Stage | Multiple-Speed | 1 | Standard |  | 130000 | 104000 | 2399 | 1324 | 114700 | 1265 | 80 | 78 | [8 empty] | Federally-Regulated Consumer Product | 03/08/2017 |  | 03/08/2017
York | Evcon | D7NX036N06506NX | LPG | Induced Draft | False | True | 1 | False | Horizontal |  | None | Non-Condensing | Single-Stage |  | 1 | Premium |  | 80000 | 66000 |  |  | 77300 | 424 | 81 | 78 | [8 empty] | Federally-Regulated Consumer Product | 03/08/2017 |  | 03/08/2017
York | Evcon | TG8S040A08MP11 | Natural Gas | Induced Draft | False | False | 1 | False | Down | None | None | Non-Condensing | Single-Stage | Multiple-Speed | 0.2 | Standard |  | 40000 | 32000 | 717 | 489 | 38100 | 444 | 80 | 78 | [8 empty] | Federally-Regulated Consumer Product | 03/08/2017 |  | 03/08/2017
York | Luxaire | LP9C100C20MP12 | Natural Gas | Induced Draft | False | False | 1 | False | Horizontal |  | None | Condensing | Step Modulating |  | 1 | Premium |  | 100000 | 97000 |  |  | 96400 | 558 | 97.7 | 78 | [8 empty] | Federally-Regulated Consumer Product | 03/08/2017 |  | 03/08/2017
York | Coleman | TM8X080B12MP11 | LPG | Induced Draft | False | False | 1 | False | Horizontal |  | None | Non-Condensing | Single-Stage |  | 0.5 | Premium |  | 80000 | 64000 |  |  | 78600 | 379 | 80 | 78 | [8 empty] | Federally-Regulated Consumer Product | 03/08/2017 |  | 03/08/2017
York | Coleman | TG9S100C20MP11 | Natural Gas | Induced Draft | False | False | 1 | False | Horizontal | None | None | Condensing | Single-Stage | Multiple-Speed | 1 | Standard |  | 100000 | 97000 | 1934 | 1183 | 96600 | 1118 | 95.5 | 78 | [8 empty] | Federally-Regulated Consumer Product | 03/08/2017 |  | 03/08/2017
York | Luxaire | D6NQ024D05606NX | LPG | Induced Draft | False | True | 1 | False | Horizontal |  | None | Non-Condensing | Two-Stage Modulating |  | 0.5 | Premium |  | 70000 | 56000 |  |  | 57600 | 151 | 80 | 78 | [8 empty] | Federally-Regulated Consumer Product | 03/08/2017 |  | 03/08/2017
York | Coleman | G33B[D,T]3******** | Natural Gas | Induced Draft | False | True | 3 | False | Down |  | None | Non-Condensing | Step Modulating |  | 10 | Standard |  | 267000 | 213000 | [6 empty] | 80 | 80 | [6 empty] | Federally-Regulated Commercial & Industrial Equipment | 03/08/2017 |  | 03/08/2017
York | Guardian | GG9S040A08MP11 | LPG | Induced Draft | False | False | 1 | False | Up | None | None | Condensing | Single-Stage | Multiple-Speed | 0.5 | Standard |  | 40000 | 39000 | 950 | 581 | 31900 | 458 | 95.5 | 78 | [8 empty] | Federally-Regulated Consumer Product | 03/08/2017 |  | 03/08/2017
York | Coleman | TGLS040A08MP11 | Natural Gas | Induced Draft | False | False | 1 | False | Up | None | None | Non-Condensing | Single-Stage | Multiple-Speed | 0.2 | Standard |  | 40000 | 32000 | 717 | 489 | 38300 | 473 | 80 | 78 | [8 empty] | Federally-Regulated Consumer Product | 03/08/2017 |  | 03/08/2017
York | Guardian | RGF19080CE16MP11 | Natural Gas | Induced Draft | False | False | 1 | False | Down |  | None | Condensing | Single-Stage |  | 0.5 | Premium |  | 80000 | 76000 |  |  | 65200 | 539 | 95.5 | 78 | [8 empty] | Federally-Regulated Consumer Product | 03/08/2017 |  | 03/08/2017
York | Guardian | RGF19060BE12MP12 | LPG | Induced Draft | False | False | 1 | False | Down |  | None | Condensing | Single-Stage |  | 0.5 | Premium |  | 60000 | 57000 |  |  | 49600 | 284 | 95 | 78 | [8 empty] | Federally-Regulated Consumer Product | 03/08/2017 |  | 03/08/2017
York | Luxaire | TM9E080C16MP11 | LPG | Induced Draft | False | False | 1 | False | Up |  | None | Condensing | Single-Stage |  | 0.5 | Premium |  | 80000 | 77000 |  |  | 82800 | 429 | 95 | 78 | [8 empty] | Federally-Regulated Consumer Product | 03/08/2017 |  | 03/08/2017
York | Evcon | TM9E040A10MP11 | Natural Gas | Induced Draft | False | False | 1 | False | Down |  | None | Condensing | Single-Stage |  | 0.5 | Premium |  | 40000 | 38000 |  |  | 33100 | 195 | 95 | 78 | [8 empty] | Federally-Regulated Consumer Product | 03/08/2017 |  | 03/08/2017
York | Luxaire | D7NX048N06506NX | LPG | Induced Draft | False | True | 1 | False | Down |  | None | Non-Condensing | Single-Stage |  | 1 | Premium |  | 80000 | 66000 |  |  | 77300 | 424 | 81 | 78 | [8 empty] | Federally-Regulated Consumer Product | 03/08/2017 |  | 03/08/2017
York | York | TMLV100C16MP11 | LPG | Induced Draft | False | False | 1 | False | Horizontal |  | None | Non-Condensing | Two-Stage Modulating |  | 0.75 | Premium |  | 100000 | 80000 |  |  | 94700 | 368 | 80 | 78 | [8 empty] | Federally-Regulated Consumer Product | 03/08/2017 |  | 03/08/2017
York | Fraser Johnston | TMLT080B12MP11 | Natural Gas | Induced Draft | False | False | 1 | False | Up |  | None | Non-Condensing | Two-Stage Modulating |  | 0.33 | Standard |  | 80000 | 63000 |  |  | 77700 | 568 | 80 | 78 | [8 empty] | Federally-Regulated Consumer Product | 03/08/2017 |  | 03/08/2017
York | Coleman | TM8T100C16MP11 | LPG | Induced Draft | False | False | 1 | False | Down |  | None | Non-Condensing | Two-Stage Modulating |  | 0.5 | Standard |  | 100000 | 80000 |  |  | 96500 | 850 | 80 | 78 | [8 empty] | Federally-Regulated Consumer Product | 03/08/2017 |  | 03/08/2017
York | Guardian | GG9S040A08MP11 | LPG | Induced Draft | False | False | 1 | False | Down | None | None | Condensing | Single-Stage | Multiple-Speed | 0.5 | Standard |  | 40000 | 39000 | 950 | 581 | 31900 | 458 | 95.5 | 78 | [8 empty] | Federally-Regulated Consumer Product | 03/08/2017 |  | 03/08/2017
York | Fraser Johnston | TMLX080B12MP11 | Natural Gas | Induced Draft | False | False | 1 | False | Horizontal |  | None | Non-Condensing | Single-Stage |  | 0.5 | Premium |  | 80000 | 64000 |  |  | 78600 | 379 | 80 | 78 | [8 empty] | Federally-Regulated Consumer Product | 03/08/2017 |  | 03/08/2017
York | Evcon | RGF19100CP16MP11 | Natural Gas | Induced Draft | False | False | 1 | False | Horizontal |  | None | Condensing | Single-Stage |  | 0.75 | Standard |  | 100000 | 97000 |  |  | 96400 | 1200 | 95.5 | 78 | [8 empty] | Federally-Regulated Consumer Product | 03/08/2017 |  | 03/08/2017
York | Guardian | GG9S080C16MP11 | Natural Gas | Induced Draft | False | False | 1 | False | Up | None | None | Condensing | Single-Stage | Multiple-Speed | 0.75 | Standard |  | 80000 | 78000 | 1671 | 838 | 80500 | 929 | 95.5 | 78 | [8 empty] | Federally-Regulated Consumer Product | 03/08/2017 |  | 03/08/2017
York | Luxaire | D6NZ060N09006NX | LPG | Induced Draft | False | True | 1 | False | Down |  | None | Non-Condensing | Single-Stage |  | 1 | Premium |  | 108000 | 87000 |  |  | 93400 | 1313 | 80.9 | 78 | [8 empty] | Federally-Regulated Consumer Product | 03/08/2017 |  | 03/08/2017
York | York | TM9V040A10MP11 | Natural Gas | Induced Draft | False | False | 1 | False | Up |  | None | Condensing | Two-Stage Modulating |  | 0.5 | Premium |  | 40000 | 38000 |  |  | 30800 | 180 | 96 | 78 | [8 empty] | Federally-Regulated Consumer Product | 03/08/2017 |  | 03/08/2017
York | Evcon | TM8T060A12MP11 | LPG | Induced Draft | False | False | 1 | False | Up |  | None | Non-Condensing | Two-Stage Modulating |  | 0.33 | Standard |  | 60000 | 47000 |  |  | 58100 | 450 | 80 | 78 | [8 empty] | Federally-Regulated Consumer Product | 03/08/2017 |  | 03/08/2017
York | Evcon | TG9S120D20MP11 | Natural Gas | Induced Draft | False | False | 1 | False | Down | None | None | Condensing | Single-Stage | Multiple-Speed | 1 | Standard |  | 120000 | 116000 | 1977 | 1190 | 112700 | 1311 | 95.5 | 78 | [8 empty] | Federally-Regulated Consumer Product | 03/08/2017 |  | 03/08/2017
York | Fraser Johnston | TM8X100C16MP11 | Natural Gas | Induced Draft | False | False | 1 | False | Horizontal |  | None | Non-Condensing | Single-Stage |  | 0.5 | Premium |  | 100000 | 80000 |  |  | 98400 | 431 | 80 | 78 | [8 empty] | Federally-Regulated Consumer Product | 03/08/2017 |  | 03/08/2017
York | Evcon | TM8T060A12MP11 | Natural Gas | Induced Draft | False | False | 1 | False | Up |  | None | Non-Condensing | Two-Stage Modulating |  | 0.33 | Standard |  | 60000 | 47000 |  |  | 58100 | 450 | 80 | 78 | [8 empty] | Federally-Regulated Consumer Product | 03/08/2017 |  | 03/08/2017
York | York | ZR036*08*1**** | LPG | Induced Draft | False | True | 1 | False | Horizontal |  | None | Non-Condensing | Single-Stage |  | 1.5 | Standard |  | 100000 | 80000 |  |  | 93400 | 1438 | 80.5 | 78 | [8 empty] | Federally-Regulated Consumer Product | 03/08/2017 |  | 03/08/2017
York | Fraser Johnston | TP9C080B12MP12 | LPG | Induced Draft | False | False | 1 | False | Up |  | None | Condensing | Step Modulating |  | 0.5 | Premium |  | 80000 | 77000 |  |  | 80800 | 435 | 97.5 | 78 | [8 empty] | Federally-Regulated Consumer Product | 03/08/2017 |  | 03/08/2017
York | York | MG9S100C20MP11 | LPG | Induced Draft | False | False | 1 | True | Horizontal |  | None | Condensing | Single-Stage |  | 1 | Standard |  | 100000 | 97000 |  |  | 96600 | 1161 | 95.5 | 75 | [8 empty] | Federally-Regulated Consumer Product | 03/08/2017 |  | 03/08/2017
York | Coleman | D6NZ036D05606NX | Natural Gas | Induced Draft | False | True | 1 | False | Horizontal |  | None | Non-Condensing | Two-Stage Modulating |  | 0.75 | Premium |  | 70000 | 56000 |  |  | 58000 | 263 | 80 | 78 | [8 empty] | Federally-Regulated Consumer Product | 03/08/2017 |  | 03/08/2017
York | York | TM9X100C16MP11 | LPG | Induced Draft | False | False | 1 | False | Horizontal | None | None | Condensing | Single-Stage | Multiple-Speed | 0.5 | Premium |  | 100000 | 95000 | 1570 | 464 | 98400 | 638 | 95.5 | 78 | [8 empty] | Federally-Regulated Consumer Product | 03/08/2017 |  | 03/08/2017
York | Fraser Johnston | TM8T080C16MP11 | LPG | Induced Draft | False | False | 1 | False | Horizontal |  | None | Non-Condensing | Two-Stage Modulating |  | 0.5 | Standard |  | 80000 | 63000 |  |  | 77500 | 607 | 80 | 78 | [8 empty] | Federally-Regulated Consumer Product | 03/08/2017 |  | 03/08/2017
York | York | MG9S080B12MP11 | Natural Gas | Induced Draft | False | False | 1 | True | Down |  | None | Condensing | Single-Stage |  | 0.5 | Standard |  | 80000 | 78000 |  |  | 80600 | 960 | 95.5 | 75 | [8 empty] | Federally-Regulated Consumer Product | 03/08/2017 |  | 03/08/2017
York | Coleman | ZS048*06*F**** | LPG | Induced Draft | False | True | 1 | False | Horizontal |  | None | Non-Condensing | Single-Stage |  | 1.5 | Standard |  | 75000 | 60000 |  |  | 57700 | 396 | 80.9 | 78 | [8 empty] | Federally-Regulated Consumer Product | 03/08/2017 |  | 03/08/2017
York | Coleman | TP9C060B12MP12 | Natural Gas | Induced Draft | False | False | 1 | False | Up |  | None | Condensing | Step Modulating |  | 0.5 | Premium |  | 60000 | 58000 |  |  | 48400 | 241 | 97.5 | 78 | [8 empty] | Federally-Regulated Consumer Product | 03/08/2017 |  | 03/08/2017
York | York | TM9V100C20MP11 | Natural Gas | Induced Draft | False | False | 1 | False | Up | None | None | Condensing | Two-Stage Modulating | Variable-Speed | 1 | Premium | 60 | 100000 | 96000 | 2019 | 576 | 94300 | 386 | 96 | 78 | [8 empty] | Federally-Regulated Consumer Product | 03/08/2017 |  | 03/08/2017
York | Coleman | X33E[N,S]3******** | LPG | Induced Draft | False | True | 3 | False | Down |  | None | Non-Condensing | Single-Stage |  | 10 | Standard |  | 267000 | 213000 | [6 empty] | 80 | 80 | [6 empty] | Federally-Regulated Commercial & Industrial Equipment | 03/08/2017 |  | 03/08/2017
York | Luxaire | TM8V060A12MP11 | LPG | Induced Draft | False | False | 1 | False | Up |  | None | Non-Condensing | Two-Stage Modulating |  | 0.5 | Premium |  | 60000 | 47000 |  |  | 57000 | 259 | 80 | 78 | [8 empty] | Federally-Regulated Consumer Product | 03/08/2017 |  | 03/08/2017
York | York | ZR048*10*1**** | Natural Gas | Induced Draft | False | True | 1 | False | Horizontal |  | None | Non-Condensing | Single-Stage |  | 1.5 | Standard |  | 125000 | 100000 |  |  | 117500 | 510 | 80.3 | 78 | [8 empty] | Federally-Regulated Consumer Product | 03/08/2017 |  | 03/08/2017
York | Guardian | RGF1L080BP12MP11 | LPG | Induced Draft | False | False | 1 | False | Down |  | None | Non-Condensing | Single-Stage |  | 0.33 | Standard |  | 80000 | 64000 |  |  | 76800 | 831 | 80 | 78 | [8 empty] | Federally-Regulated Consumer Product | 03/08/2017 |  | 03/08/2017
York | Evcon | TM9M100C16MP12 | Natural Gas | Induced Draft | False | False | 1 | False | Horizontal |  | None | Condensing | Step Modulating |  | 0.75 | Standard |  | 100000 | 97000 |  |  | 93000 | 1500 | 97 | 78 | [8 empty] | Federally-Regulated Consumer Product | 03/08/2017 |  | 03/08/2017
York | Guardian | GG8S130D20MP11 | Natural Gas | Induced Draft | False | False | 1 | False | Down | None | None | Non-Condensing | Single-Stage | Multiple-Speed | 1 | Standard |  | 130000 | 104000 | 2399 | 1324 | 114700 | 1265 | 80 | 78 | [8 empty] | Federally-Regulated Consumer Product | 03/08/2017 |  | 03/08/2017
York | Coleman | CPLC060A12MP12 | LPG | Induced Draft | False | False | 1 | False | Up |  | None | Non-Condensing | Step Modulating |  | 0.5 | Premium |  | 60000 | 47000 |  |  | 58100 | 167 | 80 | 78 | [8 empty] | Federally-Regulated Consumer Product | 03/08/2017 |  | 03/08/2017
York | Coleman | D6NQ060D09006NX | LPG | Induced Draft | False | True | 1 | False | Horizontal |  | None | Non-Condensing | Two-Stage Modulating |  | 1 | Premium |  | 108000 | 87000 |  |  | 94100 | 287 | 80 | 78 | [8 empty] | Federally-Regulated Consumer Product | 03/08/2017 |  | 03/08/2017
York | York | D6NQ036N03606NX | Natural Gas | Induced Draft | False | True | 1 | False | Down |  | None | Non-Condensing | Single-Stage |  | 0.75 | Premium |  | 45000 | 36000 |  |  | 37300 | 590 | 80.4 | 78 | [8 empty] | Federally-Regulated Consumer Product | 03/08/2017 |  | 03/08/2017
York | Johnson Controls | H33D[D,T]3******** | Natural Gas | Induced Draft | False | True | 3 | False | Down |  | None | Non-Condensing | Step Modulating |  | 10 | Standard |  | 267000 | 213000 | [6 empty] | 80 | 80 | [6 empty] | Federally-Regulated Commercial & Industrial Equipment | 03/08/2017 |  | 03/08/2017
York | Evcon | TMLX080B12MP11 | Natural Gas | Induced Draft | False | False | 1 | False | Down |  | None | Non-Condensing | Single-Stage |  | 0.5 | Premium |  | 80000 | 64000 |  |  | 78600 | 379 | 80 | 78 | [8 empty] | Federally-Regulated Consumer Product | 03/08/2017 |  | 03/08/2017
York | Evcon | TM9X040A10MP11 | LPG | Induced Draft | False | False | 1 | False | Horizontal |  | None | Condensing | Single-Stage |  | 0.5 | Premium |  | 40000 | 38000 |  |  | 32700 | 256 | 95.5 | 78 | [8 empty] | Federally-Regulated Consumer Product | 03/08/2017 |  | 03/08/2017
York | Luxaire | D7NQ048N11006NX | Natural Gas | Induced Draft | False | True | 1 | False | Down |  | None | Non-Condensing | Single-Stage |  | 1 | Premium |  | 135000 | 109000 |  |  | 116700 | 462 | 81 | 78 | [8 empty] | Federally-Regulated Consumer Product | 03/08/2017 |  | 03/08/2017
York | Guardian | GG9S080C16MP11 | LPG | Induced Draft | False | False | 1 | False | Up | None | None | Condensing | Single-Stage | Multiple-Speed | 0.75 | Standard |  | 80000 | 78000 | 1671 | 838 | 80500 | 929 | 95.5 | 78 | [8 empty] | Federally-Regulated Consumer Product | 03/08/2017 |  | 03/08/2017
York | Luxaire | LP9C060B12MP12 | LPG | Induced Draft | False | False | 1 | False | Down |  | None | Condensing | Step Modulating |  | 0.5 | Premium |  | 60000 | 58000 |  |  | 48400 | 241 | 97.5 | 78 | [8 empty] | Federally-Regulated Consumer Product | 03/08/2017 |  | 03/08/2017
York | York | TM9V040A10MP11 | LPG | Induced Draft | False | False | 1 | False | Horizontal |  | None | Condensing | Two-Stage Modulating |  | 0.5 | Premium |  | 40000 | 38000 |  |  | 30800 | 180 | 96 | 78 | [8 empty] | Federally-Regulated Consumer Product | 03/08/2017 |  | 03/08/2017
York | Luxaire | D7NQ060N11006NX | Natural Gas | Induced Draft | False | True | 1 | False | Down |  | None | Non-Condensing | Single-Stage |  | 1 | Premium |  | 135000 | 109000 |  |  | 116700 | 462 | 81 | 78 | [8 empty] | Federally-Regulated Consumer Product | 03/08/2017 |  | 03/08/2017
York | York | TM9V120D20MP11 | LPG | Induced Draft | False | False | 1 | False | Up | None | None | Condensing | Two-Stage Modulating | Variable-Speed | 1 | Premium | 60 | 120000 | 115000 | 2006 | 718 | 109300 | 407 | 96 | 78 | [8 empty] | Federally-Regulated Consumer Product | 03/08/2017 |  | 03/08/2017
York | Coleman | D7HQ060D11006NX | LPG | Induced Draft | False | True | 1 | False | Down |  | None | Non-Condensing | Two-Stage Modulating |  | 1 | Premium |  | 135000 | 110000 |  |  | 112900 | 413 | 81 | 78 | [8 empty] | Federally-Regulated Consumer Product | 03/08/2017 |  | 03/08/2017
York | Fraser Johnston | TM9T080C16MP11 | Natural Gas | Induced Draft | False | False | 1 | False | Up | None | None | Condensing | Two-Stage Modulating | Multiple-Speed | 0.75 | Standard |  | 80000 | 77000 | 1671 | 838 | 80400 | 849 | 96 | 78 | [8 empty] | Federally-Regulated Consumer Product | 03/08/2017 |  | 03/08/2017
York | York | D6NQ060N11006NX | Natural Gas | Induced Draft | False | True | 1 | False | Horizontal |  | None | Non-Condensing | Single-Stage |  | 1 | Premium |  | 135000 | 108000 |  |  | 115300 | 1073 | 80.2 | 78 | [8 empty] | Federally-Regulated Consumer Product | 03/08/2017 |  | 03/08/2017
York | Guardian | GG9S060B12MP11 | LPG | Induced Draft | False | False | 1 | False | Up | None | None | Condensing | Single-Stage | Multiple-Speed | 0.5 | Standard |  | 60000 | 58000 | 1243 | 713 | 48100 | 622 | 95.5 | 78 | [8 empty] | Federally-Regulated Consumer Product | 03/08/2017 |  | 03/08/2017
York | Evcon | TPLC120C20MP12 | Natural Gas | Induced Draft | False | False | 1 | False | Up |  | None | Non-Condensing | Step Modulating |  | 1 | Premium |  | 120000 | 95000 |  |  | 115200 | 484 | 80 | 78 | [8 empty] | Federally-Regulated Consumer Product | 03/08/2017 |  | 03/08/2017
York | Fraser Johnston | TG9S080B12MP11 | LPG | Induced Draft | False | False | 1 | False | Down | None | None | Condensing | Single-Stage | Multiple-Speed | 0.5 | Standard |  | 80000 | 78000 | 1370 | 854 | 80600 | 920 | 95.5 | 78 | [8 empty] | Federally-Regulated Consumer Product | 03/08/2017 |  | 03/08/2017
York | Evcon | TM8T100C16MP11 | LPG | Induced Draft | False | False | 1 | False | Down |  | None | Non-Condensing | Two-Stage Modulating |  | 0.5 | Standard |  | 100000 | 80000 |  |  | 96500 | 850 | 80 | 78 | [8 empty] | Federally-Regulated Consumer Product | 03/08/2017 |  | 03/08/2017
York | York | D7NQ060D09006NX | Natural Gas | Induced Draft | False | True | 1 | False | Horizontal |  | None | Non-Condensing | Two-Stage Modulating |  | 1 | Premium |  | 108000 | 89000 |  |  | 94500 | 338 | 81 | 78 | [8 empty] | Federally-Regulated Consumer Product | 03/08/2017 |  | 03/08/2017
York | Luxaire | TPLC100C16MP12 | Natural Gas | Induced Draft | False | False | 1 | False | Up |  | None | Non-Condensing | Step Modulating |  | 0.75 | Premium |  | 100000 | 78000 |  |  | 97300 | 253 | 80 | 78 | [8 empty] | Federally-Regulated Consumer Product | 03/08/2017 |  | 03/08/2017
York | Luxaire | TM9E100C16MP11 | LPG | Induced Draft | False | False | 1 | False | Up |  | None | Condensing | Single-Stage |  | 0.5 | Premium |  | 100000 | 96000 |  |  | 99600 | 463 | 95 | 78 | [8 empty] | Federally-Regulated Consumer Product | 03/08/2017 |  | 03/08/2017
York | Fraser Johnston | TGLS100B12MP11 | Natural Gas | Induced Draft | False | False | 1 | False | Up | None | None | Non-Condensing | Single-Stage | Multiple-Speed | 0.33 | Standard |  | 100000 | 80000 | 1223 | 614 | 96100 | 935 | 80 | 78 | [8 empty] | Federally-Regulated Consumer Product | 03/08/2017 |  | 03/08/2017
York | Fraser Johnston | TM9M120D20MP12 | LPG | Induced Draft | False | False | 1 | False | Horizontal |  | None | Condensing | Step Modulating |  | 1 | Standard |  | 120000 | 116000 |  |  | 111200 | 1144 | 97 | 78 | [8 empty] | Federally-Regulated Consumer Product | 03/08/2017 |  | 03/08/2017
York | Guardian | RGF19060BP12MP11 | Natural Gas | Induced Draft | False | False | 1 | False | Up |  | None | Condensing | Single-Stage |  | 0.5 | Standard |  | 60000 | 58000 |  |  | 48100 | 650 | 95.5 | 78 | [8 empty] | Federally-Regulated Consumer Product | 03/08/2017 |  | 03/08/2017
York | Luxaire | G33D[N,S]3******** | LPG | Induced Draft | False | True | 3 | False | Horizontal |  | None | Non-Condensing | Single-Stage |  | 10 | Standard |  | 267000 | 213000 | [6 empty] | 80 | 80 | [6 empty] | Federally-Regulated Commercial & Industrial Equipment | 03/08/2017 |  | 03/08/2017
York | Coleman | D6NZ048N06506NX | Natural Gas | Induced Draft | False | True | 1 | False | Horizontal |  | None | Non-Condensing | Single-Stage |  | 1 | Premium |  | 80000 | 64000 |  |  | 73900 | 1250 | 80.8 | 78 | [8 empty] | Federally-Regulated Consumer Product | 03/08/2017 |  | 03/08/2017
York | Fraser Johnston | D7HQ048D09006NX | LPG | Induced Draft | False | True | 1 | False | Down |  | None | Non-Condensing | Two-Stage Modulating |  | 1 | Premium |  | 108000 | 89000 |  |  | 94500 | 338 | 81 | 78 | [8 empty] | Federally-Regulated Consumer Product | 03/08/2017 |  | 03/08/2017
York | Luxaire | ZK036*08*F**** | Natural Gas | Induced Draft | False | True | 1 | False | Horizontal |  | None | Non-Condensing | Single-Stage |  | 1.5 | Standard |  | 100000 | 80000 |  |  | 93400 | 1438 | 80.5 | 78 | [8 empty] | Federally-Regulated Consumer Product | 03/08/2017 |  | 03/08/2017
York | Luxaire | TM9E060B12MP11 | Natural Gas | Induced Draft | False | False | 1 | False | Horizontal |  | None | Condensing | Single-Stage |  | 0.5 | Premium |  | 60000 | 57000 |  |  | 49600 | 284 | 95 | 78 | [8 empty] | Federally-Regulated Consumer Product | 03/08/2017 |  | 03/08/2017
York | Coleman | TGLS100C16MP11 | LPG | Induced Draft | False | False | 1 | False | Up | None | None | Non-Condensing | Single-Stage | Multiple-Speed | 0.5 | Standard |  | 100000 | 80000 | 1820 | 1012 | 96100 | 930 | 80 | 78 | [8 empty] | Federally-Regulated Consumer Product | 03/08/2017 |  | 03/08/2017
York | Fraser Johnston | D6NQ024D05606NX | LPG | Induced Draft | False | True | 1 | False | Horizontal |  | None | Non-Condensing | Two-Stage Modulating |  | 0.5 | Premium |  | 70000 | 56000 |  |  | 57600 | 151 | 80 | 78 | [8 empty] | Federally-Regulated Consumer Product | 03/08/2017 |  | 03/08/2017
York | Fraser Johnston | D6NQ048N09006NX | Natural Gas | Induced Draft | False | True | 1 | False | Down |  | None | Non-Condensing | Single-Stage |  | 1 | Premium |  | 108000 | 87000 |  |  | 93800 | 1315 | 80.6 | 78 | [8 empty] | Federally-Regulated Consumer Product | 03/08/2017 |  | 03/08/2017
York | Coleman | TM9V100C20MP11 | LPG | Induced Draft | False | False | 1 | False | Horizontal | None | None | Condensing | Two-Stage Modulating | Variable-Speed | 1 | Premium | 60 | 100000 | 96000 | 2019 | 576 | 94300 | 386 | 96 | 78 | [8 empty] | Federally-Regulated Consumer Product | 03/08/2017 |  | 03/08/2017
York | York | D6NQ030N05606NX | Natural Gas | Induced Draft | False | True | 1 | False | Down |  | None | Non-Condensing | Single-Stage |  | 0.75 | Premium |  | 70000 | 56000 |  |  | 56700 | 764 | 80.5 | 78 | [8 empty] | Federally-Regulated Consumer Product | 03/08/2017 |  | 03/08/2017
York | York | D6NZ030N03606NX | LPG | Induced Draft | False | True | 1 | False | Horizontal |  | None | Non-Condensing | Single-Stage |  | 0.75 | Premium |  | 45000 | 36000 |  |  | 37900 | 468 | 80.5 | 78 | [8 empty] | Federally-Regulated Consumer Product | 03/08/2017 |  | 03/08/2017
York | Luxaire | TGLS080B12MP11 | Natural Gas | Induced Draft | False | False | 1 | False | Up | None | None | Non-Condensing | Single-Stage | Multiple-Speed | 0.33 | Standard |  | 80000 | 64000 | 1195 | 620 | 76700 | 793 | 80 | 78 | [8 empty] | Federally-Regulated Consumer Product | 03/08/2017 |  | 03/08/2017
York | Luxaire | X33D[D,T]5******** | Natural Gas | Induced Draft | False | True | 3 | False | Horizontal |  | None | Non-Condensing | Step Modulating |  | 10 | Standard |  | 533000 | 426000 | [6 empty] | 80 | 80 | [6 empty] | Federally-Regulated Commercial & Industrial Equipment | 03/08/2017 |  | 03/08/2017
York | Evcon | TM8X100C20MP11 | Natural Gas | Induced Draft | False | False | 1 | False | Up |  | None | Non-Condensing | Single-Stage |  | 0.75 | Premium |  | 100000 | 80000 |  |  | 97800 | 568 | 80 | 78 | [8 empty] | Federally-Regulated Consumer Product | 03/08/2017 |  | 03/08/2017
York | Evcon | RGF19080CE16MP11 | Natural Gas | Induced Draft | False | False | 1 | False | Horizontal |  | None | Condensing | Single-Stage |  | 0.5 | Premium |  | 80000 | 76000 |  |  | 65200 | 539 | 95.5 | 78 | [8 empty] | Federally-Regulated Consumer Product | 03/08/2017 |  | 03/08/2017
York | Evcon | TMLV060A12MP11 | LPG | Induced Draft | False | False | 1 | False | Down |  | None | Non-Condensing | Two-Stage Modulating |  | 0.5 | Premium |  | 60000 | 47000 |  |  | 57000 | 259 | 80 | 78 | [8 empty] | Federally-Regulated Consumer Product | 03/08/2017 |  | 03/08/2017
York | Fraser Johnston | D7HQ024D05606NX | Natural Gas | Induced Draft | False | True | 1 | False | Horizontal |  | None | Non-Condensing | Two-Stage Modulating |  | 0.5 | Premium |  | 70000 | 57000 |  |  | 56100 | 215 | 81 | 78 | [8 empty] | Federally-Regulated Consumer Product | 03/08/2017 |  | 03/08/2017
York | Coleman | ZS036*04*F**** | LPG | Induced Draft | False | True | 1 | False | Down |  | None | Non-Condensing | Single-Stage |  | 1.5 | Standard |  | 50000 | 40000 |  |  | 38000 | 371 | 80.9 | 78 | [8 empty] | Federally-Regulated Consumer Product | 03/08/2017 |  | 03/08/2017
York | Guardian | RGF19080CE16MP12 | Natural Gas | Induced Draft | False | False | 1 | False | Down |  | None | Condensing | Single-Stage |  | 0.5 | Premium |  | 80000 | 77000 |  |  | 82800 | 429 | 95 | 78 | [8 empty] | Federally-Regulated Consumer Product | 03/08/2017 |  | 03/08/2017
York | York | D7NX036N06506NX | Natural Gas | Induced Draft | False | True | 1 | False | Horizontal |  | None | Non-Condensing | Single-Stage |  | 1 | Premium |  | 80000 | 66000 |  |  | 77300 | 424 | 81 | 78 | [8 empty] | Federally-Regulated Consumer Product | 03/08/2017 |  | 03/08/2017
York | Luxaire | LPLC100C16MP12 | Natural Gas | Induced Draft | False | False | 1 | False | Horizontal |  | None | Non-Condensing | Step Modulating |  | 0.75 | Premium |  | 100000 | 78000 |  |  | 97300 | 253 | 80 | 78 | [8 empty] | Federally-Regulated Consumer Product | 03/08/2017 |  | 03/08/2017
York | Luxaire | TM9E100C16MP11 | Natural Gas | Induced Draft | False | False | 1 | False | Down |  | None | Condensing | Single-Stage |  | 0.5 | Premium |  | 100000 | 96000 |  |  | 99600 | 463 | 95 | 78 | [8 empty] | Federally-Regulated Consumer Product | 03/08/2017 |  | 03/08/2017
York | York | ZF060*10*1**** | Natural Gas | Induced Draft | False | True | 1 | False | Down |  | None | Non-Condensing | Single-Stage |  | 1.5 | Standard |  | 125000 | 100000 |  |  | 117500 | 510 | 80.3 | 78 | [8 empty] | Federally-Regulated Consumer Product | 03/08/2017 |  | 03/08/2017
York | York | D7NQ024D05606NX | Natural Gas | Induced Draft | False | True | 1 | False | Down |  | None | Non-Condensing | Two-Stage Modulating |  | 0.5 | Premium |  | 70000 | 57000 |  |  | 56100 | 215 | 81 | 78 | [8 empty] | Federally-Regulated Consumer Product | 03/08/2017 |  | 03/08/2017
York | Luxaire | TM9E080B12MP11 | LPG | Induced Draft | False | False | 1 | False | Down |  | None | Condensing | Single-Stage |  | 0.5 | Premium |  | 80000 | 77000 |  |  | 83000 | 382 | 95 | 78 | [8 empty] | Federally-Regulated Consumer Product | 03/08/2017 |  | 03/08/2017
York | Evcon | D7NQ042D09006NX | Natural Gas | Induced Draft | False | True | 1 | False | Horizontal |  | None | Non-Condensing | Two-Stage Modulating |  | 1 | Premium |  | 108000 | 89000 |  |  | 94500 | 338 | 81 | 78 | [8 empty] | Federally-Regulated Consumer Product | 03/08/2017 |  | 03/08/2017
York | Guardian | RGF19100CP20MP11 | LPG | Induced Draft | False | False | 1 | False | Down |  | None | Condensing | Single-Stage |  | 1 | Standard |  | 100000 | 97000 |  |  | 96600 | 1161 | 95.5 | 78 | [8 empty] | Federally-Regulated Consumer Product | 03/08/2017 |  | 03/08/2017
York | Evcon | ZS060*08*F**** | LPG | Induced Draft | False | True | 1 | False | Horizontal |  | None | Non-Condensing | Single-Stage |  | 1.5 | Standard |  | 100000 | 80000 |  |  | 93400 | 1438 | 80.5 | 78 | [8 empty] | Federally-Regulated Consumer Product | 03/08/2017 |  | 03/08/2017
York | Evcon | D6NZ060D11006NX | LPG | Induced Draft | False | True | 1 | False | Down |  | None | Non-Condensing | Two-Stage Modulating |  | 1 | Premium |  | 135000 | 108000 |  |  | 114400 | 262 | 80 | 78 | [8 empty] | Federally-Regulated Consumer Product | 03/08/2017 |  | 03/08/2017
York | Evcon | TG9S060A10MP11 | LPG | Induced Draft | False | False | 1 | False | Up | None | None | Condensing | Single-Stage | Multiple-Speed | 0.5 | Standard |  | 60000 | 58000 | 1103 | 769 | 47900 | 674 | 95.5 | 78 | [8 empty] | Federally-Regulated Consumer Product | 03/08/2017 |  | 03/08/2017
York | Luxaire | D7NQ060N11006NX | LPG | Induced Draft | False | True | 1 | False | Down |  | None | Non-Condensing | Single-Stage |  | 1 | Premium |  | 135000 | 109000 |  |  | 116700 | 462 | 81 | 78 | [8 empty] | Federally-Regulated Consumer Product | 03/08/2017 |  | 03/08/2017
York | York | TGLS040A08MP11 | LPG | Induced Draft | False | False | 1 | False | Up | None | None | Non-Condensing | Single-Stage | Multiple-Speed | 0.2 | Standard |  | 40000 | 32000 | 717 | 489 | 38300 | 473 | 80 | 78 | [8 empty] | Federally-Regulated Consumer Product | 03/08/2017 |  | 03/08/2017
York | York | D7NQ036N07206NX | LPG | Induced Draft | False | True | 1 | False | Horizontal |  | None | Non-Condensing | Single-Stage |  | 0.75 | Premium |  | 90000 | 73000 |  |  | 76900 | 510 | 81 | 78 | [8 empty] | Federally-Regulated Consumer Product | 03/08/2017 |  | 03/08/2017
York | Evcon | D7NQ036N07206NX | Natural Gas | Induced Draft | False | True | 1 | False | Down |  | None | Non-Condensing | Single-Stage |  | 0.75 | Premium |  | 90000 | 73000 |  |  | 76900 | 510 | 81 | 78 | [8 empty] | Federally-Regulated Consumer Product | 03/08/2017 |  | 03/08/2017
York | Fraser Johnston | TG8S080B12MP11 | LPG | Induced Draft | False | False | 1 | False | Horizontal | None | None | Non-Condensing | Single-Stage | Multiple-Speed | 0.33 | Standard |  | 80000 | 64000 | 1195 | 620 | 76700 | 793 | 80 | 78 | [8 empty] | Federally-Regulated Consumer Product | 03/08/2017 |  | 03/08/2017
York | York | D6NQ036N07206NX | Natural Gas | Induced Draft | False | True | 1 | False | Down |  | None | Non-Condensing | Single-Stage |  | 0.75 | Premium |  | 90000 | 72000 |  |  | 75500 | 1056 | 80.1 | 78 | [8 empty] | Federally-Regulated Consumer Product | 03/08/2017 |  | 03/08/2017
York | York | TG8S100C20MP11 | Natural Gas | Induced Draft | False | False | 1 | False | Up | None | None | Non-Condensing | Single-Stage | Multiple-Speed | 1 | Standard |  | 100000 | 80000 | 2478 | 1307 | 95100 | 1178 | 80 | 78 | [8 empty] | Federally-Regulated Consumer Product | 03/08/2017 |  | 03/08/2017
York | Evcon | TM8V100C20MP11 | LPG | Induced Draft | False | False | 1 | False | Up |  | None | Non-Condensing | Two-Stage Modulating |  | 1 | Premium |  | 100000 | 80000 |  |  | 95200 | 380 | 80 | 78 | [8 empty] | Federally-Regulated Consumer Product | 03/08/2017 |  | 03/08/2017
York | Guardian | GG9S120D20MP11 | Natural Gas | Induced Draft | False | False | 1 | False | Up | None | None | Condensing | Single-Stage | Multiple-Speed | 1 | Standard |  | 120000 | 116000 | 1977 | 1190 | 112700 | 1311 | 95.5 | 78 | [8 empty] | Federally-Regulated Consumer Product | 03/08/2017 |  | 03/08/2017
York | Luxaire | TM9E040A10MP11 | LPG | Induced Draft | False | False | 1 | False | Up |  | None | Condensing | Single-Stage |  | 0.5 | Premium |  | 40000 | 38000 |  |  | 33100 | 195 | 95 | 78 | [8 empty] | Federally-Regulated Consumer Product | 03/08/2017 |  | 03/08/2017
York | York | TMLX100C16MP11 | Natural Gas | Induced Draft | False | False | 1 | False | Horizontal |  | None | Non-Condensing | Single-Stage |  | 0.5 | Premium |  | 100000 | 80000 |  |  | 98400 | 431 | 80 | 78 | [8 empty] | Federally-Regulated Consumer Product | 03/08/2017 |  | 03/08/2017
York | Guardian | GG9S120D16MP11 | LPG | Induced Draft | False | False | 1 | False | Down | None | None | Condensing | Single-Stage | Multiple-Speed | 0.75 | Standard |  | 120000 | 116000 | 1805 | 876 | 113200 | 1185 | 95.5 | 78 | [8 empty] | Federally-Regulated Consumer Product | 03/08/2017 |  | 03/08/2017
York | Evcon | TM8V080B12MP11 | Natural Gas | Induced Draft | False | False | 1 | False | Down |  | None | Non-Condensing | Two-Stage Modulating |  | 0.5 | Premium |  | 80000 | 63000 |  |  | 75800 | 315 | 80 | 78 | [8 empty] | Federally-Regulated Consumer Product | 03/08/2017 |  | 03/08/2017
York | Johnson Controls | T33B[D,T]5******** | LPG | Induced Draft | False | True | 3 | False | Horizontal |  | None | Non-Condensing | Step Modulating |  | 10 | Standard |  | 533000 | 426000 | [6 empty] | 80 | 80 | [6 empty] | Federally-Regulated Commercial & Industrial Equipment | 03/08/2017 |  | 03/08/2017
York | Evcon | D6NQ036N03606NX | Natural Gas | Induced Draft | False | True | 1 | False | Horizontal |  | None | Non-Condensing | Single-Stage |  | 0.75 | Premium |  | 45000 | 36000 |  |  | 37300 | 590 | 80.4 | 78 | [8 empty] | Federally-Regulated Consumer Product | 03/08/2017 |  | 03/08/2017
York | Luxaire | TG8S100C20MP11 | Natural Gas | Induced Draft | False | False | 1 | False | Down | None | None | Non-Condensing | Single-Stage | Multiple-Speed | 1 | Standard |  | 100000 | 80000 | 2478 | 1307 | 95100 | 1178 | 80 | 78 | [8 empty] | Federally-Regulated Consumer Product | 03/08/2017 |  | 03/08/2017
York | Evcon | RGF19080BE12MP12 | Natural Gas | Induced Draft | False | False | 1 | False | Up |  | None | Condensing | Single-Stage |  | 0.5 | Premium |  | 80000 | 77000 |  |  | 83000 | 382 | 95 | 78 | [8 empty] | Federally-Regulated Consumer Product | 03/08/2017 |  | 03/08/2017
York | Luxaire | TGLS060A12MP11 | Natural Gas | Induced Draft | False | False | 1 | False | Up | None | None | Non-Condensing | Single-Stage | Multiple-Speed | 0.33 | Standard |  | 60000 | 48000 | 1275 | 711 | 57400 | 623 | 80 | 78 | [8 empty] | Federally-Regulated Consumer Product | 03/08/2017 |  | 03/08/2017
York | Coleman | TMLT080B12MP11 | LPG | Induced Draft | False | False | 1 | False | Horizontal |  | None | Non-Condensing | Two-Stage Modulating |  | 0.33 | Standard |  | 80000 | 63000 |  |  | 77700 | 568 | 80 | 78 | [8 empty] | Federally-Regulated Consumer Product | 03/08/2017 |  | 03/08/2017
York | Coleman | CPLC060A12MP12 | Natural Gas | Induced Draft | False | False | 1 | False | Down |  | None | Non-Condensing | Step Modulating |  | 0.5 | Premium |  | 60000 | 47000 |  |  | 58100 | 167 | 80 | 78 | [8 empty] | Federally-Regulated Consumer Product | 03/08/2017 |  | 03/08/2017
York | Luxaire | TM9V100C20MP11 | Natural Gas | Induced Draft | False | False | 1 | False | Horizontal | None | None | Condensing | Two-Stage Modulating | Variable-Speed | 1 | Premium | 60 | 100000 | 96000 | 2019 | 576 | 94300 | 386 | 96 | 78 | [8 empty] | Federally-Regulated Consumer Product | 03/08/2017 |  | 03/08/2017
York | Coleman | D6NX024N05606NX | LPG | Induced Draft | False | True | 1 | False | Down |  | None | Non-Condensing | Single-Stage |  | 0.5 | Premium |  | 70000 | 56000 |  |  | 56700 | 764 | 80.2 | 78 | [8 empty] | Federally-Regulated Consumer Product | 03/08/2017 |  | 03/08/2017
York | Luxaire | D6NX036N09006NX | LPG | Induced Draft | False | True | 1 | False | Down |  | None | Non-Condensing | Single-Stage |  | 1 | Premium |  | 108000 | 87000 |  |  | 94400 | 1124 | 80.8 | 78 | [8 empty] | Federally-Regulated Consumer Product | 03/08/2017 |  | 03/08/2017
York | Luxaire | G33E[D,T]5******** | LPG | Induced Draft | False | True | 3 | False | Horizontal |  | None | Non-Condensing | Step Modulating |  | 10 | Standard |  | 533000 | 426000 | [6 empty] | 80 | 80 | [6 empty] | Federally-Regulated Commercial & Industrial Equipment | 03/08/2017 |  | 03/08/2017
York | Luxaire | D6NQ048N09006NX | LPG | Induced Draft | False | True | 1 | False | Down |  | None | Non-Condensing | Single-Stage |  | 1 | Premium |  | 108000 | 87000 |  |  | 93800 | 1315 | 80.6 | 78 | [8 empty] | Federally-Regulated Consumer Product | 03/08/2017 |  | 03/08/2017
York | Evcon | D6HQ024D05606NX | Natural Gas | Induced Draft | False | True | 1 | False | Horizontal |  | None | Non-Condensing | Two-Stage Modulating |  | 0.5 | Premium |  | 70000 | 56000 |  |  | 57600 | 151 | 80 | 78 | [8 empty] | Federally-Regulated Consumer Product | 03/08/2017 |  | 03/08/2017
York | York | TG9S130D20MP11 | Natural Gas | Induced Draft | False | False | 1 | False | Up | None | None | Condensing | Single-Stage | Multiple-Speed | 1 | Standard |  | 130000 | 125000 | 2047 | 1198 | 112700 | 1305 | 95.5 | 78 | [8 empty] | Federally-Regulated Consumer Product | 03/08/2017 |  | 03/08/2017
York | Coleman | TM9M100C20MP12 | LPG | Induced Draft | False | False | 1 | False | Down |  | None | Condensing | Step Modulating |  | 1 | Standard |  | 100000 | 97000 |  |  | 93900 | 1231 | 97 | 78 | [8 empty] | Federally-Regulated Consumer Product | 03/08/2017 |  | 03/08/2017
York | Evcon | D6NZ042N09006NX | Natural Gas | Induced Draft | False | True | 1 | False | Down |  | None | Non-Condensing | Single-Stage |  | 1 | Premium |  | 108000 | 87000 |  |  | 94400 | 1124 | 80.8 | 78 | [8 empty] | Federally-Regulated Consumer Product | 03/08/2017 |  | 03/08/2017
York | Evcon | D6NX048D09006NX | LPG | Induced Draft | False | True | 1 | False | Down |  | None | Non-Condensing | Two-Stage Modulating |  | 1 | Premium |  | 108000 | 87000 |  |  | 94100 | 544 | 80 | 78 | [8 empty] | Federally-Regulated Consumer Product | 03/08/2017 |  | 03/08/2017
York | Fraser Johnston | TM9E100C16MP11 | Natural Gas | Induced Draft | False | False | 1 | False | Up |  | None | Condensing | Single-Stage |  | 0.5 | Premium |  | 100000 | 96000 |  |  | 99600 | 463 | 95 | 78 | [8 empty] | Federally-Regulated Consumer Product | 03/08/2017 |  | 03/08/2017
York | Evcon | D7NQ060N06506NX | Natural Gas | Induced Draft | False | True | 1 | False | Horizontal |  | None | Non-Condensing | Single-Stage |  | 1 | Premium |  | 80000 | 66000 |  |  | 77300 | 424 | 81 | 78 | [8 empty] | Federally-Regulated Consumer Product | 03/08/2017 |  | 03/08/2017
York | Coleman | D7HQ030D05606NX | LPG | Induced Draft | False | True | 1 | False | Horizontal |  | None | Non-Condensing | Two-Stage Modulating |  | 0.75 | Premium |  | 70000 | 57000 |  |  | 56100 | 216 | 81 | 78 | [8 empty] | Federally-Regulated Consumer Product | 03/08/2017 |  | 03/08/2017
York | York | D6HQ060D09006NX | LPG | Induced Draft | False | True | 1 | False | Down |  | None | Non-Condensing | Two-Stage Modulating |  | 1 | Premium |  | 108000 | 87000 |  |  | 94100 | 287 | 80 | 78 | [8 empty] | Federally-Regulated Consumer Product | 03/08/2017 |  | 03/08/2017
York | Luxaire | TMLV120C20MP11 | LPG | Induced Draft | False | False | 1 | False | Down |  | None | Non-Condensing | Two-Stage Modulating |  | 1 | Premium |  | 120000 | 96000 |  |  | 111300 | 456 | 80 | 78 | [8 empty] | Federally-Regulated Consumer Product | 03/08/2017 |  | 03/08/2017
York | Luxaire | D7NX036N06506NX | LPG | Induced Draft | False | True | 1 | False | Horizontal |  | None | Non-Condensing | Single-Stage |  | 1 | Premium |  | 80000 | 66000 |  |  | 77300 | 424 | 81 | 78 | [8 empty] | Federally-Regulated Consumer Product | 03/08/2017 |  | 03/08/2017
York | York | TPLC080B12MP11 | Natural Gas | Induced Draft | False | False | 1 | False | Horizontal | None | None | Non-Condensing | Step Modulating | Variable-Speed | 0.5 | Premium | 60 | 80000 | 62000 | 1290 | 380 | 79600 | 124 | 80 | 78 | [8 empty] | Federally-Regulated Consumer Product | 03/08/2017 |  | 03/08/2017
York | Guardian | RGF19080CE16MP11 | LPG | Induced Draft | False | False | 1 | False | Up |  | None | Condensing | Single-Stage |  | 0.5 | Premium |  | 80000 | 76000 |  |  | 65200 | 539 | 95.5 | 78 | [8 empty] | Federally-Regulated Consumer Product | 03/08/2017 |  | 03/08/2017
York | Fraser Johnston | TM9M080B12MP12 | LPG | Induced Draft | False | False | 1 | False | Horizontal |  | None | Condensing | Step Modulating |  | 0.5 | Standard |  | 80000 | 77000 |  |  | 77900 | 1113 | 97 | 78 | [8 empty] | Federally-Regulated Consumer Product | 03/08/2017 |  | 03/08/2017
York | Luxaire | TG9S080B12MP11 | Natural Gas | Induced Draft | False | False | 1 | False | Horizontal | None | None | Condensing | Single-Stage | Multiple-Speed | 0.5 | Standard |  | 80000 | 78000 | 1370 | 854 | 80600 | 920 | 95.5 | 78 | [8 empty] | Federally-Regulated Consumer Product | 03/08/2017 |  | 03/08/2017
York | Evcon | TM9V080C16MP11 | Natural Gas | Induced Draft | False | False | 1 | False | Horizontal | None | None | Condensing | Two-Stage Modulating | Variable-Speed | 0.75 | Premium | 60 | 80000 | 77000 | 1787 | 544 | 79000 | 273 | 96 | 78 | [8 empty] | Federally-Regulated Consumer Product | 03/08/2017 |  | 03/08/2017
York | Coleman | D7NQ048D11006NX | LPG | Induced Draft | False | True | 1 | False | Down |  | None | Non-Condensing | Two-Stage Modulating |  | 1 | Premium |  | 135000 | 110000 |  |  | 112900 | 413 | 81 | 78 | [8 empty] | Federally-Regulated Consumer Product | 03/08/2017 |  | 03/08/2017
York | Evcon | D7HQ036D07206NX | Natural Gas | Induced Draft | False | True | 1 | False | Horizontal |  | None | Non-Condensing | Two-Stage Modulating |  | 0.75 | Premium |  | 90000 | 74000 |  |  | 73500 | 341 | 81 | 78 | [8 empty] | Federally-Regulated Consumer Product | 03/08/2017 |  | 03/08/2017
York | Fraser Johnston | TMLX060A12MP11 | LPG | Induced Draft | False | False | 1 | False | Horizontal |  | None | Non-Condensing | Single-Stage |  | 0.5 | Premium |  | 60000 | 48000 |  |  | 59100 | 243 | 80 | 78 | [8 empty] | Federally-Regulated Consumer Product | 03/08/2017 |  | 03/08/2017
York | Guardian | RGF1L080BP12MP11 | Natural Gas | Induced Draft | False | False | 1 | False | Up |  | None | Non-Condensing | Single-Stage |  | 0.33 | Standard |  | 80000 | 64000 |  |  | 76800 | 831 | 80 | 78 | [8 empty] | Federally-Regulated Consumer Product | 03/08/2017 |  | 03/08/2017
York | York | TGLS120C16MP11 | Natural Gas | Induced Draft | False | False | 1 | False | Down | None | None | Non-Condensing | Single-Stage | Multiple-Speed | 0.5 | Standard |  | 120000 | 96000 | 1600 | 1002 | 115100 | 1166 | 80 | 78 | [8 empty] | Federally-Regulated Consumer Product | 03/08/2017 |  | 03/08/2017
York | Evcon | RGF19060BP12MP11 | Natural Gas | Induced Draft | False | False | 1 | False | Down |  | None | Condensing | Single-Stage |  | 0.5 | Standard |  | 60000 | 58000 |  |  | 48100 | 650 | 95.5 | 78 | [8 empty] | Federally-Regulated Consumer Product | 03/08/2017 |  | 03/08/2017
York | Coleman | D7HQ030D05606NX | Natural Gas | Induced Draft | False | True | 1 | False | Down |  | None | Non-Condensing | Two-Stage Modulating |  | 0.75 | Premium |  | 70000 | 57000 |  |  | 56100 | 216 | 81 | 78 | [8 empty] | Federally-Regulated Consumer Product | 03/08/2017 |  | 03/08/2017
York | Coleman | TG8S100B12MP11 | Natural Gas | Induced Draft | False | False | 1 | False | Up | None | None | Non-Condensing | Single-Stage | Multiple-Speed | 0.33 | Standard |  | 100000 | 80000 | 1223 | 614 | 96100 | 935 | 80 | 78 | [8 empty] | Federally-Regulated Consumer Product | 03/08/2017 |  | 03/08/2017
York | Evcon | TGLS100C16MP11 | Natural Gas | Induced Draft | False | False | 1 | False | Up | None | None | Non-Condensing | Single-Stage | Multiple-Speed | 0.5 | Standard |  | 100000 | 80000 | 1820 | 1012 | 96100 | 930 | 80 | 78 | [8 empty] | Federally-Regulated Consumer Product | 03/08/2017 |  | 03/08/2017
York | Evcon | TGLS060A12MP11 | Natural Gas | Induced Draft | False | False | 1 | False | Up | None | None | Non-Condensing | Single-Stage | Multiple-Speed | 0.33 | Standard |  | 60000 | 48000 | 1275 | 711 | 57400 | 623 | 80 | 78 | [8 empty] | Federally-Regulated Consumer Product | 03/08/2017 |  | 03/08/2017
York | York | D6NQ036N07206NX | Natural Gas | Induced Draft | False | True | 1 | False | Horizontal |  | None | Non-Condensing | Single-Stage |  | 0.75 | Premium |  | 90000 | 72000 |  |  | 75500 | 1056 | 80.1 | 78 | [8 empty] | Federally-Regulated Consumer Product | 03/08/2017 |  | 03/08/2017
York | Luxaire | G33A[N,S]3******** | Natural Gas | Induced Draft | False | True | 3 | False | Horizontal |  | None | Non-Condensing | Single-Stage |  | 10 | Standard |  | 267000 | 213000 | [6 empty] | 80 | 80 | [6 empty] | Federally-Regulated Commercial & Industrial Equipment | 03/08/2017 |  | 03/08/2017
York | Fraser Johnston | ZS048*06*F**** | LPG | Induced Draft | False | True | 1 | False | Horizontal |  | None | Non-Condensing | Single-Stage |  | 1.5 | Standard |  | 75000 | 60000 |  |  | 57700 | 396 | 80.9 | 78 | [8 empty] | Federally-Regulated Consumer Product | 03/08/2017 |  | 03/08/2017
York | Fraser Johnston | D6NQ048N11006NX | Natural Gas | Induced Draft | False | True | 1 | False | Horizontal |  | None | Non-Condensing | Single-Stage |  | 1 | Premium |  | 135000 | 108000 |  |  | 114000 | 1275 | 80.5 | 78 | [8 empty] | Federally-Regulated Consumer Product | 03/08/2017 |  | 03/08/2017
York | Fraser Johnston | TG8S120C20MP11 | Natural Gas | Induced Draft | False | False | 1 | False | Up | None | None | Non-Condensing | Single-Stage | Multiple-Speed | 1 | Standard |  | 120000 | 96000 | 2338 | 1286 | 115200 | 1150 | 80 | 78 | [8 empty] | Federally-Regulated Consumer Product | 03/08/2017 |  | 03/08/2017
York | Fraser Johnston | D7NQ042N06506NX | Natural Gas | Induced Draft | False | True | 1 | False | Down |  | None | Non-Condensing | Single-Stage |  | 1 | Premium |  | 80000 | 66000 |  |  | 77300 | 424 | 81 | 78 | [8 empty] | Federally-Regulated Consumer Product | 03/08/2017 |  | 03/08/2017
York | Luxaire | TG9S100C16MP11 | Natural Gas | Induced Draft | False | False | 1 | False | Horizontal | None | None | Condensing | Single-Stage | Multiple-Speed | 0.75 | Standard |  | 100000 | 97000 | 1706 | 819 | 96500 | 1156 | 95.5 | 78 | [8 empty] | Federally-Regulated Consumer Product | 03/08/2017 |  | 03/08/2017
York | York | TM8X100C16MP11 | Natural Gas | Induced Draft | False | False | 1 | False | Horizontal |  | None | Non-Condensing | Single-Stage |  | 0.5 | Premium |  | 100000 | 80000 |  |  | 98400 | 431 | 80 | 78 | [8 empty] | Federally-Regulated Consumer Product | 03/08/2017 |  | 03/08/2017
York | Fraser Johnston | TG8S060A10MP11 | Natural Gas | Induced Draft | False | False | 1 | False | Up | None | None | Non-Condensing | Single-Stage | Multiple-Speed | 0.33 | Standard |  | 60000 | 48000 | 1004 | 708 | 57700 | 553 | 80 | 78 | [8 empty] | Federally-Regulated Consumer Product | 03/08/2017 |  | 03/08/2017
York | Fraser Johnston | TM9M100C16MP12 | LPG | Induced Draft | False | False | 1 | False | Up |  | None | Condensing | Step Modulating |  | 0.75 | Standard |  | 100000 | 97000 |  |  | 93000 | 1500 | 97 | 78 | [8 empty] | Federally-Regulated Consumer Product | 03/08/2017 |  | 03/08/2017
York | York | YPAL051N******** | Natural Gas | Induced Draft | False | True | 3 | False | Down | None | None | Non-Condensing | Step Modulating | Single-Speed | 10 | Standard |  | 375000 | 300000 | [6 empty] | 80 | 80 | [5 empty] | 3 | Federally-Regulated Commercial & Industrial Equipment | 03/08/2017 |  | 03/08/2017
York | Fraser Johnston | D7HQ042D09006NX | LPG | Induced Draft | False | True | 1 | False | Horizontal |  | None | Non-Condensing | Two-Stage Modulating |  | 1 | Premium |  | 108000 | 89000 |  |  | 94500 | 338 | 81 | 78 | [8 empty] | Federally-Regulated Consumer Product | 03/08/2017 |  | 03/08/2017
York | Fraser Johnston | D7NQ042N06506NX | LPG | Induced Draft | False | True | 1 | False | Down |  | None | Non-Condensing | Single-Stage |  | 1 | Premium |  | 80000 | 66000 |  |  | 77300 | 424 | 81 | 78 | [8 empty] | Federally-Regulated Consumer Product | 03/08/2017 |  | 03/08/2017
York | Coleman | TM8V100C20MP11 | LPG | Induced Draft | False | False | 1 | False | Down |  | None | Non-Condensing | Two-Stage Modulating |  | 1 | Premium |  | 100000 | 80000 |  |  | 95200 | 380 | 80 | 78 | [8 empty] | Federally-Regulated Consumer Product | 03/08/2017 |  | 03/08/2017
York | Evcon | D7NQ042D09006NX | Natural Gas | Induced Draft | False | True | 1 | False | Down |  | None | Non-Condensing | Two-Stage Modulating |  | 1 | Premium |  | 108000 | 89000 |  |  | 94500 | 338 | 81 | 78 | [8 empty] | Federally-Regulated Consumer Product | 03/08/2017 |  | 03/08/2017
York | Luxaire | D7HQ036D07206NX | Natural Gas | Induced Draft | False | True | 1 | False | Down |  | None | Non-Condensing | Two-Stage Modulating |  | 0.75 | Premium |  | 90000 | 74000 |  |  | 73500 | 341 | 81 | 78 | [8 empty] | Federally-Regulated Consumer Product | 03/08/2017 |  | 03/08/2017
York | Fraser Johnston | TM9T120D20MP11 | LPG | Induced Draft | False | False | 1 | False | Down | None | None | Condensing | Two-Stage Modulating | Multiple-Speed | 1 | Standard |  | 120000 | 115000 | 1977 | 1190 | 113900 | 801 | 96 | 78 | [8 empty] | Federally-Regulated Consumer Product | 03/08/2017 |  | 03/08/2017
York | Luxaire | TM9E100C16MP11 | Natural Gas | Induced Draft | False | False | 1 | False | Up |  | None | Condensing | Single-Stage |  | 0.5 | Premium |  | 100000 | 96000 |  |  | 99600 | 463 | 95 | 78 | [8 empty] | Federally-Regulated Consumer Product | 03/08/2017 |  | 03/08/2017
York | Fraser Johnston | TG9S080C22MP11 | Natural Gas | Induced Draft | False | False | 1 | False | Horizontal | None | None | Condensing | Single-Stage | Multiple-Speed | 1 | Standard |  | 80000 | 78000 | 2162 | 1285 | 80400 | 966 | 95.5 | 78 | [8 empty] | Federally-Regulated Consumer Product | 03/08/2017 |  | 03/08/2017
York | Fraser Johnston | D7HQ048D11006NX | LPG | Induced Draft | False | True | 1 | False | Horizontal |  | None | Non-Condensing | Two-Stage Modulating |  | 1 | Premium |  | 135000 | 110000 |  |  | 112900 | 413 | 81 | 78 | [8 empty] | Federally-Regulated Consumer Product | 03/08/2017 |  | 03/08/2017
York | Coleman | TMLX060A12MP11 | Natural Gas | Induced Draft | False | False | 1 | False | Horizontal |  | None | Non-Condensing | Single-Stage |  | 0.5 | Premium |  | 60000 | 48000 |  |  | 59100 | 243 | 80 | 78 | [8 empty] | Federally-Regulated Consumer Product | 03/08/2017 |  | 03/08/2017
York | York | D6HQ060D11006NX | Natural Gas | Induced Draft | False | True | 1 | False | Horizontal |  | None | Non-Condensing | Two-Stage Modulating |  | 1 | Premium |  | 135000 | 108000 |  |  | 114400 | 300 | 80 | 78 | [8 empty] | Federally-Regulated Consumer Product | 03/08/2017 |  | 03/08/2017
York | Johnson Controls | T33B[D,T]5******** | Natural Gas | Induced Draft | False | True | 3 | False | Horizontal |  | None | Non-Condensing | Step Modulating |  | 10 | Standard |  | 533000 | 426000 | [6 empty] | 80 | 80 | [6 empty] | Federally-Regulated Commercial & Industrial Equipment | 03/08/2017 |  | 03/08/2017
York | Evcon | TM9E080C16MP11 | LPG | Induced Draft | False | False | 1 | False | Up |  | None | Condensing | Single-Stage |  | 0.5 | Premium |  | 80000 | 77000 |  |  | 82800 | 429 | 95 | 78 | [8 empty] | Federally-Regulated Consumer Product | 03/08/2017 |  | 03/08/2017
York | Coleman | D7NQ036D05606NX | Natural Gas | Induced Draft | False | True | 1 | False | Down |  | None | Non-Condensing | Two-Stage Modulating |  | 0.75 | Premium |  | 70000 | 58000 |  |  | 54800 | 320 | 81 | 78 | [8 empty] | Federally-Regulated Consumer Product | 03/08/2017 |  | 03/08/2017
York | York | TMLX080C16MP11 | Natural Gas | Induced Draft | False | False | 1 | False | Horizontal |  | None | Non-Condensing | Single-Stage |  | 0.5 | Premium |  | 80000 | 64000 |  |  | 78300 | 444 | 80 | 78 | [8 empty] | Federally-Regulated Consumer Product | 03/08/2017 |  | 03/08/2017
York | York | YPLC080B12MP12 | Natural Gas | Induced Draft | False | False | 1 | False | Down |  | None | Non-Condensing | Step Modulating |  | 0.5 | Premium |  | 80000 | 62000 |  |  | 77900 | 235 | 80 | 78 | [8 empty] | Federally-Regulated Consumer Product | 03/08/2017 |  | 03/08/2017
York | Coleman | G33A[N,S]3******** | LPG | Induced Draft | False | True | 3 | False | Horizontal |  | None | Non-Condensing | Single-Stage |  | 10 | Standard |  | 267000 | 213000 | [6 empty] | 80 | 80 | [6 empty] | Federally-Regulated Commercial & Industrial Equipment | 03/08/2017 |  | 03/08/2017
York | Evcon | D6NQ060N06506NX | LPG | Induced Draft | False | True | 1 | False | Down |  | None | Non-Condensing | Single-Stage |  | 1 | Premium |  | 80000 | 64000 |  |  | 75500 | 910 | 80.8 | 78 | [8 empty] | Federally-Regulated Consumer Product | 03/08/2017 |  | 03/08/2017
York | Coleman | D6NQ030N03606NX | Natural Gas | Induced Draft | False | True | 1 | False | Horizontal |  | None | Non-Condensing | Single-Stage |  | 0.75 | Premium |  | 45000 | 36000 |  |  | 37900 | 468 | 80.5 | 78 | [8 empty] | Federally-Regulated Consumer Product | 03/08/2017 |  | 03/08/2017
York | Luxaire | TG9S080C16MP11 | LPG | Induced Draft | False | False | 1 | False | Horizontal | None | None | Condensing | Single-Stage | Multiple-Speed | 0.75 | Standard |  | 80000 | 78000 | 1671 | 838 | 80500 | 929 | 95.5 | 78 | [8 empty] | Federally-Regulated Consumer Product | 03/08/2017 |  | 03/08/2017
York | York | TG9S080C16MP11 | LPG | Induced Draft | False | False | 1 | False | Horizontal | None | None | Condensing | Single-Stage | Multiple-Speed | 0.75 | Standard |  | 80000 | 78000 | 1671 | 838 | 80500 | 929 | 95.5 | 78 | [8 empty] | Federally-Regulated Consumer Product | 03/08/2017 |  | 03/08/2017
York | Luxaire | TM9X060B12MP11 | Natural Gas | Induced Draft | False | False | 1 | False | Horizontal | None | None | Condensing | Single-Stage | Multiple-Speed | 0.5 | Premium |  | 60000 | 57000 | 1197 | 398 | 49000 | 394 | 95.5 | 78 | [8 empty] | Federally-Regulated Consumer Product | 03/08/2017 |  | 03/08/2017
York | Fraser Johnston | D6NZ060N06506NX | LPG | Induced Draft | False | True | 1 | False | Horizontal |  | None | Non-Condensing | Single-Stage |  | 1 | Premium |  | 80000 | 64000 |  |  | 75500 | 910 | 80.7 | 78 | [8 empty] | Federally-Regulated Consumer Product | 03/08/2017 |  | 03/08/2017
York | Luxaire | LPLC120C20MP12 | Natural Gas | Induced Draft | False | False | 1 | False | Up |  | None | Non-Condensing | Step Modulating |  | 1 | Premium |  | 120000 | 95000 |  |  | 115200 | 484 | 80 | 78 | [8 empty] | Federally-Regulated Consumer Product | 03/08/2017 |  | 03/08/2017
York | Fraser Johnston | TM8V060A12MP11 | Natural Gas | Induced Draft | False | False | 1 | False | Horizontal |  | None | Non-Condensing | Two-Stage Modulating |  | 0.5 | Premium |  | 60000 | 47000 |  |  | 57000 | 259 | 80 | 78 | [8 empty] | Federally-Regulated Consumer Product | 03/08/2017 |  | 03/08/2017
York | Guardian | GGLS080C16MP11 | Natural Gas | Induced Draft | False | False | 1 | False | Down | None | None | Non-Condensing | Single-Stage | Multiple-Speed | 0.5 | Standard |  | 80000 | 64000 | 1602 | 1069 | 75100 | 1168 | 80 | 78 | [8 empty] | Federally-Regulated Consumer Product | 03/08/2017 |  | 03/08/2017
York | Coleman | CPLC100C20MP12 | LPG | Induced Draft | False | False | 1 | False | Down |  | None | Non-Condensing | Step Modulating |  | 1 | Premium |  | 100000 | 78000 |  |  | 97500 | 238 | 80 | 78 | [8 empty] | Federally-Regulated Consumer Product | 03/08/2017 |  | 03/08/2017
York | Evcon | TMLT080C16MP11 | Natural Gas | Induced Draft | False | False | 1 | False | Down |  | None | Non-Condensing | Two-Stage Modulating |  | 0.5 | Standard |  | 80000 | 63000 |  |  | 77500 | 607 | 80 | 78 | [8 empty] | Federally-Regulated Consumer Product | 03/08/2017 |  | 03/08/2017
York | Fraser Johnston | TM9X040A10MP11 | Natural Gas | Induced Draft | False | False | 1 | False | Up |  | None | Condensing | Single-Stage |  | 0.5 | Premium |  | 40000 | 38000 |  |  | 32700 | 256 | 95.5 | 78 | [8 empty] | Federally-Regulated Consumer Product | 03/08/2017 |  | 03/08/2017
York | Coleman | TM8V080C16MP11 | LPG | Induced Draft | False | False | 1 | False | Up |  | None | Non-Condensing | Two-Stage Modulating |  | 0.75 | Premium |  | 80000 | 63000 |  |  | 76900 | 323 | 80 | 78 | [8 empty] | Federally-Regulated Consumer Product | 03/08/2017 |  | 03/08/2017
York | Luxaire | ZS048*10*F**** | LPG | Induced Draft | False | True | 1 | False | Horizontal |  | None | Non-Condensing | Single-Stage |  | 1.5 | Standard |  | 125000 | 100000 |  |  | 117500 | 510 | 80.3 | 78 | [8 empty] | Federally-Regulated Consumer Product | 03/08/2017 |  | 03/08/2017
York | Coleman | TM9V060B12MP11 | Natural Gas | Induced Draft | False | False | 1 | False | Down | None | None | Condensing | Two-Stage Modulating | Variable-Speed | 0.5 | Premium | 60 | 60000 | 58000 | 1343 | 456 | 47800 | 284 | 96 | 78 | [8 empty] | Federally-Regulated Consumer Product | 03/08/2017 |  | 03/08/2017
York | Guardian | GG8S100C16MP11 | Natural Gas | Induced Draft | False | False | 1 | False | Up | None | None | Non-Condensing | Single-Stage | Multiple-Speed | 0.5 | Standard |  | 100000 | 80000 | 1820 | 1012 | 96100 | 930 | 80 | 78 | [8 empty] | Federally-Regulated Consumer Product | 03/08/2017 |  | 03/08/2017
York | York | TG8S130D20MP11 | LPG | Induced Draft | False | False | 1 | False | Down | None | None | Non-Condensing | Single-Stage | Multiple-Speed | 1 | Standard |  | 130000 | 104000 | 2399 | 1324 | 114700 | 1265 | 80 | 78 | [8 empty] | Federally-Regulated Consumer Product | 03/08/2017 |  | 03/08/2017
York | Evcon | TP9C080C16MP12 | LPG | Induced Draft | False | False | 1 | False | Horizontal |  | None | Condensing | Step Modulating |  | 0.75 | Premium |  | 80000 | 78000 |  |  | 80600 | 460 | 97.7 | 78 | [8 empty] | Federally-Regulated Consumer Product | 03/08/2017 |  | 03/08/2017
York | Evcon | TM9X080C16MP11 | Natural Gas | Induced Draft | False | False | 1 | False | Up | None | None | Condensing | Single-Stage | Multiple-Speed | 0.5 | Premium |  | 80000 | 76000 | 1558 | 457 | 65200 | 513 | 95.5 | 78 | [8 empty] | Federally-Regulated Consumer Product | 03/08/2017 |  | 03/08/2017
York | Guardian | GG9S080B12MP11 | LPG | Induced Draft | False | False | 1 | False | Down | None | None | Condensing | Single-Stage | Multiple-Speed | 0.5 | Standard |  | 80000 | 78000 | 1370 | 854 | 80600 | 920 | 95.5 | 78 | [8 empty] | Federally-Regulated Consumer Product | 03/08/2017 |  | 03/08/2017
York | Coleman | TM8T060A12MP11 | LPG | Induced Draft | False | False | 1 | False | Up |  | None | Non-Condensing | Two-Stage Modulating |  | 0.33 | Standard |  | 60000 | 47000 |  |  | 58100 | 450 | 80 | 78 | [8 empty] | Federally-Regulated Consumer Product | 03/08/2017 |  | 03/08/2017
York | Coleman | TMLV080B12MP11 | Natural Gas | Induced Draft | False | False | 1 | False | Up |  | None | Non-Condensing | Two-Stage Modulating |  | 0.5 | Premium |  | 80000 | 63000 |  |  | 75800 | 315 | 80 | 78 | [8 empty] | Federally-Regulated Consumer Product | 03/08/2017 |  | 03/08/2017
York | Evcon | TM8V120C20MP11 | Natural Gas | Induced Draft | False | False | 1 | False | Horizontal |  | None | Non-Condensing | Two-Stage Modulating |  | 1 | Premium |  | 120000 | 96000 |  |  | 111300 | 456 | 80 | 78 | [8 empty] | Federally-Regulated Consumer Product | 03/08/2017 |  | 03/08/2017
York | Evcon | RGF19060BP12MP11 | LPG | Induced Draft | False | False | 1 | False | Down |  | None | Condensing | Single-Stage |  | 0.5 | Standard |  | 60000 | 58000 |  |  | 48100 | 650 | 95.5 | 78 | [8 empty] | Federally-Regulated Consumer Product | 03/08/2017 |  | 03/08/2017
York | Fraser Johnston | TGLS100B12MP11 | LPG | Induced Draft | False | False | 1 | False | Horizontal | None | None | Non-Condensing | Single-Stage | Multiple-Speed | 0.33 | Standard |  | 100000 | 80000 | 1223 | 614 | 96100 | 935 | 80 | 78 | [8 empty] | Federally-Regulated Consumer Product | 03/08/2017 |  | 03/08/2017
York | Coleman | TGLS060A12MP11 | LPG | Induced Draft | False | False | 1 | False | Up | None | None | Non-Condensing | Single-Stage | Multiple-Speed | 0.33 | Standard |  | 60000 | 48000 | 1275 | 711 | 57400 | 623 | 80 | 78 | [8 empty] | Federally-Regulated Consumer Product | 03/08/2017 |  | 03/08/2017
York | York | TPLC080B12MP11 | LPG | Induced Draft | False | False | 1 | False | Up | None | None | Non-Condensing | Step Modulating | Variable-Speed | 0.5 | Premium | 60 | 80000 | 62000 | 1290 | 380 | 79600 | 124 | 80 | 78 | [8 empty] | Federally-Regulated Consumer Product | 03/08/2017 |  | 03/08/2017
York | Coleman | CPLC080C16MP12 | LPG | Induced Draft | False | False | 1 | False | Up |  | None | Non-Condensing | Step Modulating |  | 0.75 | Premium |  | 80000 | 62000 |  |  | 77700 | 199 | 80 | 78 | [8 empty] | Federally-Regulated Consumer Product | 03/08/2017 |  | 03/08/2017
York | Fraser Johnston | D7NQ036N05606NX | LPG | Induced Draft | False | True | 1 | False | Down |  | None | Non-Condensing | Single-Stage |  | 0.75 | Premium |  | 70000 | 57000 |  |  | 57700 | 375 | 81 | 78 | [8 empty] | Federally-Regulated Consumer Product | 03/08/2017 |  | 03/08/2017
York | Fraser Johnston | TMLX120C20MP11 | Natural Gas | Induced Draft | False | False | 1 | False | Down |  | None | Non-Condensing | Single-Stage |  | 0.75 | Premium |  | 120000 | 96000 |  |  | 117500 | 635 | 80 | 78 | [8 empty] | Federally-Regulated Consumer Product | 03/08/2017 |  | 03/08/2017
York | York | D6NZ036D05606NX | LPG | Induced Draft | False | True | 1 | False | Horizontal |  | None | Non-Condensing | Two-Stage Modulating |  | 0.75 | Premium |  | 70000 | 56000 |  |  | 58000 | 263 | 80 | 78 | [8 empty] | Federally-Regulated Consumer Product | 03/08/2017 |  | 03/08/2017
York | York | YPAL051N******** | Natural Gas | Induced Draft | False | True | 3 | False | Horizontal | None | None | Non-Condensing | Step Modulating | Single-Speed | 10 | Standard |  | 375000 | 300000 | [6 empty] | 80 | 80 | [5 empty] | 3 | Federally-Regulated Commercial & Industrial Equipment | 03/08/2017 |  | 03/08/2017
York | Luxaire | TPLC100C20MP12 | LPG | Induced Draft | False | False | 1 | False | Up |  | None | Non-Condensing | Step Modulating |  | 1 | Premium |  | 100000 | 78000 |  |  | 97500 | 238 | 80 | 78 | [8 empty] | Federally-Regulated Consumer Product | 03/08/2017 |  | 03/08/2017
York | Coleman | MG9S060B12MP11 | Natural Gas | Induced Draft | False | False | 1 | True | Horizontal |  | None | Condensing | Single-Stage |  | 0.5 | Standard |  | 60000 | 58000 |  |  | 48100 | 650 | 95.5 | 75 | [8 empty] | Federally-Regulated Consumer Product | 03/08/2017 |  | 03/08/2017
York | Guardian | GG8S060A10MP11 | LPG | Induced Draft | False | False | 1 | False | Horizontal | None | None | Non-Condensing | Single-Stage | Multiple-Speed | 0.33 | Standard |  | 60000 | 48000 | 1004 | 708 | 57700 | 553 | 80 | 78 | [8 empty] | Federally-Regulated Consumer Product | 03/08/2017 |  | 03/08/2017
York | Evcon | TM9E040A10MP11 | LPG | Induced Draft | False | False | 1 | False | Down |  | None | Condensing | Single-Stage |  | 0.5 | Premium |  | 40000 | 38000 |  |  | 33100 | 195 | 95 | 78 | [8 empty] | Federally-Regulated Consumer Product | 03/08/2017 |  | 03/08/2017
York | Coleman | G33E[D,T]5******** | Natural Gas | Induced Draft | False | True | 3 | False | Horizontal |  | None | Non-Condensing | Step Modulating |  | 10 | Standard |  | 533000 | 426000 | [6 empty] | 80 | 80 | [6 empty] | Federally-Regulated Commercial & Industrial Equipment | 03/08/2017 |  | 03/08/2017
York | Guardian | GGLS100C16MP11 | Natural Gas | Induced Draft | False | False | 1 | False | Horizontal | None | None | Non-Condensing | Single-Stage | Multiple-Speed | 0.5 | Standard |  | 100000 | 80000 | 1820 | 1012 | 96100 | 930 | 80 | 78 | [8 empty] | Federally-Regulated Consumer Product | 03/08/2017 |  | 03/08/2017
York | Fraser Johnston | TMLX060A12MP11 | Natural Gas | Induced Draft | False | False | 1 | False | Horizontal |  | None | Non-Condensing | Single-Stage |  | 0.5 | Premium |  | 60000 | 48000 |  |  | 59100 | 243 | 80 | 78 | [8 empty] | Federally-Regulated Consumer Product | 03/08/2017 |  | 03/08/2017
York | Fraser Johnston | TM9T100C20MP11 | Natural Gas | Induced Draft | False | False | 1 | False | Down | None | None | Condensing | Two-Stage Modulating | Multiple-Speed | 1 | Standard |  | 100000 | 96000 | 1934 | 1183 | 96500 | 1015 | 96 | 78 | [8 empty] | Federally-Regulated Consumer Product | 03/08/2017 |  | 03/08/2017
York | Luxaire | D6NQ030N03606NX | Natural Gas | Induced Draft | False | True | 1 | False | Horizontal |  | None | Non-Condensing | Single-Stage |  | 0.75 | Premium |  | 45000 | 36000 |  |  | 37900 | 468 | 80.5 | 78 | [8 empty] | Federally-Regulated Consumer Product | 03/08/2017 |  | 03/08/2017
York | Evcon | TGLS130D20MP11 | Natural Gas | Induced Draft | False | False | 1 | False | Up | None | None | Non-Condensing | Single-Stage | Multiple-Speed | 1 | Standard |  | 130000 | 104000 | 2399 | 1324 | 114700 | 1265 | 80 | 78 | [8 empty] | Federally-Regulated Consumer Product | 03/08/2017 |  | 03/08/2017
York | Guardian | GG8S060A12MP11 | LPG | Induced Draft | False | False | 1 | False | Down | None | None | Non-Condensing | Single-Stage | Multiple-Speed | 0.33 | Standard |  | 60000 | 48000 | 1275 | 711 | 57400 | 623 | 80 | 78 | [8 empty] | Federally-Regulated Consumer Product | 03/08/2017 |  | 03/08/2017
York | York | D6HQ060D09006NX | LPG | Induced Draft | False | True | 1 | False | Horizontal |  | None | Non-Condensing | Two-Stage Modulating |  | 1 | Premium |  | 108000 | 87000 |  |  | 94100 | 287 | 80 | 78 | [8 empty] | Federally-Regulated Consumer Product | 03/08/2017 |  | 03/08/2017
York | Coleman | D6NQ060N06506NX | LPG | Induced Draft | False | True | 1 | False | Down |  | None | Non-Condensing | Single-Stage |  | 1 | Premium |  | 80000 | 64000 |  |  | 75500 | 910 | 80.8 | 78 | [8 empty] | Federally-Regulated Consumer Product | 03/08/2017 |  | 03/08/2017
York | Evcon | D6NQ048N06506NX | LPG | Induced Draft | False | True | 1 | False | Down |  | None | Non-Condensing | Single-Stage |  | 1 | Premium |  | 80000 | 64000 |  |  | 73900 | 1250 | 80.8 | 78 | [8 empty] | Federally-Regulated Consumer Product | 03/08/2017 |  | 03/08/2017
York | Johnson Controls | T33D[D,T]5******** | LPG | Induced Draft | False | True | 3 | False | Down |  | None | Non-Condensing | Step Modulating |  | 10 | Standard |  | 533000 | 426000 | [6 empty] | 80 | 80 | [6 empty] | Federally-Regulated Commercial & Industrial Equipment | 03/08/2017 |  | 03/08/2017
York | Fraser Johnston | TM9E100C16MP11 | LPG | Induced Draft | False | False | 1 | False | Horizontal |  | None | Condensing | Single-Stage |  | 0.5 | Premium |  | 100000 | 96000 |  |  | 99600 | 463 | 95 | 78 | [8 empty] | Federally-Regulated Consumer Product | 03/08/2017 |  | 03/08/2017
York | Luxaire | TG9S060A10MP11 | LPG | Induced Draft | False | False | 1 | False | Down | None | None | Condensing | Single-Stage | Multiple-Speed | 0.5 | Standard |  | 60000 | 58000 | 1103 | 769 | 47900 | 674 | 95.5 | 78 | [8 empty] | Federally-Regulated Consumer Product | 03/08/2017 |  | 03/08/2017
York | Guardian | RGF19100CE16MP12 | LPG | Induced Draft | False | False | 1 | False | Up |  | None | Condensing | Single-Stage |  | 0.5 | Premium |  | 100000 | 96000 |  |  | 99600 | 463 | 95 | 78 | [8 empty] | Federally-Regulated Consumer Product | 03/08/2017 |  | 03/08/2017
York | Coleman | TG8S040A08MP11 | Natural Gas | Induced Draft | False | False | 1 | False | Down | None | None | Non-Condensing | Single-Stage | Multiple-Speed | 0.2 | Standard |  | 40000 | 32000 | 717 | 489 | 38100 | 444 | 80 | 78 | [8 empty] | Federally-Regulated Consumer Product | 03/08/2017 |  | 03/08/2017
York | Coleman | TM9X100C16MP11 | Natural Gas | Induced Draft | False | False | 1 | False | Horizontal | None | None | Condensing | Single-Stage | Multiple-Speed | 0.5 | Premium |  | 100000 | 95000 | 1570 | 464 | 98400 | 638 | 95.5 | 78 | [8 empty] | Federally-Regulated Consumer Product | 03/08/2017 |  | 03/08/2017
York | Johnson Controls | V33B[N,S]3******** | LPG | Induced Draft | False | True | 3 | False | Horizontal |  | None | Non-Condensing | Single-Stage |  | 10 | Standard |  | 267000 | 213000 | [6 empty] | 80 | 80 | [6 empty] | Federally-Regulated Commercial & Industrial Equipment | 03/08/2017 |  | 03/08/2017
York | Coleman | D6NZ060N11006NX | LPG | Induced Draft | False | True | 1 | False | Down |  | None | Non-Condensing | Single-Stage |  | 1 | Premium |  | 135000 | 108000 |  |  | 115300 | 1073 | 80.2 | 78 | [8 empty] | Federally-Regulated Consumer Product | 03/08/2017 |  | 03/08/2017
York | Luxaire | D6NQ042N09006NX | Natural Gas | Induced Draft | False | True | 1 | False | Down |  | None | Non-Condensing | Single-Stage |  | 1 | Premium |  | 108000 | 87000 |  |  | 94400 | 1124 | 80.6 | 78 | [8 empty] | Federally-Regulated Consumer Product | 03/08/2017 |  | 03/08/2017
York | Guardian | RGF19100CE20MP12 | LPG | Induced Draft | False | False | 1 | False | Horizontal |  | None | Condensing | Single-Stage |  | 0.75 | Premium |  | 100000 | 96000 |  |  | 99800 | 410 | 95 | 78 | [8 empty] | Federally-Regulated Consumer Product | 03/08/2017 |  | 03/08/2017
York | York | TPLC080B12MP11 | Natural Gas | Induced Draft | False | False | 1 | False | Down | None | None | Non-Condensing | Step Modulating | Variable-Speed | 0.5 | Premium | 60 | 80000 | 62000 | 1290 | 380 | 79600 | 124 | 80 | 78 | [8 empty] | Federally-Regulated Consumer Product | 03/08/2017 |  | 03/08/2017
York | Luxaire | D6NZ060N06506NX | Natural Gas | Induced Draft | False | True | 1 | False | Horizontal |  | None | Non-Condensing | Single-Stage |  | 1 | Premium |  | 80000 | 64000 |  |  | 75500 | 910 | 80.7 | 78 | [8 empty] | Federally-Regulated Consumer Product | 03/08/2017 |  | 03/08/2017
York | Luxaire | TMLX120C20MP11 | LPG | Induced Draft | False | False | 1 | False | Down |  | None | Non-Condensing | Single-Stage |  | 0.75 | Premium |  | 120000 | 96000 |  |  | 117500 | 635 | 80 | 78 | [8 empty] | Federally-Regulated Consumer Product | 03/08/2017 |  | 03/08/2017
York | Fraser Johnston | TM9T100C20MP11 | Natural Gas | Induced Draft | False | False | 1 | False | Horizontal | None | None | Condensing | Two-Stage Modulating | Multiple-Speed | 1 | Standard |  | 100000 | 96000 | 1934 | 1183 | 96500 | 1015 | 96 | 78 | [8 empty] | Federally-Regulated Consumer Product | 03/08/2017 |  | 03/08/2017
York | Fraser Johnston | TG9S080C16MP11 | Natural Gas | Induced Draft | False | False | 1 | False | Up | None | None | Condensing | Single-Stage | Multiple-Speed | 0.75 | Standard |  | 80000 | 78000 | 1671 | 838 | 80500 | 929 | 95.5 | 78 | [8 empty] | Federally-Regulated Consumer Product | 03/08/2017 |  | 03/08/2017
York | Coleman | D7NQ036N05606NX | Natural Gas | Induced Draft | False | True | 1 | False | Down |  | None | Non-Condensing | Single-Stage |  | 0.75 | Premium |  | 70000 | 57000 |  |  | 57700 | 375 | 81 | 78 | [8 empty] | Federally-Regulated Consumer Product | 03/08/2017 |  | 03/08/2017
York | York | TG8S080C22MP11 | LPG | Induced Draft | False | False | 1 | False | Horizontal | None | None | Non-Condensing | Single-Stage | Multiple-Speed | 1 | Standard |  | 80000 | 64000 | 2448 | 1263 | 74800 | 1234 | 80 | 78 | [8 empty] | Federally-Regulated Consumer Product | 03/08/2017 |  | 03/08/2017
York | Fraser Johnston | TM9X080B12MP11 | LPG | Induced Draft | False | False | 1 | False | Up | None | None | Condensing | Single-Stage | Multiple-Speed | 0.5 | Premium |  | 80000 | 76000 | 1221 | 403 | 65700 | 408 | 95.5 | 78 | [8 empty] | Federally-Regulated Consumer Product | 03/08/2017 |  | 03/08/2017
York | Luxaire | TM8T080B12MP11 | LPG | Induced Draft | False | False | 1 | False | Horizontal |  | None | Non-Condensing | Two-Stage Modulating |  | 0.33 | Standard |  | 80000 | 63000 |  |  | 77700 | 568 | 80 | 78 | [8 empty] | Federally-Regulated Consumer Product | 03/08/2017 |  | 03/08/2017
York | York | TMLT060A12MP11 | LPG | Induced Draft | False | False | 1 | False | Up |  | None | Non-Condensing | Two-Stage Modulating |  | 0.33 | Standard |  | 60000 | 47000 |  |  | 58100 | 450 | 80 | 78 | [8 empty] | Federally-Regulated Consumer Product | 03/08/2017 |  | 03/08/2017
York | Fraser Johnston | TM9T100C16MP11 | Natural Gas | Induced Draft | False | False | 1 | False | Horizontal | None | None | Condensing | Two-Stage Modulating | Multiple-Speed | 0.75 | Standard |  | 100000 | 96000 | 1706 | 819 | 97000 | 874 | 96 | 78 | [8 empty] | Federally-Regulated Consumer Product | 03/08/2017 |  | 03/08/2017
York | Evcon | D6NY060D09006NX | Natural Gas | Induced Draft | False | True | 1 | False | Horizontal |  | None | Non-Condensing | Two-Stage Modulating |  | 1 | Premium |  | 108000 | 87000 |  |  | 94100 | 287 | 80 | 78 | [8 empty] | Federally-Regulated Consumer Product | 03/08/2017 |  | 03/08/2017
York | Fraser Johnston | TMLT080B12MP11 | Natural Gas | Induced Draft | False | False | 1 | False | Down |  | None | Non-Condensing | Two-Stage Modulating |  | 0.33 | Standard |  | 80000 | 63000 |  |  | 77700 | 568 | 80 | 78 | [8 empty] | Federally-Regulated Consumer Product | 03/08/2017 |  | 03/08/2017
York | Evcon | D6NX036N09006NX | LPG | Induced Draft | False | True | 1 | False | Down |  | None | Non-Condensing | Single-Stage |  | 1 | Premium |  | 108000 | 87000 |  |  | 94400 | 1124 | 80.8 | 78 | [8 empty] | Federally-Regulated Consumer Product | 03/08/2017 |  | 03/08/2017
York | Evcon | TM9T060B12MP11 | Natural Gas | Induced Draft | False | False | 1 | False | Down | None | None | Condensing | Two-Stage Modulating | Multiple-Speed | 0.5 | Standard |  | 60000 | 58000 | 1243 | 713 | 48700 | 371 | 96 | 78 | [8 empty] | Federally-Regulated Consumer Product | 03/08/2017 |  | 03/08/2017
York | Coleman | D6NZ030N05606NX | LPG | Induced Draft | False | True | 1 | False | Horizontal |  | None | Non-Condensing | Single-Stage |  | 0.75 | Premium |  | 70000 | 56000 |  |  | 56700 | 764 | 80.5 | 78 | [8 empty] | Federally-Regulated Consumer Product | 03/08/2017 |  | 03/08/2017
York | Luxaire | D6NZ036N03606NX | LPG | Induced Draft | False | True | 1 | False | Horizontal |  | None | Non-Condensing | Single-Stage |  | 0.75 | Premium |  | 45000 | 36000 |  |  | 37300 | 590 | 80.4 | 78 | [8 empty] | Federally-Regulated Consumer Product | 03/08/2017 |  | 03/08/2017
York | York | TM8X120C20MP11 | Natural Gas | Induced Draft | False | False | 1 | False | Up |  | None | Non-Condensing | Single-Stage |  | 0.75 | Premium |  | 120000 | 96000 |  |  | 117500 | 635 | 80 | 78 | [8 empty] | Federally-Regulated Consumer Product | 03/08/2017 |  | 03/08/2017
York | Guardian | GGLS080C22MP11 | Natural Gas | Induced Draft | False | False | 1 | False | Horizontal | None | None | Non-Condensing | Single-Stage | Multiple-Speed | 1 | Standard |  | 80000 | 64000 | 2448 | 1263 | 74800 | 1234 | 80 | 78 | [8 empty] | Federally-Regulated Consumer Product | 03/08/2017 |  | 03/08/2017
York | Evcon | TM8X100C20MP11 | LPG | Induced Draft | False | False | 1 | False | Horizontal |  | None | Non-Condensing | Single-Stage |  | 0.75 | Premium |  | 100000 | 80000 |  |  | 97800 | 568 | 80 | 78 | [8 empty] | Federally-Regulated Consumer Product | 03/08/2017 |  | 03/08/2017
York | Luxaire | TM9T080B12MP11 | Natural Gas | Induced Draft | False | False | 1 | False | Down | None | None | Condensing | Two-Stage Modulating | Multiple-Speed | 0.5 | Standard |  | 80000 | 77000 | 1370 | 854 | 81300 | 588 | 96 | 78 | [8 empty] | Federally-Regulated Consumer Product | 03/08/2017 |  | 03/08/2017
York | York | D6NZ048N11006NX | Natural Gas | Induced Draft | False | True | 1 | False | Horizontal |  | None | Non-Condensing | Single-Stage |  | 1 | Premium |  | 135000 | 108000 |  |  | 114000 | 1275 | 80.2 | 78 | [8 empty] | Federally-Regulated Consumer Product | 03/08/2017 |  | 03/08/2017
York | York | TMLT060A12MP11 | Natural Gas | Induced Draft | False | False | 1 | False | Horizontal |  | None | Non-Condensing | Two-Stage Modulating |  | 0.33 | Standard |  | 60000 | 47000 |  |  | 58100 | 450 | 80 | 78 | [8 empty] | Federally-Regulated Consumer Product | 03/08/2017 |  | 03/08/2017
York | Coleman | D7NQ042N09006NX | LPG | Induced Draft | False | True | 1 | False | Horizontal |  | None | Non-Condensing | Single-Stage |  | 1 | Premium |  | 108000 | 88000 |  |  | 96900 | 467 | 81 | 78 | [8 empty] | Federally-Regulated Consumer Product | 03/08/2017 |  | 03/08/2017
York | York | TM9X080C16MP11 | Natural Gas | Induced Draft | False | False | 1 | False | Horizontal | None | None | Condensing | Single-Stage | Multiple-Speed | 0.5 | Premium |  | 80000 | 76000 | 1558 | 457 | 65200 | 513 | 95.5 | 78 | [8 empty] | Federally-Regulated Consumer Product | 03/08/2017 |  | 03/08/2017
York | Luxaire | TG9S130D20MP11 | LPG | Induced Draft | False | False | 1 | False | Up | None | None | Condensing | Single-Stage | Multiple-Speed | 1 | Standard |  | 130000 | 125000 | 2047 | 1198 | 112700 | 1305 | 95.5 | 78 | [8 empty] | Federally-Regulated Consumer Product | 03/08/2017 |  | 03/08/2017
York | Luxaire | TMLX120C20MP11 | LPG | Induced Draft | False | False | 1 | False | Horizontal |  | None | Non-Condensing | Single-Stage |  | 0.75 | Premium |  | 120000 | 96000 |  |  | 117500 | 635 | 80 | 78 | [8 empty] | Federally-Regulated Consumer Product | 03/08/2017 |  | 03/08/2017
York | York | TM9T100C20MP11 | Natural Gas | Induced Draft | False | False | 1 | False | Horizontal | None | None | Condensing | Two-Stage Modulating | Multiple-Speed | 1 | Standard |  | 100000 | 96000 | 1934 | 1183 | 96500 | 1015 | 96 | 78 | [8 empty] | Federally-Regulated Consumer Product | 03/08/2017 |  | 03/08/2017
York | Luxaire | TM9M060B12MP12 | Natural Gas | Induced Draft | False | False | 1 | False | Up |  | None | Condensing | Step Modulating |  | 0.5 | Standard |  | 60000 | 58000 |  |  | 46700 | 716 | 97 | 78 | [8 empty] | Federally-Regulated Consumer Product | 03/08/2017 |  | 03/08/2017
York | Coleman | D6NZ030N05606NX | Natural Gas | Induced Draft | False | True | 1 | False | Down |  | None | Non-Condensing | Single-Stage |  | 0.75 | Premium |  | 70000 | 56000 |  |  | 56700 | 764 | 80.5 | 78 | [8 empty] | Federally-Regulated Consumer Product | 03/08/2017 |  | 03/08/2017
York | York | TM8T080C16MP11 | LPG | Induced Draft | False | False | 1 | False | Horizontal |  | None | Non-Condensing | Two-Stage Modulating |  | 0.5 | Standard |  | 80000 | 63000 |  |  | 77500 | 607 | 80 | 78 | [8 empty] | Federally-Regulated Consumer Product | 03/08/2017 |  | 03/08/2017
York | Evcon | TMLT100C16MP11 | LPG | Induced Draft | False | False | 1 | False | Up |  | None | Non-Condensing | Two-Stage Modulating |  | 0.5 | Standard |  | 100000 | 80000 |  |  | 96500 | 850 | 80 | 78 | [8 empty] | Federally-Regulated Consumer Product | 03/08/2017 |  | 03/08/2017
York | Evcon | TM9V120D20MP11 | LPG | Induced Draft | False | False | 1 | False | Horizontal | None | None | Condensing | Two-Stage Modulating | Variable-Speed | 1 | Premium | 60 | 120000 | 115000 | 2006 | 718 | 109300 | 407 | 96 | 78 | [8 empty] | Federally-Regulated Consumer Product | 03/08/2017 |  | 03/08/2017
York | Luxaire | D6NZ024N05606NX | Natural Gas | Induced Draft | False | True | 1 | False | Horizontal |  | None | Non-Condensing | Single-Stage |  | 0.5 | Premium |  | 70000 | 56000 |  |  | 56700 | 764 | 80.2 | 78 | [8 empty] | Federally-Regulated Consumer Product | 03/08/2017 |  | 03/08/2017
York | York | D6HQ060D09006NX | Natural Gas | Induced Draft | False | True | 1 | False | Down |  | None | Non-Condensing | Two-Stage Modulating |  | 1 | Premium |  | 108000 | 87000 |  |  | 94100 | 287 | 80 | 78 | [8 empty] | Federally-Regulated Consumer Product | 03/08/2017 |  | 03/08/2017
York | Evcon | TM9X100C20MP11 | Natural Gas | Induced Draft | False | False | 1 | False | Horizontal | None | None | Condensing | Single-Stage | Multiple-Speed | 0.75 | Premium |  | 100000 | 95000 | 1989 | 660 | 97700 | 833 | 95.5 | 78 | [8 empty] | Federally-Regulated Consumer Product | 03/08/2017 |  | 03/08/2017
York | Luxaire | D7HQ036D05606NX | LPG | Induced Draft | False | True | 1 | False | Down |  | None | Non-Condensing | Two-Stage Modulating |  | 0.75 | Premium |  | 70000 | 58000 |  |  | 54800 | 320 | 81 | 78 | [8 empty] | Federally-Regulated Consumer Product | 03/08/2017 |  | 03/08/2017
York | York | TMLX080C16MP11 | LPG | Induced Draft | False | False | 1 | False | Horizontal |  | None | Non-Condensing | Single-Stage |  | 0.5 | Premium |  | 80000 | 64000 |  |  | 78300 | 444 | 80 | 78 | [8 empty] | Federally-Regulated Consumer Product | 03/08/2017 |  | 03/08/2017
York | Fraser Johnston | TM8T100C16MP11 | Natural Gas | Induced Draft | False | False | 1 | False | Up |  | None | Non-Condensing | Two-Stage Modulating |  | 0.5 | Standard |  | 100000 | 80000 |  |  | 96500 | 850 | 80 | 78 | [8 empty] | Federally-Regulated Consumer Product | 03/08/2017 |  | 03/08/2017
York | Johnson Controls | V33D[N,S]3******** | LPG | Induced Draft | False | True | 3 | False | Down |  | None | Non-Condensing | Single-Stage |  | 10 | Standard |  | 267000 | 213000 | [6 empty] | 80 | 80 | [6 empty] | Federally-Regulated Commercial & Industrial Equipment | 03/08/2017 |  | 03/08/2017
York | Evcon | TPLC120C20MP12 | LPG | Induced Draft | False | False | 1 | False | Up |  | None | Non-Condensing | Step Modulating |  | 1 | Premium |  | 120000 | 95000 |  |  | 115200 | 484 | 80 | 78 | [8 empty] | Federally-Regulated Consumer Product | 03/08/2017 |  | 03/08/2017
York | York | TM9T100C16MP11 | LPG | Induced Draft | False | False | 1 | False | Up | None | None | Condensing | Two-Stage Modulating | Multiple-Speed | 0.75 | Standard |  | 100000 | 96000 | 1706 | 819 | 97000 | 874 | 96 | 78 | [8 empty] | Federally-Regulated Consumer Product | 03/08/2017 |  | 03/08/2017
York | Evcon | TM8V120C20MP11 | LPG | Induced Draft | False | False | 1 | False | Horizontal |  | None | Non-Condensing | Two-Stage Modulating |  | 1 | Premium |  | 120000 | 96000 |  |  | 111300 | 456 | 80 | 78 | [8 empty] | Federally-Regulated Consumer Product | 03/08/2017 |  | 03/08/2017
York | Fraser Johnston | TM9X120D20MP11 | LPG | Induced Draft | False | False | 1 | False | Down | None | None | Condensing | Single-Stage | Multiple-Speed | 0.75 | Premium |  | 120000 | 114000 | 2036 | 671 | 114600 | 816 | 95.5 | 78 | [8 empty] | Federally-Regulated Consumer Product | 03/08/2017 |  | 03/08/2017
York | Luxaire | TMLT120C20MP11 | LPG | Induced Draft | False | False | 1 | False | Down |  | None | Non-Condensing | Two-Stage Modulating |  | 1 | Standard |  | 120000 | 96000 |  |  | 116600 | 832 | 80 | 78 | [8 empty] | Federally-Regulated Consumer Product | 03/08/2017 |  | 03/08/2017
York | Fraser Johnston | D7HQ036D07206NX | Natural Gas | Induced Draft | False | True | 1 | False | Down |  | None | Non-Condensing | Two-Stage Modulating |  | 0.75 | Premium |  | 90000 | 74000 |  |  | 73500 | 341 | 81 | 78 | [8 empty] | Federally-Regulated Consumer Product | 03/08/2017 |  | 03/08/2017
York | York | TM8X060A12MP11 | Natural Gas | Induced Draft | False | False | 1 | False | Up |  | None | Non-Condensing | Single-Stage |  | 0.5 | Premium |  | 60000 | 48000 |  |  | 59100 | 243 | 80 | 78 | [8 empty] | Federally-Regulated Consumer Product | 03/08/2017 |  | 03/08/2017
York | Coleman | TMLV080B12MP11 | LPG | Induced Draft | False | False | 1 | False | Down |  | None | Non-Condensing | Two-Stage Modulating |  | 0.5 | Premium |  | 80000 | 63000 |  |  | 75800 | 315 | 80 | 78 | [8 empty] | Federally-Regulated Consumer Product | 03/08/2017 |  | 03/08/2017
York | Evcon | D6NQ060N06506NX | Natural Gas | Induced Draft | False | True | 1 | False | Down |  | None | Non-Condensing | Single-Stage |  | 1 | Premium |  | 80000 | 64000 |  |  | 75500 | 910 | 80.8 | 78 | [8 empty] | Federally-Regulated Consumer Product | 03/08/2017 |  | 03/08/2017
York | Luxaire | D6HQ048D09006NX | Natural Gas | Induced Draft | False | True | 1 | False | Down |  | None | Non-Condensing | Two-Stage Modulating |  | 1 | Premium |  | 108000 | 87000 |  |  | 94100 | 287 | 80 | 78 | [8 empty] | Federally-Regulated Consumer Product | 03/08/2017 |  | 03/08/2017
York | Luxaire | D6NQ036D05606NX | Natural Gas | Induced Draft | False | True | 1 | False | Horizontal |  | None | Non-Condensing | Two-Stage Modulating |  | 0.75 | Premium |  | 70000 | 56000 |  |  | 58000 | 263 | 80 | 78 | [8 empty] | Federally-Regulated Consumer Product | 03/08/2017 |  | 03/08/2017
York | Guardian | RGF19100CP20MP11 | Natural Gas | Induced Draft | False | False | 1 | False | Horizontal |  | None | Condensing | Single-Stage |  | 1 | Standard |  | 100000 | 97000 |  |  | 96600 | 1161 | 95.5 | 78 | [8 empty] | Federally-Regulated Consumer Product | 03/08/2017 |  | 03/08/2017
York | Coleman | MG9S100C16MP11 | LPG | Induced Draft | False | False | 1 | True | Down |  | None | Condensing | Single-Stage |  | 0.75 | Standard |  | 100000 | 97000 |  |  | 96400 | 1200 | 95.5 | 75 | [8 empty] | Federally-Regulated Consumer Product | 03/08/2017 |  | 03/08/2017
York | Fraser Johnston | ZK060*08*F**** | LPG | Induced Draft | False | True | 1 | False | Down |  | None | Non-Condensing | Single-Stage |  | 1.5 | Standard |  | 100000 | 80000 |  |  | 93400 | 1438 | 80.5 | 78 | [8 empty] | Federally-Regulated Consumer Product | 03/08/2017 |  | 03/08/2017
York | Luxaire | X33D[D,T]3******** | Natural Gas | Induced Draft | False | True | 3 | False | Down |  | None | Non-Condensing | Step Modulating |  | 10 | Standard |  | 267000 | 213000 | [6 empty] | 80 | 80 | [6 empty] | Federally-Regulated Commercial & Industrial Equipment | 03/08/2017 |  | 03/08/2017
York | Fraser Johnston | D6NZ048N06506NX | LPG | Induced Draft | False | True | 1 | False | Down |  | None | Non-Condensing | Single-Stage |  | 1 | Premium |  | 80000 | 64000 |  |  | 73900 | 1250 | 80.8 | 78 | [8 empty] | Federally-Regulated Consumer Product | 03/08/2017 |  | 03/08/2017
York | Fraser Johnston | D7NX024D05606NX | Natural Gas | Induced Draft | False | True | 1 | False | Down |  | None | Non-Condensing | Two-Stage Modulating |  | 0.5 | Premium |  | 70000 | 57000 |  |  | 56100 | 215 | 81 | 78 | [8 empty] | Federally-Regulated Consumer Product | 03/08/2017 |  | 03/08/2017
York | York | D6NQ042N06506NX | LPG | Induced Draft | False | True | 1 | False | Down |  | None | Non-Condensing | Single-Stage |  | 1 | Premium |  | 80000 | 64000 |  |  | 74700 | 1140 | 80.8 | 78 | [8 empty] | Federally-Regulated Consumer Product | 03/08/2017 |  | 03/08/2017
York | Evcon | TM9X120D20MP11 | Natural Gas | Induced Draft | False | False | 1 | False | Horizontal | None | None | Condensing | Single-Stage | Multiple-Speed | 0.75 | Premium |  | 120000 | 114000 | 2036 | 671 | 114600 | 816 | 95.5 | 78 | [8 empty] | Federally-Regulated Consumer Product | 03/08/2017 |  | 03/08/2017
York | Coleman | TM9M060B12MP12 | Natural Gas | Induced Draft | False | False | 1 | False | Horizontal |  | None | Condensing | Step Modulating |  | 0.5 | Standard |  | 60000 | 58000 |  |  | 46700 | 716 | 97 | 78 | [8 empty] | Federally-Regulated Consumer Product | 03/08/2017 |  | 03/08/2017
York | Coleman | D6NY060D09006NX | LPG | Induced Draft | False | True | 1 | False | Horizontal |  | None | Non-Condensing | Two-Stage Modulating |  | 1 | Premium |  | 108000 | 87000 |  |  | 94100 | 287 | 80 | 78 | [8 empty] | Federally-Regulated Consumer Product | 03/08/2017 |  | 03/08/2017
York | Luxaire | D6NQ048N06506NX | LPG | Induced Draft | False | True | 1 | False | Down |  | None | Non-Condensing | Single-Stage |  | 1 | Premium |  | 80000 | 64000 |  |  | 73900 | 1250 | 80.8 | 78 | [8 empty] | Federally-Regulated Consumer Product | 03/08/2017 |  | 03/08/2017
York | York | TG9S100C16MP11 | LPG | Induced Draft | False | False | 1 | False | Up | None | None | Condensing | Single-Stage | Multiple-Speed | 0.75 | Standard |  | 100000 | 97000 | 1706 | 819 | 96500 | 1156 | 95.5 | 78 | [8 empty] | Federally-Regulated Consumer Product | 03/08/2017 |  | 03/08/2017
York | Evcon | D6NX048N06506NX | Natural Gas | Induced Draft | False | True | 1 | False | Down |  | None | Non-Condensing | Single-Stage |  | 1 | Premium |  | 80000 | 64000 |  |  | 73900 | 1250 | 80.8 | 78 | [8 empty] | Federally-Regulated Consumer Product | 03/08/2017 |  | 03/08/2017
York | Evcon | D6HQ060D11006NX | Natural Gas | Induced Draft | False | True | 1 | False | Down |  | None | Non-Condensing | Two-Stage Modulating |  | 1 | Premium |  | 135000 | 108000 |  |  | 114400 | 300 | 80 | 78 | [8 empty] | Federally-Regulated Consumer Product | 03/08/2017 |  | 03/08/2017
York | Fraser Johnston | TG8S120C16MP11 | Natural Gas | Induced Draft | False | False | 1 | False | Down | None | None | Non-Condensing | Single-Stage | Multiple-Speed | 0.5 | Standard |  | 120000 | 96000 | 1600 | 1002 | 115100 | 1166 | 80 | 78 | [8 empty] | Federally-Regulated Consumer Product | 03/08/2017 |  | 03/08/2017
York | Luxaire | TGLS080C22MP11 | LPG | Induced Draft | False | False | 1 | False | Up | None | None | Non-Condensing | Single-Stage | Multiple-Speed | 1 | Standard |  | 80000 | 64000 | 2448 | 1263 | 74800 | 1234 | 80 | 78 | [8 empty] | Federally-Regulated Consumer Product | 03/08/2017 |  | 03/08/2017
York | Luxaire | TG9S120D20MP11 | LPG | Induced Draft | False | False | 1 | False | Down | None | None | Condensing | Single-Stage | Multiple-Speed | 1 | Standard |  | 120000 | 116000 | 1977 | 1190 | 112700 | 1311 | 95.5 | 78 | [8 empty] | Federally-Regulated Consumer Product | 03/08/2017 |  | 03/08/2017
York | York | TM9T080C16MP11 | Natural Gas | Induced Draft | False | False | 1 | False | Horizontal | None | None | Condensing | Two-Stage Modulating | Multiple-Speed | 0.75 | Standard |  | 80000 | 77000 | 1671 | 838 | 80400 | 849 | 96 | 78 | [8 empty] | Federally-Regulated Consumer Product | 03/08/2017 |  | 03/08/2017
York | Coleman | X33D[N,S]3******** | Natural Gas | Induced Draft | False | True | 3 | False | Horizontal |  | None | Non-Condensing | Single-Stage |  | 10 | Standard |  | 267000 | 213000 | [6 empty] | 80 | 80 | [6 empty] | Federally-Regulated Commercial & Industrial Equipment | 03/08/2017 |  | 03/08/2017
York | Coleman | TM8X080C16MP11 | Natural Gas | Induced Draft | False | False | 1 | False | Down |  | None | Non-Condensing | Single-Stage |  | 0.5 | Premium |  | 80000 | 64000 |  |  | 78300 | 444 | 80 | 78 | [8 empty] | Federally-Regulated Consumer Product | 03/08/2017 |  | 03/08/2017
York | Luxaire | D7NQ042N06506NX | Natural Gas | Induced Draft | False | True | 1 | False | Horizontal |  | None | Non-Condensing | Single-Stage |  | 1 | Premium |  | 80000 | 66000 |  |  | 77300 | 424 | 81 | 78 | [8 empty] | Federally-Regulated Consumer Product | 03/08/2017 |  | 03/08/2017
York | Coleman | CPLC080B12MP12 | Natural Gas | Induced Draft | False | False | 1 | False | Up |  | None | Non-Condensing | Step Modulating |  | 0.5 | Premium |  | 80000 | 62000 |  |  | 77900 | 235 | 80 | 78 | [8 empty] | Federally-Regulated Consumer Product | 03/08/2017 |  | 03/08/2017
York | Johnson Controls | V33A[D,T]3******** | Natural Gas | Induced Draft | False | True | 3 | False | Horizontal |  | None | Non-Condensing | Step Modulating |  | 10 | Standard |  | 267000 | 213000 | [6 empty] | 80 | 80 | [6 empty] | Federally-Regulated Commercial & Industrial Equipment | 03/08/2017 |  | 03/08/2017
York | Evcon | TGLS080B12MP11 | LPG | Induced Draft | False | False | 1 | False | Horizontal | None | None | Non-Condensing | Single-Stage | Multiple-Speed | 0.33 | Standard |  | 80000 | 64000 | 1195 | 620 | 76700 | 793 | 80 | 78 | [8 empty] | Federally-Regulated Consumer Product | 03/08/2017 |  | 03/08/2017
York | Fraser Johnston | D7HQ036D05606NX | Natural Gas | Induced Draft | False | True | 1 | False | Horizontal |  | None | Non-Condensing | Two-Stage Modulating |  | 0.75 | Premium |  | 70000 | 58000 |  |  | 54800 | 320 | 81 | 78 | [8 empty] | Federally-Regulated Consumer Product | 03/08/2017 |  | 03/08/2017
York | York | TM8X080C16MP11 | LPG | Induced Draft | False | False | 1 | False | Horizontal |  | None | Non-Condensing | Single-Stage |  | 0.5 | Premium |  | 80000 | 64000 |  |  | 78300 | 444 | 80 | 78 | [8 empty] | Federally-Regulated Consumer Product | 03/08/2017 |  | 03/08/2017
York | Coleman | D7NX024D05606NX | LPG | Induced Draft | False | True | 1 | False | Horizontal |  | None | Non-Condensing | Two-Stage Modulating |  | 0.5 | Premium |  | 70000 | 57000 |  |  | 56100 | 215 | 81 | 78 | [8 empty] | Federally-Regulated Consumer Product | 03/08/2017 |  | 03/08/2017
York | Fraser Johnston | TGLS080C22MP11 | Natural Gas | Induced Draft | False | False | 1 | False | Down | None | None | Non-Condensing | Single-Stage | Multiple-Speed | 1 | Standard |  | 80000 | 64000 | 2448 | 1263 | 74800 | 1234 | 80 | 78 | [8 empty] | Federally-Regulated Consumer Product | 03/08/2017 |  | 03/08/2017
York | York | TG9S040A08MP11 | Natural Gas | Induced Draft | False | False | 1 | False | Up | None | None | Condensing | Single-Stage | Multiple-Speed | 0.5 | Standard |  | 40000 | 39000 | 950 | 581 | 31900 | 458 | 95.5 | 78 | [8 empty] | Federally-Regulated Consumer Product | 03/08/2017 |  | 03/08/2017
York | Luxaire | D7NX024D05606NX | Natural Gas | Induced Draft | False | True | 1 | False | Down |  | None | Non-Condensing | Two-Stage Modulating |  | 0.5 | Premium |  | 70000 | 57000 |  |  | 56100 | 215 | 81 | 78 | [8 empty] | Federally-Regulated Consumer Product | 03/08/2017 |  | 03/08/2017
York | Coleman | D7NQ060N09006NX | Natural Gas | Induced Draft | False | True | 1 | False | Down |  | None | Non-Condensing | Single-Stage |  | 1 | Premium |  | 108000 | 88000 |  |  | 96900 | 467 | 81 | 78 | [8 empty] | Federally-Regulated Consumer Product | 03/08/2017 |  | 03/08/2017
York | York | D6NQ030D05606NX | LPG | Induced Draft | False | True | 1 | False | Horizontal |  | None | Non-Condensing | Two-Stage Modulating |  | 0.75 | Premium |  | 70000 | 56000 |  |  | 55700 | 252 | 80 | 78 | [8 empty] | Federally-Regulated Consumer Product | 03/08/2017 |  | 03/08/2017
York | York | YPAL060M******** | Natural Gas | Induced Draft | False | True | 3 | False | Down | None | None | Non-Condensing | Step Modulating | Single-Speed | 10 | Standard |  | 375000 | 300000 | [6 empty] | 80 | 80 | [5 empty] | 3 | Federally-Regulated Commercial & Industrial Equipment | 03/08/2017 |  | 03/08/2017
York | Coleman | ZK048*06*F**** | LPG | Induced Draft | False | True | 1 | False | Down |  | None | Non-Condensing | Single-Stage |  | 1.5 | Standard |  | 75000 | 60000 |  |  | 57700 | 396 | 80.9 | 78 | [8 empty] | Federally-Regulated Consumer Product | 03/08/2017 |  | 03/08/2017
York | York | TMLT060A12MP11 | LPG | Induced Draft | False | False | 1 | False | Horizontal |  | None | Non-Condensing | Two-Stage Modulating |  | 0.33 | Standard |  | 60000 | 47000 |  |  | 58100 | 450 | 80 | 78 | [8 empty] | Federally-Regulated Consumer Product | 03/08/2017 |  | 03/08/2017
York | York | TM9V040A10MP11 | LPG | Induced Draft | False | False | 1 | False | Up |  | None | Condensing | Two-Stage Modulating |  | 0.5 | Premium |  | 40000 | 38000 |  |  | 30800 | 180 | 96 | 78 | [8 empty] | Federally-Regulated Consumer Product | 03/08/2017 |  | 03/08/2017
York | York | D7NX048N09006NX | Natural Gas | Induced Draft | False | True | 1 | False | Down |  | None | Non-Condensing | Single-Stage |  | 1 | Premium |  | 108000 | 88000 |  |  | 96900 | 467 | 81 | 78 | [8 empty] | Federally-Regulated Consumer Product | 03/08/2017 |  | 03/08/2017
York | Luxaire | D7NX048D09006NX | LPG | Induced Draft | False | True | 1 | False | Down |  | None | Non-Condensing | Two-Stage Modulating |  | 1 | Premium |  | 108000 | 89000 |  |  | 94500 | 338 | 81 | 78 | [8 empty] | Federally-Regulated Consumer Product | 03/08/2017 |  | 03/08/2017
York | Coleman | X33E[D,T]5******** | LPG | Induced Draft | False | True | 3 | False | Down |  | None | Non-Condensing | Step Modulating |  | 10 | Standard |  | 533000 | 426000 | [6 empty] | 80 | 80 | [6 empty] | Federally-Regulated Commercial & Industrial Equipment | 03/08/2017 |  | 03/08/2017
York | Coleman | TM8T120C20MP11 | Natural Gas | Induced Draft | False | False | 1 | False | Up |  | None | Non-Condensing | Two-Stage Modulating |  | 1 | Standard |  | 120000 | 96000 |  |  | 116600 | 832 | 80 | 78 | [8 empty] | Federally-Regulated Consumer Product | 03/08/2017 |  | 03/08/2017
York | Fraser Johnston | D6NQ048N11006NX | Natural Gas | Induced Draft | False | True | 1 | False | Down |  | None | Non-Condensing | Single-Stage |  | 1 | Premium |  | 135000 | 108000 |  |  | 114000 | 1275 | 80.5 | 78 | [8 empty] | Federally-Regulated Consumer Product | 03/08/2017 |  | 03/08/2017
York | Evcon | RGF19120DE20MP12 | Natural Gas | Induced Draft | False | False | 1 | False | Horizontal |  | None | Condensing | Single-Stage |  | 0.75 | Premium |  | 120000 | 114000 |  |  | 115900 | 624 | 95 | 78 | [8 empty] | Federally-Regulated Consumer Product | 03/08/2017 |  | 03/08/2017
York | Luxaire | D7NQ048N06506NX | LPG | Induced Draft | False | True | 1 | False | Horizontal |  | None | Non-Condensing | Single-Stage |  | 1 | Premium |  | 80000 | 66000 |  |  | 77300 | 424 | 81 | 78 | [8 empty] | Federally-Regulated Consumer Product | 03/08/2017 |  | 03/08/2017
York | Luxaire | G33B[D,T]5******** | Natural Gas | Induced Draft | False | True | 3 | False | Horizontal |  | None | Non-Condensing | Step Modulating |  | 10 | Standard |  | 533000 | 426000 | [6 empty] | 80 | 80 | [6 empty] | Federally-Regulated Commercial & Industrial Equipment | 03/08/2017 |  | 03/08/2017
York | Coleman | D7NX036D09006NX | Natural Gas | Induced Draft | False | True | 1 | False | Down |  | None | Non-Condensing | Two-Stage Modulating |  | 1 | Premium |  | 108000 | 89000 |  |  | 94500 | 338 | 81 | 78 | [8 empty] | Federally-Regulated Consumer Product | 03/08/2017 |  | 03/08/2017
York | Guardian | GG9S130D20MP11 | LPG | Induced Draft | False | False | 1 | False | Down | None | None | Condensing | Single-Stage | Multiple-Speed | 1 | Standard |  | 130000 | 125000 | 2047 | 1198 | 112700 | 1305 | 95.5 | 78 | [8 empty] | Federally-Regulated Consumer Product | 03/08/2017 |  | 03/08/2017
York | Coleman | D6NQ024N03606NX | LPG | Induced Draft | False | True | 1 | False | Down |  | None | Non-Condensing | Single-Stage |  | 0.5 | Premium |  | 45000 | 36000 |  |  | 37900 | 468 | 80.2 | 78 | [8 empty] | Federally-Regulated Consumer Product | 03/08/2017 |  | 03/08/2017
York | Coleman | TMLT080B12MP11 | Natural Gas | Induced Draft | False | False | 1 | False | Up |  | None | Non-Condensing | Two-Stage Modulating |  | 0.33 | Standard |  | 80000 | 63000 |  |  | 77700 | 568 | 80 | 78 | [8 empty] | Federally-Regulated Consumer Product | 03/08/2017 |  | 03/08/2017
York | Evcon | RGF1L100CP16MP11 | Natural Gas | Induced Draft | False | False | 1 | False | Down |  | None | Non-Condensing | Single-Stage |  | 0.5 | Standard |  | 100000 | 80000 |  |  | 96100 | 972 | 80 | 78 | [8 empty] | Federally-Regulated Consumer Product | 03/08/2017 |  | 03/08/2017
York | Luxaire | ZK048*10*F**** | LPG | Induced Draft | False | True | 1 | False | Down |  | None | Non-Condensing | Single-Stage |  | 1.5 | Standard |  | 125000 | 100000 |  |  | 117500 | 510 | 80.3 | 78 | [8 empty] | Federally-Regulated Consumer Product | 03/08/2017 |  | 03/08/2017
York | Fraser Johnston | TPLC080B12MP12 | LPG | Induced Draft | False | False | 1 | False | Down |  | None | Non-Condensing | Step Modulating |  | 0.5 | Premium |  | 80000 | 62000 |  |  | 77900 | 235 | 80 | 78 | [8 empty] | Federally-Regulated Consumer Product | 03/08/2017 |  | 03/08/2017
York | York | D7NQ060N06506NX | Natural Gas | Induced Draft | False | True | 1 | False | Down |  | None | Non-Condensing | Single-Stage |  | 1 | Premium |  | 80000 | 66000 |  |  | 77300 | 424 | 81 | 78 | [8 empty] | Federally-Regulated Consumer Product | 03/08/2017 |  | 03/08/2017
York | Coleman | TGLS080B12MP11 | LPG | Induced Draft | False | False | 1 | False | Down | None | None | Non-Condensing | Single-Stage | Multiple-Speed | 0.33 | Standard |  | 80000 | 64000 | 1195 | 620 | 76700 | 793 | 80 | 78 | [8 empty] | Federally-Regulated Consumer Product | 03/08/2017 |  | 03/08/2017
York | Coleman | TMLX080B12MP11 | LPG | Induced Draft | False | False | 1 | False | Horizontal |  | None | Non-Condensing | Single-Stage |  | 0.5 | Premium |  | 80000 | 64000 |  |  | 78600 | 379 | 80 | 78 | [8 empty] | Federally-Regulated Consumer Product | 03/08/2017 |  | 03/08/2017
York | Fraser Johnston | ZS036*04*F**** | Natural Gas | Induced Draft | False | True | 1 | False | Horizontal |  | None | Non-Condensing | Single-Stage |  | 1.5 | Standard |  | 50000 | 40000 |  |  | 38000 | 371 | 80.9 | 78 | [8 empty] | Federally-Regulated Consumer Product | 03/08/2017 |  | 03/08/2017
York | Coleman | TM9V080B12MP11 | Natural Gas | Induced Draft | False | False | 1 | False | Up | None | None | Condensing | Two-Stage Modulating | Variable-Speed | 0.5 | Premium | 60 | 80000 | 77000 | 1320 | 529 | 79500 | 339 | 96 | 78 | [8 empty] | Federally-Regulated Consumer Product | 03/08/2017 |  | 03/08/2017
York | Evcon | ZK048*10*F**** | LPG | Induced Draft | False | True | 1 | False | Horizontal |  | None | Non-Condensing | Single-Stage |  | 1.5 | Standard |  | 125000 | 100000 |  |  | 117500 | 510 | 80.3 | 78 | [8 empty] | Federally-Regulated Consumer Product | 03/08/2017 |  | 03/08/2017
York | Coleman | TG8S100C20MP11 | Natural Gas | Induced Draft | False | False | 1 | False | Horizontal | None | None | Non-Condensing | Single-Stage | Multiple-Speed | 1 | Standard |  | 100000 | 80000 | 2478 | 1307 | 95100 | 1178 | 80 | 78 | [8 empty] | Federally-Regulated Consumer Product | 03/08/2017 |  | 03/08/2017
York | Fraser Johnston | TM8T100C16MP11 | LPG | Induced Draft | False | False | 1 | False | Up |  | None | Non-Condensing | Two-Stage Modulating |  | 0.5 | Standard |  | 100000 | 80000 |  |  | 96500 | 850 | 80 | 78 | [8 empty] | Federally-Regulated Consumer Product | 03/08/2017 |  | 03/08/2017
York | Fraser Johnston | TGLS060A10MP11 | LPG | Induced Draft | False | False | 1 | False | Up | None | None | Non-Condensing | Single-Stage | Multiple-Speed | 0.33 | Standard |  | 60000 | 48000 | 1004 | 708 | 57700 | 553 | 80 | 78 | [8 empty] | Federally-Regulated Consumer Product | 03/08/2017 |  | 03/08/2017
York | Coleman | D7NX024N03606NX | Natural Gas | Induced Draft | False | True | 1 | False | Down |  | None | Non-Condensing | Single-Stage |  | 0.5 | Premium |  | 45000 | 37000 |  |  | 38700 | 201 | 81 | 78 | [8 empty] | Federally-Regulated Consumer Product | 03/08/2017 |  | 03/08/2017
York | Coleman | TPLC100C20MP12 | LPG | Induced Draft | False | False | 1 | False | Down |  | None | Non-Condensing | Step Modulating |  | 1 | Premium |  | 100000 | 78000 |  |  | 97500 | 238 | 80 | 78 | [8 empty] | Federally-Regulated Consumer Product | 03/08/2017 |  | 03/08/2017
York | Luxaire | TMLT100C20MP11 | LPG | Induced Draft | False | False | 1 | False | Down |  | None | Non-Condensing | Two-Stage Modulating |  | 1 | Standard |  | 100000 | 80000 |  |  | 97200 | 688 | 80 | 78 | [8 empty] | Federally-Regulated Consumer Product | 03/08/2017 |  | 03/08/2017
York | York | YPLC120C20MP12 | Natural Gas | Induced Draft | False | False | 1 | False | Down |  | None | Non-Condensing | Step Modulating |  | 1 | Premium |  | 120000 | 95000 |  |  | 115200 | 484 | 80 | 78 | [8 empty] | Federally-Regulated Consumer Product | 03/08/2017 |  | 03/08/2017
York | York | TM8T080C16MP11 | LPG | Induced Draft | False | False | 1 | False | Down |  | None | Non-Condensing | Two-Stage Modulating |  | 0.5 | Standard |  | 80000 | 63000 |  |  | 77500 | 607 | 80 | 78 | [8 empty] | Federally-Regulated Consumer Product | 03/08/2017 |  | 03/08/2017
York | Evcon | ZS048*10*F**** | Natural Gas | Induced Draft | False | True | 1 | False | Horizontal |  | None | Non-Condensing | Single-Stage |  | 1.5 | Standard |  | 125000 | 100000 |  |  | 117500 | 510 | 80.3 | 78 | [8 empty] | Federally-Regulated Consumer Product | 03/08/2017 |  | 03/08/2017
York | Fraser Johnston | TGLS100B12MP11 | LPG | Induced Draft | False | False | 1 | False | Up | None | None | Non-Condensing | Single-Stage | Multiple-Speed | 0.33 | Standard |  | 100000 | 80000 | 1223 | 614 | 96100 | 935 | 80 | 78 | [8 empty] | Federally-Regulated Consumer Product | 03/08/2017 |  | 03/08/2017
York | Evcon | D6NQ036D05606NX | LPG | Induced Draft | False | True | 1 | False | Down |  | None | Non-Condensing | Two-Stage Modulating |  | 0.75 | Premium |  | 70000 | 56000 |  |  | 58000 | 263 | 80 | 78 | [8 empty] | Federally-Regulated Consumer Product | 03/08/2017 |  | 03/08/2017
York | Evcon | TG8S100B12MP11 | Natural Gas | Induced Draft | False | False | 1 | False | Horizontal | None | None | Non-Condensing | Single-Stage | Multiple-Speed | 0.33 | Standard |  | 100000 | 80000 | 1223 | 614 | 96100 | 935 | 80 | 78 | [8 empty] | Federally-Regulated Consumer Product | 03/08/2017 |  | 03/08/2017
York | York | YPAL060G******** | Natural Gas | Induced Draft | False | True | 3 | False | Down | None | None | Non-Condensing | Step Modulating | Single-Speed | 10 | Standard |  | 375000 | 300000 | [6 empty] | 80 | 80 | [5 empty] | 3 | Federally-Regulated Commercial & Industrial Equipment | 03/08/2017 |  | 03/08/2017
York | Fraser Johnston | D6NZ024N05606NX | LPG | Induced Draft | False | True | 1 | False | Down |  | None | Non-Condensing | Single-Stage |  | 0.5 | Premium |  | 70000 | 56000 |  |  | 56700 | 764 | 80.2 | 78 | [8 empty] | Federally-Regulated Consumer Product | 03/08/2017 |  | 03/08/2017
York | Fraser Johnston | TM8T120C20MP11 | Natural Gas | Induced Draft | False | False | 1 | False | Horizontal |  | None | Non-Condensing | Two-Stage Modulating |  | 1 | Standard |  | 120000 | 96000 |  |  | 116600 | 832 | 80 | 78 | [8 empty] | Federally-Regulated Consumer Product | 03/08/2017 |  | 03/08/2017
York | Evcon | RGF19100CE20MP12 | LPG | Induced Draft | False | False | 1 | False | Down |  | None | Condensing | Single-Stage |  | 0.75 | Premium |  | 100000 | 96000 |  |  | 99800 | 410 | 95 | 78 | [8 empty] | Federally-Regulated Consumer Product | 03/08/2017 |  | 03/08/2017
York | Luxaire | X33B[D,T]5******** | LPG | Induced Draft | False | True | 3 | False | Horizontal |  | None | Non-Condensing | Step Modulating |  | 10 | Standard |  | 533000 | 426000 | [6 empty] | 80 | 80 | [6 empty] | Federally-Regulated Commercial & Industrial Equipment | 03/08/2017 |  | 03/08/2017
York | Luxaire | TM8V080B12MP11 | LPG | Induced Draft | False | False | 1 | False | Up |  | None | Non-Condensing | Two-Stage Modulating |  | 0.5 | Premium |  | 80000 | 63000 |  |  | 75800 | 315 | 80 | 78 | [8 empty] | Federally-Regulated Consumer Product | 03/08/2017 |  | 03/08/2017
York | Luxaire | TG8S080B12MP11 | Natural Gas | Induced Draft | False | False | 1 | False | Horizontal | None | None | Non-Condensing | Single-Stage | Multiple-Speed | 0.33 | Standard |  | 80000 | 64000 | 1195 | 620 | 76700 | 793 | 80 | 78 | [8 empty] | Federally-Regulated Consumer Product | 03/08/2017 |  | 03/08/2017
York | Coleman | MG9S080C16MP11 | Natural Gas | Induced Draft | False | False | 1 | True | Horizontal |  | None | Condensing | Single-Stage |  | 0.75 | Standard |  | 80000 | 78000 |  |  | 80500 | 968 | 95.5 | 75 | [8 empty] | Federally-Regulated Consumer Product | 03/08/2017 |  | 03/08/2017
York | Fraser Johnston | D6NZ024N03606NX | Natural Gas | Induced Draft | False | True | 1 | False | Horizontal |  | None | Non-Condensing | Single-Stage |  | 0.5 | Premium |  | 45000 | 36000 |  |  | 37900 | 468 | 80.2 | 78 | [8 empty] | Federally-Regulated Consumer Product | 03/08/2017 |  | 03/08/2017
York | Coleman | TMLV100C16MP11 | LPG | Induced Draft | False | False | 1 | False | Horizontal |  | None | Non-Condensing | Two-Stage Modulating |  | 0.75 | Premium |  | 100000 | 80000 |  |  | 94700 | 368 | 80 | 78 | [8 empty] | Federally-Regulated Consumer Product | 03/08/2017 |  | 03/08/2017
York | Johnson Controls | T33B[D,T]5******** | LPG | Induced Draft | False | True | 3 | False | Down |  | None | Non-Condensing | Step Modulating |  | 10 | Standard |  | 533000 | 426000 | [6 empty] | 80 | 80 | [6 empty] | Federally-Regulated Commercial & Industrial Equipment | 03/08/2017 |  | 03/08/2017
York | Coleman | TG8S100C20MP11 | LPG | Induced Draft | False | False | 1 | False | Down | None | None | Non-Condensing | Single-Stage | Multiple-Speed | 1 | Standard |  | 100000 | 80000 | 2478 | 1307 | 95100 | 1178 | 80 | 78 | [8 empty] | Federally-Regulated Consumer Product | 03/08/2017 |  | 03/08/2017
York | Guardian | RGF19120DE20MP11 | Natural Gas | Induced Draft | False | False | 1 | False | Down |  | None | Condensing | Single-Stage |  | 0.75 | Premium |  | 120000 | 114000 |  |  | 114600 | 816 | 95.5 | 78 | [8 empty] | Federally-Regulated Consumer Product | 03/08/2017 |  | 03/08/2017
York | York | D6NX036N09006NX | LPG | Induced Draft | False | True | 1 | False | Horizontal |  | None | Non-Condensing | Single-Stage |  | 1 | Premium |  | 108000 | 87000 |  |  | 94400 | 1124 | 80.8 | 78 | [8 empty] | Federally-Regulated Consumer Product | 03/08/2017 |  | 03/08/2017
York | Coleman | TM9M100C16MP12 | LPG | Induced Draft | False | False | 1 | False | Down |  | None | Condensing | Step Modulating |  | 0.75 | Standard |  | 100000 | 97000 |  |  | 93000 | 1500 | 97 | 78 | [8 empty] | Federally-Regulated Consumer Product | 03/08/2017 |  | 03/08/2017
York | Coleman | ZK036*04*F**** | LPG | Induced Draft | False | True | 1 | False | Horizontal |  | None | Non-Condensing | Single-Stage |  | 1.5 | Standard |  | 50000 | 40000 |  |  | 38000 | 371 | 80.9 | 78 | [8 empty] | Federally-Regulated Consumer Product | 03/08/2017 |  | 03/08/2017
York | Luxaire | D6NX048N06506NX | LPG | Induced Draft | False | True | 1 | False | Down |  | None | Non-Condensing | Single-Stage |  | 1 | Premium |  | 80000 | 64000 |  |  | 73900 | 1250 | 80.8 | 78 | [8 empty] | Federally-Regulated Consumer Product | 03/08/2017 |  | 03/08/2017
York | Luxaire | LP9C100C20MP12 | Natural Gas | Induced Draft | False | False | 1 | False | Down |  | None | Condensing | Step Modulating |  | 1 | Premium |  | 100000 | 97000 |  |  | 96400 | 558 | 97.7 | 78 | [8 empty] | Federally-Regulated Consumer Product | 03/08/2017 |  | 03/08/2017
York | York | YPLC060A12MP12 | Natural Gas | Induced Draft | False | False | 1 | False | Down |  | None | Non-Condensing | Step Modulating |  | 0.5 | Premium |  | 60000 | 47000 |  |  | 58100 | 167 | 80 | 78 | [8 empty] | Federally-Regulated Consumer Product | 03/08/2017 |  | 03/08/2017
York | Fraser Johnston | D6NQ024N05606NX | Natural Gas | Induced Draft | False | True | 1 | False | Down |  | None | Non-Condensing | Single-Stage |  | 0.5 | Premium |  | 70000 | 56000 |  |  | 56700 | 764 | 80.2 | 78 | [8 empty] | Federally-Regulated Consumer Product | 03/08/2017 |  | 03/08/2017
York | Luxaire | TMLV100C16MP11 | LPG | Induced Draft | False | False | 1 | False | Down |  | None | Non-Condensing | Two-Stage Modulating |  | 0.75 | Premium |  | 100000 | 80000 |  |  | 94700 | 368 | 80 | 78 | [8 empty] | Federally-Regulated Consumer Product | 03/08/2017 |  | 03/08/2017
York | York | TM9V100C16MP11 | LPG | Induced Draft | False | False | 1 | False | Down | None | None | Condensing | Two-Stage Modulating | Variable-Speed | 0.75 | Premium | 60 | 100000 | 96000 | 1818 | 519 | 95600 | 364 | 96 | 78 | [8 empty] | Federally-Regulated Consumer Product | 03/08/2017 |  | 03/08/2017
York | York | D7NQ030N05606NX | LPG | Induced Draft | False | True | 1 | False | Down |  | None | Non-Condensing | Single-Stage |  | 0.75 | Premium |  | 70000 | 57000 |  |  | 57800 | 372 | 81 | 78 | [8 empty] | Federally-Regulated Consumer Product | 03/08/2017 |  | 03/08/2017
York | Fraser Johnston | D6NZ030D05606NX | LPG | Induced Draft | False | True | 1 | False | Horizontal |  | None | Non-Condensing | Two-Stage Modulating |  | 0.75 | Premium |  | 70000 | 56000 |  |  | 55700 | 252 | 80 | 78 | [8 empty] | Federally-Regulated Consumer Product | 03/08/2017 |  | 03/08/2017
York | Luxaire | D6NZ036D07206NX | LPG | Induced Draft | False | True | 1 | False | Horizontal |  | None | Non-Condensing | Two-Stage Modulating |  | 0.75 | Premium |  | 90000 | 72000 |  |  | 74700 | 273 | 80 | 78 | [8 empty] | Federally-Regulated Consumer Product | 03/08/2017 |  | 03/08/2017
York | Coleman | TGLS120C20MP11 | LPG | Induced Draft | False | False | 1 | False | Down | None | None | Non-Condensing | Single-Stage | Multiple-Speed | 1 | Standard |  | 120000 | 96000 | 2338 | 1286 | 115200 | 1150 | 80 | 78 | [8 empty] | Federally-Regulated Consumer Product | 03/08/2017 |  | 03/08/2017
York | Evcon | TGLS080B12MP11 | Natural Gas | Induced Draft | False | False | 1 | False | Down | None | None | Non-Condensing | Single-Stage | Multiple-Speed | 0.33 | Standard |  | 80000 | 64000 | 1195 | 620 | 76700 | 793 | 80 | 78 | [8 empty] | Federally-Regulated Consumer Product | 03/08/2017 |  | 03/08/2017
York | Evcon | RGF1L080CE16MP11 | Natural Gas | Induced Draft | False | False | 1 | False | Horizontal |  | None | Non-Condensing | Single-Stage |  | 0.5 | Premium |  | 80000 | 64000 |  |  | 78300 | 444 | 80 | 78 | [8 empty] | Federally-Regulated Consumer Product | 03/08/2017 |  | 03/08/2017
York | Johnson Controls | T33D[D,T]3******** | Natural Gas | Induced Draft | False | True | 3 | False | Down |  | None | Non-Condensing | Step Modulating |  | 10 | Standard |  | 267000 | 213000 | [6 empty] | 80 | 80 | [6 empty] | Federally-Regulated Commercial & Industrial Equipment | 03/08/2017 |  | 03/08/2017
York | Coleman | TM8X080B12MP11 | Natural Gas | Induced Draft | False | False | 1 | False | Up |  | None | Non-Condensing | Single-Stage |  | 0.5 | Premium |  | 80000 | 64000 |  |  | 78600 | 379 | 80 | 78 | [8 empty] | Federally-Regulated Consumer Product | 03/08/2017 |  | 03/08/2017
York | Fraser Johnston | ZS060*F0*F**** | LPG | Induced Draft | False | True | 1 | False | Down |  | None | Non-Condensing | Single-Stage |  | 1.5 | Standard |  | 125000 | 100000 |  |  | 117500 | 510 | 80.3 | 78 | [8 empty] | Federally-Regulated Consumer Product | 03/08/2017 |  | 03/08/2017
York | York | ZF048*06*1**** | LPG | Induced Draft | False | True | 1 | False | Down |  | None | Non-Condensing | Single-Stage |  | 1.5 | Standard |  | 75000 | 60000 |  |  | 57700 | 396 | 80.9 | 78 | [8 empty] | Federally-Regulated Consumer Product | 03/08/2017 |  | 03/08/2017
York | Coleman | D6NQ060D11006NX | Natural Gas | Induced Draft | False | True | 1 | False | Down |  | None | Non-Condensing | Two-Stage Modulating |  | 1 | Premium |  | 135000 | 108000 |  |  | 114400 | 300 | 80 | 78 | [8 empty] | Federally-Regulated Consumer Product | 03/08/2017 |  | 03/08/2017
York | Coleman | CP9C100C16MP12 | LPG | Induced Draft | False | False | 1 | False | Up |  | None | Condensing | Step Modulating |  | 0.75 | Premium |  | 100000 | 97000 |  |  | 96500 | 536 | 97.7 | 78 | [8 empty] | Federally-Regulated Consumer Product | 03/08/2017 |  | 03/08/2017
York | Fraser Johnston | TG9S080B12MP11 | Natural Gas | Induced Draft | False | False | 1 | False | Up | None | None | Condensing | Single-Stage | Multiple-Speed | 0.5 | Standard |  | 80000 | 78000 | 1370 | 854 | 80600 | 920 | 95.5 | 78 | [8 empty] | Federally-Regulated Consumer Product | 03/08/2017 |  | 03/08/2017
York | Luxaire | TM9T100C20MP11 | Natural Gas | Induced Draft | False | False | 1 | False | Up | None | None | Condensing | Two-Stage Modulating | Multiple-Speed | 1 | Standard |  | 100000 | 96000 | 1934 | 1183 | 96500 | 1015 | 96 | 78 | [8 empty] | Federally-Regulated Consumer Product | 03/08/2017 |  | 03/08/2017
York | York | D6NQ024N03606NX | LPG | Induced Draft | False | True | 1 | False | Down |  | None | Non-Condensing | Single-Stage |  | 0.5 | Premium |  | 45000 | 36000 |  |  | 37900 | 468 | 80.2 | 78 | [8 empty] | Federally-Regulated Consumer Product | 03/08/2017 |  | 03/08/2017
York | Luxaire | D7NX048N09006NX | LPG | Induced Draft | False | True | 1 | False | Horizontal |  | None | Non-Condensing | Single-Stage |  | 1 | Premium |  | 108000 | 88000 |  |  | 96900 | 467 | 81 | 78 | [8 empty] | Federally-Regulated Consumer Product | 03/08/2017 |  | 03/08/2017
York | Coleman | D7HQ036D07206NX | LPG | Induced Draft | False | True | 1 | False | Down |  | None | Non-Condensing | Two-Stage Modulating |  | 0.75 | Premium |  | 90000 | 74000 |  |  | 73500 | 341 | 81 | 78 | [8 empty] | Federally-Regulated Consumer Product | 03/08/2017 |  | 03/08/2017
York | Coleman | TM8X120C20MP11 | LPG | Induced Draft | False | False | 1 | False | Horizontal |  | None | Non-Condensing | Single-Stage |  | 0.75 | Premium |  | 120000 | 96000 |  |  | 117500 | 635 | 80 | 78 | [8 empty] | Federally-Regulated Consumer Product | 03/08/2017 |  | 03/08/2017
York | Coleman | D6NQ060N09006NX | LPG | Induced Draft | False | True | 1 | False | Down |  | None | Non-Condensing | Single-Stage |  | 1 | Premium |  | 108000 | 87000 |  |  | 93400 | 1313 | 80.6 | 78 | [8 empty] | Federally-Regulated Consumer Product | 03/08/2017 |  | 03/08/2017
York | Evcon | TGLS040A08MP11 | Natural Gas | Induced Draft | False | False | 1 | False | Up | None | None | Non-Condensing | Single-Stage | Multiple-Speed | 0.2 | Standard |  | 40000 | 32000 | 717 | 489 | 38300 | 473 | 80 | 78 | [8 empty] | Federally-Regulated Consumer Product | 03/08/2017 |  | 03/08/2017
York | York | D6NZ060N09006NX | Natural Gas | Induced Draft | False | True | 1 | False | Down |  | None | Non-Condensing | Single-Stage |  | 1 | Premium |  | 108000 | 87000 |  |  | 93400 | 1313 | 80.9 | 78 | [8 empty] | Federally-Regulated Consumer Product | 03/08/2017 |  | 03/08/2017
York | York | D6NX048D11006NX | LPG | Induced Draft | False | True | 1 | False | Horizontal |  | None | Non-Condensing | Two-Stage Modulating |  | 1 | Premium |  | 135000 | 108000 |  |  | 114400 | 262 | 80 | 78 | [8 empty] | Federally-Regulated Consumer Product | 03/08/2017 |  | 03/08/2017
York | Guardian | RGF1L080CE16MP11 | LPG | Induced Draft | False | False | 1 | False | Up |  | None | Non-Condensing | Single-Stage |  | 0.5 | Premium |  | 80000 | 64000 |  |  | 78300 | 444 | 80 | 78 | [8 empty] | Federally-Regulated Consumer Product | 03/08/2017 |  | 03/08/2017
York | Evcon | D6NX048N06506NX | LPG | Induced Draft | False | True | 1 | False | Horizontal |  | None | Non-Condensing | Single-Stage |  | 1 | Premium |  | 80000 | 64000 |  |  | 73900 | 1250 | 80.8 | 78 | [8 empty] | Federally-Regulated Consumer Product | 03/08/2017 |  | 03/08/2017
York | York | YP9C080B12MP12 | Natural Gas | Induced Draft | False | False | 1 | False | Up |  | None | Condensing | Step Modulating |  | 0.5 | Premium |  | 80000 | 77000 |  |  | 80800 | 435 | 97.5 | 78 | [8 empty] | Federally-Regulated Consumer Product | 03/08/2017 |  | 03/08/2017
York | York | D7NX024D05606NX | Natural Gas | Induced Draft | False | True | 1 | False | Down |  | None | Non-Condensing | Two-Stage Modulating |  | 0.5 | Premium |  | 70000 | 57000 |  |  | 56100 | 215 | 81 | 78 | [8 empty] | Federally-Regulated Consumer Product | 03/08/2017 |  | 03/08/2017
York | Fraser Johnston | D7NQ036D07206NX | Natural Gas | Induced Draft | False | True | 1 | False | Down |  | None | Non-Condensing | Two-Stage Modulating |  | 0.75 | Premium |  | 90000 | 74000 |  |  | 73500 | 341 | 81 | 78 | [8 empty] | Federally-Regulated Consumer Product | 03/08/2017 |  | 03/08/2017
York | Evcon | TGLS040A08MP11 | LPG | Induced Draft | False | False | 1 | False | Down | None | None | Non-Condensing | Single-Stage | Multiple-Speed | 0.2 | Standard |  | 40000 | 32000 | 717 | 489 | 38300 | 473 | 80 | 78 | [8 empty] | Federally-Regulated Consumer Product | 03/08/2017 |  | 03/08/2017
York | Fraser Johnston | D6NZ036N05606NX | Natural Gas | Induced Draft | False | True | 1 | False | Horizontal |  | None | Non-Condensing | Single-Stage |  | 0.75 | Premium |  | 70000 | 56000 |  |  | 56200 | 876 | 80.2 | 78 | [8 empty] | Federally-Regulated Consumer Product | 03/08/2017 |  | 03/08/2017
York | Fraser Johnston | D7NQ042D09006NX | Natural Gas | Induced Draft | False | True | 1 | False | Horizontal |  | None | Non-Condensing | Two-Stage Modulating |  | 1 | Premium |  | 108000 | 89000 |  |  | 94500 | 338 | 81 | 78 | [8 empty] | Federally-Regulated Consumer Product | 03/08/2017 |  | 03/08/2017
York | York | TPLC120C20MP11 | LPG | Induced Draft | False | False | 1 | False | Horizontal | None | None | Non-Condensing | Step Modulating | Variable-Speed | 1 | Premium | 60 | 120000 | 95000 | 1990 | 650 | 119100 | 273 | 80 | 78 | [8 empty] | Federally-Regulated Consumer Product | 03/08/2017 |  | 03/08/2017
York | Luxaire | TPLC100C20MP12 | Natural Gas | Induced Draft | False | False | 1 | False | Up |  | None | Non-Condensing | Step Modulating |  | 1 | Premium |  | 100000 | 78000 |  |  | 97500 | 238 | 80 | 78 | [8 empty] | Federally-Regulated Consumer Product | 03/08/2017 |  | 03/08/2017
York | Luxaire | TP9C060B12MP12 | Natural Gas | Induced Draft | False | False | 1 | False | Down |  | None | Condensing | Step Modulating |  | 0.5 | Premium |  | 60000 | 58000 |  |  | 48400 | 241 | 97.5 | 78 | [8 empty] | Federally-Regulated Consumer Product | 03/08/2017 |  | 03/08/2017
York | Fraser Johnston | D7NX048N06506NX | Natural Gas | Induced Draft | False | True | 1 | False | Horizontal |  | None | Non-Condensing | Single-Stage |  | 1 | Premium |  | 80000 | 66000 |  |  | 77300 | 424 | 81 | 78 | [8 empty] | Federally-Regulated Consumer Product | 03/08/2017 |  | 03/08/2017
York | Luxaire | TM8T120C20MP11 | LPG | Induced Draft | False | False | 1 | False | Horizontal |  | None | Non-Condensing | Two-Stage Modulating |  | 1 | Standard |  | 120000 | 96000 |  |  | 116600 | 832 | 80 | 78 | [8 empty] | Federally-Regulated Consumer Product | 03/08/2017 |  | 03/08/2017
York | Guardian | RGF1L100CE16MP11 | LPG | Induced Draft | False | False | 1 | False | Up |  | None | Non-Condensing | Single-Stage |  | 0.5 | Premium |  | 100000 | 80000 |  |  | 98400 | 431 | 80 | 78 | [8 empty] | Federally-Regulated Consumer Product | 03/08/2017 |  | 03/08/2017
York | York | TM8X080C16MP11 | Natural Gas | Induced Draft | False | False | 1 | False | Horizontal |  | None | Non-Condensing | Single-Stage |  | 0.5 | Premium |  | 80000 | 64000 |  |  | 78300 | 444 | 80 | 78 | [8 empty] | Federally-Regulated Consumer Product | 03/08/2017 |  | 03/08/2017
York | Coleman | ZS036*08*F**** | Natural Gas | Induced Draft | False | True | 1 | False | Horizontal |  | None | Non-Condensing | Single-Stage |  | 1.5 | Standard |  | 100000 | 80000 |  |  | 93400 | 1438 | 80.5 | 78 | [8 empty] | Federally-Regulated Consumer Product | 03/08/2017 |  | 03/08/2017
York | York | D7NQ024N03606NX | Natural Gas | Induced Draft | False | True | 1 | False | Down |  | None | Non-Condensing | Single-Stage |  | 0.5 | Premium |  | 45000 | 37000 |  |  | 38700 | 201 | 81 | 78 | [8 empty] | Federally-Regulated Consumer Product | 03/08/2017 |  | 03/08/2017
York | Coleman | D7NX024N05606NX | Natural Gas | Induced Draft | False | True | 1 | False | Horizontal |  | None | Non-Condensing | Single-Stage |  | 0.5 | Premium |  | 70000 | 57000 |  |  | 58300 | 241 | 81 | 78 | [8 empty] | Federally-Regulated Consumer Product | 03/08/2017 |  | 03/08/2017
York | York | TGLS060A12MP11 | Natural Gas | Induced Draft | False | False | 1 | False | Down | None | None | Non-Condensing | Single-Stage | Multiple-Speed | 0.33 | Standard |  | 60000 | 48000 | 1275 | 711 | 57400 | 623 | 80 | 78 | [8 empty] | Federally-Regulated Consumer Product | 03/08/2017 |  | 03/08/2017
York | Johnson Controls | S33B[N,S]3******** | Natural Gas | Induced Draft | False | True | 3 | False | Horizontal |  | None | Non-Condensing | Single-Stage |  | 10 | Standard |  | 267000 | 213000 | [6 empty] | 80 | 80 | [6 empty] | Federally-Regulated Commercial & Industrial Equipment | 03/08/2017 |  | 03/08/2017
York | Fraser Johnston | ZS060*08*F**** | LPG | Induced Draft | False | True | 1 | False | Down |  | None | Non-Condensing | Single-Stage |  | 1.5 | Standard |  | 100000 | 80000 |  |  | 93400 | 1438 | 80.5 | 78 | [8 empty] | Federally-Regulated Consumer Product | 03/08/2017 |  | 03/08/2017
York | Fraser Johnston | D7NQ036N03606NX | LPG | Induced Draft | False | True | 1 | False | Down |  | None | Non-Condensing | Single-Stage |  | 0.75 | Premium |  | 45000 | 36000 |  |  | 38500 | 238 | 81 | 78 | [8 empty] | Federally-Regulated Consumer Product | 03/08/2017 |  | 03/08/2017
York | York | DGAH077BBS* | LPG | Induced Draft | False | False | 1 | True | Down |  | None | Non-Condensing | Single-Stage |  | 0.17 | Standard |  | 77000 | 62000 |  |  | 76900 | 733 | 80 | 75 | [8 empty] | Federally-Regulated Consumer Product | 03/08/2017 |  | 03/08/2017
York | Coleman | CP9C080B12MP12 | LPG | Induced Draft | False | False | 1 | False | Horizontal |  | None | Condensing | Step Modulating |  | 0.5 | Premium |  | 80000 | 77000 |  |  | 80800 | 435 | 97.5 | 78 | [8 empty] | Federally-Regulated Consumer Product | 03/08/2017 |  | 03/08/2017
York | Evcon | D7NQ042N09006NX | Natural Gas | Induced Draft | False | True | 1 | False | Down |  | None | Non-Condensing | Single-Stage |  | 1 | Premium |  | 108000 | 88000 |  |  | 96900 | 467 | 81 | 78 | [8 empty] | Federally-Regulated Consumer Product | 03/08/2017 |  | 03/08/2017
York | Guardian | GGLS080C22MP11 | LPG | Induced Draft | False | False | 1 | False | Up | None | None | Non-Condensing | Single-Stage | Multiple-Speed | 1 | Standard |  | 80000 | 64000 | 2448 | 1263 | 74800 | 1234 | 80 | 78 | [8 empty] | Federally-Regulated Consumer Product | 03/08/2017 |  | 03/08/2017
York | York | TG9S130D20MP11 | LPG | Induced Draft | False | False | 1 | False | Up | None | None | Condensing | Single-Stage | Multiple-Speed | 1 | Standard |  | 130000 | 125000 | 2047 | 1198 | 112700 | 1305 | 95.5 | 78 | [8 empty] | Federally-Regulated Consumer Product | 03/08/2017 |  | 03/08/2017
York | Evcon | TM8T080C16MP11 | Natural Gas | Induced Draft | False | False | 1 | False | Up |  | None | Non-Condensing | Two-Stage Modulating |  | 0.5 | Standard |  | 80000 | 63000 |  |  | 77500 | 607 | 80 | 78 | [8 empty] | Federally-Regulated Consumer Product | 03/08/2017 |  | 03/08/2017
York | Coleman | X33A[D,T]3******** | LPG | Induced Draft | False | True | 3 | False | Down |  | None | Non-Condensing | Step Modulating |  | 10 | Standard |  | 267000 | 213000 | [6 empty] | 80 | 80 | [6 empty] | Federally-Regulated Commercial & Industrial Equipment | 03/08/2017 |  | 03/08/2017
York | Fraser Johnston | ZK036*08*F**** | LPG | Induced Draft | False | True | 1 | False | Down |  | None | Non-Condensing | Single-Stage |  | 1.5 | Standard |  | 100000 | 80000 |  |  | 93400 | 1438 | 80.5 | 78 | [8 empty] | Federally-Regulated Consumer Product | 03/08/2017 |  | 03/08/2017
York | Evcon | TM8T100C20MP11 | Natural Gas | Induced Draft | False | False | 1 | False | Horizontal |  | None | Non-Condensing | Two-Stage Modulating |  | 1 | Standard |  | 100000 | 80000 |  |  | 97200 | 688 | 80 | 78 | [8 empty] | Federally-Regulated Consumer Product | 03/08/2017 |  | 03/08/2017
York | Evcon | TM9T100C20MP11 | LPG | Induced Draft | False | False | 1 | False | Up | None | None | Condensing | Two-Stage Modulating | Multiple-Speed | 1 | Standard |  | 100000 | 96000 | 1934 | 1183 | 96500 | 1015 | 96 | 78 | [8 empty] | Federally-Regulated Consumer Product | 03/08/2017 |  | 03/08/2017
York | Coleman | D6NX048N09006NX | LPG | Induced Draft | False | True | 1 | False | Horizontal |  | None | Non-Condensing | Single-Stage |  | 1 | Premium |  | 108000 | 87000 |  |  | 93800 | 1315 | 80.6 | 78 | [8 empty] | Federally-Regulated Consumer Product | 03/08/2017 |  | 03/08/2017
York | York | TM9T100C20MP11 | LPG | Induced Draft | False | False | 1 | False | Up | None | None | Condensing | Two-Stage Modulating | Multiple-Speed | 1 | Standard |  | 100000 | 96000 | 1934 | 1183 | 96500 | 1015 | 96 | 78 | [8 empty] | Federally-Regulated Consumer Product | 03/08/2017 |  | 03/08/2017
York | Coleman | D6NZ036D07206NX | LPG | Induced Draft | False | True | 1 | False | Horizontal |  | None | Non-Condensing | Two-Stage Modulating |  | 0.75 | Premium |  | 90000 | 72000 |  |  | 74700 | 273 | 80 | 78 | [8 empty] | Federally-Regulated Consumer Product | 03/08/2017 |  | 03/08/2017
York | Coleman | MG9S060B12MP11 | Natural Gas | Induced Draft | False | False | 1 | True | Down |  | None | Condensing | Single-Stage |  | 0.5 | Standard |  | 60000 | 58000 |  |  | 48100 | 650 | 95.5 | 75 | [8 empty] | Federally-Regulated Consumer Product | 03/08/2017 |  | 03/08/2017
York | York | TG8S100C16MP11 | Natural Gas | Induced Draft | False | False | 1 | False | Up | None | None | Non-Condensing | Single-Stage | Multiple-Speed | 0.5 | Standard |  | 100000 | 80000 | 1820 | 1012 | 96100 | 930 | 80 | 78 | [8 empty] | Federally-Regulated Consumer Product | 03/08/2017 |  | 03/08/2017
York | Coleman | TMLV080B12MP11 | Natural Gas | Induced Draft | False | False | 1 | False | Down |  | None | Non-Condensing | Two-Stage Modulating |  | 0.5 | Premium |  | 80000 | 63000 |  |  | 75800 | 315 | 80 | 78 | [8 empty] | Federally-Regulated Consumer Product | 03/08/2017 |  | 03/08/2017
York | Guardian | RGF1L100CP20MP11 | Natural Gas | Induced Draft | False | False | 1 | False | Up |  | None | Non-Condensing | Single-Stage |  | 1 | Standard |  | 100000 | 80000 |  |  | 95100 | 1226 | 80 | 78 | [8 empty] | Federally-Regulated Consumer Product | 03/08/2017 |  | 03/08/2017
York | Evcon | TG8S130D20MP11 | LPG | Induced Draft | False | False | 1 | False | Up | None | None | Non-Condensing | Single-Stage | Multiple-Speed | 1 | Standard |  | 130000 | 104000 | 2399 | 1324 | 114700 | 1265 | 80 | 78 | [8 empty] | Federally-Regulated Consumer Product | 03/08/2017 |  | 03/08/2017
York | Guardian | GG8S130D20MP11 | LPG | Induced Draft | False | False | 1 | False | Up | None | None | Non-Condensing | Single-Stage | Multiple-Speed | 1 | Standard |  | 130000 | 104000 | 2399 | 1324 | 114700 | 1265 | 80 | 78 | [8 empty] | Federally-Regulated Consumer Product | 03/08/2017 |  | 03/08/2017
York | Evcon | TM9M120D20MP12 | LPG | Induced Draft | False | False | 1 | False | Horizontal |  | None | Condensing | Step Modulating |  | 1 | Standard |  | 120000 | 116000 |  |  | 111200 | 1144 | 97 | 78 | [8 empty] | Federally-Regulated Consumer Product | 03/08/2017 |  | 03/08/2017
York | Fraser Johnston | TPLC120C20MP12 | LPG | Induced Draft | False | False | 1 | False | Down |  | None | Non-Condensing | Step Modulating |  | 1 | Premium |  | 120000 | 95000 |  |  | 115200 | 484 | 80 | 78 | [8 empty] | Federally-Regulated Consumer Product | 03/08/2017 |  | 03/08/2017
York | York | ZF048*06*1**** | Natural Gas | Induced Draft | False | True | 1 | False | Down |  | None | Non-Condensing | Single-Stage |  | 1.5 | Standard |  | 75000 | 60000 |  |  | 57700 | 396 | 80.9 | 78 | [8 empty] | Federally-Regulated Consumer Product | 03/08/2017 |  | 03/08/2017
York | Fraser Johnston | TM9V080B12MP11 | LPG | Induced Draft | False | False | 1 | False | Down | None | None | Condensing | Two-Stage Modulating | Variable-Speed | 0.5 | Premium | 60 | 80000 | 77000 | 1320 | 529 | 79500 | 339 | 96 | 78 | [8 empty] | Federally-Regulated Consumer Product | 03/08/2017 |  | 03/08/2017
York | Coleman | TM9V040A10MP11 | LPG | Induced Draft | False | False | 1 | False | Up |  | None | Condensing | Two-Stage Modulating |  | 0.5 | Premium |  | 40000 | 38000 |  |  | 30800 | 180 | 96 | 78 | [8 empty] | Federally-Regulated Consumer Product | 03/08/2017 |  | 03/08/2017
York | Coleman | TGLS080C22MP11 | Natural Gas | Induced Draft | False | False | 1 | False | Down | None | None | Non-Condensing | Single-Stage | Multiple-Speed | 1 | Standard |  | 80000 | 64000 | 2448 | 1263 | 74800 | 1234 | 80 | 78 | [8 empty] | Federally-Regulated Consumer Product | 03/08/2017 |  | 03/08/2017
York | York | D7NX036D09006NX | Natural Gas | Induced Draft | False | True | 1 | False | Horizontal |  | None | Non-Condensing | Two-Stage Modulating |  | 1 | Premium |  | 108000 | 89000 |  |  | 94500 | 338 | 81 | 78 | [8 empty] | Federally-Regulated Consumer Product | 03/08/2017 |  | 03/08/2017
York | Coleman | TG8S100C16MP11 | Natural Gas | Induced Draft | False | False | 1 | False | Horizontal | None | None | Non-Condensing | Single-Stage | Multiple-Speed | 0.5 | Standard |  | 100000 | 80000 | 1820 | 1012 | 96100 | 930 | 80 | 78 | [8 empty] | Federally-Regulated Consumer Product | 03/08/2017 |  | 03/08/2017
York | Coleman | D6NQ048D11006NX | Natural Gas | Induced Draft | False | True | 1 | False | Down |  | None | Non-Condensing | Two-Stage Modulating |  | 1 | Premium |  | 135000 | 108000 |  |  | 114400 | 300 | 80 | 78 | [8 empty] | Federally-Regulated Consumer Product | 03/08/2017 |  | 03/08/2017
York | York | TG9S100C20MP11 | Natural Gas | Induced Draft | False | False | 1 | False | Down | None | None | Condensing | Single-Stage | Multiple-Speed | 1 | Standard |  | 100000 | 97000 | 1934 | 1183 | 96600 | 1118 | 95.5 | 78 | [8 empty] | Federally-Regulated Consumer Product | 03/08/2017 |  | 03/08/2017
York | Fraser Johnston | TG9S080B12MP11 | Natural Gas | Induced Draft | False | False | 1 | False | Down | None | None | Condensing | Single-Stage | Multiple-Speed | 0.5 | Standard |  | 80000 | 78000 | 1370 | 854 | 80600 | 920 | 95.5 | 78 | [8 empty] | Federally-Regulated Consumer Product | 03/08/2017 |  | 03/08/2017
York | York | TM8T080C16MP11 | Natural Gas | Induced Draft | False | False | 1 | False | Horizontal |  | None | Non-Condensing | Two-Stage Modulating |  | 0.5 | Standard |  | 80000 | 63000 |  |  | 77500 | 607 | 80 | 78 | [8 empty] | Federally-Regulated Consumer Product | 03/08/2017 |  | 03/08/2017
York | Evcon | TM9M120D20MP12 | LPG | Induced Draft | False | False | 1 | False | Up |  | None | Condensing | Step Modulating |  | 1 | Standard |  | 120000 | 116000 |  |  | 111200 | 1144 | 97 | 78 | [8 empty] | Federally-Regulated Consumer Product | 03/08/2017 |  | 03/08/2017
York | York | TGLS080B12MP11 | Natural Gas | Induced Draft | False | False | 1 | False | Horizontal | None | None | Non-Condensing | Single-Stage | Multiple-Speed | 0.33 | Standard |  | 80000 | 64000 | 1195 | 620 | 76700 | 793 | 80 | 78 | [8 empty] | Federally-Regulated Consumer Product | 03/08/2017 |  | 03/08/2017
York | Fraser Johnston | TM9M120D20MP12 | LPG | Induced Draft | False | False | 1 | False | Down |  | None | Condensing | Step Modulating |  | 1 | Standard |  | 120000 | 116000 |  |  | 111200 | 1144 | 97 | 78 | [8 empty] | Federally-Regulated Consumer Product | 03/08/2017 |  | 03/08/2017
York | Fraser Johnston | TM9X100C20MP11 | Natural Gas | Induced Draft | False | False | 1 | False | Horizontal | None | None | Condensing | Single-Stage | Multiple-Speed | 0.75 | Premium |  | 100000 | 95000 | 1989 | 660 | 97700 | 833 | 95.5 | 78 | [8 empty] | Federally-Regulated Consumer Product | 03/08/2017 |  | 03/08/2017
York | Luxaire | TM9E040A10MP11 | Natural Gas | Induced Draft | False | False | 1 | False | Up |  | None | Condensing | Single-Stage |  | 0.5 | Premium |  | 40000 | 38000 |  |  | 33100 | 195 | 95 | 78 | [8 empty] | Federally-Regulated Consumer Product | 03/08/2017 |  | 03/08/2017
York | Luxaire | TM8X120C20MP11 | LPG | Induced Draft | False | False | 1 | False | Down |  | None | Non-Condensing | Single-Stage |  | 0.75 | Premium |  | 120000 | 96000 |  |  | 117500 | 635 | 80 | 78 | [8 empty] | Federally-Regulated Consumer Product | 03/08/2017 |  | 03/08/2017
York | Evcon | D6NQ048N06506NX | LPG | Induced Draft | False | True | 1 | False | Horizontal |  | None | Non-Condensing | Single-Stage |  | 1 | Premium |  | 80000 | 64000 |  |  | 73900 | 1250 | 80.8 | 78 | [8 empty] | Federally-Regulated Consumer Product | 03/08/2017 |  | 03/08/2017
York | Luxaire | TPLC080B12MP12 | LPG | Induced Draft | False | False | 1 | False | Down |  | None | Non-Condensing | Step Modulating |  | 0.5 | Premium |  | 80000 | 62000 |  |  | 77900 | 235 | 80 | 78 | [8 empty] | Federally-Regulated Consumer Product | 03/08/2017 |  | 03/08/2017
York | Fraser Johnston | TG9S040A08MP11 | LPG | Induced Draft | False | False | 1 | False | Down | None | None | Condensing | Single-Stage | Multiple-Speed | 0.5 | Standard |  | 40000 | 39000 | 950 | 581 | 31900 | 458 | 95.5 | 78 | [8 empty] | Federally-Regulated Consumer Product | 03/08/2017 |  | 03/08/2017
York | York | TMLX080B12MP11 | LPG | Induced Draft | False | False | 1 | False | Horizontal |  | None | Non-Condensing | Single-Stage |  | 0.5 | Premium |  | 80000 | 64000 |  |  | 78600 | 379 | 80 | 78 | [8 empty] | Federally-Regulated Consumer Product | 03/08/2017 |  | 03/08/2017
York | Coleman | TG8S130D20MP11 | Natural Gas | Induced Draft | False | False | 1 | False | Up | None | None | Non-Condensing | Single-Stage | Multiple-Speed | 1 | Standard |  | 130000 | 104000 | 2399 | 1324 | 114700 | 1265 | 80 | 78 | [8 empty] | Federally-Regulated Consumer Product | 03/08/2017 |  | 03/08/2017
York | Fraser Johnston | TM8V080B12MP11 | Natural Gas | Induced Draft | False | False | 1 | False | Horizontal |  | None | Non-Condensing | Two-Stage Modulating |  | 0.5 | Premium |  | 80000 | 63000 |  |  | 75800 | 315 | 80 | 78 | [8 empty] | Federally-Regulated Consumer Product | 03/08/2017 |  | 03/08/2017
York | York | TMLV080B12MP11 | Natural Gas | Induced Draft | False | False | 1 | False | Down |  | None | Non-Condensing | Two-Stage Modulating |  | 0.5 | Premium |  | 80000 | 63000 |  |  | 75800 | 315 | 80 | 78 | [8 empty] | Federally-Regulated Consumer Product | 03/08/2017 |  | 03/08/2017
York | Fraser Johnston | D7HQ024D05606NX | LPG | Induced Draft | False | True | 1 | False | Horizontal |  | None | Non-Condensing | Two-Stage Modulating |  | 0.5 | Premium |  | 70000 | 57000 |  |  | 56100 | 215 | 81 | 78 | [8 empty] | Federally-Regulated Consumer Product | 03/08/2017 |  | 03/08/2017
York | Fraser Johnston | TM8V100C20MP11 | LPG | Induced Draft | False | False | 1 | False | Down |  | None | Non-Condensing | Two-Stage Modulating |  | 1 | Premium |  | 100000 | 80000 |  |  | 95200 | 380 | 80 | 78 | [8 empty] | Federally-Regulated Consumer Product | 03/08/2017 |  | 03/08/2017
York | Luxaire | D6NZ030N03606NX | Natural Gas | Induced Draft | False | True | 1 | False | Horizontal |  | None | Non-Condensing | Single-Stage |  | 0.75 | Premium |  | 45000 | 36000 |  |  | 37900 | 468 | 80.5 | 78 | [8 empty] | Federally-Regulated Consumer Product | 03/08/2017 |  | 03/08/2017
York | Fraser Johnston | TMLV060A12MP11 | Natural Gas | Induced Draft | False | False | 1 | False | Down |  | None | Non-Condensing | Two-Stage Modulating |  | 0.5 | Premium |  | 60000 | 47000 |  |  | 57000 | 259 | 80 | 78 | [8 empty] | Federally-Regulated Consumer Product | 03/08/2017 |  | 03/08/2017
York | York | YP9C100C16MP12 | Natural Gas | Induced Draft | False | False | 1 | False | Up |  | None | Condensing | Step Modulating |  | 0.75 | Premium |  | 100000 | 97000 |  |  | 96500 | 536 | 97.7 | 78 | [8 empty] | Federally-Regulated Consumer Product | 03/08/2017 |  | 03/08/2017
York | York | YPLC100C20MP12 | LPG | Induced Draft | False | False | 1 | False | Down |  | None | Non-Condensing | Step Modulating |  | 1 | Premium |  | 100000 | 78000 |  |  | 97500 | 238 | 80 | 78 | [8 empty] | Federally-Regulated Consumer Product | 03/08/2017 |  | 03/08/2017
York | Guardian | GGLS100B12MP11 | LPG | Induced Draft | False | False | 1 | False | Horizontal | None | None | Non-Condensing | Single-Stage | Multiple-Speed | 0.33 | Standard |  | 100000 | 80000 | 1223 | 614 | 96100 | 935 | 80 | 78 | [8 empty] | Federally-Regulated Consumer Product | 03/08/2017 |  | 03/08/2017
York | Luxaire | D6NQ042N06506NX | LPG | Induced Draft | False | True | 1 | False | Horizontal |  | None | Non-Condensing | Single-Stage |  | 1 | Premium |  | 80000 | 64000 |  |  | 74700 | 1140 | 80.8 | 78 | [8 empty] | Federally-Regulated Consumer Product | 03/08/2017 |  | 03/08/2017
York | Evcon | D7NX036N06506NX | Natural Gas | Induced Draft | False | True | 1 | False | Down |  | None | Non-Condensing | Single-Stage |  | 1 | Premium |  | 80000 | 66000 |  |  | 77300 | 424 | 81 | 78 | [8 empty] | Federally-Regulated Consumer Product | 03/08/2017 |  | 03/08/2017
York | Guardian | GG9S100C16MP11 | LPG | Induced Draft | False | False | 1 | False | Down | None | None | Condensing | Single-Stage | Multiple-Speed | 0.75 | Standard |  | 100000 | 97000 | 1706 | 819 | 96500 | 1156 | 95.5 | 78 | [8 empty] | Federally-Regulated Consumer Product | 03/08/2017 |  | 03/08/2017
York | Guardian | RGF19060BE12MP12 | Natural Gas | Induced Draft | False | False | 1 | False | Down |  | None | Condensing | Single-Stage |  | 0.5 | Premium |  | 60000 | 57000 |  |  | 49600 | 284 | 95 | 78 | [8 empty] | Federally-Regulated Consumer Product | 03/08/2017 |  | 03/08/2017
York | Coleman | TM8X120C20MP11 | Natural Gas | Induced Draft | False | False | 1 | False | Horizontal |  | None | Non-Condensing | Single-Stage |  | 0.75 | Premium |  | 120000 | 96000 |  |  | 117500 | 635 | 80 | 78 | [8 empty] | Federally-Regulated Consumer Product | 03/08/2017 |  | 03/08/2017
York | Coleman | TM9T120D20MP11 | Natural Gas | Induced Draft | False | False | 1 | False | Horizontal | None | None | Condensing | Two-Stage Modulating | Multiple-Speed | 1 | Standard |  | 120000 | 115000 | 1977 | 1190 | 113900 | 801 | 96 | 78 | [8 empty] | Federally-Regulated Consumer Product | 03/08/2017 |  | 03/08/2017
York | Luxaire | TPLC100C20MP12 | Natural Gas | Induced Draft | False | False | 1 | False | Horizontal |  | None | Non-Condensing | Step Modulating |  | 1 | Premium |  | 100000 | 78000 |  |  | 97500 | 238 | 80 | 78 | [8 empty] | Federally-Regulated Consumer Product | 03/08/2017 |  | 03/08/2017
York | York | YPLC100C20MP12 | LPG | Induced Draft | False | False | 1 | False | Horizontal |  | None | Non-Condensing | Step Modulating |  | 1 | Premium |  | 100000 | 78000 |  |  | 97500 | 238 | 80 | 78 | [8 empty] | Federally-Regulated Consumer Product | 03/08/2017 |  | 03/08/2017
York | Johnson Controls | S33B[D,T]5******** | Natural Gas | Induced Draft | False | True | 3 | False | Down |  | None | Non-Condensing | Step Modulating |  | 10 | Standard |  | 533000 | 426000 | [6 empty] | 80 | 80 | [6 empty] | Federally-Regulated Commercial & Industrial Equipment | 03/08/2017 |  | 03/08/2017
York | York | D6NQ036D05606NX | Natural Gas | Induced Draft | False | True | 1 | False | Down |  | None | Non-Condensing | Two-Stage Modulating |  | 0.75 | Premium |  | 70000 | 56000 |  |  | 58000 | 263 | 80 | 78 | [8 empty] | Federally-Regulated Consumer Product | 03/08/2017 |  | 03/08/2017
York | Luxaire | TM9E080C16MP11 | Natural Gas | Induced Draft | False | False | 1 | False | Up |  | None | Condensing | Single-Stage |  | 0.5 | Premium |  | 80000 | 77000 |  |  | 82800 | 429 | 95 | 78 | [8 empty] | Federally-Regulated Consumer Product | 03/08/2017 |  | 03/08/2017
York | Evcon | TGLS100B12MP11 | Natural Gas | Induced Draft | False | False | 1 | False | Up | None | None | Non-Condensing | Single-Stage | Multiple-Speed | 0.33 | Standard |  | 100000 | 80000 | 1223 | 614 | 96100 | 935 | 80 | 78 | [8 empty] | Federally-Regulated Consumer Product | 03/08/2017 |  | 03/08/2017
York | Evcon | TM9M100C20MP12 | LPG | Induced Draft | False | False | 1 | False | Up |  | None | Condensing | Step Modulating |  | 1 | Standard |  | 100000 | 97000 |  |  | 93900 | 1231 | 97 | 78 | [8 empty] | Federally-Regulated Consumer Product | 03/08/2017 |  | 03/08/2017
York | York | DGAA077BDT* | LPG | Induced Draft | False | False | 1 | True | Down |  | None | Non-Condensing | Single-Stage |  | 0.33 | Standard |  | 77000 | 62000 |  |  | 76900 | 733 | 80 | 75 | [8 empty] | Federally-Regulated Consumer Product | 03/08/2017 |  | 03/08/2017
York | Luxaire | D7NX036N06506NX | Natural Gas | Induced Draft | False | True | 1 | False | Horizontal |  | None | Non-Condensing | Single-Stage |  | 1 | Premium |  | 80000 | 66000 |  |  | 77300 | 424 | 81 | 78 | [8 empty] | Federally-Regulated Consumer Product | 03/08/2017 |  | 03/08/2017
York | York | TG9S080C22MP11 | Natural Gas | Induced Draft | False | False | 1 | False | Up | None | None | Condensing | Single-Stage | Multiple-Speed | 1 | Standard |  | 80000 | 78000 | 2162 | 1285 | 80400 | 966 | 95.5 | 78 | [8 empty] | Federally-Regulated Consumer Product | 03/08/2017 |  | 03/08/2017
York | Evcon | TMLT100C20MP11 | Natural Gas | Induced Draft | False | False | 1 | False | Horizontal |  | None | Non-Condensing | Two-Stage Modulating |  | 1 | Standard |  | 100000 | 80000 |  |  | 97200 | 688 | 80 | 78 | [8 empty] | Federally-Regulated Consumer Product | 03/08/2017 |  | 03/08/2017
York | Luxaire | TM9V120D20MP11 | LPG | Induced Draft | False | False | 1 | False | Down | None | None | Condensing | Two-Stage Modulating | Variable-Speed | 1 | Premium | 60 | 120000 | 115000 | 2006 | 718 | 109300 | 407 | 96 | 78 | [8 empty] | Federally-Regulated Consumer Product | 03/08/2017 |  | 03/08/2017
York | Guardian | RGF19100CE16MP12 | Natural Gas | Induced Draft | False | False | 1 | False | Up |  | None | Condensing | Single-Stage |  | 0.5 | Premium |  | 100000 | 96000 |  |  | 99600 | 463 | 95 | 78 | [8 empty] | Federally-Regulated Consumer Product | 03/08/2017 |  | 03/08/2017
York | Luxaire | TPLC100C16MP12 | LPG | Induced Draft | False | False | 1 | False | Horizontal |  | None | Non-Condensing | Step Modulating |  | 0.75 | Premium |  | 100000 | 78000 |  |  | 97300 | 253 | 80 | 78 | [8 empty] | Federally-Regulated Consumer Product | 03/08/2017 |  | 03/08/2017
York | Evcon | TG9S040A08MP11 | LPG | Induced Draft | False | False | 1 | False | Horizontal | None | None | Condensing | Single-Stage | Multiple-Speed | 0.5 | Standard |  | 40000 | 39000 | 950 | 581 | 31900 | 458 | 95.5 | 78 | [8 empty] | Federally-Regulated Consumer Product | 03/08/2017 |  | 03/08/2017
York | Evcon | D6NZ024D05606NX | Natural Gas | Induced Draft | False | True | 1 | False | Down |  | None | Non-Condensing | Two-Stage Modulating |  | 0.5 | Premium |  | 70000 | 56000 |  |  | 57600 | 151 | 80 | 78 | [8 empty] | Federally-Regulated Consumer Product | 03/08/2017 |  | 03/08/2017
York | Fraser Johnston | D7NX048D09006NX | LPG | Induced Draft | False | True | 1 | False | Down |  | None | Non-Condensing | Two-Stage Modulating |  | 1 | Premium |  | 108000 | 89000 |  |  | 94500 | 338 | 81 | 78 | [8 empty] | Federally-Regulated Consumer Product | 03/08/2017 |  | 03/08/2017
York | Fraser Johnston | D7NY060D09006NX | Natural Gas | Induced Draft | False | True | 1 | False | Horizontal |  | None | Non-Condensing | Two-Stage Modulating |  | 1 | Premium |  | 108000 | 89000 |  |  | 94500 | 338 | 81 | 78 | [8 empty] | Federally-Regulated Consumer Product | 03/08/2017 |  | 03/08/2017
York | Fraser Johnston | D6HQ060D09006NX | Natural Gas | Induced Draft | False | True | 1 | False | Down |  | None | Non-Condensing | Two-Stage Modulating |  | 1 | Premium |  | 108000 | 87000 |  |  | 94100 | 287 | 80 | 78 | [8 empty] | Federally-Regulated Consumer Product | 03/08/2017 |  | 03/08/2017
York | Luxaire | TMLX060A12MP11 | LPG | Induced Draft | False | False | 1 | False | Horizontal |  | None | Non-Condensing | Single-Stage |  | 0.5 | Premium |  | 60000 | 48000 |  |  | 59100 | 243 | 80 | 78 | [8 empty] | Federally-Regulated Consumer Product | 03/08/2017 |  | 03/08/2017
York | Fraser Johnston | TM9M100C16MP12 | Natural Gas | Induced Draft | False | False | 1 | False | Down |  | None | Condensing | Step Modulating |  | 0.75 | Standard |  | 100000 | 97000 |  |  | 93000 | 1500 | 97 | 78 | [8 empty] | Federally-Regulated Consumer Product | 03/08/2017 |  | 03/08/2017
York | Evcon | D6NZ024N03606NX | LPG | Induced Draft | False | True | 1 | False | Down |  | None | Non-Condensing | Single-Stage |  | 0.5 | Premium |  | 45000 | 36000 |  |  | 37900 | 468 | 80.2 | 78 | [8 empty] | Federally-Regulated Consumer Product | 03/08/2017 |  | 03/08/2017
York | York | TP9C100C16MP12 | Natural Gas | Induced Draft | False | False | 1 | False | Up |  | None | Condensing | Step Modulating |  | 0.75 | Premium |  | 100000 | 97000 |  |  | 96500 | 536 | 97.7 | 78 | [8 empty] | Federally-Regulated Consumer Product | 03/08/2017 |  | 03/08/2017
York | Johnson Controls | T33E[N,S]3******** | Natural Gas | Induced Draft | False | True | 3 | False | Down |  | None | Non-Condensing | Single-Stage |  | 10 | Standard |  | 267000 | 213000 | [6 empty] | 80 | 80 | [6 empty] | Federally-Regulated Commercial & Industrial Equipment | 03/08/2017 |  | 03/08/2017
York | Luxaire | TM9T100C16MP11 | LPG | Induced Draft | False | False | 1 | False | Down | None | None | Condensing | Two-Stage Modulating | Multiple-Speed | 0.75 | Standard |  | 100000 | 96000 | 1706 | 819 | 97000 | 874 | 96 | 78 | [8 empty] | Federally-Regulated Consumer Product | 03/08/2017 |  | 03/08/2017
York | Guardian | GG8S120C20MP11 | LPG | Induced Draft | False | False | 1 | False | Up | None | None | Non-Condensing | Single-Stage | Multiple-Speed | 1 | Standard |  | 120000 | 96000 | 2338 | 1286 | 115200 | 1150 | 80 | 78 | [8 empty] | Federally-Regulated Consumer Product | 03/08/2017 |  | 03/08/2017
York | Evcon | D6NQ024N05606NX | Natural Gas | Induced Draft | False | True | 1 | False | Horizontal |  | None | Non-Condensing | Single-Stage |  | 0.5 | Premium |  | 70000 | 56000 |  |  | 56700 | 764 | 80.2 | 78 | [8 empty] | Federally-Regulated Consumer Product | 03/08/2017 |  | 03/08/2017
York | York | D7NQ048N06506NX | LPG | Induced Draft | False | True | 1 | False | Horizontal |  | None | Non-Condensing | Single-Stage |  | 1 | Premium |  | 80000 | 66000 |  |  | 77300 | 424 | 81 | 78 | [8 empty] | Federally-Regulated Consumer Product | 03/08/2017 |  | 03/08/2017
York | Evcon | TMLX080C16MP11 | Natural Gas | Induced Draft | False | False | 1 | False | Up |  | None | Non-Condensing | Single-Stage |  | 0.5 | Premium |  | 80000 | 64000 |  |  | 78300 | 444 | 80 | 78 | [8 empty] | Federally-Regulated Consumer Product | 03/08/2017 |  | 03/08/2017
York | Evcon | D6HQ036D05606NX | LPG | Induced Draft | False | True | 1 | False | Horizontal |  | None | Non-Condensing | Two-Stage Modulating |  | 0.75 | Premium |  | 70000 | 56000 |  |  | 58000 | 263 | 80 | 78 | [8 empty] | Federally-Regulated Consumer Product | 03/08/2017 |  | 03/08/2017
York | Evcon | TM8V080C16MP11 | LPG | Induced Draft | False | False | 1 | False | Up |  | None | Non-Condensing | Two-Stage Modulating |  | 0.75 | Premium |  | 80000 | 63000 |  |  | 76900 | 323 | 80 | 78 | [8 empty] | Federally-Regulated Consumer Product | 03/08/2017 |  | 03/08/2017
York | Coleman | X33A[D,T]3******** | Natural Gas | Induced Draft | False | True | 3 | False | Horizontal |  | None | Non-Condensing | Step Modulating |  | 10 | Standard |  | 267000 | 213000 | [6 empty] | 80 | 80 | [6 empty] | Federally-Regulated Commercial & Industrial Equipment | 03/08/2017 |  | 03/08/2017
York | Coleman | TMLT100C16MP11 | LPG | Induced Draft | False | False | 1 | False | Horizontal |  | None | Non-Condensing | Two-Stage Modulating |  | 0.5 | Standard |  | 100000 | 80000 |  |  | 96500 | 850 | 80 | 78 | [8 empty] | Federally-Regulated Consumer Product | 03/08/2017 |  | 03/08/2017
York | Coleman | TMLV120C20MP11 | Natural Gas | Induced Draft | False | False | 1 | False | Down |  | None | Non-Condensing | Two-Stage Modulating |  | 1 | Premium |  | 120000 | 96000 |  |  | 111300 | 456 | 80 | 78 | [8 empty] | Federally-Regulated Consumer Product | 03/08/2017 |  | 03/08/2017
York | Evcon | D6NZ060N11006NX | Natural Gas | Induced Draft | False | True | 1 | False | Horizontal |  | None | Non-Condensing | Single-Stage |  | 1 | Premium |  | 135000 | 108000 |  |  | 115300 | 1073 | 80.2 | 78 | [8 empty] | Federally-Regulated Consumer Product | 03/08/2017 |  | 03/08/2017
York | Fraser Johnston | D6NQ024N03606NX | Natural Gas | Induced Draft | False | True | 1 | False | Down |  | None | Non-Condensing | Single-Stage |  | 0.5 | Premium |  | 45000 | 36000 |  |  | 37900 | 468 | 80.2 | 78 | [8 empty] | Federally-Regulated Consumer Product | 03/08/2017 |  | 03/08/2017
York | Coleman | TM9M080B12MP12 | Natural Gas | Induced Draft | False | False | 1 | False | Horizontal |  | None | Condensing | Step Modulating |  | 0.5 | Standard |  | 80000 | 77000 |  |  | 77900 | 1113 | 97 | 78 | [8 empty] | Federally-Regulated Consumer Product | 03/08/2017 |  | 03/08/2017
York | York | TMLV120C20MP11 | Natural Gas | Induced Draft | False | False | 1 | False | Horizontal |  | None | Non-Condensing | Two-Stage Modulating |  | 1 | Premium |  | 120000 | 96000 |  |  | 111300 | 456 | 80 | 78 | [8 empty] | Federally-Regulated Consumer Product | 03/08/2017 |  | 03/08/2017
York | York | D6NQ036N03606NX | Natural Gas | Induced Draft | False | True | 1 | False | Horizontal |  | None | Non-Condensing | Single-Stage |  | 0.75 | Premium |  | 45000 | 36000 |  |  | 37300 | 590 | 80.4 | 78 | [8 empty] | Federally-Regulated Consumer Product | 03/08/2017 |  | 03/08/2017
York | York | TM8V080B12MP11 | LPG | Induced Draft | False | False | 1 | False | Horizontal |  | None | Non-Condensing | Two-Stage Modulating |  | 0.5 | Premium |  | 80000 | 63000 |  |  | 75800 | 315 | 80 | 78 | [8 empty] | Federally-Regulated Consumer Product | 03/08/2017 |  | 03/08/2017
York | Evcon | D7NY060D11006NX | Natural Gas | Induced Draft | False | True | 1 | False | Horizontal |  | None | Non-Condensing | Two-Stage Modulating |  | 1 | Premium |  | 135000 | 110000 |  |  | 112900 | 413 | 81 | 78 | [8 empty] | Federally-Regulated Consumer Product | 03/08/2017 |  | 03/08/2017
York | Fraser Johnston | TMLV100C16MP11 | Natural Gas | Induced Draft | False | False | 1 | False | Horizontal |  | None | Non-Condensing | Two-Stage Modulating |  | 0.75 | Premium |  | 100000 | 80000 |  |  | 94700 | 368 | 80 | 78 | [8 empty] | Federally-Regulated Consumer Product | 03/08/2017 |  | 03/08/2017
York | York | D6NY060D11006NX | LPG | Induced Draft | False | True | 1 | False | Horizontal |  | None | Non-Condensing | Two-Stage Modulating |  | 1 | Premium |  | 135000 | 108000 |  |  | 114400 | 300 | 80 | 78 | [8 empty] | Federally-Regulated Consumer Product | 03/08/2017 |  | 03/08/2017
York | York | D6NX024D05606NX | Natural Gas | Induced Draft | False | True | 1 | False | Horizontal |  | None | Non-Condensing | Two-Stage Modulating |  | 0.5 | Premium |  | 70000 | 56000 |  |  | 57600 | 151 | 80 | 78 | [8 empty] | Federally-Regulated Consumer Product | 03/08/2017 |  | 03/08/2017
York | York | D6NX036N09006NX | Natural Gas | Induced Draft | False | True | 1 | False | Horizontal |  | None | Non-Condensing | Single-Stage |  | 1 | Premium |  | 108000 | 87000 |  |  | 94400 | 1124 | 80.8 | 78 | [8 empty] | Federally-Regulated Consumer Product | 03/08/2017 |  | 03/08/2017
York | York | D7NQ048D09006NX | Natural Gas | Induced Draft | False | True | 1 | False | Down |  | None | Non-Condensing | Two-Stage Modulating |  | 1 | Premium |  | 108000 | 89000 |  |  | 94500 | 338 | 81 | 78 | [8 empty] | Federally-Regulated Consumer Product | 03/08/2017 |  | 03/08/2017
York | York | D6NZ048N11006NX | LPG | Induced Draft | False | True | 1 | False | Down |  | None | Non-Condensing | Single-Stage |  | 1 | Premium |  | 135000 | 108000 |  |  | 114000 | 1275 | 80.2 | 78 | [8 empty] | Federally-Regulated Consumer Product | 03/08/2017 |  | 03/08/2017
York | York | TM9V080C16MP11 | Natural Gas | Induced Draft | False | False | 1 | False | Up | None | None | Condensing | Two-Stage Modulating | Variable-Speed | 0.75 | Premium | 60 | 80000 | 77000 | 1787 | 544 | 79000 | 273 | 96 | 78 | [8 empty] | Federally-Regulated Consumer Product | 03/08/2017 |  | 03/08/2017
York | Evcon | TM8V120C20MP11 | LPG | Induced Draft | False | False | 1 | False | Up |  | None | Non-Condensing | Two-Stage Modulating |  | 1 | Premium |  | 120000 | 96000 |  |  | 111300 | 456 | 80 | 78 | [8 empty] | Federally-Regulated Consumer Product | 03/08/2017 |  | 03/08/2017
York | Fraser Johnston | TMLV100C20MP11 | Natural Gas | Induced Draft | False | False | 1 | False | Down |  | None | Non-Condensing | Two-Stage Modulating |  | 1 | Premium |  | 100000 | 80000 |  |  | 95200 | 380 | 80 | 78 | [8 empty] | Federally-Regulated Consumer Product | 03/08/2017 |  | 03/08/2017
York | York | MG9S100C16MP11 | LPG | Induced Draft | False | False | 1 | True | Down |  | None | Condensing | Single-Stage |  | 0.75 | Standard |  | 100000 | 97000 |  |  | 96400 | 1200 | 95.5 | 75 | [8 empty] | Federally-Regulated Consumer Product | 03/08/2017 |  | 03/08/2017
York | Coleman | D7NY060D09006NX | LPG | Induced Draft | False | True | 1 | False | Horizontal |  | None | Non-Condensing | Two-Stage Modulating |  | 1 | Premium |  | 108000 | 89000 |  |  | 94500 | 338 | 81 | 78 | [8 empty] | Federally-Regulated Consumer Product | 03/08/2017 |  | 03/08/2017
York | Evcon | D6NQ048N06506NX | Natural Gas | Induced Draft | False | True | 1 | False | Down |  | None | Non-Condensing | Single-Stage |  | 1 | Premium |  | 80000 | 64000 |  |  | 73900 | 1250 | 80.8 | 78 | [8 empty] | Federally-Regulated Consumer Product | 03/08/2017 |  | 03/08/2017
York | Coleman | D6NZ036N03606NX | Natural Gas | Induced Draft | False | True | 1 | False | Horizontal |  | None | Non-Condensing | Single-Stage |  | 0.75 | Premium |  | 45000 | 36000 |  |  | 37300 | 590 | 80.4 | 78 | [8 empty] | Federally-Regulated Consumer Product | 03/08/2017 |  | 03/08/2017
York | Luxaire | D7NQ036N05606NX | Natural Gas | Induced Draft | False | True | 1 | False | Horizontal |  | None | Non-Condensing | Single-Stage |  | 0.75 | Premium |  | 70000 | 57000 |  |  | 57700 | 375 | 81 | 78 | [8 empty] | Federally-Regulated Consumer Product | 03/08/2017 |  | 03/08/2017
York | Coleman | D7NQ060N06506NX | Natural Gas | Induced Draft | False | True | 1 | False | Horizontal |  | None | Non-Condensing | Single-Stage |  | 1 | Premium |  | 80000 | 66000 |  |  | 77300 | 424 | 81 | 78 | [8 empty] | Federally-Regulated Consumer Product | 03/08/2017 |  | 03/08/2017
York | York | TM9V120D20MP11 | Natural Gas | Induced Draft | False | False | 1 | False | Horizontal | None | None | Condensing | Two-Stage Modulating | Variable-Speed | 1 | Premium | 60 | 120000 | 115000 | 2006 | 718 | 109300 | 407 | 96 | 78 | [8 empty] | Federally-Regulated Consumer Product | 03/08/2017 |  | 03/08/2017
York | Evcon | TMLV080C16MP11 | Natural Gas | Induced Draft | False | False | 1 | False | Down |  | None | Non-Condensing | Two-Stage Modulating |  | 0.75 | Premium |  | 80000 | 63000 |  |  | 76900 | 323 | 80 | 78 | [8 empty] | Federally-Regulated Consumer Product | 03/08/2017 |  | 03/08/2017
York | Fraser Johnston | D6NZ024N05606NX | Natural Gas | Induced Draft | False | True | 1 | False | Down |  | None | Non-Condensing | Single-Stage |  | 0.5 | Premium |  | 70000 | 56000 |  |  | 56700 | 764 | 80.2 | 78 | [8 empty] | Federally-Regulated Consumer Product | 03/08/2017 |  | 03/08/2017
York | Fraser Johnston | TM9V080B12MP11 | Natural Gas | Induced Draft | False | False | 1 | False | Up | None | None | Condensing | Two-Stage Modulating | Variable-Speed | 0.5 | Premium | 60 | 80000 | 77000 | 1320 | 529 | 79500 | 339 | 96 | 78 | [8 empty] | Federally-Regulated Consumer Product | 03/08/2017 |  | 03/08/2017
York | Evcon | TM9X060B12MP11 | LPG | Induced Draft | False | False | 1 | False | Horizontal | None | None | Condensing | Single-Stage | Multiple-Speed | 0.5 | Premium |  | 60000 | 57000 | 1197 | 398 | 49000 | 394 | 95.5 | 78 | [8 empty] | Federally-Regulated Consumer Product | 03/08/2017 |  | 03/08/2017
York | Luxaire | TPLC100C20MP12 | LPG | Induced Draft | False | False | 1 | False | Down |  | None | Non-Condensing | Step Modulating |  | 1 | Premium |  | 100000 | 78000 |  |  | 97500 | 238 | 80 | 78 | [8 empty] | Federally-Regulated Consumer Product | 03/08/2017 |  | 03/08/2017
York | Fraser Johnston | TM9V100C20MP11 | Natural Gas | Induced Draft | False | False | 1 | False | Down | None | None | Condensing | Two-Stage Modulating | Variable-Speed | 1 | Premium | 60 | 100000 | 96000 | 2019 | 576 | 94300 | 386 | 96 | 78 | [8 empty] | Federally-Regulated Consumer Product | 03/08/2017 |  | 03/08/2017
York | Evcon | D6NZ036N05606NX | Natural Gas | Induced Draft | False | True | 1 | False | Down |  | None | Non-Condensing | Single-Stage |  | 0.75 | Premium |  | 70000 | 56000 |  |  | 56200 | 876 | 80.2 | 78 | [8 empty] | Federally-Regulated Consumer Product | 03/08/2017 |  | 03/08/2017
York | York | TPLC060A12MP11 | LPG | Induced Draft | False | False | 1 | False | Up | None | None | Non-Condensing | Step Modulating | Variable-Speed | 0.5 | Premium | 60 | 60000 | 47000 | 1340 | 440 | 59700 | 88 | 80 | 78 | [8 empty] | Federally-Regulated Consumer Product | 03/08/2017 |  | 03/08/2017
York | York | TM8V080B12MP11 | Natural Gas | Induced Draft | False | False | 1 | False | Up |  | None | Non-Condensing | Two-Stage Modulating |  | 0.5 | Premium |  | 80000 | 63000 |  |  | 75800 | 315 | 80 | 78 | [8 empty] | Federally-Regulated Consumer Product | 03/08/2017 |  | 03/08/2017
York | Coleman | TM9T100C16MP11 | Natural Gas | Induced Draft | False | False | 1 | False | Down | None | None | Condensing | Two-Stage Modulating | Multiple-Speed | 0.75 | Standard |  | 100000 | 96000 | 1706 | 819 | 97000 | 874 | 96 | 78 | [8 empty] | Federally-Regulated Consumer Product | 03/08/2017 |  | 03/08/2017
York | Luxaire | TM9E120D20MP11 | Natural Gas | Induced Draft | False | False | 1 | False | Down |  | None | Condensing | Single-Stage |  | 0.75 | Premium |  | 120000 | 114000 |  |  | 115900 | 624 | 95 | 78 | [8 empty] | Federally-Regulated Consumer Product | 03/08/2017 |  | 03/08/2017
York | Fraser Johnston | D6NQ030N03606NX | LPG | Induced Draft | False | True | 1 | False | Horizontal |  | None | Non-Condensing | Single-Stage |  | 0.75 | Premium |  | 45000 | 36000 |  |  | 37900 | 468 | 80.5 | 78 | [8 empty] | Federally-Regulated Consumer Product | 03/08/2017 |  | 03/08/2017
York | York | D6NQ048D11006NX | LPG | Induced Draft | False | True | 1 | False | Horizontal |  | None | Non-Condensing | Two-Stage Modulating |  | 1 | Premium |  | 135000 | 108000 |  |  | 114400 | 300 | 80 | 78 | [8 empty] | Federally-Regulated Consumer Product | 03/08/2017 |  | 03/08/2017
York | York | TM9M060B12MP12 | LPG | Induced Draft | False | False | 1 | False | Down |  | None | Condensing | Step Modulating |  | 0.5 | Standard |  | 60000 | 58000 |  |  | 46700 | 716 | 97 | 78 | [8 empty] | Federally-Regulated Consumer Product | 03/08/2017 |  | 03/08/2017
York | Luxaire | LPLC060A12MP12 | LPG | Induced Draft | False | False | 1 | False | Down |  | None | Non-Condensing | Step Modulating |  | 0.5 | Premium |  | 60000 | 47000 |  |  | 58100 | 167 | 80 | 78 | [8 empty] | Federally-Regulated Consumer Product | 03/08/2017 |  | 03/08/2017
York | York | TM9T080B12MP11 | Natural Gas | Induced Draft | False | False | 1 | False | Horizontal | None | None | Condensing | Two-Stage Modulating | Multiple-Speed | 0.5 | Standard |  | 80000 | 77000 | 1370 | 854 | 81300 | 588 | 96 | 78 | [8 empty] | Federally-Regulated Consumer Product | 03/08/2017 |  | 03/08/2017
York | Evcon | TM9M060B12MP12 | LPG | Induced Draft | False | False | 1 | False | Horizontal |  | None | Condensing | Step Modulating |  | 0.5 | Standard |  | 60000 | 58000 |  |  | 46700 | 716 | 97 | 78 | [8 empty] | Federally-Regulated Consumer Product | 03/08/2017 |  | 03/08/2017
York | Evcon | TG9S060A10MP11 | Natural Gas | Induced Draft | False | False | 1 | False | Horizontal | None | None | Condensing | Single-Stage | Multiple-Speed | 0.5 | Standard |  | 60000 | 58000 | 1103 | 769 | 47900 | 674 | 95.5 | 78 | [8 empty] | Federally-Regulated Consumer Product | 03/08/2017 |  | 03/08/2017
York | York | TG9S100C16MP11 | Natural Gas | Induced Draft | False | False | 1 | False | Horizontal | None | None | Condensing | Single-Stage | Multiple-Speed | 0.75 | Standard |  | 100000 | 97000 | 1706 | 819 | 96500 | 1156 | 95.5 | 78 | [8 empty] | Federally-Regulated Consumer Product | 03/08/2017 |  | 03/08/2017
York | Guardian | RGF19080BE12MP11 | LPG | Induced Draft | False | False | 1 | False | Up |  | None | Condensing | Single-Stage |  | 0.5 | Premium |  | 80000 | 76000 |  |  | 65700 | 408 | 95.5 | 78 | [8 empty] | Federally-Regulated Consumer Product | 03/08/2017 |  | 03/08/2017
York | Luxaire | D6NZ030N05606NX | LPG | Induced Draft | False | True | 1 | False | Down |  | None | Non-Condensing | Single-Stage |  | 0.75 | Premium |  | 70000 | 56000 |  |  | 56700 | 764 | 80.5 | 78 | [8 empty] | Federally-Regulated Consumer Product | 03/08/2017 |  | 03/08/2017
York | Luxaire | D7NQ060D09006NX | Natural Gas | Induced Draft | False | True | 1 | False | Down |  | None | Non-Condensing | Two-Stage Modulating |  | 1 | Premium |  | 108000 | 89000 |  |  | 94500 | 338 | 81 | 78 | [8 empty] | Federally-Regulated Consumer Product | 03/08/2017 |  | 03/08/2017
York | Luxaire | D7NQ036D05606NX | Natural Gas | Induced Draft | False | True | 1 | False | Down |  | None | Non-Condensing | Two-Stage Modulating |  | 0.75 | Premium |  | 70000 | 58000 |  |  | 54800 | 320 | 81 | 78 | [8 empty] | Federally-Regulated Consumer Product | 03/08/2017 |  | 03/08/2017
York | York | D7NQ036D07206NX | LPG | Induced Draft | False | True | 1 | False | Horizontal |  | None | Non-Condensing | Two-Stage Modulating |  | 0.75 | Premium |  | 90000 | 74000 |  |  | 73500 | 341 | 81 | 78 | [8 empty] | Federally-Regulated Consumer Product | 03/08/2017 |  | 03/08/2017
York | Luxaire | TM8X100C16MP11 | LPG | Induced Draft | False | False | 1 | False | Up |  | None | Non-Condensing | Single-Stage |  | 0.5 | Premium |  | 100000 | 80000 |  |  | 98400 | 431 | 80 | 78 | [8 empty] | Federally-Regulated Consumer Product | 03/08/2017 |  | 03/08/2017
York | Luxaire | TM8T100C20MP11 | LPG | Induced Draft | False | False | 1 | False | Down |  | None | Non-Condensing | Two-Stage Modulating |  | 1 | Standard |  | 100000 | 80000 |  |  | 97200 | 688 | 80 | 78 | [8 empty] | Federally-Regulated Consumer Product | 03/08/2017 |  | 03/08/2017
York | Fraser Johnston | TM9X100C16MP11 | Natural Gas | Induced Draft | False | False | 1 | False | Up | None | None | Condensing | Single-Stage | Multiple-Speed | 0.5 | Premium |  | 100000 | 95000 | 1570 | 464 | 98400 | 638 | 95.5 | 78 | [8 empty] | Federally-Regulated Consumer Product | 03/08/2017 |  | 03/08/2017
York | Fraser Johnston | D6NQ048D09006NX | Natural Gas | Induced Draft | False | True | 1 | False | Down |  | None | Non-Condensing | Two-Stage Modulating |  | 1 | Premium |  | 108000 | 87000 |  |  | 94100 | 287 | 80 | 78 | [8 empty] | Federally-Regulated Consumer Product | 03/08/2017 |  | 03/08/2017
York | York | TM9T100C16MP11 | Natural Gas | Induced Draft | False | False | 1 | False | Horizontal | None | None | Condensing | Two-Stage Modulating | Multiple-Speed | 0.75 | Standard |  | 100000 | 96000 | 1706 | 819 | 97000 | 874 | 96 | 78 | [8 empty] | Federally-Regulated Consumer Product | 03/08/2017 |  | 03/08/2017
York | Coleman | D6NX048N09006NX | LPG | Induced Draft | False | True | 1 | False | Down |  | None | Non-Condensing | Single-Stage |  | 1 | Premium |  | 108000 | 87000 |  |  | 93800 | 1315 | 80.6 | 78 | [8 empty] | Federally-Regulated Consumer Product | 03/08/2017 |  | 03/08/2017
York | Evcon | ZK036*08*F**** | LPG | Induced Draft | False | True | 1 | False | Horizontal |  | None | Non-Condensing | Single-Stage |  | 1.5 | Standard |  | 100000 | 80000 |  |  | 93400 | 1438 | 80.5 | 78 | [8 empty] | Federally-Regulated Consumer Product | 03/08/2017 |  | 03/08/2017
York | Fraser Johnston | D7NQ048D09006NX | LPG | Induced Draft | False | True | 1 | False | Horizontal |  | None | Non-Condensing | Two-Stage Modulating |  | 1 | Premium |  | 108000 | 89000 |  |  | 94500 | 338 | 81 | 78 | [8 empty] | Federally-Regulated Consumer Product | 03/08/2017 |  | 03/08/2017
York | Fraser Johnston | TM8V080B12MP11 | Natural Gas | Induced Draft | False | False | 1 | False | Down |  | None | Non-Condensing | Two-Stage Modulating |  | 0.5 | Premium |  | 80000 | 63000 |  |  | 75800 | 315 | 80 | 78 | [8 empty] | Federally-Regulated Consumer Product | 03/08/2017 |  | 03/08/2017
York | York | TG8S060A12MP11 | Natural Gas | Induced Draft | False | False | 1 | False | Up | None | None | Non-Condensing | Single-Stage | Multiple-Speed | 0.33 | Standard |  | 60000 | 48000 | 1275 | 711 | 57400 | 623 | 80 | 78 | [8 empty] | Federally-Regulated Consumer Product | 03/08/2017 |  | 03/08/2017
York | Luxaire | TG8S100C16MP11 | Natural Gas | Induced Draft | False | False | 1 | False | Down | None | None | Non-Condensing | Single-Stage | Multiple-Speed | 0.5 | Standard |  | 100000 | 80000 | 1820 | 1012 | 96100 | 930 | 80 | 78 | [8 empty] | Federally-Regulated Consumer Product | 03/08/2017 |  | 03/08/2017
York | Luxaire | D7NQ060D09006NX | LPG | Induced Draft | False | True | 1 | False | Horizontal |  | None | Non-Condensing | Two-Stage Modulating |  | 1 | Premium |  | 108000 | 89000 |  |  | 94500 | 338 | 81 | 78 | [8 empty] | Federally-Regulated Consumer Product | 03/08/2017 |  | 03/08/2017
York | Coleman | TMLT120C20MP11 | LPG | Induced Draft | False | False | 1 | False | Horizontal |  | None | Non-Condensing | Two-Stage Modulating |  | 1 | Standard |  | 120000 | 96000 |  |  | 116600 | 832 | 80 | 78 | [8 empty] | Federally-Regulated Consumer Product | 03/08/2017 |  | 03/08/2017
York | Fraser Johnston | TM9M100C16MP12 | LPG | Induced Draft | False | False | 1 | False | Down |  | None | Condensing | Step Modulating |  | 0.75 | Standard |  | 100000 | 97000 |  |  | 93000 | 1500 | 97 | 78 | [8 empty] | Federally-Regulated Consumer Product | 03/08/2017 |  | 03/08/2017
York | Coleman | CP9C100C20MP12 | Natural Gas | Induced Draft | False | False | 1 | False | Horizontal |  | None | Condensing | Step Modulating |  | 1 | Premium |  | 100000 | 97000 |  |  | 96400 | 558 | 97.7 | 78 | [8 empty] | Federally-Regulated Consumer Product | 03/08/2017 |  | 03/08/2017
York | York | D7NQ048N11006NX | LPG | Induced Draft | False | True | 1 | False | Down |  | None | Non-Condensing | Single-Stage |  | 1 | Premium |  | 135000 | 109000 |  |  | 116700 | 462 | 81 | 78 | [8 empty] | Federally-Regulated Consumer Product | 03/08/2017 |  | 03/08/2017
York | Fraser Johnston | D7NQ048D11006NX | Natural Gas | Induced Draft | False | True | 1 | False | Horizontal |  | None | Non-Condensing | Two-Stage Modulating |  | 1 | Premium |  | 135000 | 110000 |  |  | 112900 | 413 | 81 | 78 | [8 empty] | Federally-Regulated Consumer Product | 03/08/2017 |  | 03/08/2017
York | York | D6NZ048N06506NX | Natural Gas | Induced Draft | False | True | 1 | False | Horizontal |  | None | Non-Condensing | Single-Stage |  | 1 | Premium |  | 80000 | 64000 |  |  | 73900 | 1250 | 80.8 | 78 | [8 empty] | Federally-Regulated Consumer Product | 03/08/2017 |  | 03/08/2017
York | Fraser Johnston | TM8X080B12MP11 | Natural Gas | Induced Draft | False | False | 1 | False | Up |  | None | Non-Condensing | Single-Stage |  | 0.5 | Premium |  | 80000 | 64000 |  |  | 78600 | 379 | 80 | 78 | [8 empty] | Federally-Regulated Consumer Product | 03/08/2017 |  | 03/08/2017
York | Evcon | D7HQ036D07206NX | Natural Gas | Induced Draft | False | True | 1 | False | Down |  | None | Non-Condensing | Two-Stage Modulating |  | 0.75 | Premium |  | 90000 | 74000 |  |  | 73500 | 341 | 81 | 78 | [8 empty] | Federally-Regulated Consumer Product | 03/08/2017 |  | 03/08/2017
York | Coleman | CP9C080C16MP12 | LPG | Induced Draft | False | False | 1 | False | Up |  | None | Condensing | Step Modulating |  | 0.75 | Premium |  | 80000 | 78000 |  |  | 80600 | 460 | 97.7 | 78 | [8 empty] | Federally-Regulated Consumer Product | 03/08/2017 |  | 03/08/2017
York | Coleman | D6NQ036N05606NX | LPG | Induced Draft | False | True | 1 | False | Down |  | None | Non-Condensing | Single-Stage |  | 0.75 | Premium |  | 70000 | 56000 |  |  | 56200 | 876 | 80.2 | 78 | [8 empty] | Federally-Regulated Consumer Product | 03/08/2017 |  | 03/08/2017
York | Luxaire | D7NQ024D05606NX | LPG | Induced Draft | False | True | 1 | False | Horizontal |  | None | Non-Condensing | Two-Stage Modulating |  | 0.5 | Premium |  | 70000 | 57000 |  |  | 56100 | 215 | 81 | 78 | [8 empty] | Federally-Regulated Consumer Product | 03/08/2017 |  | 03/08/2017
York | Luxaire | D6NX048D11006NX | LPG | Induced Draft | False | True | 1 | False | Down |  | None | Non-Condensing | Two-Stage Modulating |  | 1 | Premium |  | 135000 | 108000 |  |  | 114400 | 262 | 80 | 78 | [8 empty] | Federally-Regulated Consumer Product | 03/08/2017 |  | 03/08/2017
York | Fraser Johnston | D7NQ048D11006NX | LPG | Induced Draft | False | True | 1 | False | Horizontal |  | None | Non-Condensing | Two-Stage Modulating |  | 1 | Premium |  | 135000 | 110000 |  |  | 112900 | 413 | 81 | 78 | [8 empty] | Federally-Regulated Consumer Product | 03/08/2017 |  | 03/08/2017
York | Fraser Johnston | D6HQ060D11006NX | Natural Gas | Induced Draft | False | True | 1 | False | Horizontal |  | None | Non-Condensing | Two-Stage Modulating |  | 1 | Premium |  | 135000 | 108000 |  |  | 114400 | 300 | 80 | 78 | [8 empty] | Federally-Regulated Consumer Product | 03/08/2017 |  | 03/08/2017
York | Evcon | D6NQ030N03606NX | Natural Gas | Induced Draft | False | True | 1 | False | Horizontal |  | None | Non-Condensing | Single-Stage |  | 0.75 | Premium |  | 45000 | 36000 |  |  | 37900 | 468 | 80.5 | 78 | [8 empty] | Federally-Regulated Consumer Product | 03/08/2017 |  | 03/08/2017
York | Fraser Johnston | TM9X100C20MP11 | LPG | Induced Draft | False | False | 1 | False | Down | None | None | Condensing | Single-Stage | Multiple-Speed | 0.75 | Premium |  | 100000 | 95000 | 1989 | 660 | 97700 | 833 | 95.5 | 78 | [8 empty] | Federally-Regulated Consumer Product | 03/08/2017 |  | 03/08/2017
York | Fraser Johnston | TPLC120C20MP12 | LPG | Induced Draft | False | False | 1 | False | Horizontal |  | None | Non-Condensing | Step Modulating |  | 1 | Premium |  | 120000 | 95000 |  |  | 115200 | 484 | 80 | 78 | [8 empty] | Federally-Regulated Consumer Product | 03/08/2017 |  | 03/08/2017
York | Fraser Johnston | D6NQ036N05606NX | LPG | Induced Draft | False | True | 1 | False | Horizontal |  | None | Non-Condensing | Single-Stage |  | 0.75 | Premium |  | 70000 | 56000 |  |  | 56200 | 876 | 80.2 | 78 | [8 empty] | Federally-Regulated Consumer Product | 03/08/2017 |  | 03/08/2017
York | Johnson Controls | S33B[D,T]3******** | LPG | Induced Draft | False | True | 3 | False | Horizontal |  | None | Non-Condensing | Step Modulating |  | 10 | Standard |  | 267000 | 213000 | [6 empty] | 80 | 80 | [6 empty] | Federally-Regulated Commercial & Industrial Equipment | 03/08/2017 |  | 03/08/2017
York | Coleman | TGLS130D20MP11 | LPG | Induced Draft | False | False | 1 | False | Down | None | None | Non-Condensing | Single-Stage | Multiple-Speed | 1 | Standard |  | 130000 | 104000 | 2399 | 1324 | 114700 | 1265 | 80 | 78 | [8 empty] | Federally-Regulated Consumer Product | 03/08/2017 |  | 03/08/2017
York | York | D6HQ060D11006NX | LPG | Induced Draft | False | True | 1 | False | Down |  | None | Non-Condensing | Two-Stage Modulating |  | 1 | Premium |  | 135000 | 108000 |  |  | 114400 | 300 | 80 | 78 | [8 empty] | Federally-Regulated Consumer Product | 03/08/2017 |  | 03/08/2017
York | Guardian | GG9S080C16MP11 | LPG | Induced Draft | False | False | 1 | False | Horizontal | None | None | Condensing | Single-Stage | Multiple-Speed | 0.75 | Standard |  | 80000 | 78000 | 1671 | 838 | 80500 | 929 | 95.5 | 78 | [8 empty] | Federally-Regulated Consumer Product | 03/08/2017 |  | 03/08/2017
York | Coleman | TM9X120D20MP11 | LPG | Induced Draft | False | False | 1 | False | Horizontal | None | None | Condensing | Single-Stage | Multiple-Speed | 0.75 | Premium |  | 120000 | 114000 | 2036 | 671 | 114600 | 816 | 95.5 | 78 | [8 empty] | Federally-Regulated Consumer Product | 03/08/2017 |  | 03/08/2017
York | Evcon | RGF19100CE20MP11 | LPG | Induced Draft | False | False | 1 | False | Up |  | None | Condensing | Single-Stage |  | 0.75 | Premium |  | 100000 | 95000 |  |  | 97700 | 833 | 95.5 | 78 | [8 empty] | Federally-Regulated Consumer Product | 03/08/2017 |  | 03/08/2017
York | Evcon | D7NX048D11006NX | LPG | Induced Draft | False | True | 1 | False | Down |  | None | Non-Condensing | Two-Stage Modulating |  | 1 | Premium |  | 135000 | 110000 |  |  | 112900 | 413 | 81 | 78 | [8 empty] | Federally-Regulated Consumer Product | 03/08/2017 |  | 03/08/2017
York | Guardian | RGF19080CP16MP11 | Natural Gas | Induced Draft | False | False | 1 | False | Horizontal |  | None | Condensing | Single-Stage |  | 0.75 | Standard |  | 80000 | 78000 |  |  | 80500 | 968 | 95.5 | 78 | [8 empty] | Federally-Regulated Consumer Product | 03/08/2017 |  | 03/08/2017
York | Coleman | D7NQ060D09006NX | Natural Gas | Induced Draft | False | True | 1 | False | Down |  | None | Non-Condensing | Two-Stage Modulating |  | 1 | Premium |  | 108000 | 89000 |  |  | 94500 | 338 | 81 | 78 | [8 empty] | Federally-Regulated Consumer Product | 03/08/2017 |  | 03/08/2017
York | Coleman | D6NZ036N07206NX | LPG | Induced Draft | False | True | 1 | False | Horizontal |  | None | Non-Condensing | Single-Stage |  | 0.75 | Premium |  | 90000 | 72000 |  |  | 75500 | 1056 | 80.1 | 78 | [8 empty] | Federally-Regulated Consumer Product | 03/08/2017 |  | 03/08/2017
York | Fraser Johnston | D7NQ036D05606NX | Natural Gas | Induced Draft | False | True | 1 | False | Down |  | None | Non-Condensing | Two-Stage Modulating |  | 0.75 | Premium |  | 70000 | 58000 |  |  | 54800 | 320 | 81 | 78 | [8 empty] | Federally-Regulated Consumer Product | 03/08/2017 |  | 03/08/2017
York | Fraser Johnston | D6NQ048N06506NX | LPG | Induced Draft | False | True | 1 | False | Horizontal |  | None | Non-Condensing | Single-Stage |  | 1 | Premium |  | 80000 | 64000 |  |  | 73900 | 1250 | 80.8 | 78 | [8 empty] | Federally-Regulated Consumer Product | 03/08/2017 |  | 03/08/2017
York | York | TGLS080C16MP11 | Natural Gas | Induced Draft | False | False | 1 | False | Up | None | None | Non-Condensing | Single-Stage | Multiple-Speed | 0.5 | Standard |  | 80000 | 64000 | 1602 | 1069 | 75100 | 1168 | 80 | 78 | [8 empty] | Federally-Regulated Consumer Product | 03/08/2017 |  | 03/08/2017
York | Luxaire | TMLX100C20MP11 | LPG | Induced Draft | False | False | 1 | False | Up |  | None | Non-Condensing | Single-Stage |  | 0.75 | Premium |  | 100000 | 80000 |  |  | 97800 | 568 | 80 | 78 | [8 empty] | Federally-Regulated Consumer Product | 03/08/2017 |  | 03/08/2017
York | Fraser Johnston | D6NZ024N05606NX | LPG | Induced Draft | False | True | 1 | False | Horizontal |  | None | Non-Condensing | Single-Stage |  | 0.5 | Premium |  | 70000 | 56000 |  |  | 56700 | 764 | 80.2 | 78 | [8 empty] | Federally-Regulated Consumer Product | 03/08/2017 |  | 03/08/2017
York | York | D6NZ024D05606NX | LPG | Induced Draft | False | True | 1 | False | Down |  | None | Non-Condensing | Two-Stage Modulating |  | 0.5 | Premium |  | 70000 | 56000 |  |  | 57600 | 151 | 80 | 78 | [8 empty] | Federally-Regulated Consumer Product | 03/08/2017 |  | 03/08/2017
York | Guardian | GGLS130D20MP11 | LPG | Induced Draft | False | False | 1 | False | Up | None | None | Non-Condensing | Single-Stage | Multiple-Speed | 1 | Standard |  | 130000 | 104000 | 2399 | 1324 | 114700 | 1265 | 80 | 78 | [8 empty] | Federally-Regulated Consumer Product | 03/08/2017 |  | 03/08/2017
York | Coleman | D6NQ024N05606NX | LPG | Induced Draft | False | True | 1 | False | Horizontal |  | None | Non-Condensing | Single-Stage |  | 0.5 | Premium |  | 70000 | 56000 |  |  | 56700 | 764 | 80.2 | 78 | [8 empty] | Federally-Regulated Consumer Product | 03/08/2017 |  | 03/08/2017
York | Fraser Johnston | TM8T120C20MP11 | LPG | Induced Draft | False | False | 1 | False | Up |  | None | Non-Condensing | Two-Stage Modulating |  | 1 | Standard |  | 120000 | 96000 |  |  | 116600 | 832 | 80 | 78 | [8 empty] | Federally-Regulated Consumer Product | 03/08/2017 |  | 03/08/2017
York | Guardian | RGF1L100CE16MP11 | LPG | Induced Draft | False | False | 1 | False | Down |  | None | Non-Condensing | Single-Stage |  | 0.5 | Premium |  | 100000 | 80000 |  |  | 98400 | 431 | 80 | 78 | [8 empty] | Federally-Regulated Consumer Product | 03/08/2017 |  | 03/08/2017
York | Evcon | ZS060*F0*F**** | Natural Gas | Induced Draft | False | True | 1 | False | Down |  | None | Non-Condensing | Single-Stage |  | 1.5 | Standard |  | 125000 | 100000 |  |  | 117500 | 510 | 80.3 | 78 | [8 empty] | Federally-Regulated Consumer Product | 03/08/2017 |  | 03/08/2017
York | Fraser Johnston | TMLX080B12MP11 | LPG | Induced Draft | False | False | 1 | False | Up |  | None | Non-Condensing | Single-Stage |  | 0.5 | Premium |  | 80000 | 64000 |  |  | 78600 | 379 | 80 | 78 | [8 empty] | Federally-Regulated Consumer Product | 03/08/2017 |  | 03/08/2017
York | Evcon | RGF19060BE12MP12 | LPG | Induced Draft | False | False | 1 | False | Up |  | None | Condensing | Single-Stage |  | 0.5 | Premium |  | 60000 | 57000 |  |  | 49600 | 284 | 95 | 78 | [8 empty] | Federally-Regulated Consumer Product | 03/08/2017 |  | 03/08/2017
York | Evcon | TG8S060A10MP11 | LPG | Induced Draft | False | False | 1 | False | Down | None | None | Non-Condensing | Single-Stage | Multiple-Speed | 0.33 | Standard |  | 60000 | 48000 | 1004 | 708 | 57700 | 553 | 80 | 78 | [8 empty] | Federally-Regulated Consumer Product | 03/08/2017 |  | 03/08/2017
York | Evcon | ZK048*06*F**** | Natural Gas | Induced Draft | False | True | 1 | False | Down |  | None | Non-Condensing | Single-Stage |  | 1.5 | Standard |  | 75000 | 60000 |  |  | 57700 | 396 | 80.9 | 78 | [8 empty] | Federally-Regulated Consumer Product | 03/08/2017 |  | 03/08/2017
York | York | TM9M120D20MP12 | LPG | Induced Draft | False | False | 1 | False | Up |  | None | Condensing | Step Modulating |  | 1 | Standard |  | 120000 | 116000 |  |  | 111200 | 1144 | 97 | 78 | [8 empty] | Federally-Regulated Consumer Product | 03/08/2017 |  | 03/08/2017
York | Guardian | RGF1L080CP16MP11 | Natural Gas | Induced Draft | False | False | 1 | False | Up |  | None | Non-Condensing | Single-Stage |  | 0.5 | Standard |  | 80000 | 64000 |  |  | 75100 | 1215 | 80 | 78 | [8 empty] | Federally-Regulated Consumer Product | 03/08/2017 |  | 03/08/2017
York | Evcon | TP9C080B12MP12 | LPG | Induced Draft | False | False | 1 | False | Horizontal |  | None | Condensing | Step Modulating |  | 0.5 | Premium |  | 80000 | 77000 |  |  | 80800 | 435 | 97.5 | 78 | [8 empty] | Federally-Regulated Consumer Product | 03/08/2017 |  | 03/08/2017
York | Fraser Johnston | D6NQ060N11006NX | LPG | Induced Draft | False | True | 1 | False | Horizontal |  | None | Non-Condensing | Single-Stage |  | 1 | Premium |  | 135000 | 108000 |  |  | 115300 | 1073 | 80.2 | 78 | [8 empty] | Federally-Regulated Consumer Product | 03/08/2017 |  | 03/08/2017
York | Evcon | D6NQ060D09006NX | Natural Gas | Induced Draft | False | True | 1 | False | Horizontal |  | None | Non-Condensing | Two-Stage Modulating |  | 1 | Premium |  | 108000 | 87000 |  |  | 94100 | 287 | 80 | 78 | [8 empty] | Federally-Regulated Consumer Product | 03/08/2017 |  | 03/08/2017
York | Luxaire | TGLS080B12MP11 | Natural Gas | Induced Draft | False | False | 1 | False | Down | None | None | Non-Condensing | Single-Stage | Multiple-Speed | 0.33 | Standard |  | 80000 | 64000 | 1195 | 620 | 76700 | 793 | 80 | 78 | [8 empty] | Federally-Regulated Consumer Product | 03/08/2017 |  | 03/08/2017
York | Evcon | TG8S100C16MP11 | Natural Gas | Induced Draft | False | False | 1 | False | Down | None | None | Non-Condensing | Single-Stage | Multiple-Speed | 0.5 | Standard |  | 100000 | 80000 | 1820 | 1012 | 96100 | 930 | 80 | 78 | [8 empty] | Federally-Regulated Consumer Product | 03/08/2017 |  | 03/08/2017
York | York | D7NX036D09006NX | LPG | Induced Draft | False | True | 1 | False | Down |  | None | Non-Condensing | Two-Stage Modulating |  | 1 | Premium |  | 108000 | 89000 |  |  | 94500 | 338 | 81 | 78 | [8 empty] | Federally-Regulated Consumer Product | 03/08/2017 |  | 03/08/2017
York | Coleman | TMLX100C20MP11 | Natural Gas | Induced Draft | False | False | 1 | False | Up |  | None | Non-Condensing | Single-Stage |  | 0.75 | Premium |  | 100000 | 80000 |  |  | 97800 | 568 | 80 | 78 | [8 empty] | Federally-Regulated Consumer Product | 03/08/2017 |  | 03/08/2017
York | Evcon | D6NQ048N09006NX | Natural Gas | Induced Draft | False | True | 1 | False | Down |  | None | Non-Condensing | Single-Stage |  | 1 | Premium |  | 108000 | 87000 |  |  | 93800 | 1315 | 80.6 | 78 | [8 empty] | Federally-Regulated Consumer Product | 03/08/2017 |  | 03/08/2017
York | Luxaire | LPLC120C20MP12 | Natural Gas | Induced Draft | False | False | 1 | False | Horizontal |  | None | Non-Condensing | Step Modulating |  | 1 | Premium |  | 120000 | 95000 |  |  | 115200 | 484 | 80 | 78 | [8 empty] | Federally-Regulated Consumer Product | 03/08/2017 |  | 03/08/2017
York | Evcon | TM9T060B12MP11 | LPG | Induced Draft | False | False | 1 | False | Down | None | None | Condensing | Two-Stage Modulating | Multiple-Speed | 0.5 | Standard |  | 60000 | 58000 | 1243 | 713 | 48700 | 371 | 96 | 78 | [8 empty] | Federally-Regulated Consumer Product | 03/08/2017 |  | 03/08/2017
York | Fraser Johnston | D6HQ036D05606NX | Natural Gas | Induced Draft | False | True | 1 | False | Down |  | None | Non-Condensing | Two-Stage Modulating |  | 0.75 | Premium |  | 70000 | 56000 |  |  | 58000 | 263 | 80 | 78 | [8 empty] | Federally-Regulated Consumer Product | 03/08/2017 |  | 03/08/2017
York | York | TMLV060A12MP11 | Natural Gas | Induced Draft | False | False | 1 | False | Horizontal |  | None | Non-Condensing | Two-Stage Modulating |  | 0.5 | Premium |  | 60000 | 47000 |  |  | 57000 | 259 | 80 | 78 | [8 empty] | Federally-Regulated Consumer Product | 03/08/2017 |  | 03/08/2017
York | Fraser Johnston | TG9S100C20MP11 | LPG | Induced Draft | False | False | 1 | False | Horizontal | None | None | Condensing | Single-Stage | Multiple-Speed | 1 | Standard |  | 100000 | 97000 | 1934 | 1183 | 96600 | 1118 | 95.5 | 78 | [8 empty] | Federally-Regulated Consumer Product | 03/08/2017 |  | 03/08/2017
York | Coleman | TM9E080B12MP11 | Natural Gas | Induced Draft | False | False | 1 | False | Down |  | None | Condensing | Single-Stage |  | 0.5 | Premium |  | 80000 | 77000 |  |  | 83000 | 382 | 95 | 78 | [8 empty] | Federally-Regulated Consumer Product | 03/08/2017 |  | 03/08/2017
York | Luxaire | TM9X080C16MP11 | LPG | Induced Draft | False | False | 1 | False | Down | None | None | Condensing | Single-Stage | Multiple-Speed | 0.5 | Premium |  | 80000 | 76000 | 1558 | 457 | 65200 | 513 | 95.5 | 78 | [8 empty] | Federally-Regulated Consumer Product | 03/08/2017 |  | 03/08/2017
York | Fraser Johnston | TMLX100C20MP11 | Natural Gas | Induced Draft | False | False | 1 | False | Up |  | None | Non-Condensing | Single-Stage |  | 0.75 | Premium |  | 100000 | 80000 |  |  | 97800 | 568 | 80 | 78 | [8 empty] | Federally-Regulated Consumer Product | 03/08/2017 |  | 03/08/2017
York | Luxaire | TM9X100C16MP11 | Natural Gas | Induced Draft | False | False | 1 | False | Horizontal | None | None | Condensing | Single-Stage | Multiple-Speed | 0.5 | Premium |  | 100000 | 95000 | 1570 | 464 | 98400 | 638 | 95.5 | 78 | [8 empty] | Federally-Regulated Consumer Product | 03/08/2017 |  | 03/08/2017
York | Fraser Johnston | D7NX036N06506NX | Natural Gas | Induced Draft | False | True | 1 | False | Horizontal |  | None | Non-Condensing | Single-Stage |  | 1 | Premium |  | 80000 | 66000 |  |  | 77300 | 424 | 81 | 78 | [8 empty] | Federally-Regulated Consumer Product | 03/08/2017 |  | 03/08/2017
York | Evcon | D7NY060D09006NX | Natural Gas | Induced Draft | False | True | 1 | False | Down |  | None | Non-Condensing | Two-Stage Modulating |  | 1 | Premium |  | 108000 | 89000 |  |  | 94500 | 338 | 81 | 78 | [8 empty] | Federally-Regulated Consumer Product | 03/08/2017 |  | 03/08/2017
York | York | D6NX036N09006NX | LPG | Induced Draft | False | True | 1 | False | Down |  | None | Non-Condensing | Single-Stage |  | 1 | Premium |  | 108000 | 87000 |  |  | 94400 | 1124 | 80.8 | 78 | [8 empty] | Federally-Regulated Consumer Product | 03/08/2017 |  | 03/08/2017
York | York | TMLT120C20MP11 | Natural Gas | Induced Draft | False | False | 1 | False | Down |  | None | Non-Condensing | Two-Stage Modulating |  | 1 | Standard |  | 120000 | 96000 |  |  | 116600 | 832 | 80 | 78 | [8 empty] | Federally-Regulated Consumer Product | 03/08/2017 |  | 03/08/2017
York | Coleman | CPLC100C16MP12 | LPG | Induced Draft | False | False | 1 | False | Up |  | None | Non-Condensing | Step Modulating |  | 0.75 | Premium |  | 100000 | 78000 |  |  | 97300 | 253 | 80 | 78 | [8 empty] | Federally-Regulated Consumer Product | 03/08/2017 |  | 03/08/2017
York | Evcon | TG9S060B12MP11 | Natural Gas | Induced Draft | False | False | 1 | False | Down | None | None | Condensing | Single-Stage | Multiple-Speed | 0.5 | Standard |  | 60000 | 58000 | 1243 | 713 | 48100 | 622 | 95.5 | 78 | [8 empty] | Federally-Regulated Consumer Product | 03/08/2017 |  | 03/08/2017
York | Evcon | D7HQ036D05606NX | LPG | Induced Draft | False | True | 1 | False | Horizontal |  | None | Non-Condensing | Two-Stage Modulating |  | 0.75 | Premium |  | 70000 | 58000 |  |  | 54800 | 320 | 81 | 78 | [8 empty] | Federally-Regulated Consumer Product | 03/08/2017 |  | 03/08/2017
York | Coleman | X33A[N,S]3******** | Natural Gas | Induced Draft | False | True | 3 | False | Horizontal |  | None | Non-Condensing | Single-Stage |  | 10 | Standard |  | 267000 | 213000 | [6 empty] | 80 | 80 | [6 empty] | Federally-Regulated Commercial & Industrial Equipment | 03/08/2017 |  | 03/08/2017
York | Evcon | RGF1L100CE16MP11 | Natural Gas | Induced Draft | False | False | 1 | False | Horizontal |  | None | Non-Condensing | Single-Stage |  | 0.5 | Premium |  | 100000 | 80000 |  |  | 98400 | 431 | 80 | 78 | [8 empty] | Federally-Regulated Consumer Product | 03/08/2017 |  | 03/08/2017
York | Luxaire | TG8S080B12MP11 | LPG | Induced Draft | False | False | 1 | False | Down | None | None | Non-Condensing | Single-Stage | Multiple-Speed | 0.33 | Standard |  | 80000 | 64000 | 1195 | 620 | 76700 | 793 | 80 | 78 | [8 empty] | Federally-Regulated Consumer Product | 03/08/2017 |  | 03/08/2017
York | York | D7NQ042N09006NX | LPG | Induced Draft | False | True | 1 | False | Horizontal |  | None | Non-Condensing | Single-Stage |  | 1 | Premium |  | 108000 | 88000 |  |  | 96900 | 467 | 81 | 78 | [8 empty] | Federally-Regulated Consumer Product | 03/08/2017 |  | 03/08/2017
York | Luxaire | TG9S120D16MP11 | Natural Gas | Induced Draft | False | False | 1 | False | Up | None | None | Condensing | Single-Stage | Multiple-Speed | 0.75 | Standard |  | 120000 | 116000 | 1805 | 876 | 113200 | 1185 | 95.5 | 78 | [8 empty] | Federally-Regulated Consumer Product | 03/08/2017 |  | 03/08/2017
York | Coleman | TG8S080C16MP11 | Natural Gas | Induced Draft | False | False | 1 | False | Down | None | None | Non-Condensing | Single-Stage | Multiple-Speed | 0.5 | Standard |  | 80000 | 64000 | 1602 | 1069 | 75100 | 1168 | 80 | 78 | [8 empty] | Federally-Regulated Consumer Product | 03/08/2017 |  | 03/08/2017
York | Guardian | RGF1L080CP16MP11 | Natural Gas | Induced Draft | False | False | 1 | False | Horizontal |  | None | Non-Condensing | Single-Stage |  | 0.5 | Standard |  | 80000 | 64000 |  |  | 75100 | 1215 | 80 | 78 | [8 empty] | Federally-Regulated Consumer Product | 03/08/2017 |  | 03/08/2017
York | Evcon | D7NQ060N11006NX | LPG | Induced Draft | False | True | 1 | False | Horizontal |  | None | Non-Condensing | Single-Stage |  | 1 | Premium |  | 135000 | 109000 |  |  | 116700 | 462 | 81 | 78 | [8 empty] | Federally-Regulated Consumer Product | 03/08/2017 |  | 03/08/2017
York | Guardian | GG9S100C16MP11 | LPG | Induced Draft | False | False | 1 | False | Up | None | None | Condensing | Single-Stage | Multiple-Speed | 0.75 | Standard |  | 100000 | 97000 | 1706 | 819 | 96500 | 1156 | 95.5 | 78 | [8 empty] | Federally-Regulated Consumer Product | 03/08/2017 |  | 03/08/2017
York | Coleman | TM9E040A10MP11 | Natural Gas | Induced Draft | False | False | 1 | False | Horizontal |  | None | Condensing | Single-Stage |  | 0.5 | Premium |  | 40000 | 38000 |  |  | 33100 | 195 | 95 | 78 | [8 empty] | Federally-Regulated Consumer Product | 03/08/2017 |  | 03/08/2017
York | Coleman | TGLS080C22MP11 | LPG | Induced Draft | False | False | 1 | False | Up | None | None | Non-Condensing | Single-Stage | Multiple-Speed | 1 | Standard |  | 80000 | 64000 | 2448 | 1263 | 74800 | 1234 | 80 | 78 | [8 empty] | Federally-Regulated Consumer Product | 03/08/2017 |  | 03/08/2017
York | Fraser Johnston | TMLV120C20MP11 | Natural Gas | Induced Draft | False | False | 1 | False | Up |  | None | Non-Condensing | Two-Stage Modulating |  | 1 | Premium |  | 120000 | 96000 |  |  | 111300 | 456 | 80 | 78 | [8 empty] | Federally-Regulated Consumer Product | 03/08/2017 |  | 03/08/2017
York | Luxaire | LPLC100C20MP12 | LPG | Induced Draft | False | False | 1 | False | Down |  | None | Non-Condensing | Step Modulating |  | 1 | Premium |  | 100000 | 78000 |  |  | 97500 | 238 | 80 | 78 | [8 empty] | Federally-Regulated Consumer Product | 03/08/2017 |  | 03/08/2017
York | York | TM8V060A12MP11 | LPG | Induced Draft | False | False | 1 | False | Down |  | None | Non-Condensing | Two-Stage Modulating |  | 0.5 | Premium |  | 60000 | 47000 |  |  | 57000 | 259 | 80 | 78 | [8 empty] | Federally-Regulated Consumer Product | 03/08/2017 |  | 03/08/2017
York | York | TM9T100C16MP11 | Natural Gas | Induced Draft | False | False | 1 | False | Up | None | None | Condensing | Two-Stage Modulating | Multiple-Speed | 0.75 | Standard |  | 100000 | 96000 | 1706 | 819 | 97000 | 874 | 96 | 78 | [8 empty] | Federally-Regulated Consumer Product | 03/08/2017 |  | 03/08/2017
York | Fraser Johnston | TMLV100C20MP11 | LPG | Induced Draft | False | False | 1 | False | Down |  | None | Non-Condensing | Two-Stage Modulating |  | 1 | Premium |  | 100000 | 80000 |  |  | 95200 | 380 | 80 | 78 | [8 empty] | Federally-Regulated Consumer Product | 03/08/2017 |  | 03/08/2017
York | Fraser Johnston | TM9X060B12MP11 | Natural Gas | Induced Draft | False | False | 1 | False | Down | None | None | Condensing | Single-Stage | Multiple-Speed | 0.5 | Premium |  | 60000 | 57000 | 1197 | 398 | 49000 | 394 | 95.5 | 78 | [8 empty] | Federally-Regulated Consumer Product | 03/08/2017 |  | 03/08/2017
York | Coleman | D6NQ048N06506NX | LPG | Induced Draft | False | True | 1 | False | Horizontal |  | None | Non-Condensing | Single-Stage |  | 1 | Premium |  | 80000 | 64000 |  |  | 73900 | 1250 | 80.8 | 78 | [8 empty] | Federally-Regulated Consumer Product | 03/08/2017 |  | 03/08/2017
York | Luxaire | D6NQ030N05606NX | Natural Gas | Induced Draft | False | True | 1 | False | Down |  | None | Non-Condensing | Single-Stage |  | 0.75 | Premium |  | 70000 | 56000 |  |  | 56700 | 764 | 80.5 | 78 | [8 empty] | Federally-Regulated Consumer Product | 03/08/2017 |  | 03/08/2017
York | Coleman | TGLS100C20MP11 | Natural Gas | Induced Draft | False | False | 1 | False | Horizontal | None | None | Non-Condensing | Single-Stage | Multiple-Speed | 1 | Standard |  | 100000 | 80000 | 2478 | 1307 | 95100 | 1178 | 80 | 78 | [8 empty] | Federally-Regulated Consumer Product | 03/08/2017 |  | 03/08/2017
York | Evcon | RGF1L100CP20MP11 | LPG | Induced Draft | False | False | 1 | False | Horizontal |  | None | Non-Condensing | Single-Stage |  | 1 | Standard |  | 100000 | 80000 |  |  | 95100 | 1226 | 80 | 78 | [8 empty] | Federally-Regulated Consumer Product | 03/08/2017 |  | 03/08/2017
York | Coleman | TG9S100C20MP11 | LPG | Induced Draft | False | False | 1 | False | Up | None | None | Condensing | Single-Stage | Multiple-Speed | 1 | Standard |  | 100000 | 97000 | 1934 | 1183 | 96600 | 1118 | 95.5 | 78 | [8 empty] | Federally-Regulated Consumer Product | 03/08/2017 |  | 03/08/2017
York | York | TG9S080C22MP11 | LPG | Induced Draft | False | False | 1 | False | Down | None | None | Condensing | Single-Stage | Multiple-Speed | 1 | Standard |  | 80000 | 78000 | 2162 | 1285 | 80400 | 966 | 95.5 | 78 | [8 empty] | Federally-Regulated Consumer Product | 03/08/2017 |  | 03/08/2017
York | York | TM9V080C16MP11 | LPG | Induced Draft | False | False | 1 | False | Up | None | None | Condensing | Two-Stage Modulating | Variable-Speed | 0.75 | Premium | 60 | 80000 | 77000 | 1787 | 544 | 79000 | 273 | 96 | 78 | [8 empty] | Federally-Regulated Consumer Product | 03/08/2017 |  | 03/08/2017
York | Fraser Johnston | TM8V080B12MP11 | Natural Gas | Induced Draft | False | False | 1 | False | Up |  | None | Non-Condensing | Two-Stage Modulating |  | 0.5 | Premium |  | 80000 | 63000 |  |  | 75800 | 315 | 80 | 78 | [8 empty] | Federally-Regulated Consumer Product | 03/08/2017 |  | 03/08/2017
York | York | TM9E080C16MP11 | LPG | Induced Draft | False | False | 1 | False | Horizontal |  | None | Condensing | Single-Stage |  | 0.5 | Premium |  | 80000 | 77000 |  |  | 82800 | 429 | 95 | 78 | [8 empty] | Federally-Regulated Consumer Product | 03/08/2017 |  | 03/08/2017
York | Evcon | RGF1L080CP16MP11 | Natural Gas | Induced Draft | False | False | 1 | False | Horizontal |  | None | Non-Condensing | Single-Stage |  | 0.5 | Standard |  | 80000 | 64000 |  |  | 75100 | 1215 | 80 | 78 | [8 empty] | Federally-Regulated Consumer Product | 03/08/2017 |  | 03/08/2017
York | Guardian | GG8S100C16MP11 | LPG | Induced Draft | False | False | 1 | False | Up | None | None | Non-Condensing | Single-Stage | Multiple-Speed | 0.5 | Standard |  | 100000 | 80000 | 1820 | 1012 | 96100 | 930 | 80 | 78 | [8 empty] | Federally-Regulated Consumer Product | 03/08/2017 |  | 03/08/2017
York | York | Z33E[D,T]3******** | Natural Gas | Induced Draft | False | True | 3 | False | Down |  | None | Non-Condensing | Step Modulating |  | 10 | Standard |  | 267000 | 213000 | [6 empty] | 80 | 80 | [6 empty] | Federally-Regulated Commercial & Industrial Equipment | 03/08/2017 |  | 03/08/2017
York | Coleman | D6NY060D11006NX | Natural Gas | Induced Draft | False | True | 1 | False | Down |  | None | Non-Condensing | Two-Stage Modulating |  | 1 | Premium |  | 135000 | 108000 |  |  | 114400 | 300 | 80 | 78 | [8 empty] | Federally-Regulated Consumer Product | 03/08/2017 |  | 03/08/2017
York | Fraser Johnston | D6HQ024D05606NX | Natural Gas | Induced Draft | False | True | 1 | False | Horizontal |  | None | Non-Condensing | Two-Stage Modulating |  | 0.5 | Premium |  | 70000 | 56000 |  |  | 57600 | 151 | 80 | 78 | [8 empty] | Federally-Regulated Consumer Product | 03/08/2017 |  | 03/08/2017
York | Luxaire | ZK060*08*F**** | LPG | Induced Draft | False | True | 1 | False | Horizontal |  | None | Non-Condensing | Single-Stage |  | 1.5 | Standard |  | 100000 | 80000 |  |  | 93400 | 1438 | 80.5 | 78 | [8 empty] | Federally-Regulated Consumer Product | 03/08/2017 |  | 03/08/2017
York | Coleman | D6NZ024N03606NX | LPG | Induced Draft | False | True | 1 | False | Down |  | None | Non-Condensing | Single-Stage |  | 0.5 | Premium |  | 45000 | 36000 |  |  | 37900 | 468 | 80.2 | 78 | [8 empty] | Federally-Regulated Consumer Product | 03/08/2017 |  | 03/08/2017
York | Fraser Johnston | TP9C060B12MP12 | Natural Gas | Induced Draft | False | False | 1 | False | Horizontal |  | None | Condensing | Step Modulating |  | 0.5 | Premium |  | 60000 | 58000 |  |  | 48400 | 241 | 97.5 | 78 | [8 empty] | Federally-Regulated Consumer Product | 03/08/2017 |  | 03/08/2017
York | Evcon | TM9X080B12MP11 | LPG | Induced Draft | False | False | 1 | False | Horizontal | None | None | Condensing | Single-Stage | Multiple-Speed | 0.5 | Premium |  | 80000 | 76000 | 1221 | 403 | 65700 | 408 | 95.5 | 78 | [8 empty] | Federally-Regulated Consumer Product | 03/08/2017 |  | 03/08/2017
York | Evcon | D6NQ030N05606NX | Natural Gas | Induced Draft | False | True | 1 | False | Down |  | None | Non-Condensing | Single-Stage |  | 0.75 | Premium |  | 70000 | 56000 |  |  | 56700 | 764 | 80.5 | 78 | [8 empty] | Federally-Regulated Consumer Product | 03/08/2017 |  | 03/08/2017
York | Coleman | D6NZ024D05606NX | Natural Gas | Induced Draft | False | True | 1 | False | Horizontal |  | None | Non-Condensing | Two-Stage Modulating |  | 0.5 | Premium |  | 70000 | 56000 |  |  | 57600 | 151 | 80 | 78 | [8 empty] | Federally-Regulated Consumer Product | 03/08/2017 |  | 03/08/2017
York | Coleman | D6NQ060N11006NX | LPG | Induced Draft | False | True | 1 | False | Horizontal |  | None | Non-Condensing | Single-Stage |  | 1 | Premium |  | 135000 | 108000 |  |  | 115300 | 1073 | 80.2 | 78 | [8 empty] | Federally-Regulated Consumer Product | 03/08/2017 |  | 03/08/2017
York | York | TM9E080B12MP11 | LPG | Induced Draft | False | False | 1 | False | Up |  | None | Condensing | Single-Stage |  | 0.5 | Premium |  | 80000 | 77000 |  |  | 83000 | 382 | 95 | 78 | [8 empty] | Federally-Regulated Consumer Product | 03/08/2017 |  | 03/08/2017
York | Evcon | TGLS060A12MP11 | LPG | Induced Draft | False | False | 1 | False | Up | None | None | Non-Condensing | Single-Stage | Multiple-Speed | 0.33 | Standard |  | 60000 | 48000 | 1275 | 711 | 57400 | 623 | 80 | 78 | [8 empty] | Federally-Regulated Consumer Product | 03/08/2017 |  | 03/08/2017
York | Fraser Johnston | ZS036*04*F**** | Natural Gas | Induced Draft | False | True | 1 | False | Down |  | None | Non-Condensing | Single-Stage |  | 1.5 | Standard |  | 50000 | 40000 |  |  | 38000 | 371 | 80.9 | 78 | [8 empty] | Federally-Regulated Consumer Product | 03/08/2017 |  | 03/08/2017
York | York | TM9X060B12MP11 | LPG | Induced Draft | False | False | 1 | False | Down | None | None | Condensing | Single-Stage | Multiple-Speed | 0.5 | Premium |  | 60000 | 57000 | 1197 | 398 | 49000 | 394 | 95.5 | 78 | [8 empty] | Federally-Regulated Consumer Product | 03/08/2017 |  | 03/08/2017
York | Guardian | RGF1L100CE16MP11 | Natural Gas | Induced Draft | False | False | 1 | False | Horizontal |  | None | Non-Condensing | Single-Stage |  | 0.5 | Premium |  | 100000 | 80000 |  |  | 98400 | 431 | 80 | 78 | [8 empty] | Federally-Regulated Consumer Product | 03/08/2017 |  | 03/08/2017
York | York | D6NQ042N09006NX | LPG | Induced Draft | False | True | 1 | False | Horizontal |  | None | Non-Condensing | Single-Stage |  | 1 | Premium |  | 108000 | 87000 |  |  | 94400 | 1124 | 80.6 | 78 | [8 empty] | Federally-Regulated Consumer Product | 03/08/2017 |  | 03/08/2017
York | Luxaire | D6NZ048N09006NX | LPG | Induced Draft | False | True | 1 | False | Horizontal |  | None | Non-Condensing | Single-Stage |  | 1 | Premium |  | 108000 | 87000 |  |  | 93800 | 1315 | 80.9 | 78 | [8 empty] | Federally-Regulated Consumer Product | 03/08/2017 |  | 03/08/2017
York | Evcon | TGLS040A08MP11 | Natural Gas | Induced Draft | False | False | 1 | False | Down | None | None | Non-Condensing | Single-Stage | Multiple-Speed | 0.2 | Standard |  | 40000 | 32000 | 717 | 489 | 38300 | 473 | 80 | 78 | [8 empty] | Federally-Regulated Consumer Product | 03/08/2017 |  | 03/08/2017
York | Fraser Johnston | TM9E120D20MP11 | LPG | Induced Draft | False | False | 1 | False | Down |  | None | Condensing | Single-Stage |  | 0.75 | Premium |  | 120000 | 114000 |  |  | 115900 | 624 | 95 | 78 | [8 empty] | Federally-Regulated Consumer Product | 03/08/2017 |  | 03/08/2017
York | Guardian | GGLS080C22MP11 | LPG | Induced Draft | False | False | 1 | False | Horizontal | None | None | Non-Condensing | Single-Stage | Multiple-Speed | 1 | Standard |  | 80000 | 64000 | 2448 | 1263 | 74800 | 1234 | 80 | 78 | [8 empty] | Federally-Regulated Consumer Product | 03/08/2017 |  | 03/08/2017
York | Evcon | TM9E060B12MP11 | LPG | Induced Draft | False | False | 1 | False | Down |  | None | Condensing | Single-Stage |  | 0.5 | Premium |  | 60000 | 57000 |  |  | 49600 | 284 | 95 | 78 | [8 empty] | Federally-Regulated Consumer Product | 03/08/2017 |  | 03/08/2017
York | Luxaire | TM9E080B12MP11 | LPG | Induced Draft | False | False | 1 | False | Horizontal |  | None | Condensing | Single-Stage |  | 0.5 | Premium |  | 80000 | 77000 |  |  | 83000 | 382 | 95 | 78 | [8 empty] | Federally-Regulated Consumer Product | 03/08/2017 |  | 03/08/2017
York | York | TPLC080C16MP12 | LPG | Induced Draft | False | False | 1 | False | Horizontal |  | None | Non-Condensing | Step Modulating |  | 0.75 | Premium |  | 80000 | 62000 |  |  | 77700 | 199 | 80 | 78 | [8 empty] | Federally-Regulated Consumer Product | 03/08/2017 |  | 03/08/2017
York | York | D6NY060D11006NX | LPG | Induced Draft | False | True | 1 | False | Down |  | None | Non-Condensing | Two-Stage Modulating |  | 1 | Premium |  | 135000 | 108000 |  |  | 114400 | 300 | 80 | 78 | [8 empty] | Federally-Regulated Consumer Product | 03/08/2017 |  | 03/08/2017
York | Fraser Johnston | D6NQ036N03606NX | LPG | Induced Draft | False | True | 1 | False | Horizontal |  | None | Non-Condensing | Single-Stage |  | 0.75 | Premium |  | 45000 | 36000 |  |  | 37300 | 590 | 80.4 | 78 | [8 empty] | Federally-Regulated Consumer Product | 03/08/2017 |  | 03/08/2017
York | York | TMLX120C20MP11 | LPG | Induced Draft | False | False | 1 | False | Horizontal |  | None | Non-Condensing | Single-Stage |  | 0.75 | Premium |  | 120000 | 96000 |  |  | 117500 | 635 | 80 | 78 | [8 empty] | Federally-Regulated Consumer Product | 03/08/2017 |  | 03/08/2017
York | Fraser Johnston | D6NZ036N05606NX | LPG | Induced Draft | False | True | 1 | False | Horizontal |  | None | Non-Condensing | Single-Stage |  | 0.75 | Premium |  | 70000 | 56000 |  |  | 56200 | 876 | 80.2 | 78 | [8 empty] | Federally-Regulated Consumer Product | 03/08/2017 |  | 03/08/2017
York | Evcon | TM8V080B12MP11 | Natural Gas | Induced Draft | False | False | 1 | False | Horizontal |  | None | Non-Condensing | Two-Stage Modulating |  | 0.5 | Premium |  | 80000 | 63000 |  |  | 75800 | 315 | 80 | 78 | [8 empty] | Federally-Regulated Consumer Product | 03/08/2017 |  | 03/08/2017
York | Fraser Johnston | TMLV060A12MP11 | LPG | Induced Draft | False | False | 1 | False | Down |  | None | Non-Condensing | Two-Stage Modulating |  | 0.5 | Premium |  | 60000 | 47000 |  |  | 57000 | 259 | 80 | 78 | [8 empty] | Federally-Regulated Consumer Product | 03/08/2017 |  | 03/08/2017
York | Evcon | D7NX048N06506NX | Natural Gas | Induced Draft | False | True | 1 | False | Horizontal |  | None | Non-Condensing | Single-Stage |  | 1 | Premium |  | 80000 | 66000 |  |  | 77300 | 424 | 81 | 78 | [8 empty] | Federally-Regulated Consumer Product | 03/08/2017 |  | 03/08/2017
York | Luxaire | D7NQ030N05606NX | LPG | Induced Draft | False | True | 1 | False | Down |  | None | Non-Condensing | Single-Stage |  | 0.75 | Premium |  | 70000 | 57000 |  |  | 57800 | 372 | 81 | 78 | [8 empty] | Federally-Regulated Consumer Product | 03/08/2017 |  | 03/08/2017
York | Coleman | CPLC100C20MP12 | LPG | Induced Draft | False | False | 1 | False | Horizontal |  | None | Non-Condensing | Step Modulating |  | 1 | Premium |  | 100000 | 78000 |  |  | 97500 | 238 | 80 | 78 | [8 empty] | Federally-Regulated Consumer Product | 03/08/2017 |  | 03/08/2017
York | York | TP9C100C16MP12 | LPG | Induced Draft | False | False | 1 | False | Up |  | None | Condensing | Step Modulating |  | 0.75 | Premium |  | 100000 | 97000 |  |  | 96500 | 536 | 97.7 | 78 | [8 empty] | Federally-Regulated Consumer Product | 03/08/2017 |  | 03/08/2017
York | Luxaire | D7NQ060N06506NX | Natural Gas | Induced Draft | False | True | 1 | False | Down |  | None | Non-Condensing | Single-Stage |  | 1 | Premium |  | 80000 | 66000 |  |  | 77300 | 424 | 81 | 78 | [8 empty] | Federally-Regulated Consumer Product | 03/08/2017 |  | 03/08/2017
York | Coleman | TM9E100C20MP11 | Natural Gas | Induced Draft | False | False | 1 | False | Up |  | None | Condensing | Single-Stage |  | 0.75 | Premium |  | 100000 | 96000 |  |  | 99800 | 410 | 95 | 78 | [8 empty] | Federally-Regulated Consumer Product | 03/08/2017 |  | 03/08/2017
York | Evcon | RGF19060BP12MP11 | LPG | Induced Draft | False | False | 1 | False | Up |  | None | Condensing | Single-Stage |  | 0.5 | Standard |  | 60000 | 58000 |  |  | 48100 | 650 | 95.5 | 78 | [8 empty] | Federally-Regulated Consumer Product | 03/08/2017 |  | 03/08/2017
York | Fraser Johnston | TGLS100B12MP11 | LPG | Induced Draft | False | False | 1 | False | Down | None | None | Non-Condensing | Single-Stage | Multiple-Speed | 0.33 | Standard |  | 100000 | 80000 | 1223 | 614 | 96100 | 935 | 80 | 78 | [8 empty] | Federally-Regulated Consumer Product | 03/08/2017 |  | 03/08/2017
York | Coleman | D7NQ036D05606NX | Natural Gas | Induced Draft | False | True | 1 | False | Horizontal |  | None | Non-Condensing | Two-Stage Modulating |  | 0.75 | Premium |  | 70000 | 58000 |  |  | 54800 | 320 | 81 | 78 | [8 empty] | Federally-Regulated Consumer Product | 03/08/2017 |  | 03/08/2017
York | Guardian | RGF19100CP20MP11 | LPG | Induced Draft | False | False | 1 | False | Up |  | None | Condensing | Single-Stage |  | 1 | Standard |  | 100000 | 97000 |  |  | 96600 | 1161 | 95.5 | 78 | [8 empty] | Federally-Regulated Consumer Product | 03/08/2017 |  | 03/08/2017
York | Coleman | TG8S100B12MP11 | Natural Gas | Induced Draft | False | False | 1 | False | Down | None | None | Non-Condensing | Single-Stage | Multiple-Speed | 0.33 | Standard |  | 100000 | 80000 | 1223 | 614 | 96100 | 935 | 80 | 78 | [8 empty] | Federally-Regulated Consumer Product | 03/08/2017 |  | 03/08/2017
York | Fraser Johnston | TM9V080B12MP11 | Natural Gas | Induced Draft | False | False | 1 | False | Horizontal | None | None | Condensing | Two-Stage Modulating | Variable-Speed | 0.5 | Premium | 60 | 80000 | 77000 | 1320 | 529 | 79500 | 339 | 96 | 78 | [8 empty] | Federally-Regulated Consumer Product | 03/08/2017 |  | 03/08/2017
York | York | TM8V060A12MP11 | Natural Gas | Induced Draft | False | False | 1 | False | Up |  | None | Non-Condensing | Two-Stage Modulating |  | 0.5 | Premium |  | 60000 | 47000 |  |  | 57000 | 259 | 80 | 78 | [8 empty] | Federally-Regulated Consumer Product | 03/08/2017 |  | 03/08/2017
York | Luxaire | TM9X120D20MP11 | LPG | Induced Draft | False | False | 1 | False | Up | None | None | Condensing | Single-Stage | Multiple-Speed | 0.75 | Premium |  | 120000 | 114000 | 2036 | 671 | 114600 | 816 | 95.5 | 78 | [8 empty] | Federally-Regulated Consumer Product | 03/08/2017 |  | 03/08/2017
York | Johnson Controls | H33E[D,T]5******** | LPG | Induced Draft | False | True | 3 | False | Horizontal |  | None | Non-Condensing | Step Modulating |  | 10 | Standard |  | 533000 | 426000 | [6 empty] | 80 | 80 | [6 empty] | Federally-Regulated Commercial & Industrial Equipment | 03/08/2017 |  | 03/08/2017
York | Coleman | TG9S060A10MP11 | LPG | Induced Draft | False | False | 1 | False | Horizontal | None | None | Condensing | Single-Stage | Multiple-Speed | 0.5 | Standard |  | 60000 | 58000 | 1103 | 769 | 47900 | 674 | 95.5 | 78 | [8 empty] | Federally-Regulated Consumer Product | 03/08/2017 |  | 03/08/2017
York | York | YPAL060N******** | Natural Gas | Induced Draft | False | True | 3 | False | Down | None | None | Non-Condensing | Step Modulating | Single-Speed | 10 | Standard |  | 375000 | 300000 | [6 empty] | 80 | 80 | [5 empty] | 3 | Federally-Regulated Commercial & Industrial Equipment | 03/08/2017 |  | 03/08/2017
York | York | D6HQ048D09006NX | LPG | Induced Draft | False | True | 1 | False | Horizontal |  | None | Non-Condensing | Two-Stage Modulating |  | 1 | Premium |  | 108000 | 87000 |  |  | 94100 | 287 | 80 | 78 | [8 empty] | Federally-Regulated Consumer Product | 03/08/2017 |  | 03/08/2017
York | Fraser Johnston | TMLX080C16MP11 | Natural Gas | Induced Draft | False | False | 1 | False | Horizontal |  | None | Non-Condensing | Single-Stage |  | 0.5 | Premium |  | 80000 | 64000 |  |  | 78300 | 444 | 80 | 78 | [8 empty] | Federally-Regulated Consumer Product | 03/08/2017 |  | 03/08/2017
York | York | TG9S080C22MP11 | Natural Gas | Induced Draft | False | False | 1 | False | Down | None | None | Condensing | Single-Stage | Multiple-Speed | 1 | Standard |  | 80000 | 78000 | 2162 | 1285 | 80400 | 966 | 95.5 | 78 | [8 empty] | Federally-Regulated Consumer Product | 03/08/2017 |  | 03/08/2017
York | Evcon | TPLC060A12MP12 | Natural Gas | Induced Draft | False | False | 1 | False | Horizontal |  | None | Non-Condensing | Step Modulating |  | 0.5 | Premium |  | 60000 | 47000 |  |  | 58100 | 167 | 80 | 78 | [8 empty] | Federally-Regulated Consumer Product | 03/08/2017 |  | 03/08/2017
York | York | YP9C060B12MP12 | LPG | Induced Draft | False | False | 1 | False | Up |  | None | Condensing | Step Modulating |  | 0.5 | Premium |  | 60000 | 58000 |  |  | 48400 | 241 | 97.5 | 78 | [8 empty] | Federally-Regulated Consumer Product | 03/08/2017 |  | 03/08/2017
York | Coleman | TG9S120D20MP11 | LPG | Induced Draft | False | False | 1 | False | Horizontal | None | None | Condensing | Single-Stage | Multiple-Speed | 1 | Standard |  | 120000 | 116000 | 1977 | 1190 | 112700 | 1311 | 95.5 | 78 | [8 empty] | Federally-Regulated Consumer Product | 03/08/2017 |  | 03/08/2017
York | Luxaire | TM8X100C16MP11 | Natural Gas | Induced Draft | False | False | 1 | False | Horizontal |  | None | Non-Condensing | Single-Stage |  | 0.5 | Premium |  | 100000 | 80000 |  |  | 98400 | 431 | 80 | 78 | [8 empty] | Federally-Regulated Consumer Product | 03/08/2017 |  | 03/08/2017
York | Coleman | D6NZ048N11006NX | Natural Gas | Induced Draft | False | True | 1 | False | Horizontal |  | None | Non-Condensing | Single-Stage |  | 1 | Premium |  | 135000 | 108000 |  |  | 114000 | 1275 | 80.2 | 78 | [8 empty] | Federally-Regulated Consumer Product | 03/08/2017 |  | 03/08/2017
York | Coleman | D6NQ030D05606NX | Natural Gas | Induced Draft | False | True | 1 | False | Horizontal |  | None | Non-Condensing | Two-Stage Modulating |  | 0.75 | Premium |  | 70000 | 56000 |  |  | 55700 | 252 | 80 | 78 | [8 empty] | Federally-Regulated Consumer Product | 03/08/2017 |  | 03/08/2017
York | Coleman | TM9X060B12MP11 | Natural Gas | Induced Draft | False | False | 1 | False | Up | None | None | Condensing | Single-Stage | Multiple-Speed | 0.5 | Premium |  | 60000 | 57000 | 1197 | 398 | 49000 | 394 | 95.5 | 78 | [8 empty] | Federally-Regulated Consumer Product | 03/08/2017 |  | 03/08/2017
York | Fraser Johnston | TM9T080C16MP11 | LPG | Induced Draft | False | False | 1 | False | Down | None | None | Condensing | Two-Stage Modulating | Multiple-Speed | 0.75 | Standard |  | 80000 | 77000 | 1671 | 838 | 80400 | 849 | 96 | 78 | [8 empty] | Federally-Regulated Consumer Product | 03/08/2017 |  | 03/08/2017
York | Fraser Johnston | TMLV080B12MP11 | LPG | Induced Draft | False | False | 1 | False | Down |  | None | Non-Condensing | Two-Stage Modulating |  | 0.5 | Premium |  | 80000 | 63000 |  |  | 75800 | 315 | 80 | 78 | [8 empty] | Federally-Regulated Consumer Product | 03/08/2017 |  | 03/08/2017
York | Evcon | D6NZ060N09006NX | LPG | Induced Draft | False | True | 1 | False | Horizontal |  | None | Non-Condensing | Single-Stage |  | 1 | Premium |  | 108000 | 87000 |  |  | 93400 | 1313 | 80.9 | 78 | [8 empty] | Federally-Regulated Consumer Product | 03/08/2017 |  | 03/08/2017
York | York | TPLC080C16MP11 | Natural Gas | Induced Draft | False | False | 1 | False | Up | None | None | Non-Condensing | Step Modulating | Variable-Speed | 0.75 | Premium | 60 | 80000 | 62000 | 1715 | 600 | 79700 | 107 | 80 | 78 | [8 empty] | Federally-Regulated Consumer Product | 03/08/2017 |  | 03/08/2017
York | York | D7NQ024N05606NX | LPG | Induced Draft | False | True | 1 | False | Down |  | None | Non-Condensing | Single-Stage |  | 0.5 | Premium |  | 70000 | 57000 |  |  | 58300 | 241 | 81 | 78 | [8 empty] | Federally-Regulated Consumer Product | 03/08/2017 |  | 03/08/2017
York | York | TM9T080C16MP11 | LPG | Induced Draft | False | False | 1 | False | Horizontal | None | None | Condensing | Two-Stage Modulating | Multiple-Speed | 0.75 | Standard |  | 80000 | 77000 | 1671 | 838 | 80400 | 849 | 96 | 78 | [8 empty] | Federally-Regulated Consumer Product | 03/08/2017 |  | 03/08/2017
York | Evcon | TM9E120D20MP11 | LPG | Induced Draft | False | False | 1 | False | Up |  | None | Condensing | Single-Stage |  | 0.75 | Premium |  | 120000 | 114000 |  |  | 115900 | 624 | 95 | 78 | [8 empty] | Federally-Regulated Consumer Product | 03/08/2017 |  | 03/08/2017
York | Luxaire | LPLC080C16MP12 | LPG | Induced Draft | False | False | 1 | False | Horizontal |  | None | Non-Condensing | Step Modulating |  | 0.75 | Premium |  | 80000 | 62000 |  |  | 77700 | 199 | 80 | 78 | [8 empty] | Federally-Regulated Consumer Product | 03/08/2017 |  | 03/08/2017
York | York | D7NQ048N09006NX | LPG | Induced Draft | False | True | 1 | False | Horizontal |  | None | Non-Condensing | Single-Stage |  | 1 | Premium |  | 108000 | 88000 |  |  | 96900 | 467 | 81 | 78 | [8 empty] | Federally-Regulated Consumer Product | 03/08/2017 |  | 03/08/2017
York | York | TM8X100C16MP11 | Natural Gas | Induced Draft | False | False | 1 | False | Down |  | None | Non-Condensing | Single-Stage |  | 0.5 | Premium |  | 100000 | 80000 |  |  | 98400 | 431 | 80 | 78 | [8 empty] | Federally-Regulated Consumer Product | 03/08/2017 |  | 03/08/2017
York | York | TG9S120D16MP11 | Natural Gas | Induced Draft | False | False | 1 | False | Horizontal | None | None | Condensing | Single-Stage | Multiple-Speed | 0.75 | Standard |  | 120000 | 116000 | 1805 | 876 | 113200 | 1185 | 95.5 | 78 | [8 empty] | Federally-Regulated Consumer Product | 03/08/2017 |  | 03/08/2017
York | York | TPLC080C16MP12 | Natural Gas | Induced Draft | False | False | 1 | False | Down |  | None | Non-Condensing | Step Modulating |  | 0.75 | Premium |  | 80000 | 62000 |  |  | 77700 | 199 | 80 | 78 | [8 empty] | Federally-Regulated Consumer Product | 03/08/2017 |  | 03/08/2017
York | York | TM9E040A10MP11 | LPG | Induced Draft | False | False | 1 | False | Horizontal |  | None | Condensing | Single-Stage |  | 0.5 | Premium |  | 40000 | 38000 |  |  | 33100 | 195 | 95 | 78 | [8 empty] | Federally-Regulated Consumer Product | 03/08/2017 |  | 03/08/2017
York | Fraser Johnston | D6NZ030N03606NX | Natural Gas | Induced Draft | False | True | 1 | False | Down |  | None | Non-Condensing | Single-Stage |  | 0.75 | Premium |  | 45000 | 36000 |  |  | 37900 | 468 | 80.5 | 78 | [8 empty] | Federally-Regulated Consumer Product | 03/08/2017 |  | 03/08/2017
York | Fraser Johnston | TP9C080C16MP12 | LPG | Induced Draft | False | False | 1 | False | Horizontal |  | None | Condensing | Step Modulating |  | 0.75 | Premium |  | 80000 | 78000 |  |  | 80600 | 460 | 97.7 | 78 | [8 empty] | Federally-Regulated Consumer Product | 03/08/2017 |  | 03/08/2017
York | York | TM9E100C16MP11 | Natural Gas | Induced Draft | False | False | 1 | False | Up |  | None | Condensing | Single-Stage |  | 0.5 | Premium |  | 100000 | 96000 |  |  | 99600 | 463 | 95 | 78 | [8 empty] | Federally-Regulated Consumer Product | 03/08/2017 |  | 03/08/2017
York | York | TM9X040A10MP11 | Natural Gas | Induced Draft | False | False | 1 | False | Horizontal |  | None | Condensing | Single-Stage |  | 0.5 | Premium |  | 40000 | 38000 |  |  | 32700 | 256 | 95.5 | 78 | [8 empty] | Federally-Regulated Consumer Product | 03/08/2017 |  | 03/08/2017
York | Evcon | D7NQ042N09006NX | LPG | Induced Draft | False | True | 1 | False | Down |  | None | Non-Condensing | Single-Stage |  | 1 | Premium |  | 108000 | 88000 |  |  | 96900 | 467 | 81 | 78 | [8 empty] | Federally-Regulated Consumer Product | 03/08/2017 |  | 03/08/2017
York | Fraser Johnston | D7HQ060D09006NX | LPG | Induced Draft | False | True | 1 | False | Down |  | None | Non-Condensing | Two-Stage Modulating |  | 1 | Premium |  | 108000 | 89000 |  |  | 94500 | 338 | 81 | 78 | [8 empty] | Federally-Regulated Consumer Product | 03/08/2017 |  | 03/08/2017
York | Coleman | TG8S080B12MP11 | LPG | Induced Draft | False | False | 1 | False | Up | None | None | Non-Condensing | Single-Stage | Multiple-Speed | 0.33 | Standard |  | 80000 | 64000 | 1195 | 620 | 76700 | 793 | 80 | 78 | [8 empty] | Federally-Regulated Consumer Product | 03/08/2017 |  | 03/08/2017
York | Evcon | D7HQ048D09006NX | Natural Gas | Induced Draft | False | True | 1 | False | Down |  | None | Non-Condensing | Two-Stage Modulating |  | 1 | Premium |  | 108000 | 89000 |  |  | 94500 | 338 | 81 | 78 | [8 empty] | Federally-Regulated Consumer Product | 03/08/2017 |  | 03/08/2017
York | York | D6NQ060N11006NX | LPG | Induced Draft | False | True | 1 | False | Horizontal |  | None | Non-Condensing | Single-Stage |  | 1 | Premium |  | 135000 | 108000 |  |  | 115300 | 1073 | 80.2 | 78 | [8 empty] | Federally-Regulated Consumer Product | 03/08/2017 |  | 03/08/2017
York | Luxaire | TM9E080C16MP11 | LPG | Induced Draft | False | False | 1 | False | Down |  | None | Condensing | Single-Stage |  | 0.5 | Premium |  | 80000 | 77000 |  |  | 82800 | 429 | 95 | 78 | [8 empty] | Federally-Regulated Consumer Product | 03/08/2017 |  | 03/08/2017
York | York | D7NY060D09006NX | Natural Gas | Induced Draft | False | True | 1 | False | Horizontal |  | None | Non-Condensing | Two-Stage Modulating |  | 1 | Premium |  | 108000 | 89000 |  |  | 94500 | 338 | 81 | 78 | [8 empty] | Federally-Regulated Consumer Product | 03/08/2017 |  | 03/08/2017
York | York | D6NZ048D09006NX | Natural Gas | Induced Draft | False | True | 1 | False | Horizontal |  | None | Non-Condensing | Two-Stage Modulating |  | 1 | Premium |  | 108000 | 87000 |  |  | 94100 | 544 | 80 | 78 | [8 empty] | Federally-Regulated Consumer Product | 03/08/2017 |  | 03/08/2017
York | York | TM9V040A10MP11 | LPG | Induced Draft | False | False | 1 | False | Down |  | None | Condensing | Two-Stage Modulating |  | 0.5 | Premium |  | 40000 | 38000 |  |  | 30800 | 180 | 96 | 78 | [8 empty] | Federally-Regulated Consumer Product | 03/08/2017 |  | 03/08/2017
York | Coleman | CP9C080B12MP12 | Natural Gas | Induced Draft | False | False | 1 | False | Up |  | None | Condensing | Step Modulating |  | 0.5 | Premium |  | 80000 | 77000 |  |  | 80800 | 435 | 97.5 | 78 | [8 empty] | Federally-Regulated Consumer Product | 03/08/2017 |  | 03/08/2017
York | Guardian | RGF19100CE16MP11 | Natural Gas | Induced Draft | False | False | 1 | False | Up |  | None | Condensing | Single-Stage |  | 0.5 | Premium |  | 100000 | 95000 |  |  | 98400 | 638 | 95.5 | 78 | [8 empty] | Federally-Regulated Consumer Product | 03/08/2017 |  | 03/08/2017
York | Coleman | D7HQ036D05606NX | LPG | Induced Draft | False | True | 1 | False | Down |  | None | Non-Condensing | Two-Stage Modulating |  | 0.75 | Premium |  | 70000 | 58000 |  |  | 54800 | 320 | 81 | 78 | [8 empty] | Federally-Regulated Consumer Product | 03/08/2017 |  | 03/08/2017
York | York | YP9C080B12MP12 | Natural Gas | Induced Draft | False | False | 1 | False | Horizontal |  | None | Condensing | Step Modulating |  | 0.5 | Premium |  | 80000 | 77000 |  |  | 80800 | 435 | 97.5 | 78 | [8 empty] | Federally-Regulated Consumer Product | 03/08/2017 |  | 03/08/2017
York | Evcon | D7NX024D05606NX | Natural Gas | Induced Draft | False | True | 1 | False | Down |  | None | Non-Condensing | Two-Stage Modulating |  | 0.5 | Premium |  | 70000 | 57000 |  |  | 56100 | 215 | 81 | 78 | [8 empty] | Federally-Regulated Consumer Product | 03/08/2017 |  | 03/08/2017
York | York | TM8X080B12MP11 | Natural Gas | Induced Draft | False | False | 1 | False | Up |  | None | Non-Condensing | Single-Stage |  | 0.5 | Premium |  | 80000 | 64000 |  |  | 78600 | 379 | 80 | 78 | [8 empty] | Federally-Regulated Consumer Product | 03/08/2017 |  | 03/08/2017
York | Luxaire | LP9C100C16MP12 | LPG | Induced Draft | False | False | 1 | False | Down |  | None | Condensing | Step Modulating |  | 0.75 | Premium |  | 100000 | 97000 |  |  | 96500 | 536 | 97.7 | 78 | [8 empty] | Federally-Regulated Consumer Product | 03/08/2017 |  | 03/08/2017
York | Luxaire | ZK060*10*F**** | Natural Gas | Induced Draft | False | True | 1 | False | Horizontal |  | None | Non-Condensing | Single-Stage |  | 1.5 | Standard |  | 125000 | 100000 |  |  | 117500 | 510 | 80.3 | 78 | [8 empty] | Federally-Regulated Consumer Product | 03/08/2017 |  | 03/08/2017
York | Coleman | TM8V060A12MP11 | Natural Gas | Induced Draft | False | False | 1 | False | Horizontal |  | None | Non-Condensing | Two-Stage Modulating |  | 0.5 | Premium |  | 60000 | 47000 |  |  | 57000 | 259 | 80 | 78 | [8 empty] | Federally-Regulated Consumer Product | 03/08/2017 |  | 03/08/2017
York | Evcon | TGLS130D20MP11 | Natural Gas | Induced Draft | False | False | 1 | False | Horizontal | None | None | Non-Condensing | Single-Stage | Multiple-Speed | 1 | Standard |  | 130000 | 104000 | 2399 | 1324 | 114700 | 1265 | 80 | 78 | [8 empty] | Federally-Regulated Consumer Product | 03/08/2017 |  | 03/08/2017
York | Evcon | D7NQ024D05606NX | Natural Gas | Induced Draft | False | True | 1 | False | Down |  | None | Non-Condensing | Two-Stage Modulating |  | 0.5 | Premium |  | 70000 | 57000 |  |  | 56100 | 215 | 81 | 78 | [8 empty] | Federally-Regulated Consumer Product | 03/08/2017 |  | 03/08/2017
York | Luxaire | TM9V100C20MP11 | LPG | Induced Draft | False | False | 1 | False | Down | None | None | Condensing | Two-Stage Modulating | Variable-Speed | 1 | Premium | 60 | 100000 | 96000 | 2019 | 576 | 94300 | 386 | 96 | 78 | [8 empty] | Federally-Regulated Consumer Product | 03/08/2017 |  | 03/08/2017
York | Fraser Johnston | D7NQ036N05606NX | Natural Gas | Induced Draft | False | True | 1 | False | Down |  | None | Non-Condensing | Single-Stage |  | 0.75 | Premium |  | 70000 | 57000 |  |  | 57700 | 375 | 81 | 78 | [8 empty] | Federally-Regulated Consumer Product | 03/08/2017 |  | 03/08/2017
York | Luxaire | TM9T080C16MP11 | Natural Gas | Induced Draft | False | False | 1 | False | Up | None | None | Condensing | Two-Stage Modulating | Multiple-Speed | 0.75 | Standard |  | 80000 | 77000 | 1671 | 838 | 80400 | 849 | 96 | 78 | [8 empty] | Federally-Regulated Consumer Product | 03/08/2017 |  | 03/08/2017
York | Luxaire | D6NZ060N09006NX | Natural Gas | Induced Draft | False | True | 1 | False | Horizontal |  | None | Non-Condensing | Single-Stage |  | 1 | Premium |  | 108000 | 87000 |  |  | 93400 | 1313 | 80.9 | 78 | [8 empty] | Federally-Regulated Consumer Product | 03/08/2017 |  | 03/08/2017
York | Fraser Johnston | D7NQ048N06506NX | Natural Gas | Induced Draft | False | True | 1 | False | Down |  | None | Non-Condensing | Single-Stage |  | 1 | Premium |  | 80000 | 66000 |  |  | 77300 | 424 | 81 | 78 | [8 empty] | Federally-Regulated Consumer Product | 03/08/2017 |  | 03/08/2017
York | Guardian | GGLS100C20MP11 | Natural Gas | Induced Draft | False | False | 1 | False | Down | None | None | Non-Condensing | Single-Stage | Multiple-Speed | 1 | Standard |  | 100000 | 80000 | 2478 | 1307 | 95100 | 1178 | 80 | 78 | [8 empty] | Federally-Regulated Consumer Product | 03/08/2017 |  | 03/08/2017
York | Coleman | TGLS120C20MP11 | Natural Gas | Induced Draft | False | False | 1 | False | Horizontal | None | None | Non-Condensing | Single-Stage | Multiple-Speed | 1 | Standard |  | 120000 | 96000 | 2338 | 1286 | 115200 | 1150 | 80 | 78 | [8 empty] | Federally-Regulated Consumer Product | 03/08/2017 |  | 03/08/2017
York | Fraser Johnston | TM9E100C20MP11 | LPG | Induced Draft | False | False | 1 | False | Down |  | None | Condensing | Single-Stage |  | 0.75 | Premium |  | 100000 | 96000 |  |  | 99800 | 410 | 95 | 78 | [8 empty] | Federally-Regulated Consumer Product | 03/08/2017 |  | 03/08/2017
York | Luxaire | D6HQ060D11006NX | LPG | Induced Draft | False | True | 1 | False | Down |  | None | Non-Condensing | Two-Stage Modulating |  | 1 | Premium |  | 135000 | 108000 |  |  | 114400 | 300 | 80 | 78 | [8 empty] | Federally-Regulated Consumer Product | 03/08/2017 |  | 03/08/2017
York | Evcon | TM9T120D20MP11 | Natural Gas | Induced Draft | False | False | 1 | False | Up | None | None | Condensing | Two-Stage Modulating | Multiple-Speed | 1 | Standard |  | 120000 | 115000 | 1977 | 1190 | 113900 | 801 | 96 | 78 | [8 empty] | Federally-Regulated Consumer Product | 03/08/2017 |  | 03/08/2017
York | Evcon | TGLS120C20MP11 | LPG | Induced Draft | False | False | 1 | False | Down | None | None | Non-Condensing | Single-Stage | Multiple-Speed | 1 | Standard |  | 120000 | 96000 | 2338 | 1286 | 115200 | 1150 | 80 | 78 | [8 empty] | Federally-Regulated Consumer Product | 03/08/2017 |  | 03/08/2017
York | Luxaire | D7NQ048N06506NX | LPG | Induced Draft | False | True | 1 | False | Down |  | None | Non-Condensing | Single-Stage |  | 1 | Premium |  | 80000 | 66000 |  |  | 77300 | 424 | 81 | 78 | [8 empty] | Federally-Regulated Consumer Product | 03/08/2017 |  | 03/08/2017
York | York | TMLT080B12MP11 | LPG | Induced Draft | False | False | 1 | False | Horizontal |  | None | Non-Condensing | Two-Stage Modulating |  | 0.33 | Standard |  | 80000 | 63000 |  |  | 77700 | 568 | 80 | 78 | [8 empty] | Federally-Regulated Consumer Product | 03/08/2017 |  | 03/08/2017
York | York | D6NX048D11006NX | Natural Gas | Induced Draft | False | True | 1 | False | Horizontal |  | None | Non-Condensing | Two-Stage Modulating |  | 1 | Premium |  | 135000 | 108000 |  |  | 114400 | 262 | 80 | 78 | [8 empty] | Federally-Regulated Consumer Product | 03/08/2017 |  | 03/08/2017
York | Coleman | D6NQ060N11006NX | Natural Gas | Induced Draft | False | True | 1 | False | Horizontal |  | None | Non-Condensing | Single-Stage |  | 1 | Premium |  | 135000 | 108000 |  |  | 115300 | 1073 | 80.2 | 78 | [8 empty] | Federally-Regulated Consumer Product | 03/08/2017 |  | 03/08/2017
York | Johnson Controls | S33A[D,T]5******** | Natural Gas | Induced Draft | False | True | 3 | False | Down |  | None | Non-Condensing | Step Modulating |  | 10 | Standard |  | 533000 | 426000 | [6 empty] | 80 | 80 | [6 empty] | Federally-Regulated Commercial & Industrial Equipment | 03/08/2017 |  | 03/08/2017
York | Evcon | RGF19080CP16MP11 | Natural Gas | Induced Draft | False | False | 1 | False | Up |  | None | Condensing | Single-Stage |  | 0.75 | Standard |  | 80000 | 78000 |  |  | 80500 | 968 | 95.5 | 78 | [8 empty] | Federally-Regulated Consumer Product | 03/08/2017 |  | 03/08/2017
York | Evcon | TPLC100C20MP12 | Natural Gas | Induced Draft | False | False | 1 | False | Up |  | None | Non-Condensing | Step Modulating |  | 1 | Premium |  | 100000 | 78000 |  |  | 97500 | 238 | 80 | 78 | [8 empty] | Federally-Regulated Consumer Product | 03/08/2017 |  | 03/08/2017
York | York | TP9C100C20MP12 | LPG | Induced Draft | False | False | 1 | False | Up |  | None | Condensing | Step Modulating |  | 1 | Premium |  | 100000 | 97000 |  |  | 96400 | 558 | 97.7 | 78 | [8 empty] | Federally-Regulated Consumer Product | 03/08/2017 |  | 03/08/2017
York | Guardian | RGF19080BP12MP11 | LPG | Induced Draft | False | False | 1 | False | Horizontal |  | None | Condensing | Single-Stage |  | 0.5 | Standard |  | 80000 | 78000 |  |  | 80500 | 960 | 95.5 | 78 | [8 empty] | Federally-Regulated Consumer Product | 03/08/2017 |  | 03/08/2017
York | York | TMLX100C16MP11 | LPG | Induced Draft | False | False | 1 | False | Down |  | None | Non-Condensing | Single-Stage |  | 0.5 | Premium |  | 100000 | 80000 |  |  | 98400 | 431 | 80 | 78 | [8 empty] | Federally-Regulated Consumer Product | 03/08/2017 |  | 03/08/2017
York | York | TG9S100C20MP11 | Natural Gas | Induced Draft | False | False | 1 | False | Up | None | None | Condensing | Single-Stage | Multiple-Speed | 1 | Standard |  | 100000 | 97000 | 1934 | 1183 | 96600 | 1118 | 95.5 | 78 | [8 empty] | Federally-Regulated Consumer Product | 03/08/2017 |  | 03/08/2017
York | Evcon | TPLC100C16MP12 | Natural Gas | Induced Draft | False | False | 1 | False | Up |  | None | Non-Condensing | Step Modulating |  | 0.75 | Premium |  | 100000 | 78000 |  |  | 97300 | 253 | 80 | 78 | [8 empty] | Federally-Regulated Consumer Product | 03/08/2017 |  | 03/08/2017
York | Coleman | D7HQ036D07206NX | Natural Gas | Induced Draft | False | True | 1 | False | Horizontal |  | None | Non-Condensing | Two-Stage Modulating |  | 0.75 | Premium |  | 90000 | 74000 |  |  | 73500 | 341 | 81 | 78 | [8 empty] | Federally-Regulated Consumer Product | 03/08/2017 |  | 03/08/2017
York | Luxaire | G33D[D,T]3******** | Natural Gas | Induced Draft | False | True | 3 | False | Horizontal |  | None | Non-Condensing | Step Modulating |  | 10 | Standard |  | 267000 | 213000 | [6 empty] | 80 | 80 | [6 empty] | Federally-Regulated Commercial & Industrial Equipment | 03/08/2017 |  | 03/08/2017
York | Fraser Johnston | TM9X120D20MP11 | Natural Gas | Induced Draft | False | False | 1 | False | Down | None | None | Condensing | Single-Stage | Multiple-Speed | 0.75 | Premium |  | 120000 | 114000 | 2036 | 671 | 114600 | 816 | 95.5 | 78 | [8 empty] | Federally-Regulated Consumer Product | 03/08/2017 |  | 03/08/2017
York | York | D6NY060D11006NX | Natural Gas | Induced Draft | False | True | 1 | False | Down |  | None | Non-Condensing | Two-Stage Modulating |  | 1 | Premium |  | 135000 | 108000 |  |  | 114400 | 300 | 80 | 78 | [8 empty] | Federally-Regulated Consumer Product | 03/08/2017 |  | 03/08/2017
York | Luxaire | TM9X100C16MP11 | LPG | Induced Draft | False | False | 1 | False | Down | None | None | Condensing | Single-Stage | Multiple-Speed | 0.5 | Premium |  | 100000 | 95000 | 1570 | 464 | 98400 | 638 | 95.5 | 78 | [8 empty] | Federally-Regulated Consumer Product | 03/08/2017 |  | 03/08/2017
York | York | D7NQ060N09006NX | Natural Gas | Induced Draft | False | True | 1 | False | Down |  | None | Non-Condensing | Single-Stage |  | 1 | Premium |  | 108000 | 88000 |  |  | 96900 | 467 | 81 | 78 | [8 empty] | Federally-Regulated Consumer Product | 03/08/2017 |  | 03/08/2017
York | Coleman | TM8V100C20MP11 | Natural Gas | Induced Draft | False | False | 1 | False | Horizontal |  | None | Non-Condensing | Two-Stage Modulating |  | 1 | Premium |  | 100000 | 80000 |  |  | 95200 | 380 | 80 | 78 | [8 empty] | Federally-Regulated Consumer Product | 03/08/2017 |  | 03/08/2017
York | Luxaire | LPLC060A12MP12 | Natural Gas | Induced Draft | False | False | 1 | False | Horizontal |  | None | Non-Condensing | Step Modulating |  | 0.5 | Premium |  | 60000 | 47000 |  |  | 58100 | 167 | 80 | 78 | [8 empty] | Federally-Regulated Consumer Product | 03/08/2017 |  | 03/08/2017
York | Luxaire | D7HQ036D07206NX | Natural Gas | Induced Draft | False | True | 1 | False | Horizontal |  | None | Non-Condensing | Two-Stage Modulating |  | 0.75 | Premium |  | 90000 | 74000 |  |  | 73500 | 341 | 81 | 78 | [8 empty] | Federally-Regulated Consumer Product | 03/08/2017 |  | 03/08/2017
York | Fraser Johnston | TMLV060A12MP11 | Natural Gas | Induced Draft | False | False | 1 | False | Horizontal |  | None | Non-Condensing | Two-Stage Modulating |  | 0.5 | Premium |  | 60000 | 47000 |  |  | 57000 | 259 | 80 | 78 | [8 empty] | Federally-Regulated Consumer Product | 03/08/2017 |  | 03/08/2017
York | Luxaire | D7HQ048D11006NX | Natural Gas | Induced Draft | False | True | 1 | False | Horizontal |  | None | Non-Condensing | Two-Stage Modulating |  | 1 | Premium |  | 135000 | 110000 |  |  | 112900 | 413 | 81 | 78 | [8 empty] | Federally-Regulated Consumer Product | 03/08/2017 |  | 03/08/2017
York | York | TGLS100C20MP11 | LPG | Induced Draft | False | False | 1 | False | Horizontal | None | None | Non-Condensing | Single-Stage | Multiple-Speed | 1 | Standard |  | 100000 | 80000 | 2478 | 1307 | 95100 | 1178 | 80 | 78 | [8 empty] | Federally-Regulated Consumer Product | 03/08/2017 |  | 03/08/2017
York | York | TM8X060A12MP11 | LPG | Induced Draft | False | False | 1 | False | Horizontal |  | None | Non-Condensing | Single-Stage |  | 0.5 | Premium |  | 60000 | 48000 |  |  | 59100 | 243 | 80 | 78 | [8 empty] | Federally-Regulated Consumer Product | 03/08/2017 |  | 03/08/2017
York | Evcon | RGF19100CE16MP12 | LPG | Induced Draft | False | False | 1 | False | Up |  | None | Condensing | Single-Stage |  | 0.5 | Premium |  | 100000 | 96000 |  |  | 99600 | 463 | 95 | 78 | [8 empty] | Federally-Regulated Consumer Product | 03/08/2017 |  | 03/08/2017
York | Luxaire | TGLS080C16MP11 | LPG | Induced Draft | False | False | 1 | False | Down | None | None | Non-Condensing | Single-Stage | Multiple-Speed | 0.5 | Standard |  | 80000 | 64000 | 1602 | 1069 | 75100 | 1168 | 80 | 78 | [8 empty] | Federally-Regulated Consumer Product | 03/08/2017 |  | 03/08/2017
York | Fraser Johnston | TG8S120C16MP11 | LPG | Induced Draft | False | False | 1 | False | Horizontal | None | None | Non-Condensing | Single-Stage | Multiple-Speed | 0.5 | Standard |  | 120000 | 96000 | 1600 | 1002 | 115100 | 1166 | 80 | 78 | [8 empty] | Federally-Regulated Consumer Product | 03/08/2017 |  | 03/08/2017
York | Luxaire | D7NQ030N03606NX | LPG | Induced Draft | False | True | 1 | False | Down |  | None | Non-Condensing | Single-Stage |  | 0.75 | Premium |  | 45000 | 37000 |  |  | 38700 | 212 | 81 | 78 | [8 empty] | Federally-Regulated Consumer Product | 03/08/2017 |  | 03/08/2017
York | Luxaire | TMLV100C20MP11 | Natural Gas | Induced Draft | False | False | 1 | False | Down |  | None | Non-Condensing | Two-Stage Modulating |  | 1 | Premium |  | 100000 | 80000 |  |  | 95200 | 380 | 80 | 78 | [8 empty] | Federally-Regulated Consumer Product | 03/08/2017 |  | 03/08/2017
York | Coleman | X33B[N,S]3******** | LPG | Induced Draft | False | True | 3 | False | Horizontal |  | None | Non-Condensing | Single-Stage |  | 10 | Standard |  | 267000 | 213000 | [6 empty] | 80 | 80 | [6 empty] | Federally-Regulated Commercial & Industrial Equipment | 03/08/2017 |  | 03/08/2017
York | Fraser Johnston | TM9X080C16MP11 | LPG | Induced Draft | False | False | 1 | False | Horizontal | None | None | Condensing | Single-Stage | Multiple-Speed | 0.5 | Premium |  | 80000 | 76000 | 1558 | 457 | 65200 | 513 | 95.5 | 78 | [8 empty] | Federally-Regulated Consumer Product | 03/08/2017 |  | 03/08/2017
York | Fraser Johnston | D7NQ036D07206NX | LPG | Induced Draft | False | True | 1 | False | Down |  | None | Non-Condensing | Two-Stage Modulating |  | 0.75 | Premium |  | 90000 | 74000 |  |  | 73500 | 341 | 81 | 78 | [8 empty] | Federally-Regulated Consumer Product | 03/08/2017 |  | 03/08/2017
York | Luxaire | D6HQ036D07206NX | LPG | Induced Draft | False | True | 1 | False | Down |  | None | Non-Condensing | Two-Stage Modulating |  | 0.75 | Premium |  | 90000 | 72000 |  |  | 74700 | 273 | 80 | 78 | [8 empty] | Federally-Regulated Consumer Product | 03/08/2017 |  | 03/08/2017
York | York | ZF036*08*1**** | LPG | Induced Draft | False | True | 1 | False | Horizontal |  | None | Non-Condensing | Single-Stage |  | 1.5 | Standard |  | 100000 | 80000 |  |  | 93400 | 1438 | 80.5 | 78 | [8 empty] | Federally-Regulated Consumer Product | 03/08/2017 |  | 03/08/2017
York | York | TG8S060A12MP11 | LPG | Induced Draft | False | False | 1 | False | Down | None | None | Non-Condensing | Single-Stage | Multiple-Speed | 0.33 | Standard |  | 60000 | 48000 | 1275 | 711 | 57400 | 623 | 80 | 78 | [8 empty] | Federally-Regulated Consumer Product | 03/08/2017 |  | 03/08/2017
York | Coleman | TGLS060A10MP11 | Natural Gas | Induced Draft | False | False | 1 | False | Horizontal | None | None | Non-Condensing | Single-Stage | Multiple-Speed | 0.33 | Standard |  | 60000 | 48000 | 1004 | 708 | 57700 | 553 | 80 | 78 | [8 empty] | Federally-Regulated Consumer Product | 03/08/2017 |  | 03/08/2017
York | Guardian | GGLS080B12MP11 | Natural Gas | Induced Draft | False | False | 1 | False | Down | None | None | Non-Condensing | Single-Stage | Multiple-Speed | 0.33 | Standard |  | 80000 | 64000 | 1195 | 620 | 76700 | 793 | 80 | 78 | [8 empty] | Federally-Regulated Consumer Product | 03/08/2017 |  | 03/08/2017
York | Fraser Johnston | TMLT100C20MP11 | LPG | Induced Draft | False | False | 1 | False | Up |  | None | Non-Condensing | Two-Stage Modulating |  | 1 | Standard |  | 100000 | 80000 |  |  | 97200 | 688 | 80 | 78 | [8 empty] | Federally-Regulated Consumer Product | 03/08/2017 |  | 03/08/2017
York | Fraser Johnston | TP9C120D20MP12 | LPG | Induced Draft | False | False | 1 | False | Horizontal |  | None | Condensing | Step Modulating |  | 1 | Premium |  | 120000 | 116000 |  |  | 112400 | 597 | 98 | 78 | [8 empty] | Federally-Regulated Consumer Product | 03/08/2017 |  | 03/08/2017
York | Johnson Controls | S33B[D,T]5******** | Natural Gas | Induced Draft | False | True | 3 | False | Horizontal |  | None | Non-Condensing | Step Modulating |  | 10 | Standard |  | 533000 | 426000 | [6 empty] | 80 | 80 | [6 empty] | Federally-Regulated Commercial & Industrial Equipment | 03/08/2017 |  | 03/08/2017
York | Coleman | TMLX100C20MP11 | LPG | Induced Draft | False | False | 1 | False | Up |  | None | Non-Condensing | Single-Stage |  | 0.75 | Premium |  | 100000 | 80000 |  |  | 97800 | 568 | 80 | 78 | [8 empty] | Federally-Regulated Consumer Product | 03/08/2017 |  | 03/08/2017
York | Coleman | D7NX036N06506NX | LPG | Induced Draft | False | True | 1 | False | Down |  | None | Non-Condensing | Single-Stage |  | 1 | Premium |  | 80000 | 66000 |  |  | 77300 | 424 | 81 | 78 | [8 empty] | Federally-Regulated Consumer Product | 03/08/2017 |  | 03/08/2017
York | Coleman | D6HQ024D05606NX | Natural Gas | Induced Draft | False | True | 1 | False | Down |  | None | Non-Condensing | Two-Stage Modulating |  | 0.5 | Premium |  | 70000 | 56000 |  |  | 57600 | 151 | 80 | 78 | [8 empty] | Federally-Regulated Consumer Product | 03/08/2017 |  | 03/08/2017
York | Luxaire | G33B[N,S]3******** | LPG | Induced Draft | False | True | 3 | False | Horizontal |  | None | Non-Condensing | Single-Stage |  | 10 | Standard |  | 267000 | 213000 | [6 empty] | 80 | 80 | [6 empty] | Federally-Regulated Commercial & Industrial Equipment | 03/08/2017 |  | 03/08/2017
York | Luxaire | D6HQ048D09006NX | LPG | Induced Draft | False | True | 1 | False | Down |  | None | Non-Condensing | Two-Stage Modulating |  | 1 | Premium |  | 108000 | 87000 |  |  | 94100 | 287 | 80 | 78 | [8 empty] | Federally-Regulated Consumer Product | 03/08/2017 |  | 03/08/2017
York | Luxaire | D6NY060D11006NX | LPG | Induced Draft | False | True | 1 | False | Horizontal |  | None | Non-Condensing | Two-Stage Modulating |  | 1 | Premium |  | 135000 | 108000 |  |  | 114400 | 300 | 80 | 78 | [8 empty] | Federally-Regulated Consumer Product | 03/08/2017 |  | 03/08/2017
York | Evcon | D7NQ036N03606NX | LPG | Induced Draft | False | True | 1 | False | Down |  | None | Non-Condensing | Single-Stage |  | 0.75 | Premium |  | 45000 | 36000 |  |  | 38500 | 238 | 81 | 78 | [8 empty] | Federally-Regulated Consumer Product | 03/08/2017 |  | 03/08/2017
York | Coleman | D7NQ060N09006NX | LPG | Induced Draft | False | True | 1 | False | Horizontal |  | None | Non-Condensing | Single-Stage |  | 1 | Premium |  | 108000 | 88000 |  |  | 96900 | 467 | 81 | 78 | [8 empty] | Federally-Regulated Consumer Product | 03/08/2017 |  | 03/08/2017
York | Evcon | RGF19080BE12MP12 | LPG | Induced Draft | False | False | 1 | False | Down |  | None | Condensing | Single-Stage |  | 0.5 | Premium |  | 80000 | 77000 |  |  | 83000 | 382 | 95 | 78 | [8 empty] | Federally-Regulated Consumer Product | 03/08/2017 |  | 03/08/2017
York | York | D6NQ048N09006NX | Natural Gas | Induced Draft | False | True | 1 | False | Down |  | None | Non-Condensing | Single-Stage |  | 1 | Premium |  | 108000 | 87000 |  |  | 93800 | 1315 | 80.6 | 78 | [8 empty] | Federally-Regulated Consumer Product | 03/08/2017 |  | 03/08/2017
York | Fraser Johnston | TM8V120C20MP11 | LPG | Induced Draft | False | False | 1 | False | Down |  | None | Non-Condensing | Two-Stage Modulating |  | 1 | Premium |  | 120000 | 96000 |  |  | 111300 | 456 | 80 | 78 | [8 empty] | Federally-Regulated Consumer Product | 03/08/2017 |  | 03/08/2017
York | Guardian | RGF1L060AP12MP11 | LPG | Induced Draft | False | False | 1 | False | Up |  | None | Non-Condensing | Single-Stage |  | 0.33 | Standard |  | 60000 | 48000 |  |  | 57400 | 656 | 80 | 78 | [8 empty] | Federally-Regulated Consumer Product | 03/08/2017 |  | 03/08/2017
York | Luxaire | D7NX024N03606NX | LPG | Induced Draft | False | True | 1 | False | Horizontal |  | None | Non-Condensing | Single-Stage |  | 0.5 | Premium |  | 45000 | 37000 |  |  | 38700 | 201 | 81 | 78 | [8 empty] | Federally-Regulated Consumer Product | 03/08/2017 |  | 03/08/2017
York | Coleman | CPLC100C20MP12 | Natural Gas | Induced Draft | False | False | 1 | False | Down |  | None | Non-Condensing | Step Modulating |  | 1 | Premium |  | 100000 | 78000 |  |  | 97500 | 238 | 80 | 78 | [8 empty] | Federally-Regulated Consumer Product | 03/08/2017 |  | 03/08/2017
York | Evcon | D6NQ048N11006NX | LPG | Induced Draft | False | True | 1 | False | Horizontal |  | None | Non-Condensing | Single-Stage |  | 1 | Premium |  | 135000 | 108000 |  |  | 114000 | 1275 | 80.5 | 78 | [8 empty] | Federally-Regulated Consumer Product | 03/08/2017 |  | 03/08/2017
York | Luxaire | TM8T060A12MP11 | Natural Gas | Induced Draft | False | False | 1 | False | Up |  | None | Non-Condensing | Two-Stage Modulating |  | 0.33 | Standard |  | 60000 | 47000 |  |  | 58100 | 450 | 80 | 78 | [8 empty] | Federally-Regulated Consumer Product | 03/08/2017 |  | 03/08/2017
York | Evcon | D6NZ036D07206NX | LPG | Induced Draft | False | True | 1 | False | Horizontal |  | None | Non-Condensing | Two-Stage Modulating |  | 0.75 | Premium |  | 90000 | 72000 |  |  | 74700 | 273 | 80 | 78 | [8 empty] | Federally-Regulated Consumer Product | 03/08/2017 |  | 03/08/2017
York | York | TMLV060A12MP11 | Natural Gas | Induced Draft | False | False | 1 | False | Down |  | None | Non-Condensing | Two-Stage Modulating |  | 0.5 | Premium |  | 60000 | 47000 |  |  | 57000 | 259 | 80 | 78 | [8 empty] | Federally-Regulated Consumer Product | 03/08/2017 |  | 03/08/2017
York | Evcon | D6NQ060D09006NX | Natural Gas | Induced Draft | False | True | 1 | False | Down |  | None | Non-Condensing | Two-Stage Modulating |  | 1 | Premium |  | 108000 | 87000 |  |  | 94100 | 287 | 80 | 78 | [8 empty] | Federally-Regulated Consumer Product | 03/08/2017 |  | 03/08/2017
York | Evcon | RGF1L120CP20MP11 | Natural Gas | Induced Draft | False | False | 1 | False | Horizontal |  | None | Non-Condensing | Single-Stage |  | 1 | Standard |  | 120000 | 96000 |  |  | 115200 | 1197 | 80 | 78 | [8 empty] | Federally-Regulated Consumer Product | 03/08/2017 |  | 03/08/2017
York | Fraser Johnston | TG8S100B12MP11 | LPG | Induced Draft | False | False | 1 | False | Horizontal | None | None | Non-Condensing | Single-Stage | Multiple-Speed | 0.33 | Standard |  | 100000 | 80000 | 1223 | 614 | 96100 | 935 | 80 | 78 | [8 empty] | Federally-Regulated Consumer Product | 03/08/2017 |  | 03/08/2017
York | Guardian | RGF1L060AP12MP11 | LPG | Induced Draft | False | False | 1 | False | Down |  | None | Non-Condensing | Single-Stage |  | 0.33 | Standard |  | 60000 | 48000 |  |  | 57400 | 656 | 80 | 78 | [8 empty] | Federally-Regulated Consumer Product | 03/08/2017 |  | 03/08/2017
York | Luxaire | LPLC080C16MP12 | LPG | Induced Draft | False | False | 1 | False | Down |  | None | Non-Condensing | Step Modulating |  | 0.75 | Premium |  | 80000 | 62000 |  |  | 77700 | 199 | 80 | 78 | [8 empty] | Federally-Regulated Consumer Product | 03/08/2017 |  | 03/08/2017
York | Evcon | TM8T060A12MP11 | Natural Gas | Induced Draft | False | False | 1 | False | Down |  | None | Non-Condensing | Two-Stage Modulating |  | 0.33 | Standard |  | 60000 | 47000 |  |  | 58100 | 450 | 80 | 78 | [8 empty] | Federally-Regulated Consumer Product | 03/08/2017 |  | 03/08/2017
York | Evcon | D7NQ048N06506NX | LPG | Induced Draft | False | True | 1 | False | Horizontal |  | None | Non-Condensing | Single-Stage |  | 1 | Premium |  | 80000 | 66000 |  |  | 77300 | 424 | 81 | 78 | [8 empty] | Federally-Regulated Consumer Product | 03/08/2017 |  | 03/08/2017
York | Luxaire | X33B[D,T]5******** | Natural Gas | Induced Draft | False | True | 3 | False | Horizontal |  | None | Non-Condensing | Step Modulating |  | 10 | Standard |  | 533000 | 426000 | [6 empty] | 80 | 80 | [6 empty] | Federally-Regulated Commercial & Industrial Equipment | 03/08/2017 |  | 03/08/2017
York | Guardian | GG8S040A08MP11 | Natural Gas | Induced Draft | False | False | 1 | False | Down | None | None | Non-Condensing | Single-Stage | Multiple-Speed | 0.2 | Standard |  | 40000 | 32000 | 717 | 489 | 38100 | 444 | 80 | 78 | [8 empty] | Federally-Regulated Consumer Product | 03/08/2017 |  | 03/08/2017
York | Coleman | TGLS130D20MP11 | Natural Gas | Induced Draft | False | False | 1 | False | Down | None | None | Non-Condensing | Single-Stage | Multiple-Speed | 1 | Standard |  | 130000 | 104000 | 2399 | 1324 | 114700 | 1265 | 80 | 78 | [8 empty] | Federally-Regulated Consumer Product | 03/08/2017 |  | 03/08/2017
York | York | TMLV080C16MP11 | Natural Gas | Induced Draft | False | False | 1 | False | Down |  | None | Non-Condensing | Two-Stage Modulating |  | 0.75 | Premium |  | 80000 | 63000 |  |  | 76900 | 323 | 80 | 78 | [8 empty] | Federally-Regulated Consumer Product | 03/08/2017 |  | 03/08/2017
York | Coleman | MG9S080B12MP11 | Natural Gas | Induced Draft | False | False | 1 | True | Down |  | None | Condensing | Single-Stage |  | 0.5 | Standard |  | 80000 | 78000 |  |  | 80600 | 960 | 95.5 | 75 | [8 empty] | Federally-Regulated Consumer Product | 03/08/2017 |  | 03/08/2017
York | York | TPLC100C20MP12 | LPG | Induced Draft | False | False | 1 | False | Down |  | None | Non-Condensing | Step Modulating |  | 1 | Premium |  | 100000 | 78000 |  |  | 97500 | 238 | 80 | 78 | [8 empty] | Federally-Regulated Consumer Product | 03/08/2017 |  | 03/08/2017
York | York | D7HQ048D11006NX | Natural Gas | Induced Draft | False | True | 1 | False | Down |  | None | Non-Condensing | Two-Stage Modulating |  | 1 | Premium |  | 135000 | 110000 |  |  | 112900 | 413 | 81 | 78 | [8 empty] | Federally-Regulated Consumer Product | 03/08/2017 |  | 03/08/2017
York | Evcon | RGF19080BE12MP11 | LPG | Induced Draft | False | False | 1 | False | Up |  | None | Condensing | Single-Stage |  | 0.5 | Premium |  | 80000 | 76000 |  |  | 65700 | 408 | 95.5 | 78 | [8 empty] | Federally-Regulated Consumer Product | 03/08/2017 |  | 03/08/2017
York | Evcon | D6NQ042D09006NX | LPG | Induced Draft | False | True | 1 | False | Down |  | None | Non-Condensing | Two-Stage Modulating |  | 0.75 | Premium |  | 108000 | 87000 |  |  | 94900 | 259 | 80 | 78 | [8 empty] | Federally-Regulated Consumer Product | 03/08/2017 |  | 03/08/2017
York | Coleman | MG9S100C16MP11 | Natural Gas | Induced Draft | False | False | 1 | True | Horizontal |  | None | Condensing | Single-Stage |  | 0.75 | Standard |  | 100000 | 97000 |  |  | 96400 | 1200 | 95.5 | 75 | [8 empty] | Federally-Regulated Consumer Product | 03/08/2017 |  | 03/08/2017
York | Fraser Johnston | TM8X120C20MP11 | Natural Gas | Induced Draft | False | False | 1 | False | Down |  | None | Non-Condensing | Single-Stage |  | 0.75 | Premium |  | 120000 | 96000 |  |  | 117500 | 635 | 80 | 78 | [8 empty] | Federally-Regulated Consumer Product | 03/08/2017 |  | 03/08/2017
York | Luxaire | D7NQ036N07206NX | LPG | Induced Draft | False | True | 1 | False | Horizontal |  | None | Non-Condensing | Single-Stage |  | 0.75 | Premium |  | 90000 | 73000 |  |  | 76900 | 510 | 81 | 78 | [8 empty] | Federally-Regulated Consumer Product | 03/08/2017 |  | 03/08/2017
York | York | TG9S100C16MP11 | Natural Gas | Induced Draft | False | False | 1 | False | Up | None | None | Condensing | Single-Stage | Multiple-Speed | 0.75 | Standard |  | 100000 | 97000 | 1706 | 819 | 96500 | 1156 | 95.5 | 78 | [8 empty] | Federally-Regulated Consumer Product | 03/08/2017 |  | 03/08/2017
York | Coleman | X33B[D,T]5******** | Natural Gas | Induced Draft | False | True | 3 | False | Down |  | None | Non-Condensing | Step Modulating |  | 10 | Standard |  | 533000 | 426000 | [6 empty] | 80 | 80 | [6 empty] | Federally-Regulated Commercial & Industrial Equipment | 03/08/2017 |  | 03/08/2017
York | Guardian | RGF1L080BE12MP11 | Natural Gas | Induced Draft | False | False | 1 | False | Horizontal |  | None | Non-Condensing | Single-Stage |  | 0.5 | Premium |  | 80000 | 64000 |  |  | 78600 | 379 | 80 | 78 | [8 empty] | Federally-Regulated Consumer Product | 03/08/2017 |  | 03/08/2017
York | Evcon | TM8V100C20MP11 | Natural Gas | Induced Draft | False | False | 1 | False | Down |  | None | Non-Condensing | Two-Stage Modulating |  | 1 | Premium |  | 100000 | 80000 |  |  | 95200 | 380 | 80 | 78 | [8 empty] | Federally-Regulated Consumer Product | 03/08/2017 |  | 03/08/2017
York | Evcon | RGF1L100CP16MP11 | LPG | Induced Draft | False | False | 1 | False | Down |  | None | Non-Condensing | Single-Stage |  | 0.5 | Standard |  | 100000 | 80000 |  |  | 96100 | 972 | 80 | 78 | [8 empty] | Federally-Regulated Consumer Product | 03/08/2017 |  | 03/08/2017
York | Luxaire | TGLS100C16MP11 | LPG | Induced Draft | False | False | 1 | False | Down | None | None | Non-Condensing | Single-Stage | Multiple-Speed | 0.5 | Standard |  | 100000 | 80000 | 1820 | 1012 | 96100 | 930 | 80 | 78 | [8 empty] | Federally-Regulated Consumer Product | 03/08/2017 |  | 03/08/2017
York | York | D7HQ036D07206NX | Natural Gas | Induced Draft | False | True | 1 | False | Down |  | None | Non-Condensing | Two-Stage Modulating |  | 0.75 | Premium |  | 90000 | 74000 |  |  | 73500 | 341 | 81 | 78 | [8 empty] | Federally-Regulated Consumer Product | 03/08/2017 |  | 03/08/2017
York | Coleman | D6NX048D09006NX | LPG | Induced Draft | False | True | 1 | False | Down |  | None | Non-Condensing | Two-Stage Modulating |  | 1 | Premium |  | 108000 | 87000 |  |  | 94100 | 544 | 80 | 78 | [8 empty] | Federally-Regulated Consumer Product | 03/08/2017 |  | 03/08/2017
York | Coleman | ZS036*04*F**** | LPG | Induced Draft | False | True | 1 | False | Horizontal |  | None | Non-Condensing | Single-Stage |  | 1.5 | Standard |  | 50000 | 40000 |  |  | 38000 | 371 | 80.9 | 78 | [8 empty] | Federally-Regulated Consumer Product | 03/08/2017 |  | 03/08/2017
York | Johnson Controls | V33B[D,T]5******** | LPG | Induced Draft | False | True | 3 | False | Horizontal |  | None | Non-Condensing | Step Modulating |  | 10 | Standard |  | 533000 | 426000 | [6 empty] | 80 | 80 | [6 empty] | Federally-Regulated Commercial & Industrial Equipment | 03/08/2017 |  | 03/08/2017
York | Fraser Johnston | TGLS100C16MP11 | LPG | Induced Draft | False | False | 1 | False | Up | None | None | Non-Condensing | Single-Stage | Multiple-Speed | 0.5 | Standard |  | 100000 | 80000 | 1820 | 1012 | 96100 | 930 | 80 | 78 | [8 empty] | Federally-Regulated Consumer Product | 03/08/2017 |  | 03/08/2017
York | Luxaire | X33E[D,T]5******** | Natural Gas | Induced Draft | False | True | 3 | False | Down |  | None | Non-Condensing | Step Modulating |  | 10 | Standard |  | 533000 | 426000 | [6 empty] | 80 | 80 | [6 empty] | Federally-Regulated Commercial & Industrial Equipment | 03/08/2017 |  | 03/08/2017
York | York | MG9S080B12MP11 | LPG | Induced Draft | False | False | 1 | True | Up |  | None | Condensing | Single-Stage |  | 0.5 | Standard |  | 80000 | 78000 |  |  | 80600 | 960 | 95.5 | 75 | [8 empty] | Federally-Regulated Consumer Product | 03/08/2017 |  | 03/08/2017
York | Evcon | D6NQ036D07206NX | Natural Gas | Induced Draft | False | True | 1 | False | Down |  | None | Non-Condensing | Two-Stage Modulating |  | 0.75 | Premium |  | 90000 | 72000 |  |  | 74700 | 273 | 80 | 78 | [8 empty] | Federally-Regulated Consumer Product | 03/08/2017 |  | 03/08/2017
York | Guardian | GGLS100C20MP11 | LPG | Induced Draft | False | False | 1 | False | Up | None | None | Non-Condensing | Single-Stage | Multiple-Speed | 1 | Standard |  | 100000 | 80000 | 2478 | 1307 | 95100 | 1178 | 80 | 78 | [8 empty] | Federally-Regulated Consumer Product | 03/08/2017 |  | 03/08/2017
York | Evcon | TP9C120D20MP12 | Natural Gas | Induced Draft | False | False | 1 | False | Down |  | None | Condensing | Step Modulating |  | 1 | Premium |  | 120000 | 116000 |  |  | 112400 | 597 | 98 | 78 | [8 empty] | Federally-Regulated Consumer Product | 03/08/2017 |  | 03/08/2017
York | Luxaire | TM9X080C16MP11 | LPG | Induced Draft | False | False | 1 | False | Horizontal | None | None | Condensing | Single-Stage | Multiple-Speed | 0.5 | Premium |  | 80000 | 76000 | 1558 | 457 | 65200 | 513 | 95.5 | 78 | [8 empty] | Federally-Regulated Consumer Product | 03/08/2017 |  | 03/08/2017
York | Luxaire | D6HQ060D11006NX | Natural Gas | Induced Draft | False | True | 1 | False | Horizontal |  | None | Non-Condensing | Two-Stage Modulating |  | 1 | Premium |  | 135000 | 108000 |  |  | 114400 | 300 | 80 | 78 | [8 empty] | Federally-Regulated Consumer Product | 03/08/2017 |  | 03/08/2017
York | York | D7NX048D09006NX | LPG | Induced Draft | False | True | 1 | False | Down |  | None | Non-Condensing | Two-Stage Modulating |  | 1 | Premium |  | 108000 | 89000 |  |  | 94500 | 338 | 81 | 78 | [8 empty] | Federally-Regulated Consumer Product | 03/08/2017 |  | 03/08/2017
York | Coleman | TG8S080C22MP11 | LPG | Induced Draft | False | False | 1 | False | Down | None | None | Non-Condensing | Single-Stage | Multiple-Speed | 1 | Standard |  | 80000 | 64000 | 2448 | 1263 | 74800 | 1234 | 80 | 78 | [8 empty] | Federally-Regulated Consumer Product | 03/08/2017 |  | 03/08/2017
York | Coleman | TGLS120C16MP11 | LPG | Induced Draft | False | False | 1 | False | Horizontal | None | None | Non-Condensing | Single-Stage | Multiple-Speed | 0.5 | Standard |  | 120000 | 96000 | 1600 | 1002 | 115100 | 1166 | 80 | 78 | [8 empty] | Federally-Regulated Consumer Product | 03/08/2017 |  | 03/08/2017
York | York | D6NQ036N03606NX | LPG | Induced Draft | False | True | 1 | False | Down |  | None | Non-Condensing | Single-Stage |  | 0.75 | Premium |  | 45000 | 36000 |  |  | 37300 | 590 | 80.4 | 78 | [8 empty] | Federally-Regulated Consumer Product | 03/08/2017 |  | 03/08/2017
York | Coleman | TM9E100C16MP11 | LPG | Induced Draft | False | False | 1 | False | Horizontal |  | None | Condensing | Single-Stage |  | 0.5 | Premium |  | 100000 | 96000 |  |  | 99600 | 463 | 95 | 78 | [8 empty] | Federally-Regulated Consumer Product | 03/08/2017 |  | 03/08/2017
York | Johnson Controls | V33E[D,T]3******** | LPG | Induced Draft | False | True | 3 | False | Horizontal |  | None | Non-Condensing | Step Modulating |  | 10 | Standard |  | 267000 | 213000 | [6 empty] | 80 | 80 | [6 empty] | Federally-Regulated Commercial & Industrial Equipment | 03/08/2017 |  | 03/08/2017
York | Luxaire | TM9X080B12MP11 | Natural Gas | Induced Draft | False | False | 1 | False | Horizontal | None | None | Condensing | Single-Stage | Multiple-Speed | 0.5 | Premium |  | 80000 | 76000 | 1221 | 403 | 65700 | 408 | 95.5 | 78 | [8 empty] | Federally-Regulated Consumer Product | 03/08/2017 |  | 03/08/2017
York | Luxaire | G33D[D,T]3******** | LPG | Induced Draft | False | True | 3 | False | Down |  | None | Non-Condensing | Step Modulating |  | 10 | Standard |  | 267000 | 213000 | [6 empty] | 80 | 80 | [6 empty] | Federally-Regulated Commercial & Industrial Equipment | 03/08/2017 |  | 03/08/2017
York | Coleman | ZK036*08*F**** | LPG | Induced Draft | False | True | 1 | False | Down |  | None | Non-Condensing | Single-Stage |  | 1.5 | Standard |  | 100000 | 80000 |  |  | 93400 | 1438 | 80.5 | 78 | [8 empty] | Federally-Regulated Consumer Product | 03/08/2017 |  | 03/08/2017
York | Luxaire | D6NQ048D11006NX | LPG | Induced Draft | False | True | 1 | False | Down |  | None | Non-Condensing | Two-Stage Modulating |  | 1 | Premium |  | 135000 | 108000 |  |  | 114400 | 300 | 80 | 78 | [8 empty] | Federally-Regulated Consumer Product | 03/08/2017 |  | 03/08/2017
York | Luxaire | LPLC060A12MP12 | Natural Gas | Induced Draft | False | False | 1 | False | Up |  | None | Non-Condensing | Step Modulating |  | 0.5 | Premium |  | 60000 | 47000 |  |  | 58100 | 167 | 80 | 78 | [8 empty] | Federally-Regulated Consumer Product | 03/08/2017 |  | 03/08/2017
York | Luxaire | TG9S130D20MP11 | Natural Gas | Induced Draft | False | False | 1 | False | Horizontal | None | None | Condensing | Single-Stage | Multiple-Speed | 1 | Standard |  | 130000 | 125000 | 2047 | 1198 | 112700 | 1305 | 95.5 | 78 | [8 empty] | Federally-Regulated Consumer Product | 03/08/2017 |  | 03/08/2017
York | Luxaire | TGLS120C16MP11 | Natural Gas | Induced Draft | False | False | 1 | False | Horizontal | None | None | Non-Condensing | Single-Stage | Multiple-Speed | 0.5 | Standard |  | 120000 | 96000 | 1600 | 1002 | 115100 | 1166 | 80 | 78 | [8 empty] | Federally-Regulated Consumer Product | 03/08/2017 |  | 03/08/2017
York | Evcon | TMLV100C20MP11 | LPG | Induced Draft | False | False | 1 | False | Up |  | None | Non-Condensing | Two-Stage Modulating |  | 1 | Premium |  | 100000 | 80000 |  |  | 95200 | 380 | 80 | 78 | [8 empty] | Federally-Regulated Consumer Product | 03/08/2017 |  | 03/08/2017
York | Guardian | RGF1L080CE16MP11 | Natural Gas | Induced Draft | False | False | 1 | False | Down |  | None | Non-Condensing | Single-Stage |  | 0.5 | Premium |  | 80000 | 64000 |  |  | 78300 | 444 | 80 | 78 | [8 empty] | Federally-Regulated Consumer Product | 03/08/2017 |  | 03/08/2017
York | York | TMLT100C16MP11 | Natural Gas | Induced Draft | False | False | 1 | False | Horizontal |  | None | Non-Condensing | Two-Stage Modulating |  | 0.5 | Standard |  | 100000 | 80000 |  |  | 96500 | 850 | 80 | 78 | [8 empty] | Federally-Regulated Consumer Product | 03/08/2017 |  | 03/08/2017
York | York | TG9S060A10MP11 | LPG | Induced Draft | False | False | 1 | False | Up | None | None | Condensing | Single-Stage | Multiple-Speed | 0.5 | Standard |  | 60000 | 58000 | 1103 | 769 | 47900 | 674 | 95.5 | 78 | [8 empty] | Federally-Regulated Consumer Product | 03/08/2017 |  | 03/08/2017
York | Luxaire | TG8S060A12MP11 | LPG | Induced Draft | False | False | 1 | False | Horizontal | None | None | Non-Condensing | Single-Stage | Multiple-Speed | 0.33 | Standard |  | 60000 | 48000 | 1275 | 711 | 57400 | 623 | 80 | 78 | [8 empty] | Federally-Regulated Consumer Product | 03/08/2017 |  | 03/08/2017
York | Luxaire | TMLV100C16MP11 | Natural Gas | Induced Draft | False | False | 1 | False | Up |  | None | Non-Condensing | Two-Stage Modulating |  | 0.75 | Premium |  | 100000 | 80000 |  |  | 94700 | 368 | 80 | 78 | [8 empty] | Federally-Regulated Consumer Product | 03/08/2017 |  | 03/08/2017
York | Evcon | D6NQ042N06506NX | LPG | Induced Draft | False | True | 1 | False | Horizontal |  | None | Non-Condensing | Single-Stage |  | 1 | Premium |  | 80000 | 64000 |  |  | 74700 | 1140 | 80.8 | 78 | [8 empty] | Federally-Regulated Consumer Product | 03/08/2017 |  | 03/08/2017
York | Fraser Johnston | D6NZ048D09006NX | LPG | Induced Draft | False | True | 1 | False | Down |  | None | Non-Condensing | Two-Stage Modulating |  | 1 | Premium |  | 108000 | 87000 |  |  | 94100 | 544 | 80 | 78 | [8 empty] | Federally-Regulated Consumer Product | 03/08/2017 |  | 03/08/2017
York | Fraser Johnston | TM9T100C20MP11 | LPG | Induced Draft | False | False | 1 | False | Up | None | None | Condensing | Two-Stage Modulating | Multiple-Speed | 1 | Standard |  | 100000 | 96000 | 1934 | 1183 | 96500 | 1015 | 96 | 78 | [8 empty] | Federally-Regulated Consumer Product | 03/08/2017 |  | 03/08/2017
York | York | D6NZ030N05606NX | LPG | Induced Draft | False | True | 1 | False | Down |  | None | Non-Condensing | Single-Stage |  | 0.75 | Premium |  | 70000 | 56000 |  |  | 56700 | 764 | 80.5 | 78 | [8 empty] | Federally-Regulated Consumer Product | 03/08/2017 |  | 03/08/2017
York | York | TM9M080B12MP12 | LPG | Induced Draft | False | False | 1 | False | Horizontal |  | None | Condensing | Step Modulating |  | 0.5 | Standard |  | 80000 | 77000 |  |  | 77900 | 1113 | 97 | 78 | [8 empty] | Federally-Regulated Consumer Product | 03/08/2017 |  | 03/08/2017
York | Evcon | RGF1L080CE16MP11 | Natural Gas | Induced Draft | False | False | 1 | False | Up |  | None | Non-Condensing | Single-Stage |  | 0.5 | Premium |  | 80000 | 64000 |  |  | 78300 | 444 | 80 | 78 | [8 empty] | Federally-Regulated Consumer Product | 03/08/2017 |  | 03/08/2017
York | Coleman | TM9X100C16MP11 | LPG | Induced Draft | False | False | 1 | False | Horizontal | None | None | Condensing | Single-Stage | Multiple-Speed | 0.5 | Premium |  | 100000 | 95000 | 1570 | 464 | 98400 | 638 | 95.5 | 78 | [8 empty] | Federally-Regulated Consumer Product | 03/08/2017 |  | 03/08/2017
York | Evcon | TPLC100C16MP12 | LPG | Induced Draft | False | False | 1 | False | Horizontal |  | None | Non-Condensing | Step Modulating |  | 0.75 | Premium |  | 100000 | 78000 |  |  | 97300 | 253 | 80 | 78 | [8 empty] | Federally-Regulated Consumer Product | 03/08/2017 |  | 03/08/2017
York | Coleman | D6NQ048N09006NX | Natural Gas | Induced Draft | False | True | 1 | False | Horizontal |  | None | Non-Condensing | Single-Stage |  | 1 | Premium |  | 108000 | 87000 |  |  | 93800 | 1315 | 80.6 | 78 | [8 empty] | Federally-Regulated Consumer Product | 03/08/2017 |  | 03/08/2017
York | Coleman | D7NX036D09006NX | Natural Gas | Induced Draft | False | True | 1 | False | Horizontal |  | None | Non-Condensing | Two-Stage Modulating |  | 1 | Premium |  | 108000 | 89000 |  |  | 94500 | 338 | 81 | 78 | [8 empty] | Federally-Regulated Consumer Product | 03/08/2017 |  | 03/08/2017
York | Luxaire | TGLS100C20MP11 | Natural Gas | Induced Draft | False | False | 1 | False | Down | None | None | Non-Condensing | Single-Stage | Multiple-Speed | 1 | Standard |  | 100000 | 80000 | 2478 | 1307 | 95100 | 1178 | 80 | 78 | [8 empty] | Federally-Regulated Consumer Product | 03/08/2017 |  | 03/08/2017
York | Fraser Johnston | D6HQ036D05606NX | LPG | Induced Draft | False | True | 1 | False | Down |  | None | Non-Condensing | Two-Stage Modulating |  | 0.75 | Premium |  | 70000 | 56000 |  |  | 58000 | 263 | 80 | 78 | [8 empty] | Federally-Regulated Consumer Product | 03/08/2017 |  | 03/08/2017
York | Evcon | TM9E060B12MP11 | LPG | Induced Draft | False | False | 1 | False | Horizontal |  | None | Condensing | Single-Stage |  | 0.5 | Premium |  | 60000 | 57000 |  |  | 49600 | 284 | 95 | 78 | [8 empty] | Federally-Regulated Consumer Product | 03/08/2017 |  | 03/08/2017
York | Evcon | TM8X100C20MP11 | LPG | Induced Draft | False | False | 1 | False | Up |  | None | Non-Condensing | Single-Stage |  | 0.75 | Premium |  | 100000 | 80000 |  |  | 97800 | 568 | 80 | 78 | [8 empty] | Federally-Regulated Consumer Product | 03/08/2017 |  | 03/08/2017
York | Fraser Johnston | TP9C100C20MP12 | Natural Gas | Induced Draft | False | False | 1 | False | Horizontal |  | None | Condensing | Step Modulating |  | 1 | Premium |  | 100000 | 97000 |  |  | 96400 | 558 | 97.7 | 78 | [8 empty] | Federally-Regulated Consumer Product | 03/08/2017 |  | 03/08/2017
York | Evcon | D7HQ048D11006NX | Natural Gas | Induced Draft | False | True | 1 | False | Down |  | None | Non-Condensing | Two-Stage Modulating |  | 1 | Premium |  | 135000 | 110000 |  |  | 112900 | 413 | 81 | 78 | [8 empty] | Federally-Regulated Consumer Product | 03/08/2017 |  | 03/08/2017
York | Evcon | RGF19120DE20MP12 | Natural Gas | Induced Draft | False | False | 1 | False | Up |  | None | Condensing | Single-Stage |  | 0.75 | Premium |  | 120000 | 114000 |  |  | 115900 | 624 | 95 | 78 | [8 empty] | Federally-Regulated Consumer Product | 03/08/2017 |  | 03/08/2017
York | York | TPLC080C16MP12 | Natural Gas | Induced Draft | False | False | 1 | False | Horizontal |  | None | Non-Condensing | Step Modulating |  | 0.75 | Premium |  | 80000 | 62000 |  |  | 77700 | 199 | 80 | 78 | [8 empty] | Federally-Regulated Consumer Product | 03/08/2017 |  | 03/08/2017
York | Guardian | GG9S040A08MP11 | LPG | Induced Draft | False | False | 1 | False | Horizontal | None | None | Condensing | Single-Stage | Multiple-Speed | 0.5 | Standard |  | 40000 | 39000 | 950 | 581 | 31900 | 458 | 95.5 | 78 | [8 empty] | Federally-Regulated Consumer Product | 03/08/2017 |  | 03/08/2017
York | York | D6NZ048D09006NX | Natural Gas | Induced Draft | False | True | 1 | False | Down |  | None | Non-Condensing | Two-Stage Modulating |  | 1 | Premium |  | 108000 | 87000 |  |  | 94100 | 544 | 80 | 78 | [8 empty] | Federally-Regulated Consumer Product | 03/08/2017 |  | 03/08/2017
York | Evcon | TG9S060A10MP11 | LPG | Induced Draft | False | False | 1 | False | Down | None | None | Condensing | Single-Stage | Multiple-Speed | 0.5 | Standard |  | 60000 | 58000 | 1103 | 769 | 47900 | 674 | 95.5 | 78 | [8 empty] | Federally-Regulated Consumer Product | 03/08/2017 |  | 03/08/2017
York | Fraser Johnston | TP9C100C20MP12 | LPG | Induced Draft | False | False | 1 | False | Horizontal |  | None | Condensing | Step Modulating |  | 1 | Premium |  | 100000 | 97000 |  |  | 96400 | 558 | 97.7 | 78 | [8 empty] | Federally-Regulated Consumer Product | 03/08/2017 |  | 03/08/2017
York | Luxaire | D6HQ060D09006NX | Natural Gas | Induced Draft | False | True | 1 | False | Horizontal |  | None | Non-Condensing | Two-Stage Modulating |  | 1 | Premium |  | 108000 | 87000 |  |  | 94100 | 287 | 80 | 78 | [8 empty] | Federally-Regulated Consumer Product | 03/08/2017 |  | 03/08/2017
York | Guardian | GG8S080B12MP11 | Natural Gas | Induced Draft | False | False | 1 | False | Horizontal | None | None | Non-Condensing | Single-Stage | Multiple-Speed | 0.33 | Standard |  | 80000 | 64000 | 1195 | 620 | 76700 | 793 | 80 | 78 | [8 empty] | Federally-Regulated Consumer Product | 03/08/2017 |  | 03/08/2017
York | Luxaire | D7NQ048D11006NX | LPG | Induced Draft | False | True | 1 | False | Horizontal |  | None | Non-Condensing | Two-Stage Modulating |  | 1 | Premium |  | 135000 | 110000 |  |  | 112900 | 413 | 81 | 78 | [8 empty] | Federally-Regulated Consumer Product | 03/08/2017 |  | 03/08/2017
York | Fraser Johnston | TM9V080B12MP11 | LPG | Induced Draft | False | False | 1 | False | Up | None | None | Condensing | Two-Stage Modulating | Variable-Speed | 0.5 | Premium | 60 | 80000 | 77000 | 1320 | 529 | 79500 | 339 | 96 | 78 | [8 empty] | Federally-Regulated Consumer Product | 03/08/2017 |  | 03/08/2017
York | Coleman | TGLS120C16MP11 | Natural Gas | Induced Draft | False | False | 1 | False | Down | None | None | Non-Condensing | Single-Stage | Multiple-Speed | 0.5 | Standard |  | 120000 | 96000 | 1600 | 1002 | 115100 | 1166 | 80 | 78 | [8 empty] | Federally-Regulated Consumer Product | 03/08/2017 |  | 03/08/2017
York | Evcon | RGF1L080BP12MP11 | Natural Gas | Induced Draft | False | False | 1 | False | Up |  | None | Non-Condensing | Single-Stage |  | 0.33 | Standard |  | 80000 | 64000 |  |  | 76800 | 831 | 80 | 78 | [8 empty] | Federally-Regulated Consumer Product | 03/08/2017 |  | 03/08/2017
York | Luxaire | X33A[N,S]3******** | Natural Gas | Induced Draft | False | True | 3 | False | Down |  | None | Non-Condensing | Single-Stage |  | 10 | Standard |  | 267000 | 213000 | [6 empty] | 80 | 80 | [6 empty] | Federally-Regulated Commercial & Industrial Equipment | 03/08/2017 |  | 03/08/2017
York | Coleman | TP9C080C16MP12 | LPG | Induced Draft | False | False | 1 | False | Up |  | None | Condensing | Step Modulating |  | 0.75 | Premium |  | 80000 | 78000 |  |  | 80600 | 460 | 97.7 | 78 | [8 empty] | Federally-Regulated Consumer Product | 03/08/2017 |  | 03/08/2017
York | Coleman | TMLV100C16MP11 | LPG | Induced Draft | False | False | 1 | False | Up |  | None | Non-Condensing | Two-Stage Modulating |  | 0.75 | Premium |  | 100000 | 80000 |  |  | 94700 | 368 | 80 | 78 | [8 empty] | Federally-Regulated Consumer Product | 03/08/2017 |  | 03/08/2017
York | Fraser Johnston | TGLS120C16MP11 | Natural Gas | Induced Draft | False | False | 1 | False | Down | None | None | Non-Condensing | Single-Stage | Multiple-Speed | 0.5 | Standard |  | 120000 | 96000 | 1600 | 1002 | 115100 | 1166 | 80 | 78 | [8 empty] | Federally-Regulated Consumer Product | 03/08/2017 |  | 03/08/2017
York | Evcon | TM9T100C16MP11 | LPG | Induced Draft | False | False | 1 | False | Up | None | None | Condensing | Two-Stage Modulating | Multiple-Speed | 0.75 | Standard |  | 100000 | 96000 | 1706 | 819 | 97000 | 874 | 96 | 78 | [8 empty] | Federally-Regulated Consumer Product | 03/08/2017 |  | 03/08/2017
York | Evcon | TMLX080B12MP11 | LPG | Induced Draft | False | False | 1 | False | Down |  | None | Non-Condensing | Single-Stage |  | 0.5 | Premium |  | 80000 | 64000 |  |  | 78600 | 379 | 80 | 78 | [8 empty] | Federally-Regulated Consumer Product | 03/08/2017 |  | 03/08/2017
York | Fraser Johnston | D6NQ060N09006NX | Natural Gas | Induced Draft | False | True | 1 | False | Down |  | None | Non-Condensing | Single-Stage |  | 1 | Premium |  | 108000 | 87000 |  |  | 93400 | 1313 | 80.6 | 78 | [8 empty] | Federally-Regulated Consumer Product | 03/08/2017 |  | 03/08/2017
York | Evcon | RGF19080CE16MP12 | Natural Gas | Induced Draft | False | False | 1 | False | Horizontal |  | None | Condensing | Single-Stage |  | 0.5 | Premium |  | 80000 | 77000 |  |  | 82800 | 429 | 95 | 78 | [8 empty] | Federally-Regulated Consumer Product | 03/08/2017 |  | 03/08/2017
York | Fraser Johnston | TM9E100C16MP11 | LPG | Induced Draft | False | False | 1 | False | Down |  | None | Condensing | Single-Stage |  | 0.5 | Premium |  | 100000 | 96000 |  |  | 99600 | 463 | 95 | 78 | [8 empty] | Federally-Regulated Consumer Product | 03/08/2017 |  | 03/08/2017
York | Luxaire | TM9T100C20MP11 | Natural Gas | Induced Draft | False | False | 1 | False | Horizontal | None | None | Condensing | Two-Stage Modulating | Multiple-Speed | 1 | Standard |  | 100000 | 96000 | 1934 | 1183 | 96500 | 1015 | 96 | 78 | [8 empty] | Federally-Regulated Consumer Product | 03/08/2017 |  | 03/08/2017
York | York | D7NX036N06506NX | LPG | Induced Draft | False | True | 1 | False | Horizontal |  | None | Non-Condensing | Single-Stage |  | 1 | Premium |  | 80000 | 66000 |  |  | 77300 | 424 | 81 | 78 | [8 empty] | Federally-Regulated Consumer Product | 03/08/2017 |  | 03/08/2017
York | Fraser Johnston | D6NQ048N09006NX | LPG | Induced Draft | False | True | 1 | False | Down |  | None | Non-Condensing | Single-Stage |  | 1 | Premium |  | 108000 | 87000 |  |  | 93800 | 1315 | 80.6 | 78 | [8 empty] | Federally-Regulated Consumer Product | 03/08/2017 |  | 03/08/2017
York | Coleman | TP9C080B12MP12 | LPG | Induced Draft | False | False | 1 | False | Up |  | None | Condensing | Step Modulating |  | 0.5 | Premium |  | 80000 | 77000 |  |  | 80800 | 435 | 97.5 | 78 | [8 empty] | Federally-Regulated Consumer Product | 03/08/2017 |  | 03/08/2017
York | Coleman | TMLX080B12MP11 | Natural Gas | Induced Draft | False | False | 1 | False | Up |  | None | Non-Condensing | Single-Stage |  | 0.5 | Premium |  | 80000 | 64000 |  |  | 78600 | 379 | 80 | 78 | [8 empty] | Federally-Regulated Consumer Product | 03/08/2017 |  | 03/08/2017
York | Fraser Johnston | TG9S120D20MP11 | Natural Gas | Induced Draft | False | False | 1 | False | Horizontal | None | None | Condensing | Single-Stage | Multiple-Speed | 1 | Standard |  | 120000 | 116000 | 1977 | 1190 | 112700 | 1311 | 95.5 | 78 | [8 empty] | Federally-Regulated Consumer Product | 03/08/2017 |  | 03/08/2017
York | Fraser Johnston | TM9M060B12MP12 | LPG | Induced Draft | False | False | 1 | False | Down |  | None | Condensing | Step Modulating |  | 0.5 | Standard |  | 60000 | 58000 |  |  | 46700 | 716 | 97 | 78 | [8 empty] | Federally-Regulated Consumer Product | 03/08/2017 |  | 03/08/2017
York | Fraser Johnston | D6NZ024D05606NX | Natural Gas | Induced Draft | False | True | 1 | False | Down |  | None | Non-Condensing | Two-Stage Modulating |  | 0.5 | Premium |  | 70000 | 56000 |  |  | 57600 | 151 | 80 | 78 | [8 empty] | Federally-Regulated Consumer Product | 03/08/2017 |  | 03/08/2017
York | Luxaire | TG9S100C16MP11 | LPG | Induced Draft | False | False | 1 | False | Up | None | None | Condensing | Single-Stage | Multiple-Speed | 0.75 | Standard |  | 100000 | 97000 | 1706 | 819 | 96500 | 1156 | 95.5 | 78 | [8 empty] | Federally-Regulated Consumer Product | 03/08/2017 |  | 03/08/2017
York | Coleman | D7NX024N05606NX | LPG | Induced Draft | False | True | 1 | False | Down |  | None | Non-Condensing | Single-Stage |  | 0.5 | Premium |  | 70000 | 57000 |  |  | 58300 | 241 | 81 | 78 | [8 empty] | Federally-Regulated Consumer Product | 03/08/2017 |  | 03/08/2017
York | Fraser Johnston | TGLS080C16MP11 | LPG | Induced Draft | False | False | 1 | False | Down | None | None | Non-Condensing | Single-Stage | Multiple-Speed | 0.5 | Standard |  | 80000 | 64000 | 1602 | 1069 | 75100 | 1168 | 80 | 78 | [8 empty] | Federally-Regulated Consumer Product | 03/08/2017 |  | 03/08/2017
York | York | TM9X060B12MP11 | LPG | Induced Draft | False | False | 1 | False | Up | None | None | Condensing | Single-Stage | Multiple-Speed | 0.5 | Premium |  | 60000 | 57000 | 1197 | 398 | 49000 | 394 | 95.5 | 78 | [8 empty] | Federally-Regulated Consumer Product | 03/08/2017 |  | 03/08/2017
York | Evcon | TMLX060A12MP11 | Natural Gas | Induced Draft | False | False | 1 | False | Down |  | None | Non-Condensing | Single-Stage |  | 0.5 | Premium |  | 60000 | 48000 |  |  | 59100 | 243 | 80 | 78 | [8 empty] | Federally-Regulated Consumer Product | 03/08/2017 |  | 03/08/2017
York | Evcon | TM8X080B12MP11 | Natural Gas | Induced Draft | False | False | 1 | False | Up |  | None | Non-Condensing | Single-Stage |  | 0.5 | Premium |  | 80000 | 64000 |  |  | 78600 | 379 | 80 | 78 | [8 empty] | Federally-Regulated Consumer Product | 03/08/2017 |  | 03/08/2017
York | Evcon | D7NQ060N09006NX | Natural Gas | Induced Draft | False | True | 1 | False | Horizontal |  | None | Non-Condensing | Single-Stage |  | 1 | Premium |  | 108000 | 88000 |  |  | 96900 | 467 | 81 | 78 | [8 empty] | Federally-Regulated Consumer Product | 03/08/2017 |  | 03/08/2017
York | Evcon | TG8S040A08MP11 | Natural Gas | Induced Draft | False | False | 1 | False | Up | None | None | Non-Condensing | Single-Stage | Multiple-Speed | 0.2 | Standard |  | 40000 | 32000 | 717 | 489 | 38100 | 444 | 80 | 78 | [8 empty] | Federally-Regulated Consumer Product | 03/08/2017 |  | 03/08/2017
York | Guardian | GGLS100B12MP11 | LPG | Induced Draft | False | False | 1 | False | Down | None | None | Non-Condensing | Single-Stage | Multiple-Speed | 0.33 | Standard |  | 100000 | 80000 | 1223 | 614 | 96100 | 935 | 80 | 78 | [8 empty] | Federally-Regulated Consumer Product | 03/08/2017 |  | 03/08/2017
York | Guardian | GG8S080B12MP11 | LPG | Induced Draft | False | False | 1 | False | Up | None | None | Non-Condensing | Single-Stage | Multiple-Speed | 0.33 | Standard |  | 80000 | 64000 | 1195 | 620 | 76700 | 793 | 80 | 78 | [8 empty] | Federally-Regulated Consumer Product | 03/08/2017 |  | 03/08/2017
York | Evcon | TM9T100C16MP11 | LPG | Induced Draft | False | False | 1 | False | Down | None | None | Condensing | Two-Stage Modulating | Multiple-Speed | 0.75 | Standard |  | 100000 | 96000 | 1706 | 819 | 97000 | 874 | 96 | 78 | [8 empty] | Federally-Regulated Consumer Product | 03/08/2017 |  | 03/08/2017
York | Fraser Johnston | TM9X040A10MP11 | Natural Gas | Induced Draft | False | False | 1 | False | Down |  | None | Condensing | Single-Stage |  | 0.5 | Premium |  | 40000 | 38000 |  |  | 32700 | 256 | 95.5 | 78 | [8 empty] | Federally-Regulated Consumer Product | 03/08/2017 |  | 03/08/2017
York | Luxaire | X33B[D,T]3******** | LPG | Induced Draft | False | True | 3 | False | Horizontal |  | None | Non-Condensing | Step Modulating |  | 10 | Standard |  | 267000 | 213000 | [6 empty] | 80 | 80 | [6 empty] | Federally-Regulated Commercial & Industrial Equipment | 03/08/2017 |  | 03/08/2017
York | Luxaire | TG9S120D16MP11 | LPG | Induced Draft | False | False | 1 | False | Horizontal | None | None | Condensing | Single-Stage | Multiple-Speed | 0.75 | Standard |  | 120000 | 116000 | 1805 | 876 | 113200 | 1185 | 95.5 | 78 | [8 empty] | Federally-Regulated Consumer Product | 03/08/2017 |  | 03/08/2017
York | York | Z33E[D,T]5******** | Natural Gas | Induced Draft | False | True | 3 | False | Horizontal |  | None | Non-Condensing | Step Modulating |  | 10 | Standard |  | 533000 | 426000 | [6 empty] | 80 | 80 | [6 empty] | Federally-Regulated Commercial & Industrial Equipment | 03/08/2017 |  | 03/08/2017
York | Luxaire | D7NX036D09006NX | Natural Gas | Induced Draft | False | True | 1 | False | Horizontal |  | None | Non-Condensing | Two-Stage Modulating |  | 1 | Premium |  | 108000 | 89000 |  |  | 94500 | 338 | 81 | 78 | [8 empty] | Federally-Regulated Consumer Product | 03/08/2017 |  | 03/08/2017
York | Fraser Johnston | D6NZ036D05606NX | LPG | Induced Draft | False | True | 1 | False | Down |  | None | Non-Condensing | Two-Stage Modulating |  | 0.75 | Premium |  | 70000 | 56000 |  |  | 58000 | 263 | 80 | 78 | [8 empty] | Federally-Regulated Consumer Product | 03/08/2017 |  | 03/08/2017
York | Coleman | TM8X100C16MP11 | Natural Gas | Induced Draft | False | False | 1 | False | Horizontal |  | None | Non-Condensing | Single-Stage |  | 0.5 | Premium |  | 100000 | 80000 |  |  | 98400 | 431 | 80 | 78 | [8 empty] | Federally-Regulated Consumer Product | 03/08/2017 |  | 03/08/2017
York | Evcon | TGLS100B12MP11 | LPG | Induced Draft | False | False | 1 | False | Up | None | None | Non-Condensing | Single-Stage | Multiple-Speed | 0.33 | Standard |  | 100000 | 80000 | 1223 | 614 | 96100 | 935 | 80 | 78 | [8 empty] | Federally-Regulated Consumer Product | 03/08/2017 |  | 03/08/2017
York | Coleman | D7NQ036N03606NX | LPG | Induced Draft | False | True | 1 | False | Horizontal |  | None | Non-Condensing | Single-Stage |  | 0.75 | Premium |  | 45000 | 36000 |  |  | 38500 | 238 | 81 | 78 | [8 empty] | Federally-Regulated Consumer Product | 03/08/2017 |  | 03/08/2017
York | Fraser Johnston | TPLC120C20MP12 | Natural Gas | Induced Draft | False | False | 1 | False | Horizontal |  | None | Non-Condensing | Step Modulating |  | 1 | Premium |  | 120000 | 95000 |  |  | 115200 | 484 | 80 | 78 | [8 empty] | Federally-Regulated Consumer Product | 03/08/2017 |  | 03/08/2017
York | Evcon | RGF19040AP08MP11 | LPG | Induced Draft | False | False | 1 | False | Horizontal |  | None | Condensing | Single-Stage |  | 0.5 | Standard |  | 40000 | 39000 |  |  | 31900 | 482 | 95.5 | 78 | [8 empty] | Federally-Regulated Consumer Product | 03/08/2017 |  | 03/08/2017
York | Evcon | TM8T120C20MP11 | Natural Gas | Induced Draft | False | False | 1 | False | Down |  | None | Non-Condensing | Two-Stage Modulating |  | 1 | Standard |  | 120000 | 96000 |  |  | 116600 | 832 | 80 | 78 | [8 empty] | Federally-Regulated Consumer Product | 03/08/2017 |  | 03/08/2017
York | Fraser Johnston | TM9M060B12MP12 | Natural Gas | Induced Draft | False | False | 1 | False | Horizontal |  | None | Condensing | Step Modulating |  | 0.5 | Standard |  | 60000 | 58000 |  |  | 46700 | 716 | 97 | 78 | [8 empty] | Federally-Regulated Consumer Product | 03/08/2017 |  | 03/08/2017
York | Johnson Controls | H33B[D,T]5******** | Natural Gas | Induced Draft | False | True | 3 | False | Down |  | None | Non-Condensing | Step Modulating |  | 10 | Standard |  | 533000 | 426000 | [6 empty] | 80 | 80 | [6 empty] | Federally-Regulated Commercial & Industrial Equipment | 03/08/2017 |  | 03/08/2017
York | York | TM9X100C16MP11 | Natural Gas | Induced Draft | False | False | 1 | False | Down | None | None | Condensing | Single-Stage | Multiple-Speed | 0.5 | Premium |  | 100000 | 95000 | 1570 | 464 | 98400 | 638 | 95.5 | 78 | [8 empty] | Federally-Regulated Consumer Product | 03/08/2017 |  | 03/08/2017
York | York | TM9X100C16MP11 | LPG | Induced Draft | False | False | 1 | False | Down | None | None | Condensing | Single-Stage | Multiple-Speed | 0.5 | Premium |  | 100000 | 95000 | 1570 | 464 | 98400 | 638 | 95.5 | 78 | [8 empty] | Federally-Regulated Consumer Product | 03/08/2017 |  | 03/08/2017
York | Fraser Johnston | TGLS130D20MP11 | LPG | Induced Draft | False | False | 1 | False | Up | None | None | Non-Condensing | Single-Stage | Multiple-Speed | 1 | Standard |  | 130000 | 104000 | 2399 | 1324 | 114700 | 1265 | 80 | 78 | [8 empty] | Federally-Regulated Consumer Product | 03/08/2017 |  | 03/08/2017
York | Coleman | G33D[D,T]5******** | Natural Gas | Induced Draft | False | True | 3 | False | Down |  | None | Non-Condensing | Step Modulating |  | 10 | Standard |  | 533000 | 426000 | [6 empty] | 80 | 80 | [6 empty] | Federally-Regulated Commercial & Industrial Equipment | 03/08/2017 |  | 03/08/2017
York | Luxaire | D6NZ036N07206NX | LPG | Induced Draft | False | True | 1 | False | Horizontal |  | None | Non-Condensing | Single-Stage |  | 0.75 | Premium |  | 90000 | 72000 |  |  | 75500 | 1056 | 80.1 | 78 | [8 empty] | Federally-Regulated Consumer Product | 03/08/2017 |  | 03/08/2017
York | Evcon | D7NQ060N06506NX | Natural Gas | Induced Draft | False | True | 1 | False | Down |  | None | Non-Condensing | Single-Stage |  | 1 | Premium |  | 80000 | 66000 |  |  | 77300 | 424 | 81 | 78 | [8 empty] | Federally-Regulated Consumer Product | 03/08/2017 |  | 03/08/2017
York | Evcon | TM8V100C16MP11 | LPG | Induced Draft | False | False | 1 | False | Down |  | None | Non-Condensing | Two-Stage Modulating |  | 0.75 | Premium |  | 100000 | 80000 |  |  | 94700 | 368 | 80 | 78 | [8 empty] | Federally-Regulated Consumer Product | 03/08/2017 |  | 03/08/2017
York | York | TMLX080C16MP11 | LPG | Induced Draft | False | False | 1 | False | Down |  | None | Non-Condensing | Single-Stage |  | 0.5 | Premium |  | 80000 | 64000 |  |  | 78300 | 444 | 80 | 78 | [8 empty] | Federally-Regulated Consumer Product | 03/08/2017 |  | 03/08/2017
York | Luxaire | D7NX048D11006NX | Natural Gas | Induced Draft | False | True | 1 | False | Down |  | None | Non-Condensing | Two-Stage Modulating |  | 1 | Premium |  | 135000 | 110000 |  |  | 112900 | 413 | 81 | 78 | [8 empty] | Federally-Regulated Consumer Product | 03/08/2017 |  | 03/08/2017
York | Luxaire | TGLS100B12MP11 | LPG | Induced Draft | False | False | 1 | False | Horizontal | None | None | Non-Condensing | Single-Stage | Multiple-Speed | 0.33 | Standard |  | 100000 | 80000 | 1223 | 614 | 96100 | 935 | 80 | 78 | [8 empty] | Federally-Regulated Consumer Product | 03/08/2017 |  | 03/08/2017
York | Fraser Johnston | D6NZ060D09006NX | Natural Gas | Induced Draft | False | True | 1 | False | Down |  | None | Non-Condensing | Two-Stage Modulating |  | 1 | Premium |  | 108000 | 87000 |  |  | 94100 | 544 | 80 | 78 | [8 empty] | Federally-Regulated Consumer Product | 03/08/2017 |  | 03/08/2017
York | Evcon | TG9S080C22MP11 | LPG | Induced Draft | False | False | 1 | False | Up | None | None | Condensing | Single-Stage | Multiple-Speed | 1 | Standard |  | 80000 | 78000 | 2162 | 1285 | 80400 | 966 | 95.5 | 78 | [8 empty] | Federally-Regulated Consumer Product | 03/08/2017 |  | 03/08/2017
York | Evcon | D6NZ042N06506NX | LPG | Induced Draft | False | True | 1 | False | Down |  | None | Non-Condensing | Single-Stage |  | 1 | Premium |  | 80000 | 64000 |  |  | 74700 | 1140 | 80.6 | 78 | [8 empty] | Federally-Regulated Consumer Product | 03/08/2017 |  | 03/08/2017
York | Evcon | TG8S060A10MP11 | Natural Gas | Induced Draft | False | False | 1 | False | Down | None | None | Non-Condensing | Single-Stage | Multiple-Speed | 0.33 | Standard |  | 60000 | 48000 | 1004 | 708 | 57700 | 553 | 80 | 78 | [8 empty] | Federally-Regulated Consumer Product | 03/08/2017 |  | 03/08/2017
York | York | TM9M100C20MP12 | LPG | Induced Draft | False | False | 1 | False | Up |  | None | Condensing | Step Modulating |  | 1 | Standard |  | 100000 | 97000 |  |  | 93900 | 1231 | 97 | 78 | [8 empty] | Federally-Regulated Consumer Product | 03/08/2017 |  | 03/08/2017
York | Luxaire | G33D[D,T]3******** | Natural Gas | Induced Draft | False | True | 3 | False | Down |  | None | Non-Condensing | Step Modulating |  | 10 | Standard |  | 267000 | 213000 | [6 empty] | 80 | 80 | [6 empty] | Federally-Regulated Commercial & Industrial Equipment | 03/08/2017 |  | 03/08/2017
York | Evcon | TM9T100C16MP11 | Natural Gas | Induced Draft | False | False | 1 | False | Up | None | None | Condensing | Two-Stage Modulating | Multiple-Speed | 0.75 | Standard |  | 100000 | 96000 | 1706 | 819 | 97000 | 874 | 96 | 78 | [8 empty] | Federally-Regulated Consumer Product | 03/08/2017 |  | 03/08/2017
York | Coleman | TG8S080C16MP11 | Natural Gas | Induced Draft | False | False | 1 | False | Up | None | None | Non-Condensing | Single-Stage | Multiple-Speed | 0.5 | Standard |  | 80000 | 64000 | 1602 | 1069 | 75100 | 1168 | 80 | 78 | [8 empty] | Federally-Regulated Consumer Product | 03/08/2017 |  | 03/08/2017
York | Luxaire | TP9C100C20MP12 | LPG | Induced Draft | False | False | 1 | False | Down |  | None | Condensing | Step Modulating |  | 1 | Premium |  | 100000 | 97000 |  |  | 96400 | 558 | 97.7 | 78 | [8 empty] | Federally-Regulated Consumer Product | 03/08/2017 |  | 03/08/2017
York | York | TM8V080B12MP11 | LPG | Induced Draft | False | False | 1 | False | Up |  | None | Non-Condensing | Two-Stage Modulating |  | 0.5 | Premium |  | 80000 | 63000 |  |  | 75800 | 315 | 80 | 78 | [8 empty] | Federally-Regulated Consumer Product | 03/08/2017 |  | 03/08/2017
York | York | TM9T060B12MP11 | LPG | Induced Draft | False | False | 1 | False | Horizontal | None | None | Condensing | Two-Stage Modulating | Multiple-Speed | 0.5 | Standard |  | 60000 | 58000 | 1243 | 713 | 48700 | 371 | 96 | 78 | [8 empty] | Federally-Regulated Consumer Product | 03/08/2017 |  | 03/08/2017
York | Coleman | TG9S040A08MP11 | Natural Gas | Induced Draft | False | False | 1 | False | Down | None | None | Condensing | Single-Stage | Multiple-Speed | 0.5 | Standard |  | 40000 | 39000 | 950 | 581 | 31900 | 458 | 95.5 | 78 | [8 empty] | Federally-Regulated Consumer Product | 03/08/2017 |  | 03/08/2017
York | Luxaire | D7HQ060D11006NX | LPG | Induced Draft | False | True | 1 | False | Horizontal |  | None | Non-Condensing | Two-Stage Modulating |  | 1 | Premium |  | 135000 | 110000 |  |  | 112900 | 413 | 81 | 78 | [8 empty] | Federally-Regulated Consumer Product | 03/08/2017 |  | 03/08/2017
York | Fraser Johnston | D6NQ036D07206NX | Natural Gas | Induced Draft | False | True | 1 | False | Horizontal |  | None | Non-Condensing | Two-Stage Modulating |  | 0.75 | Premium |  | 90000 | 72000 |  |  | 74700 | 273 | 80 | 78 | [8 empty] | Federally-Regulated Consumer Product | 03/08/2017 |  | 03/08/2017
York | York | TM8V100C20MP11 | LPG | Induced Draft | False | False | 1 | False | Down |  | None | Non-Condensing | Two-Stage Modulating |  | 1 | Premium |  | 100000 | 80000 |  |  | 95200 | 380 | 80 | 78 | [8 empty] | Federally-Regulated Consumer Product | 03/08/2017 |  | 03/08/2017
York | Evcon | D6NQ030D05606NX | LPG | Induced Draft | False | True | 1 | False | Horizontal |  | None | Non-Condensing | Two-Stage Modulating |  | 0.75 | Premium |  | 70000 | 56000 |  |  | 55700 | 252 | 80 | 78 | [8 empty] | Federally-Regulated Consumer Product | 03/08/2017 |  | 03/08/2017
York | Luxaire | ZS036*08*F**** | LPG | Induced Draft | False | True | 1 | False | Horizontal |  | None | Non-Condensing | Single-Stage |  | 1.5 | Standard |  | 100000 | 80000 |  |  | 93400 | 1438 | 80.5 | 78 | [8 empty] | Federally-Regulated Consumer Product | 03/08/2017 |  | 03/08/2017
York | Coleman | D6NQ036D07206NX | Natural Gas | Induced Draft | False | True | 1 | False | Down |  | None | Non-Condensing | Two-Stage Modulating |  | 0.75 | Premium |  | 90000 | 72000 |  |  | 74700 | 273 | 80 | 78 | [8 empty] | Federally-Regulated Consumer Product | 03/08/2017 |  | 03/08/2017
York | Luxaire | X33B[D,T]3******** | Natural Gas | Induced Draft | False | True | 3 | False | Down |  | None | Non-Condensing | Step Modulating |  | 10 | Standard |  | 267000 | 213000 | [6 empty] | 80 | 80 | [6 empty] | Federally-Regulated Commercial & Industrial Equipment | 03/08/2017 |  | 03/08/2017
York | York | MG9S100C20MP11 | Natural Gas | Induced Draft | False | False | 1 | True | Horizontal |  | None | Condensing | Single-Stage |  | 1 | Standard |  | 100000 | 97000 |  |  | 96600 | 1161 | 95.5 | 75 | [8 empty] | Federally-Regulated Consumer Product | 03/08/2017 |  | 03/08/2017
York | Luxaire | TG8S130D20MP11 | Natural Gas | Induced Draft | False | False | 1 | False | Up | None | None | Non-Condensing | Single-Stage | Multiple-Speed | 1 | Standard |  | 130000 | 104000 | 2399 | 1324 | 114700 | 1265 | 80 | 78 | [8 empty] | Federally-Regulated Consumer Product | 03/08/2017 |  | 03/08/2017
York | Coleman | G33A[D,T]5******** | Natural Gas | Induced Draft | False | True | 3 | False | Down |  | None | Non-Condensing | Step Modulating |  | 10 | Standard |  | 533000 | 426000 | [6 empty] | 80 | 80 | [6 empty] | Federally-Regulated Commercial & Industrial Equipment | 03/08/2017 |  | 03/08/2017
York | Coleman | TGLS130D20MP11 | Natural Gas | Induced Draft | False | False | 1 | False | Horizontal | None | None | Non-Condensing | Single-Stage | Multiple-Speed | 1 | Standard |  | 130000 | 104000 | 2399 | 1324 | 114700 | 1265 | 80 | 78 | [8 empty] | Federally-Regulated Consumer Product | 03/08/2017 |  | 03/08/2017
York | Luxaire | D6NX036N09006NX | Natural Gas | Induced Draft | False | True | 1 | False | Down |  | None | Non-Condensing | Single-Stage |  | 1 | Premium |  | 108000 | 87000 |  |  | 94400 | 1124 | 80.8 | 78 | [8 empty] | Federally-Regulated Consumer Product | 03/08/2017 |  | 03/08/2017
York | Coleman | TM9V100C20MP11 | Natural Gas | Induced Draft | False | False | 1 | False | Down | None | None | Condensing | Two-Stage Modulating | Variable-Speed | 1 | Premium | 60 | 100000 | 96000 | 2019 | 576 | 94300 | 386 | 96 | 78 | [8 empty] | Federally-Regulated Consumer Product | 03/08/2017 |  | 03/08/2017
York | Coleman | TG9S080C22MP11 | Natural Gas | Induced Draft | False | False | 1 | False | Up | None | None | Condensing | Single-Stage | Multiple-Speed | 1 | Standard |  | 80000 | 78000 | 2162 | 1285 | 80400 | 966 | 95.5 | 78 | [8 empty] | Federally-Regulated Consumer Product | 03/08/2017 |  | 03/08/2017
York | Fraser Johnston | TMLT120C20MP11 | Natural Gas | Induced Draft | False | False | 1 | False | Down |  | None | Non-Condensing | Two-Stage Modulating |  | 1 | Standard |  | 120000 | 96000 |  |  | 116600 | 832 | 80 | 78 | [8 empty] | Federally-Regulated Consumer Product | 03/08/2017 |  | 03/08/2017
York | Evcon | TPLC080C16MP12 | Natural Gas | Induced Draft | False | False | 1 | False | Down |  | None | Non-Condensing | Step Modulating |  | 0.75 | Premium |  | 80000 | 62000 |  |  | 77700 | 199 | 80 | 78 | [8 empty] | Federally-Regulated Consumer Product | 03/08/2017 |  | 03/08/2017
York | Coleman | TM9T080B12MP11 | LPG | Induced Draft | False | False | 1 | False | Down | None | None | Condensing | Two-Stage Modulating | Multiple-Speed | 0.5 | Standard |  | 80000 | 77000 | 1370 | 854 | 81300 | 588 | 96 | 78 | [8 empty] | Federally-Regulated Consumer Product | 03/08/2017 |  | 03/08/2017
York | Fraser Johnston | D6NZ042D09006NX | LPG | Induced Draft | False | True | 1 | False | Down |  | None | Non-Condensing | Two-Stage Modulating |  | 0.75 | Premium |  | 108000 | 87000 |  |  | 95300 | 362 | 80 | 78 | [8 empty] | Federally-Regulated Consumer Product | 03/08/2017 |  | 03/08/2017
York | Luxaire | LPLC080B12MP12 | Natural Gas | Induced Draft | False | False | 1 | False | Up |  | None | Non-Condensing | Step Modulating |  | 0.5 | Premium |  | 80000 | 62000 |  |  | 77900 | 235 | 80 | 78 | [8 empty] | Federally-Regulated Consumer Product | 03/08/2017 |  | 03/08/2017
York | Evcon | RGF1L100CE20MP11 | LPG | Induced Draft | False | False | 1 | False | Horizontal |  | None | Non-Condensing | Single-Stage |  | 0.75 | Premium |  | 100000 | 80000 |  |  | 97800 | 568 | 80 | 78 | [8 empty] | Federally-Regulated Consumer Product | 03/08/2017 |  | 03/08/2017
York | Luxaire | G33E[N,S]3******** | Natural Gas | Induced Draft | False | True | 3 | False | Horizontal |  | None | Non-Condensing | Single-Stage |  | 10 | Standard |  | 267000 | 213000 | [6 empty] | 80 | 80 | [6 empty] | Federally-Regulated Commercial & Industrial Equipment | 03/08/2017 |  | 03/08/2017
York | Coleman | ZK036*08*F**** | LPG | Induced Draft | False | True | 1 | False | Horizontal |  | None | Non-Condensing | Single-Stage |  | 1.5 | Standard |  | 100000 | 80000 |  |  | 93400 | 1438 | 80.5 | 78 | [8 empty] | Federally-Regulated Consumer Product | 03/08/2017 |  | 03/08/2017
York | Johnson Controls | T33B[N,S]3******** | Natural Gas | Induced Draft | False | True | 3 | False | Horizontal |  | None | Non-Condensing | Single-Stage |  | 10 | Standard |  | 267000 | 213000 | [6 empty] | 80 | 80 | [6 empty] | Federally-Regulated Commercial & Industrial Equipment | 03/08/2017 |  | 03/08/2017
York | Fraser Johnston | D6NZ060N11006NX | LPG | Induced Draft | False | True | 1 | False | Horizontal |  | None | Non-Condensing | Single-Stage |  | 1 | Premium |  | 135000 | 108000 |  |  | 115300 | 1073 | 80.2 | 78 | [8 empty] | Federally-Regulated Consumer Product | 03/08/2017 |  | 03/08/2017
York | Evcon | D6NZ036D07206NX | LPG | Induced Draft | False | True | 1 | False | Down |  | None | Non-Condensing | Two-Stage Modulating |  | 0.75 | Premium |  | 90000 | 72000 |  |  | 74700 | 273 | 80 | 78 | [8 empty] | Federally-Regulated Consumer Product | 03/08/2017 |  | 03/08/2017
York | York | D7HQ036D07206NX | LPG | Induced Draft | False | True | 1 | False | Down |  | None | Non-Condensing | Two-Stage Modulating |  | 0.75 | Premium |  | 90000 | 74000 |  |  | 73500 | 341 | 81 | 78 | [8 empty] | Federally-Regulated Consumer Product | 03/08/2017 |  | 03/08/2017
York | Luxaire | TMLX080B12MP11 | LPG | Induced Draft | False | False | 1 | False | Up |  | None | Non-Condensing | Single-Stage |  | 0.5 | Premium |  | 80000 | 64000 |  |  | 78600 | 379 | 80 | 78 | [8 empty] | Federally-Regulated Consumer Product | 03/08/2017 |  | 03/08/2017
York | Luxaire | TG8S060A10MP11 | LPG | Induced Draft | False | False | 1 | False | Horizontal | None | None | Non-Condensing | Single-Stage | Multiple-Speed | 0.33 | Standard |  | 60000 | 48000 | 1004 | 708 | 57700 | 553 | 80 | 78 | [8 empty] | Federally-Regulated Consumer Product | 03/08/2017 |  | 03/08/2017
York | Coleman | D6NQ048N11006NX | Natural Gas | Induced Draft | False | True | 1 | False | Down |  | None | Non-Condensing | Single-Stage |  | 1 | Premium |  | 135000 | 108000 |  |  | 114000 | 1275 | 80.5 | 78 | [8 empty] | Federally-Regulated Consumer Product | 03/08/2017 |  | 03/08/2017
York | Fraser Johnston | TMLX080B12MP11 | Natural Gas | Induced Draft | False | False | 1 | False | Down |  | None | Non-Condensing | Single-Stage |  | 0.5 | Premium |  | 80000 | 64000 |  |  | 78600 | 379 | 80 | 78 | [8 empty] | Federally-Regulated Consumer Product | 03/08/2017 |  | 03/08/2017
York | Coleman | D7NX048N09006NX | LPG | Induced Draft | False | True | 1 | False | Down |  | None | Non-Condensing | Single-Stage |  | 1 | Premium |  | 108000 | 88000 |  |  | 96900 | 467 | 81 | 78 | [8 empty] | Federally-Regulated Consumer Product | 03/08/2017 |  | 03/08/2017
York | York | TMLX060A12MP11 | LPG | Induced Draft | False | False | 1 | False | Horizontal |  | None | Non-Condensing | Single-Stage |  | 0.5 | Premium |  | 60000 | 48000 |  |  | 59100 | 243 | 80 | 78 | [8 empty] | Federally-Regulated Consumer Product | 03/08/2017 |  | 03/08/2017
York | Coleman | TM9V100C16MP11 | Natural Gas | Induced Draft | False | False | 1 | False | Up | None | None | Condensing | Two-Stage Modulating | Variable-Speed | 0.75 | Premium | 60 | 100000 | 96000 | 1818 | 519 | 95600 | 364 | 96 | 78 | [8 empty] | Federally-Regulated Consumer Product | 03/08/2017 |  | 03/08/2017
York | Luxaire | D7NX024N05606NX | Natural Gas | Induced Draft | False | True | 1 | False | Down |  | None | Non-Condensing | Single-Stage |  | 0.5 | Premium |  | 70000 | 57000 |  |  | 58300 | 241 | 81 | 78 | [8 empty] | Federally-Regulated Consumer Product | 03/08/2017 |  | 03/08/2017
York | Evcon | D6NZ030N05606NX | LPG | Induced Draft | False | True | 1 | False | Down |  | None | Non-Condensing | Single-Stage |  | 0.75 | Premium |  | 70000 | 56000 |  |  | 56700 | 764 | 80.5 | 78 | [8 empty] | Federally-Regulated Consumer Product | 03/08/2017 |  | 03/08/2017
York | Coleman | X33B[N,S]3******** | Natural Gas | Induced Draft | False | True | 3 | False | Down |  | None | Non-Condensing | Single-Stage |  | 10 | Standard |  | 267000 | 213000 | [6 empty] | 80 | 80 | [6 empty] | Federally-Regulated Commercial & Industrial Equipment | 03/08/2017 |  | 03/08/2017
York | Coleman | TM8T060A12MP11 | Natural Gas | Induced Draft | False | False | 1 | False | Down |  | None | Non-Condensing | Two-Stage Modulating |  | 0.33 | Standard |  | 60000 | 47000 |  |  | 58100 | 450 | 80 | 78 | [8 empty] | Federally-Regulated Consumer Product | 03/08/2017 |  | 03/08/2017
York | Luxaire | D6NZ036D05606NX | LPG | Induced Draft | False | True | 1 | False | Horizontal |  | None | Non-Condensing | Two-Stage Modulating |  | 0.75 | Premium |  | 70000 | 56000 |  |  | 58000 | 263 | 80 | 78 | [8 empty] | Federally-Regulated Consumer Product | 03/08/2017 |  | 03/08/2017
York | Evcon | D6HQ060D09006NX | LPG | Induced Draft | False | True | 1 | False | Horizontal |  | None | Non-Condensing | Two-Stage Modulating |  | 1 | Premium |  | 108000 | 87000 |  |  | 94100 | 287 | 80 | 78 | [8 empty] | Federally-Regulated Consumer Product | 03/08/2017 |  | 03/08/2017
York | Johnson Controls | H33D[N,S]3******** | LPG | Induced Draft | False | True | 3 | False | Down |  | None | Non-Condensing | Single-Stage |  | 10 | Standard |  | 267000 | 213000 | [6 empty] | 80 | 80 | [6 empty] | Federally-Regulated Commercial & Industrial Equipment | 03/08/2017 |  | 03/08/2017
York | Luxaire | D7HQ024D05606NX | LPG | Induced Draft | False | True | 1 | False | Down |  | None | Non-Condensing | Two-Stage Modulating |  | 0.5 | Premium |  | 70000 | 57000 |  |  | 56100 | 215 | 81 | 78 | [8 empty] | Federally-Regulated Consumer Product | 03/08/2017 |  | 03/08/2017
York | York | D7HQ030D05606NX | LPG | Induced Draft | False | True | 1 | False | Down |  | None | Non-Condensing | Two-Stage Modulating |  | 0.75 | Premium |  | 70000 | 57000 |  |  | 56100 | 216 | 81 | 78 | [8 empty] | Federally-Regulated Consumer Product | 03/08/2017 |  | 03/08/2017
York | Luxaire | G33B[D,T]3******** | Natural Gas | Induced Draft | False | True | 3 | False | Down |  | None | Non-Condensing | Step Modulating |  | 10 | Standard |  | 267000 | 213000 | [6 empty] | 80 | 80 | [6 empty] | Federally-Regulated Commercial & Industrial Equipment | 03/08/2017 |  | 03/08/2017
York | Guardian | RGF1L120CP20MP11 | Natural Gas | Induced Draft | False | False | 1 | False | Down |  | None | Non-Condensing | Single-Stage |  | 1 | Standard |  | 120000 | 96000 |  |  | 115200 | 1197 | 80 | 78 | [8 empty] | Federally-Regulated Consumer Product | 03/08/2017 |  | 03/08/2017
York | Evcon | D6NQ042N06506NX | Natural Gas | Induced Draft | False | True | 1 | False | Down |  | None | Non-Condensing | Single-Stage |  | 1 | Premium |  | 80000 | 64000 |  |  | 74700 | 1140 | 80.8 | 78 | [8 empty] | Federally-Regulated Consumer Product | 03/08/2017 |  | 03/08/2017
York | York | D7HQ024D05606NX | LPG | Induced Draft | False | True | 1 | False | Horizontal |  | None | Non-Condensing | Two-Stage Modulating |  | 0.5 | Premium |  | 70000 | 57000 |  |  | 56100 | 215 | 81 | 78 | [8 empty] | Federally-Regulated Consumer Product | 03/08/2017 |  | 03/08/2017
York | Fraser Johnston | D7NX024N03606NX | Natural Gas | Induced Draft | False | True | 1 | False | Down |  | None | Non-Condensing | Single-Stage |  | 0.5 | Premium |  | 45000 | 37000 |  |  | 38700 | 201 | 81 | 78 | [8 empty] | Federally-Regulated Consumer Product | 03/08/2017 |  | 03/08/2017
York | Fraser Johnston | D6NX024D05606NX | LPG | Induced Draft | False | True | 1 | False | Down |  | None | Non-Condensing | Two-Stage Modulating |  | 0.5 | Premium |  | 70000 | 56000 |  |  | 57600 | 151 | 80 | 78 | [8 empty] | Federally-Regulated Consumer Product | 03/08/2017 |  | 03/08/2017
York | Johnson Controls | V33B[D,T]5******** | Natural Gas | Induced Draft | False | True | 3 | False | Down |  | None | Non-Condensing | Step Modulating |  | 10 | Standard |  | 533000 | 426000 | [6 empty] | 80 | 80 | [6 empty] | Federally-Regulated Commercial & Industrial Equipment | 03/08/2017 |  | 03/08/2017
York | Coleman | D7NQ024N03606NX | LPG | Induced Draft | False | True | 1 | False | Down |  | None | Non-Condensing | Single-Stage |  | 0.5 | Premium |  | 45000 | 37000 |  |  | 38700 | 201 | 81 | 78 | [8 empty] | Federally-Regulated Consumer Product | 03/08/2017 |  | 03/08/2017
York | Fraser Johnston | TM9X120D20MP11 | LPG | Induced Draft | False | False | 1 | False | Up | None | None | Condensing | Single-Stage | Multiple-Speed | 0.75 | Premium |  | 120000 | 114000 | 2036 | 671 | 114600 | 816 | 95.5 | 78 | [8 empty] | Federally-Regulated Consumer Product | 03/08/2017 |  | 03/08/2017
York | Evcon | TMLX100C16MP11 | LPG | Induced Draft | False | False | 1 | False | Down |  | None | Non-Condensing | Single-Stage |  | 0.5 | Premium |  | 100000 | 80000 |  |  | 98400 | 431 | 80 | 78 | [8 empty] | Federally-Regulated Consumer Product | 03/08/2017 |  | 03/08/2017
York | Fraser Johnston | TMLX080B12MP11 | LPG | Induced Draft | False | False | 1 | False | Down |  | None | Non-Condensing | Single-Stage |  | 0.5 | Premium |  | 80000 | 64000 |  |  | 78600 | 379 | 80 | 78 | [8 empty] | Federally-Regulated Consumer Product | 03/08/2017 |  | 03/08/2017
York | Evcon | TP9C060B12MP12 | Natural Gas | Induced Draft | False | False | 1 | False | Horizontal |  | None | Condensing | Step Modulating |  | 0.5 | Premium |  | 60000 | 58000 |  |  | 48400 | 241 | 97.5 | 78 | [8 empty] | Federally-Regulated Consumer Product | 03/08/2017 |  | 03/08/2017
York | Luxaire | D6NZ048N06506NX | Natural Gas | Induced Draft | False | True | 1 | False | Down |  | None | Non-Condensing | Single-Stage |  | 1 | Premium |  | 80000 | 64000 |  |  | 73900 | 1250 | 80.8 | 78 | [8 empty] | Federally-Regulated Consumer Product | 03/08/2017 |  | 03/08/2017
York | Coleman | TG9S040A08MP11 | LPG | Induced Draft | False | False | 1 | False | Up | None | None | Condensing | Single-Stage | Multiple-Speed | 0.5 | Standard |  | 40000 | 39000 | 950 | 581 | 31900 | 458 | 95.5 | 78 | [8 empty] | Federally-Regulated Consumer Product | 03/08/2017 |  | 03/08/2017
York | Evcon | TMLX080C16MP11 | LPG | Induced Draft | False | False | 1 | False | Up |  | None | Non-Condensing | Single-Stage |  | 0.5 | Premium |  | 80000 | 64000 |  |  | 78300 | 444 | 80 | 78 | [8 empty] | Federally-Regulated Consumer Product | 03/08/2017 |  | 03/08/2017
York | Coleman | TPLC060A12MP12 | LPG | Induced Draft | False | False | 1 | False | Horizontal |  | None | Non-Condensing | Step Modulating |  | 0.5 | Premium |  | 60000 | 47000 |  |  | 58100 | 167 | 80 | 78 | [8 empty] | Federally-Regulated Consumer Product | 03/08/2017 |  | 03/08/2017
York | Guardian | RGF19060BP12MP11 | LPG | Induced Draft | False | False | 1 | False | Down |  | None | Condensing | Single-Stage |  | 0.5 | Standard |  | 60000 | 58000 |  |  | 48100 | 650 | 95.5 | 78 | [8 empty] | Federally-Regulated Consumer Product | 03/08/2017 |  | 03/08/2017
York | York | TM9M060B12MP12 | Natural Gas | Induced Draft | False | False | 1 | False | Down |  | None | Condensing | Step Modulating |  | 0.5 | Standard |  | 60000 | 58000 |  |  | 46700 | 716 | 97 | 78 | [8 empty] | Federally-Regulated Consumer Product | 03/08/2017 |  | 03/08/2017
York | York | TM8T060A12MP11 | Natural Gas | Induced Draft | False | False | 1 | False | Down |  | None | Non-Condensing | Two-Stage Modulating |  | 0.33 | Standard |  | 60000 | 47000 |  |  | 58100 | 450 | 80 | 78 | [8 empty] | Federally-Regulated Consumer Product | 03/08/2017 |  | 03/08/2017
York | Fraser Johnston | D6NQ036N03606NX | Natural Gas | Induced Draft | False | True | 1 | False | Down |  | None | Non-Condensing | Single-Stage |  | 0.75 | Premium |  | 45000 | 36000 |  |  | 37300 | 590 | 80.4 | 78 | [8 empty] | Federally-Regulated Consumer Product | 03/08/2017 |  | 03/08/2017
York | York | TG9S120D20MP11 | Natural Gas | Induced Draft | False | False | 1 | False | Down | None | None | Condensing | Single-Stage | Multiple-Speed | 1 | Standard |  | 120000 | 116000 | 1977 | 1190 | 112700 | 1311 | 95.5 | 78 | [8 empty] | Federally-Regulated Consumer Product | 03/08/2017 |  | 03/08/2017
York | Fraser Johnston | TM8V080B12MP11 | LPG | Induced Draft | False | False | 1 | False | Up |  | None | Non-Condensing | Two-Stage Modulating |  | 0.5 | Premium |  | 80000 | 63000 |  |  | 75800 | 315 | 80 | 78 | [8 empty] | Federally-Regulated Consumer Product | 03/08/2017 |  | 03/08/2017
York | Fraser Johnston | TM8T120C20MP11 | Natural Gas | Induced Draft | False | False | 1 | False | Up |  | None | Non-Condensing | Two-Stage Modulating |  | 1 | Standard |  | 120000 | 96000 |  |  | 116600 | 832 | 80 | 78 | [8 empty] | Federally-Regulated Consumer Product | 03/08/2017 |  | 03/08/2017
York | Luxaire | TG8S080B12MP11 | LPG | Induced Draft | False | False | 1 | False | Up | None | None | Non-Condensing | Single-Stage | Multiple-Speed | 0.33 | Standard |  | 80000 | 64000 | 1195 | 620 | 76700 | 793 | 80 | 78 | [8 empty] | Federally-Regulated Consumer Product | 03/08/2017 |  | 03/08/2017
York | Evcon | TMLV080B12MP11 | LPG | Induced Draft | False | False | 1 | False | Horizontal |  | None | Non-Condensing | Two-Stage Modulating |  | 0.5 | Premium |  | 80000 | 63000 |  |  | 75800 | 315 | 80 | 78 | [8 empty] | Federally-Regulated Consumer Product | 03/08/2017 |  | 03/08/2017
York | York | D6NQ036N03606NX | LPG | Induced Draft | False | True | 1 | False | Horizontal |  | None | Non-Condensing | Single-Stage |  | 0.75 | Premium |  | 45000 | 36000 |  |  | 37300 | 590 | 80.4 | 78 | [8 empty] | Federally-Regulated Consumer Product | 03/08/2017 |  | 03/08/2017
York | York | TM9E080B12MP11 | Natural Gas | Induced Draft | False | False | 1 | False | Up |  | None | Condensing | Single-Stage |  | 0.5 | Premium |  | 80000 | 77000 |  |  | 83000 | 382 | 95 | 78 | [8 empty] | Federally-Regulated Consumer Product | 03/08/2017 |  | 03/08/2017
York | Luxaire | TM8T100C20MP11 | LPG | Induced Draft | False | False | 1 | False | Horizontal |  | None | Non-Condensing | Two-Stage Modulating |  | 1 | Standard |  | 100000 | 80000 |  |  | 97200 | 688 | 80 | 78 | [8 empty] | Federally-Regulated Consumer Product | 03/08/2017 |  | 03/08/2017
York | York | TM9M080B12MP12 | Natural Gas | Induced Draft | False | False | 1 | False | Down |  | None | Condensing | Step Modulating |  | 0.5 | Standard |  | 80000 | 77000 |  |  | 77900 | 1113 | 97 | 78 | [8 empty] | Federally-Regulated Consumer Product | 03/08/2017 |  | 03/08/2017
York | Fraser Johnston | TGLS120C20MP11 | LPG | Induced Draft | False | False | 1 | False | Horizontal | None | None | Non-Condensing | Single-Stage | Multiple-Speed | 1 | Standard |  | 120000 | 96000 | 2338 | 1286 | 115200 | 1150 | 80 | 78 | [8 empty] | Federally-Regulated Consumer Product | 03/08/2017 |  | 03/08/2017
York | Coleman | TM9X080C16MP11 | LPG | Induced Draft | False | False | 1 | False | Down | None | None | Condensing | Single-Stage | Multiple-Speed | 0.5 | Premium |  | 80000 | 76000 | 1558 | 457 | 65200 | 513 | 95.5 | 78 | [8 empty] | Federally-Regulated Consumer Product | 03/08/2017 |  | 03/08/2017
York | Guardian | GG9S100C20MP11 | Natural Gas | Induced Draft | False | False | 1 | False | Down | None | None | Condensing | Single-Stage | Multiple-Speed | 1 | Standard |  | 100000 | 97000 | 1934 | 1183 | 96600 | 1118 | 95.5 | 78 | [8 empty] | Federally-Regulated Consumer Product | 03/08/2017 |  | 03/08/2017
York | York | TM8V060A12MP11 | Natural Gas | Induced Draft | False | False | 1 | False | Horizontal |  | None | Non-Condensing | Two-Stage Modulating |  | 0.5 | Premium |  | 60000 | 47000 |  |  | 57000 | 259 | 80 | 78 | [8 empty] | Federally-Regulated Consumer Product | 03/08/2017 |  | 03/08/2017
York | Luxaire | D6NZ036N07206NX | LPG | Induced Draft | False | True | 1 | False | Down |  | None | Non-Condensing | Single-Stage |  | 0.75 | Premium |  | 90000 | 72000 |  |  | 75500 | 1056 | 80.1 | 78 | [8 empty] | Federally-Regulated Consumer Product | 03/08/2017 |  | 03/08/2017
York | Evcon | D6HQ048D09006NX | Natural Gas | Induced Draft | False | True | 1 | False | Horizontal |  | None | Non-Condensing | Two-Stage Modulating |  | 1 | Premium |  | 108000 | 87000 |  |  | 94100 | 287 | 80 | 78 | [8 empty] | Federally-Regulated Consumer Product | 03/08/2017 |  | 03/08/2017
York | York | TM9X080C16MP11 | Natural Gas | Induced Draft | False | False | 1 | False | Up | None | None | Condensing | Single-Stage | Multiple-Speed | 0.5 | Premium |  | 80000 | 76000 | 1558 | 457 | 65200 | 513 | 95.5 | 78 | [8 empty] | Federally-Regulated Consumer Product | 03/08/2017 |  | 03/08/2017
York | Evcon | TM9X100C16MP11 | LPG | Induced Draft | False | False | 1 | False | Down | None | None | Condensing | Single-Stage | Multiple-Speed | 0.5 | Premium |  | 100000 | 95000 | 1570 | 464 | 98400 | 638 | 95.5 | 78 | [8 empty] | Federally-Regulated Consumer Product | 03/08/2017 |  | 03/08/2017
York | York | D6NQ036D07206NX | Natural Gas | Induced Draft | False | True | 1 | False | Horizontal |  | None | Non-Condensing | Two-Stage Modulating |  | 0.75 | Premium |  | 90000 | 72000 |  |  | 74700 | 273 | 80 | 78 | [8 empty] | Federally-Regulated Consumer Product | 03/08/2017 |  | 03/08/2017
York | Evcon | D6NQ048D09006NX | Natural Gas | Induced Draft | False | True | 1 | False | Horizontal |  | None | Non-Condensing | Two-Stage Modulating |  | 1 | Premium |  | 108000 | 87000 |  |  | 94100 | 287 | 80 | 78 | [8 empty] | Federally-Regulated Consumer Product | 03/08/2017 |  | 03/08/2017
York | Johnson Controls | S33D[D,T]3******** | LPG | Induced Draft | False | True | 3 | False | Down |  | None | Non-Condensing | Step Modulating |  | 10 | Standard |  | 267000 | 213000 | [6 empty] | 80 | 80 | [6 empty] | Federally-Regulated Commercial & Industrial Equipment | 03/08/2017 |  | 03/08/2017
York | Fraser Johnston | TMLX080C16MP11 | LPG | Induced Draft | False | False | 1 | False | Down |  | None | Non-Condensing | Single-Stage |  | 0.5 | Premium |  | 80000 | 64000 |  |  | 78300 | 444 | 80 | 78 | [8 empty] | Federally-Regulated Consumer Product | 03/08/2017 |  | 03/08/2017
York | York | MG9S080B12MP11 | Natural Gas | Induced Draft | False | False | 1 | True | Horizontal |  | None | Condensing | Single-Stage |  | 0.5 | Standard |  | 80000 | 78000 |  |  | 80600 | 960 | 95.5 | 75 | [8 empty] | Federally-Regulated Consumer Product | 03/08/2017 |  | 03/08/2017
York | Coleman | G33D[D,T]5******** | LPG | Induced Draft | False | True | 3 | False | Down |  | None | Non-Condensing | Step Modulating |  | 10 | Standard |  | 533000 | 426000 | [6 empty] | 80 | 80 | [6 empty] | Federally-Regulated Commercial & Industrial Equipment | 03/08/2017 |  | 03/08/2017
York | Coleman | TMLT080C16MP11 | LPG | Induced Draft | False | False | 1 | False | Down |  | None | Non-Condensing | Two-Stage Modulating |  | 0.5 | Standard |  | 80000 | 63000 |  |  | 77500 | 607 | 80 | 78 | [8 empty] | Federally-Regulated Consumer Product | 03/08/2017 |  | 03/08/2017
York | Luxaire | ZS048*06*F**** | Natural Gas | Induced Draft | False | True | 1 | False | Horizontal |  | None | Non-Condensing | Single-Stage |  | 1.5 | Standard |  | 75000 | 60000 |  |  | 57700 | 396 | 80.9 | 78 | [8 empty] | Federally-Regulated Consumer Product | 03/08/2017 |  | 03/08/2017
York | Evcon | TMLV080C16MP11 | LPG | Induced Draft | False | False | 1 | False | Down |  | None | Non-Condensing | Two-Stage Modulating |  | 0.75 | Premium |  | 80000 | 63000 |  |  | 76900 | 323 | 80 | 78 | [8 empty] | Federally-Regulated Consumer Product | 03/08/2017 |  | 03/08/2017
York | Evcon | TPLC080B12MP12 | LPG | Induced Draft | False | False | 1 | False | Down |  | None | Non-Condensing | Step Modulating |  | 0.5 | Premium |  | 80000 | 62000 |  |  | 77900 | 235 | 80 | 78 | [8 empty] | Federally-Regulated Consumer Product | 03/08/2017 |  | 03/08/2017
York | Coleman | D7NQ048N09006NX | Natural Gas | Induced Draft | False | True | 1 | False | Horizontal |  | None | Non-Condensing | Single-Stage |  | 1 | Premium |  | 108000 | 88000 |  |  | 96900 | 467 | 81 | 78 | [8 empty] | Federally-Regulated Consumer Product | 03/08/2017 |  | 03/08/2017
York | York | TM9E100C20MP11 | Natural Gas | Induced Draft | False | False | 1 | False | Down |  | None | Condensing | Single-Stage |  | 0.75 | Premium |  | 100000 | 96000 |  |  | 99800 | 410 | 95 | 78 | [8 empty] | Federally-Regulated Consumer Product | 03/08/2017 |  | 03/08/2017
York | Evcon | RGF1L100CE16MP11 | Natural Gas | Induced Draft | False | False | 1 | False | Down |  | None | Non-Condensing | Single-Stage |  | 0.5 | Premium |  | 100000 | 80000 |  |  | 98400 | 431 | 80 | 78 | [8 empty] | Federally-Regulated Consumer Product | 03/08/2017 |  | 03/08/2017
York | Fraser Johnston | TGLS100B12MP11 | Natural Gas | Induced Draft | False | False | 1 | False | Horizontal | None | None | Non-Condensing | Single-Stage | Multiple-Speed | 0.33 | Standard |  | 100000 | 80000 | 1223 | 614 | 96100 | 935 | 80 | 78 | [8 empty] | Federally-Regulated Consumer Product | 03/08/2017 |  | 03/08/2017
York | Luxaire | D6NZ024N05606NX | Natural Gas | Induced Draft | False | True | 1 | False | Down |  | None | Non-Condensing | Single-Stage |  | 0.5 | Premium |  | 70000 | 56000 |  |  | 56700 | 764 | 80.2 | 78 | [8 empty] | Federally-Regulated Consumer Product | 03/08/2017 |  | 03/08/2017
York | Coleman | D6NX024D05606NX | LPG | Induced Draft | False | True | 1 | False | Horizontal |  | None | Non-Condensing | Two-Stage Modulating |  | 0.5 | Premium |  | 70000 | 56000 |  |  | 57600 | 151 | 80 | 78 | [8 empty] | Federally-Regulated Consumer Product | 03/08/2017 |  | 03/08/2017
York | Fraser Johnston | TM9V080C16MP11 | Natural Gas | Induced Draft | False | False | 1 | False | Down | None | None | Condensing | Two-Stage Modulating | Variable-Speed | 0.75 | Premium | 60 | 80000 | 77000 | 1787 | 544 | 79000 | 273 | 96 | 78 | [8 empty] | Federally-Regulated Consumer Product | 03/08/2017 |  | 03/08/2017
York | Luxaire | D6NZ030N03606NX | Natural Gas | Induced Draft | False | True | 1 | False | Down |  | None | Non-Condensing | Single-Stage |  | 0.75 | Premium |  | 45000 | 36000 |  |  | 37900 | 468 | 80.5 | 78 | [8 empty] | Federally-Regulated Consumer Product | 03/08/2017 |  | 03/08/2017
York | Evcon | D7NX024N03606NX | Natural Gas | Induced Draft | False | True | 1 | False | Down |  | None | Non-Condensing | Single-Stage |  | 0.5 | Premium |  | 45000 | 37000 |  |  | 38700 | 201 | 81 | 78 | [8 empty] | Federally-Regulated Consumer Product | 03/08/2017 |  | 03/08/2017
York | Luxaire | D6HQ036D05606NX | LPG | Induced Draft | False | True | 1 | False | Down |  | None | Non-Condensing | Two-Stage Modulating |  | 0.75 | Premium |  | 70000 | 56000 |  |  | 58000 | 263 | 80 | 78 | [8 empty] | Federally-Regulated Consumer Product | 03/08/2017 |  | 03/08/2017
York | Evcon | D7NX036N09006NX | Natural Gas | Induced Draft | False | True | 1 | False | Horizontal |  | None | Non-Condensing | Single-Stage |  | 1 | Premium |  | 108000 | 88000 |  |  | 96900 | 467 | 81 | 78 | [8 empty] | Federally-Regulated Consumer Product | 03/08/2017 |  | 03/08/2017
York | York | TM9T120D20MP11 | Natural Gas | Induced Draft | False | False | 1 | False | Horizontal | None | None | Condensing | Two-Stage Modulating | Multiple-Speed | 1 | Standard |  | 120000 | 115000 | 1977 | 1190 | 113900 | 801 | 96 | 78 | [8 empty] | Federally-Regulated Consumer Product | 03/08/2017 |  | 03/08/2017
York | York | TGLS060A10MP11 | Natural Gas | Induced Draft | False | False | 1 | False | Down | None | None | Non-Condensing | Single-Stage | Multiple-Speed | 0.33 | Standard |  | 60000 | 48000 | 1004 | 708 | 57700 | 553 | 80 | 78 | [8 empty] | Federally-Regulated Consumer Product | 03/08/2017 |  | 03/08/2017
York | Fraser Johnston | TM9M100C16MP12 | Natural Gas | Induced Draft | False | False | 1 | False | Horizontal |  | None | Condensing | Step Modulating |  | 0.75 | Standard |  | 100000 | 97000 |  |  | 93000 | 1500 | 97 | 78 | [8 empty] | Federally-Regulated Consumer Product | 03/08/2017 |  | 03/08/2017
York | Johnson Controls | S33B[D,T]3******** | Natural Gas | Induced Draft | False | True | 3 | False | Horizontal |  | None | Non-Condensing | Step Modulating |  | 10 | Standard |  | 267000 | 213000 | [6 empty] | 80 | 80 | [6 empty] | Federally-Regulated Commercial & Industrial Equipment | 03/08/2017 |  | 03/08/2017
York | Evcon | TM8X100C16MP11 | LPG | Induced Draft | False | False | 1 | False | Down |  | None | Non-Condensing | Single-Stage |  | 0.5 | Premium |  | 100000 | 80000 |  |  | 98400 | 431 | 80 | 78 | [8 empty] | Federally-Regulated Consumer Product | 03/08/2017 |  | 03/08/2017
York | Evcon | TM8X080B12MP11 | LPG | Induced Draft | False | False | 1 | False | Horizontal |  | None | Non-Condensing | Single-Stage |  | 0.5 | Premium |  | 80000 | 64000 |  |  | 78600 | 379 | 80 | 78 | [8 empty] | Federally-Regulated Consumer Product | 03/08/2017 |  | 03/08/2017
York | Fraser Johnston | TM9M100C20MP12 | Natural Gas | Induced Draft | False | False | 1 | False | Up |  | None | Condensing | Step Modulating |  | 1 | Standard |  | 100000 | 97000 |  |  | 93900 | 1231 | 97 | 78 | [8 empty] | Federally-Regulated Consumer Product | 03/08/2017 |  | 03/08/2017
York | Guardian | GG8S100C16MP11 | Natural Gas | Induced Draft | False | False | 1 | False | Horizontal | None | None | Non-Condensing | Single-Stage | Multiple-Speed | 0.5 | Standard |  | 100000 | 80000 | 1820 | 1012 | 96100 | 930 | 80 | 78 | [8 empty] | Federally-Regulated Consumer Product | 03/08/2017 |  | 03/08/2017
York | Fraser Johnston | D7NQ036D07206NX | LPG | Induced Draft | False | True | 1 | False | Horizontal |  | None | Non-Condensing | Two-Stage Modulating |  | 0.75 | Premium |  | 90000 | 74000 |  |  | 73500 | 341 | 81 | 78 | [8 empty] | Federally-Regulated Consumer Product | 03/08/2017 |  | 03/08/2017
York | Evcon | TM9E100C20MP11 | LPG | Induced Draft | False | False | 1 | False | Down |  | None | Condensing | Single-Stage |  | 0.75 | Premium |  | 100000 | 96000 |  |  | 99800 | 410 | 95 | 78 | [8 empty] | Federally-Regulated Consumer Product | 03/08/2017 |  | 03/08/2017
York | Evcon | TG8S060A10MP11 | Natural Gas | Induced Draft | False | False | 1 | False | Up | None | None | Non-Condensing | Single-Stage | Multiple-Speed | 0.33 | Standard |  | 60000 | 48000 | 1004 | 708 | 57700 | 553 | 80 | 78 | [8 empty] | Federally-Regulated Consumer Product | 03/08/2017 |  | 03/08/2017
York | Evcon | D6NQ048N11006NX | Natural Gas | Induced Draft | False | True | 1 | False | Horizontal |  | None | Non-Condensing | Single-Stage |  | 1 | Premium |  | 135000 | 108000 |  |  | 114000 | 1275 | 80.5 | 78 | [8 empty] | Federally-Regulated Consumer Product | 03/08/2017 |  | 03/08/2017
York | Evcon | TM9E100C20MP11 | LPG | Induced Draft | False | False | 1 | False | Horizontal |  | None | Condensing | Single-Stage |  | 0.75 | Premium |  | 100000 | 96000 |  |  | 99800 | 410 | 95 | 78 | [8 empty] | Federally-Regulated Consumer Product | 03/08/2017 |  | 03/08/2017
York | Coleman | CPLC120C20MP12 | LPG | Induced Draft | False | False | 1 | False | Horizontal |  | None | Non-Condensing | Step Modulating |  | 1 | Premium |  | 120000 | 95000 |  |  | 115200 | 484 | 80 | 78 | [8 empty] | Federally-Regulated Consumer Product | 03/08/2017 |  | 03/08/2017
York | Evcon | TMLX100C16MP11 | LPG | Induced Draft | False | False | 1 | False | Up |  | None | Non-Condensing | Single-Stage |  | 0.5 | Premium |  | 100000 | 80000 |  |  | 98400 | 431 | 80 | 78 | [8 empty] | Federally-Regulated Consumer Product | 03/08/2017 |  | 03/08/2017
York | Johnson Controls | T33E[D,T]5******** | Natural Gas | Induced Draft | False | True | 3 | False | Down |  | None | Non-Condensing | Step Modulating |  | 10 | Standard |  | 533000 | 426000 | [6 empty] | 80 | 80 | [6 empty] | Federally-Regulated Commercial & Industrial Equipment | 03/08/2017 |  | 03/08/2017
York | Luxaire | TM8T080B12MP11 | Natural Gas | Induced Draft | False | False | 1 | False | Up |  | None | Non-Condensing | Two-Stage Modulating |  | 0.33 | Standard |  | 80000 | 63000 |  |  | 77700 | 568 | 80 | 78 | [8 empty] | Federally-Regulated Consumer Product | 03/08/2017 |  | 03/08/2017
York | Johnson Controls | S33E[D,T]3******** | LPG | Induced Draft | False | True | 3 | False | Horizontal |  | None | Non-Condensing | Step Modulating |  | 10 | Standard |  | 267000 | 213000 | [6 empty] | 80 | 80 | [6 empty] | Federally-Regulated Commercial & Industrial Equipment | 03/08/2017 |  | 03/08/2017
York | Fraser Johnston | TM8X100C20MP11 | Natural Gas | Induced Draft | False | False | 1 | False | Horizontal |  | None | Non-Condensing | Single-Stage |  | 0.75 | Premium |  | 100000 | 80000 |  |  | 97800 | 568 | 80 | 78 | [8 empty] | Federally-Regulated Consumer Product | 03/08/2017 |  | 03/08/2017
York | Guardian | GGLS060A12MP11 | Natural Gas | Induced Draft | False | False | 1 | False | Down | None | None | Non-Condensing | Single-Stage | Multiple-Speed | 0.33 | Standard |  | 60000 | 48000 | 1275 | 711 | 57400 | 623 | 80 | 78 | [8 empty] | Federally-Regulated Consumer Product | 03/08/2017 |  | 03/08/2017
York | Guardian | GGLS060A10MP11 | Natural Gas | Induced Draft | False | False | 1 | False | Horizontal | None | None | Non-Condensing | Single-Stage | Multiple-Speed | 0.33 | Standard |  | 60000 | 48000 | 1004 | 708 | 57700 | 553 | 80 | 78 | [8 empty] | Federally-Regulated Consumer Product | 03/08/2017 |  | 03/08/2017
York | Luxaire | D7NQ024N03606NX | LPG | Induced Draft | False | True | 1 | False | Down |  | None | Non-Condensing | Single-Stage |  | 0.5 | Premium |  | 45000 | 37000 |  |  | 38700 | 201 | 81 | 78 | [8 empty] | Federally-Regulated Consumer Product | 03/08/2017 |  | 03/08/2017
York | Fraser Johnston | ZK036*04*F**** | LPG | Induced Draft | False | True | 1 | False | Down |  | None | Non-Condensing | Single-Stage |  | 1.5 | Standard |  | 50000 | 40000 |  |  | 38000 | 371 | 80.9 | 78 | [8 empty] | Federally-Regulated Consumer Product | 03/08/2017 |  | 03/08/2017
York | Guardian | RGF19080BE12MP12 | Natural Gas | Induced Draft | False | False | 1 | False | Down |  | None | Condensing | Single-Stage |  | 0.5 | Premium |  | 80000 | 77000 |  |  | 83000 | 382 | 95 | 78 | [8 empty] | Federally-Regulated Consumer Product | 03/08/2017 |  | 03/08/2017
York | Evcon | ZS060*08*F**** | Natural Gas | Induced Draft | False | True | 1 | False | Down |  | None | Non-Condensing | Single-Stage |  | 1.5 | Standard |  | 100000 | 80000 |  |  | 93400 | 1438 | 80.5 | 78 | [8 empty] | Federally-Regulated Consumer Product | 03/08/2017 |  | 03/08/2017
York | York | TG8S100B12MP11 | LPG | Induced Draft | False | False | 1 | False | Down | None | None | Non-Condensing | Single-Stage | Multiple-Speed | 0.33 | Standard |  | 100000 | 80000 | 1223 | 614 | 96100 | 935 | 80 | 78 | [8 empty] | Federally-Regulated Consumer Product | 03/08/2017 |  | 03/08/2017
York | Evcon | D7NQ048N06506NX | Natural Gas | Induced Draft | False | True | 1 | False | Horizontal |  | None | Non-Condensing | Single-Stage |  | 1 | Premium |  | 80000 | 66000 |  |  | 77300 | 424 | 81 | 78 | [8 empty] | Federally-Regulated Consumer Product | 03/08/2017 |  | 03/08/2017
York | Evcon | TG8S120C20MP11 | Natural Gas | Induced Draft | False | False | 1 | False | Up | None | None | Non-Condensing | Single-Stage | Multiple-Speed | 1 | Standard |  | 120000 | 96000 | 2338 | 1286 | 115200 | 1150 | 80 | 78 | [8 empty] | Federally-Regulated Consumer Product | 03/08/2017 |  | 03/08/2017
York | Evcon | RGF19100CE20MP12 | Natural Gas | Induced Draft | False | False | 1 | False | Up |  | None | Condensing | Single-Stage |  | 0.75 | Premium |  | 100000 | 96000 |  |  | 99800 | 410 | 95 | 78 | [8 empty] | Federally-Regulated Consumer Product | 03/08/2017 |  | 03/08/2017
York | York | TM8X080B12MP11 | Natural Gas | Induced Draft | False | False | 1 | False | Down |  | None | Non-Condensing | Single-Stage |  | 0.5 | Premium |  | 80000 | 64000 |  |  | 78600 | 379 | 80 | 78 | [8 empty] | Federally-Regulated Consumer Product | 03/08/2017 |  | 03/08/2017
York | Evcon | RGF1L120CP20MP11 | LPG | Induced Draft | False | False | 1 | False | Up |  | None | Non-Condensing | Single-Stage |  | 1 | Standard |  | 120000 | 96000 |  |  | 115200 | 1197 | 80 | 78 | [8 empty] | Federally-Regulated Consumer Product | 03/08/2017 |  | 03/08/2017
York | Luxaire | D6NQ060D11006NX | LPG | Induced Draft | False | True | 1 | False | Horizontal |  | None | Non-Condensing | Two-Stage Modulating |  | 1 | Premium |  | 135000 | 108000 |  |  | 114400 | 300 | 80 | 78 | [8 empty] | Federally-Regulated Consumer Product | 03/08/2017 |  | 03/08/2017
York | Fraser Johnston | TMLX100C20MP11 | LPG | Induced Draft | False | False | 1 | False | Down |  | None | Non-Condensing | Single-Stage |  | 0.75 | Premium |  | 100000 | 80000 |  |  | 97800 | 568 | 80 | 78 | [8 empty] | Federally-Regulated Consumer Product | 03/08/2017 |  | 03/08/2017
York | Luxaire | X33B[N,S]3******** | LPG | Induced Draft | False | True | 3 | False | Down |  | None | Non-Condensing | Single-Stage |  | 10 | Standard |  | 267000 | 213000 | [6 empty] | 80 | 80 | [6 empty] | Federally-Regulated Commercial & Industrial Equipment | 03/08/2017 |  | 03/08/2017
York | Luxaire | TM8X100C16MP11 | LPG | Induced Draft | False | False | 1 | False | Down |  | None | Non-Condensing | Single-Stage |  | 0.5 | Premium |  | 100000 | 80000 |  |  | 98400 | 431 | 80 | 78 | [8 empty] | Federally-Regulated Consumer Product | 03/08/2017 |  | 03/08/2017
York | York | TM9M080C16MP12 | Natural Gas | Induced Draft | False | False | 1 | False | Down |  | None | Condensing | Step Modulating |  | 0.75 | Standard |  | 80000 | 78000 |  |  | 76300 | 1530 | 97 | 78 | [8 empty] | Federally-Regulated Consumer Product | 03/08/2017 |  | 03/08/2017
York | Coleman | X33A[D,T]5******** | Natural Gas | Induced Draft | False | True | 3 | False | Down |  | None | Non-Condensing | Step Modulating |  | 10 | Standard |  | 533000 | 426000 | [6 empty] | 80 | 80 | [6 empty] | Federally-Regulated Commercial & Industrial Equipment | 03/08/2017 |  | 03/08/2017
York | Luxaire | X33A[D,T]5******** | LPG | Induced Draft | False | True | 3 | False | Down |  | None | Non-Condensing | Step Modulating |  | 10 | Standard |  | 533000 | 426000 | [6 empty] | 80 | 80 | [6 empty] | Federally-Regulated Commercial & Industrial Equipment | 03/08/2017 |  | 03/08/2017
York | York | YPLC080C16MP12 | Natural Gas | Induced Draft | False | False | 1 | False | Horizontal |  | None | Non-Condensing | Step Modulating |  | 0.75 | Premium |  | 80000 | 62000 |  |  | 77700 | 199 | 80 | 78 | [8 empty] | Federally-Regulated Consumer Product | 03/08/2017 |  | 03/08/2017
York | Evcon | D7NQ060D11006NX | LPG | Induced Draft | False | True | 1 | False | Horizontal |  | None | Non-Condensing | Two-Stage Modulating |  | 1 | Premium |  | 135000 | 110000 |  |  | 112900 | 413 | 81 | 78 | [8 empty] | Federally-Regulated Consumer Product | 03/08/2017 |  | 03/08/2017
York | York | MG9S100C16MP11 | Natural Gas | Induced Draft | False | False | 1 | True | Horizontal |  | None | Condensing | Single-Stage |  | 0.75 | Standard |  | 100000 | 97000 |  |  | 96400 | 1200 | 95.5 | 75 | [8 empty] | Federally-Regulated Consumer Product | 03/08/2017 |  | 03/08/2017
York | York | Z33A[D,T]3******** | Natural Gas | Induced Draft | False | True | 3 | False | Down |  | None | Non-Condensing | Step Modulating |  | 10 | Standard |  | 267000 | 213000 | [6 empty] | 80 | 80 | [6 empty] | Federally-Regulated Commercial & Industrial Equipment | 03/08/2017 |  | 03/08/2017
York | Luxaire | TG8S080C16MP11 | Natural Gas | Induced Draft | False | False | 1 | False | Horizontal | None | None | Non-Condensing | Single-Stage | Multiple-Speed | 0.5 | Standard |  | 80000 | 64000 | 1602 | 1069 | 75100 | 1168 | 80 | 78 | [8 empty] | Federally-Regulated Consumer Product | 03/08/2017 |  | 03/08/2017
York | Guardian | GGLS120C20MP11 | Natural Gas | Induced Draft | False | False | 1 | False | Down | None | None | Non-Condensing | Single-Stage | Multiple-Speed | 1 | Standard |  | 120000 | 96000 | 2338 | 1286 | 115200 | 1150 | 80 | 78 | [8 empty] | Federally-Regulated Consumer Product | 03/08/2017 |  | 03/08/2017
York | Johnson Controls | S33D[D,T]3******** | LPG | Induced Draft | False | True | 3 | False | Horizontal |  | None | Non-Condensing | Step Modulating |  | 10 | Standard |  | 267000 | 213000 | [6 empty] | 80 | 80 | [6 empty] | Federally-Regulated Commercial & Industrial Equipment | 03/08/2017 |  | 03/08/2017
York | Evcon | D6HQ024D05606NX | LPG | Induced Draft | False | True | 1 | False | Down |  | None | Non-Condensing | Two-Stage Modulating |  | 0.5 | Premium |  | 70000 | 56000 |  |  | 57600 | 151 | 80 | 78 | [8 empty] | Federally-Regulated Consumer Product | 03/08/2017 |  | 03/08/2017
York | Fraser Johnston | TM9T060B12MP11 | LPG | Induced Draft | False | False | 1 | False | Down | None | None | Condensing | Two-Stage Modulating | Multiple-Speed | 0.5 | Standard |  | 60000 | 58000 | 1243 | 713 | 48700 | 371 | 96 | 78 | [8 empty] | Federally-Regulated Consumer Product | 03/08/2017 |  | 03/08/2017
York | Fraser Johnston | ZK060*08*F**** | Natural Gas | Induced Draft | False | True | 1 | False | Horizontal |  | None | Non-Condensing | Single-Stage |  | 1.5 | Standard |  | 100000 | 80000 |  |  | 93400 | 1438 | 80.5 | 78 | [8 empty] | Federally-Regulated Consumer Product | 03/08/2017 |  | 03/08/2017
York | Luxaire | D6NQ036N05606NX | LPG | Induced Draft | False | True | 1 | False | Horizontal |  | None | Non-Condensing | Single-Stage |  | 0.75 | Premium |  | 70000 | 56000 |  |  | 56200 | 876 | 80.2 | 78 | [8 empty] | Federally-Regulated Consumer Product | 03/08/2017 |  | 03/08/2017
York | Luxaire | D6NZ048N06506NX | LPG | Induced Draft | False | True | 1 | False | Horizontal |  | None | Non-Condensing | Single-Stage |  | 1 | Premium |  | 80000 | 64000 |  |  | 73900 | 1250 | 80.8 | 78 | [8 empty] | Federally-Regulated Consumer Product | 03/08/2017 |  | 03/08/2017
York | Fraser Johnston | TM8X060A12MP11 | Natural Gas | Induced Draft | False | False | 1 | False | Horizontal |  | None | Non-Condensing | Single-Stage |  | 0.5 | Premium |  | 60000 | 48000 |  |  | 59100 | 243 | 80 | 78 | [8 empty] | Federally-Regulated Consumer Product | 03/08/2017 |  | 03/08/2017
York | Guardian | RGF19080BE12MP11 | Natural Gas | Induced Draft | False | False | 1 | False | Down |  | None | Condensing | Single-Stage |  | 0.5 | Premium |  | 80000 | 76000 |  |  | 65700 | 408 | 95.5 | 78 | [8 empty] | Federally-Regulated Consumer Product | 03/08/2017 |  | 03/08/2017
York | Evcon | D7NQ060N09006NX | LPG | Induced Draft | False | True | 1 | False | Down |  | None | Non-Condensing | Single-Stage |  | 1 | Premium |  | 108000 | 88000 |  |  | 96900 | 467 | 81 | 78 | [8 empty] | Federally-Regulated Consumer Product | 03/08/2017 |  | 03/08/2017
York | Fraser Johnston | TM8X100C20MP11 | Natural Gas | Induced Draft | False | False | 1 | False | Up |  | None | Non-Condensing | Single-Stage |  | 0.75 | Premium |  | 100000 | 80000 |  |  | 97800 | 568 | 80 | 78 | [8 empty] | Federally-Regulated Consumer Product | 03/08/2017 |  | 03/08/2017
York | York | D6HQ024D05606NX | Natural Gas | Induced Draft | False | True | 1 | False | Down |  | None | Non-Condensing | Two-Stage Modulating |  | 0.5 | Premium |  | 70000 | 56000 |  |  | 57600 | 151 | 80 | 78 | [8 empty] | Federally-Regulated Consumer Product | 03/08/2017 |  | 03/08/2017
York | Luxaire | ZS048*10*F**** | LPG | Induced Draft | False | True | 1 | False | Down |  | None | Non-Condensing | Single-Stage |  | 1.5 | Standard |  | 125000 | 100000 |  |  | 117500 | 510 | 80.3 | 78 | [8 empty] | Federally-Regulated Consumer Product | 03/08/2017 |  | 03/08/2017
York | Coleman | TG8S100C16MP11 | Natural Gas | Induced Draft | False | False | 1 | False | Up | None | None | Non-Condensing | Single-Stage | Multiple-Speed | 0.5 | Standard |  | 100000 | 80000 | 1820 | 1012 | 96100 | 930 | 80 | 78 | [8 empty] | Federally-Regulated Consumer Product | 03/08/2017 |  | 03/08/2017
York | Coleman | D6NQ048D11006NX | LPG | Induced Draft | False | True | 1 | False | Down |  | None | Non-Condensing | Two-Stage Modulating |  | 1 | Premium |  | 135000 | 108000 |  |  | 114400 | 300 | 80 | 78 | [8 empty] | Federally-Regulated Consumer Product | 03/08/2017 |  | 03/08/2017
York | York | D7NQ030D05606NX | Natural Gas | Induced Draft | False | True | 1 | False | Horizontal |  | None | Non-Condensing | Two-Stage Modulating |  | 0.75 | Premium |  | 70000 | 57000 |  |  | 56100 | 216 | 81 | 78 | [8 empty] | Federally-Regulated Consumer Product | 03/08/2017 |  | 03/08/2017
York | Fraser Johnston | D7NQ060N06506NX | Natural Gas | Induced Draft | False | True | 1 | False | Horizontal |  | None | Non-Condensing | Single-Stage |  | 1 | Premium |  | 80000 | 66000 |  |  | 77300 | 424 | 81 | 78 | [8 empty] | Federally-Regulated Consumer Product | 03/08/2017 |  | 03/08/2017
York | Fraser Johnston | D7HQ060D09006NX | Natural Gas | Induced Draft | False | True | 1 | False | Horizontal |  | None | Non-Condensing | Two-Stage Modulating |  | 1 | Premium |  | 108000 | 89000 |  |  | 94500 | 338 | 81 | 78 | [8 empty] | Federally-Regulated Consumer Product | 03/08/2017 |  | 03/08/2017
York | Evcon | D6NX048N06506NX | Natural Gas | Induced Draft | False | True | 1 | False | Horizontal |  | None | Non-Condensing | Single-Stage |  | 1 | Premium |  | 80000 | 64000 |  |  | 73900 | 1250 | 80.8 | 78 | [8 empty] | Federally-Regulated Consumer Product | 03/08/2017 |  | 03/08/2017
York | York | D6NZ048N06506NX | Natural Gas | Induced Draft | False | True | 1 | False | Down |  | None | Non-Condensing | Single-Stage |  | 1 | Premium |  | 80000 | 64000 |  |  | 73900 | 1250 | 80.8 | 78 | [8 empty] | Federally-Regulated Consumer Product | 03/08/2017 |  | 03/08/2017
York | Luxaire | TPLC060A12MP12 | Natural Gas | Induced Draft | False | False | 1 | False | Down |  | None | Non-Condensing | Step Modulating |  | 0.5 | Premium |  | 60000 | 47000 |  |  | 58100 | 167 | 80 | 78 | [8 empty] | Federally-Regulated Consumer Product | 03/08/2017 |  | 03/08/2017
York | Evcon | TMLV100C20MP11 | LPG | Induced Draft | False | False | 1 | False | Horizontal |  | None | Non-Condensing | Two-Stage Modulating |  | 1 | Premium |  | 100000 | 80000 |  |  | 95200 | 380 | 80 | 78 | [8 empty] | Federally-Regulated Consumer Product | 03/08/2017 |  | 03/08/2017
York | Guardian | GG8S130D20MP11 | LPG | Induced Draft | False | False | 1 | False | Down | None | None | Non-Condensing | Single-Stage | Multiple-Speed | 1 | Standard |  | 130000 | 104000 | 2399 | 1324 | 114700 | 1265 | 80 | 78 | [8 empty] | Federally-Regulated Consumer Product | 03/08/2017 |  | 03/08/2017
York | Luxaire | TMLX080C16MP11 | Natural Gas | Induced Draft | False | False | 1 | False | Up |  | None | Non-Condensing | Single-Stage |  | 0.5 | Premium |  | 80000 | 64000 |  |  | 78300 | 444 | 80 | 78 | [8 empty] | Federally-Regulated Consumer Product | 03/08/2017 |  | 03/08/2017
York | Evcon | D7NQ036N07206NX | LPG | Induced Draft | False | True | 1 | False | Horizontal |  | None | Non-Condensing | Single-Stage |  | 0.75 | Premium |  | 90000 | 73000 |  |  | 76900 | 510 | 81 | 78 | [8 empty] | Federally-Regulated Consumer Product | 03/08/2017 |  | 03/08/2017
York | Coleman | TM8V080B12MP11 | LPG | Induced Draft | False | False | 1 | False | Down |  | None | Non-Condensing | Two-Stage Modulating |  | 0.5 | Premium |  | 80000 | 63000 |  |  | 75800 | 315 | 80 | 78 | [8 empty] | Federally-Regulated Consumer Product | 03/08/2017 |  | 03/08/2017
York | Luxaire | LPLC100C20MP12 | LPG | Induced Draft | False | False | 1 | False | Up |  | None | Non-Condensing | Step Modulating |  | 1 | Premium |  | 100000 | 78000 |  |  | 97500 | 238 | 80 | 78 | [8 empty] | Federally-Regulated Consumer Product | 03/08/2017 |  | 03/08/2017
York | York | TM8V100C20MP11 | LPG | Induced Draft | False | False | 1 | False | Up |  | None | Non-Condensing | Two-Stage Modulating |  | 1 | Premium |  | 100000 | 80000 |  |  | 95200 | 380 | 80 | 78 | [8 empty] | Federally-Regulated Consumer Product | 03/08/2017 |  | 03/08/2017
York | York | YP9C080C16MP12 | Natural Gas | Induced Draft | False | False | 1 | False | Down |  | None | Condensing | Step Modulating |  | 0.75 | Premium |  | 80000 | 78000 |  |  | 80600 | 460 | 97.7 | 78 | [8 empty] | Federally-Regulated Consumer Product | 03/08/2017 |  | 03/08/2017
York | Luxaire | ZK048*10*F**** | Natural Gas | Induced Draft | False | True | 1 | False | Down |  | None | Non-Condensing | Single-Stage |  | 1.5 | Standard |  | 125000 | 100000 |  |  | 117500 | 510 | 80.3 | 78 | [8 empty] | Federally-Regulated Consumer Product | 03/08/2017 |  | 03/08/2017
York | York | ZF048*10*1**** | LPG | Induced Draft | False | True | 1 | False | Horizontal |  | None | Non-Condensing | Single-Stage |  | 1.5 | Standard |  | 125000 | 100000 |  |  | 117500 | 510 | 80.3 | 78 | [8 empty] | Federally-Regulated Consumer Product | 03/08/2017 |  | 03/08/2017
York | Fraser Johnston | TPLC060A12MP12 | Natural Gas | Induced Draft | False | False | 1 | False | Horizontal |  | None | Non-Condensing | Step Modulating |  | 0.5 | Premium |  | 60000 | 47000 |  |  | 58100 | 167 | 80 | 78 | [8 empty] | Federally-Regulated Consumer Product | 03/08/2017 |  | 03/08/2017
York | Evcon | TM9T100C20MP11 | Natural Gas | Induced Draft | False | False | 1 | False | Horizontal | None | None | Condensing | Two-Stage Modulating | Multiple-Speed | 1 | Standard |  | 100000 | 96000 | 1934 | 1183 | 96500 | 1015 | 96 | 78 | [8 empty] | Federally-Regulated Consumer Product | 03/08/2017 |  | 03/08/2017
York | Coleman | D7NQ024N05606NX | LPG | Induced Draft | False | True | 1 | False | Horizontal |  | None | Non-Condensing | Single-Stage |  | 0.5 | Premium |  | 70000 | 57000 |  |  | 58300 | 241 | 81 | 78 | [8 empty] | Federally-Regulated Consumer Product | 03/08/2017 |  | 03/08/2017
York | Fraser Johnston | TGLS040A08MP11 | LPG | Induced Draft | False | False | 1 | False | Horizontal | None | None | Non-Condensing | Single-Stage | Multiple-Speed | 0.2 | Standard |  | 40000 | 32000 | 717 | 489 | 38300 | 473 | 80 | 78 | [8 empty] | Federally-Regulated Consumer Product | 03/08/2017 |  | 03/08/2017
York | Guardian | GG8S080C16MP11 | LPG | Induced Draft | False | False | 1 | False | Up | None | None | Non-Condensing | Single-Stage | Multiple-Speed | 0.5 | Standard |  | 80000 | 64000 | 1602 | 1069 | 75100 | 1168 | 80 | 78 | [8 empty] | Federally-Regulated Consumer Product | 03/08/2017 |  | 03/08/2017
York | Evcon | D6NZ024N05606NX | Natural Gas | Induced Draft | False | True | 1 | False | Horizontal |  | None | Non-Condensing | Single-Stage |  | 0.5 | Premium |  | 70000 | 56000 |  |  | 56700 | 764 | 80.2 | 78 | [8 empty] | Federally-Regulated Consumer Product | 03/08/2017 |  | 03/08/2017
York | York | DGAA090BDT* | LPG | Induced Draft | False | False | 1 | True | Down |  | None | Non-Condensing | Single-Stage |  | 0.33 | Standard |  | 90000 | 72000 |  |  | 77700 | 573 | 80 | 75 | [8 empty] | Federally-Regulated Consumer Product | 03/08/2017 |  | 03/08/2017
York | Luxaire | G33A[D,T]3******** | LPG | Induced Draft | False | True | 3 | False | Horizontal |  | None | Non-Condensing | Step Modulating |  | 10 | Standard |  | 267000 | 213000 | [6 empty] | 80 | 80 | [6 empty] | Federally-Regulated Commercial & Industrial Equipment | 03/08/2017 |  | 03/08/2017
York | York | TMLX080B12MP11 | LPG | Induced Draft | False | False | 1 | False | Up |  | None | Non-Condensing | Single-Stage |  | 0.5 | Premium |  | 80000 | 64000 |  |  | 78600 | 379 | 80 | 78 | [8 empty] | Federally-Regulated Consumer Product | 03/08/2017 |  | 03/08/2017
York | Luxaire | D7HQ060D09006NX | LPG | Induced Draft | False | True | 1 | False | Down |  | None | Non-Condensing | Two-Stage Modulating |  | 1 | Premium |  | 108000 | 89000 |  |  | 94500 | 338 | 81 | 78 | [8 empty] | Federally-Regulated Consumer Product | 03/08/2017 |  | 03/08/2017
York | Luxaire | D6NQ048N06506NX | LPG | Induced Draft | False | True | 1 | False | Horizontal |  | None | Non-Condensing | Single-Stage |  | 1 | Premium |  | 80000 | 64000 |  |  | 73900 | 1250 | 80.8 | 78 | [8 empty] | Federally-Regulated Consumer Product | 03/08/2017 |  | 03/08/2017
York | Luxaire | TMLV120C20MP11 | Natural Gas | Induced Draft | False | False | 1 | False | Down |  | None | Non-Condensing | Two-Stage Modulating |  | 1 | Premium |  | 120000 | 96000 |  |  | 111300 | 456 | 80 | 78 | [8 empty] | Federally-Regulated Consumer Product | 03/08/2017 |  | 03/08/2017
York | Coleman | D7NQ036N07206NX | Natural Gas | Induced Draft | False | True | 1 | False | Horizontal |  | None | Non-Condensing | Single-Stage |  | 0.75 | Premium |  | 90000 | 73000 |  |  | 76900 | 510 | 81 | 78 | [8 empty] | Federally-Regulated Consumer Product | 03/08/2017 |  | 03/08/2017
York | Coleman | D7NQ024N05606NX | LPG | Induced Draft | False | True | 1 | False | Down |  | None | Non-Condensing | Single-Stage |  | 0.5 | Premium |  | 70000 | 57000 |  |  | 58300 | 241 | 81 | 78 | [8 empty] | Federally-Regulated Consumer Product | 03/08/2017 |  | 03/08/2017
York | York | TGLS120C16MP11 | Natural Gas | Induced Draft | False | False | 1 | False | Horizontal | None | None | Non-Condensing | Single-Stage | Multiple-Speed | 0.5 | Standard |  | 120000 | 96000 | 1600 | 1002 | 115100 | 1166 | 80 | 78 | [8 empty] | Federally-Regulated Consumer Product | 03/08/2017 |  | 03/08/2017
York | Luxaire | D7NQ024N05606NX | LPG | Induced Draft | False | True | 1 | False | Down |  | None | Non-Condensing | Single-Stage |  | 0.5 | Premium |  | 70000 | 57000 |  |  | 58300 | 241 | 81 | 78 | [8 empty] | Federally-Regulated Consumer Product | 03/08/2017 |  | 03/08/2017
York | Luxaire | X33E[D,T]3******** | LPG | Induced Draft | False | True | 3 | False | Horizontal |  | None | Non-Condensing | Step Modulating |  | 10 | Standard |  | 267000 | 213000 | [6 empty] | 80 | 80 | [6 empty] | Federally-Regulated Commercial & Industrial Equipment | 03/08/2017 |  | 03/08/2017
York | Coleman | TGLS100C20MP11 | Natural Gas | Induced Draft | False | False | 1 | False | Down | None | None | Non-Condensing | Single-Stage | Multiple-Speed | 1 | Standard |  | 100000 | 80000 | 2478 | 1307 | 95100 | 1178 | 80 | 78 | [8 empty] | Federally-Regulated Consumer Product | 03/08/2017 |  | 03/08/2017
York | York | D7HQ060D09006NX | LPG | Induced Draft | False | True | 1 | False | Horizontal |  | None | Non-Condensing | Two-Stage Modulating |  | 1 | Premium |  | 108000 | 89000 |  |  | 94500 | 338 | 81 | 78 | [8 empty] | Federally-Regulated Consumer Product | 03/08/2017 |  | 03/08/2017
York | Coleman | D6NQ060N06506NX | LPG | Induced Draft | False | True | 1 | False | Horizontal |  | None | Non-Condensing | Single-Stage |  | 1 | Premium |  | 80000 | 64000 |  |  | 75500 | 910 | 80.8 | 78 | [8 empty] | Federally-Regulated Consumer Product | 03/08/2017 |  | 03/08/2017
York | Evcon | TGLS120C16MP11 | LPG | Induced Draft | False | False | 1 | False | Up | None | None | Non-Condensing | Single-Stage | Multiple-Speed | 0.5 | Standard |  | 120000 | 96000 | 1600 | 1002 | 115100 | 1166 | 80 | 78 | [8 empty] | Federally-Regulated Consumer Product | 03/08/2017 |  | 03/08/2017
York | York | TP9C120D20MP12 | Natural Gas | Induced Draft | False | False | 1 | False | Down |  | None | Condensing | Step Modulating |  | 1 | Premium |  | 120000 | 116000 |  |  | 112400 | 597 | 98 | 78 | [8 empty] | Federally-Regulated Consumer Product | 03/08/2017 |  | 03/08/2017
York | Evcon | D6NQ024D05606NX | LPG | Induced Draft | False | True | 1 | False | Down |  | None | Non-Condensing | Two-Stage Modulating |  | 0.5 | Premium |  | 70000 | 56000 |  |  | 57600 | 151 | 80 | 78 | [8 empty] | Federally-Regulated Consumer Product | 03/08/2017 |  | 03/08/2017
York | Guardian | RGF1L080BE12MP11 | LPG | Induced Draft | False | False | 1 | False | Down |  | None | Non-Condensing | Single-Stage |  | 0.5 | Premium |  | 80000 | 64000 |  |  | 78600 | 379 | 80 | 78 | [8 empty] | Federally-Regulated Consumer Product | 03/08/2017 |  | 03/08/2017
York | Coleman | D7NQ024N03606NX | LPG | Induced Draft | False | True | 1 | False | Horizontal |  | None | Non-Condensing | Single-Stage |  | 0.5 | Premium |  | 45000 | 37000 |  |  | 38700 | 201 | 81 | 78 | [8 empty] | Federally-Regulated Consumer Product | 03/08/2017 |  | 03/08/2017
York | York | TMLX060A12MP11 | Natural Gas | Induced Draft | False | False | 1 | False | Down |  | None | Non-Condensing | Single-Stage |  | 0.5 | Premium |  | 60000 | 48000 |  |  | 59100 | 243 | 80 | 78 | [8 empty] | Federally-Regulated Consumer Product | 03/08/2017 |  | 03/08/2017
York | Luxaire | TM9E100C20MP11 | LPG | Induced Draft | False | False | 1 | False | Horizontal |  | None | Condensing | Single-Stage |  | 0.75 | Premium |  | 100000 | 96000 |  |  | 99800 | 410 | 95 | 78 | [8 empty] | Federally-Regulated Consumer Product | 03/08/2017 |  | 03/08/2017
York | Evcon | TM8V100C16MP11 | Natural Gas | Induced Draft | False | False | 1 | False | Up |  | None | Non-Condensing | Two-Stage Modulating |  | 0.75 | Premium |  | 100000 | 80000 |  |  | 94700 | 368 | 80 | 78 | [8 empty] | Federally-Regulated Consumer Product | 03/08/2017 |  | 03/08/2017
York | Fraser Johnston | TG8S060A10MP11 | Natural Gas | Induced Draft | False | False | 1 | False | Down | None | None | Non-Condensing | Single-Stage | Multiple-Speed | 0.33 | Standard |  | 60000 | 48000 | 1004 | 708 | 57700 | 553 | 80 | 78 | [8 empty] | Federally-Regulated Consumer Product | 03/08/2017 |  | 03/08/2017
York | Fraser Johnston | TMLV060A12MP11 | LPG | Induced Draft | False | False | 1 | False | Up |  | None | Non-Condensing | Two-Stage Modulating |  | 0.5 | Premium |  | 60000 | 47000 |  |  | 57000 | 259 | 80 | 78 | [8 empty] | Federally-Regulated Consumer Product | 03/08/2017 |  | 03/08/2017
York | York | D6NQ042D09006NX | LPG | Induced Draft | False | True | 1 | False | Down |  | None | Non-Condensing | Two-Stage Modulating |  | 0.75 | Premium |  | 108000 | 87000 |  |  | 94900 | 259 | 80 | 78 | [8 empty] | Federally-Regulated Consumer Product | 03/08/2017 |  | 03/08/2017
York | Evcon | TPLC100C20MP12 | LPG | Induced Draft | False | False | 1 | False | Down |  | None | Non-Condensing | Step Modulating |  | 1 | Premium |  | 100000 | 78000 |  |  | 97500 | 238 | 80 | 78 | [8 empty] | Federally-Regulated Consumer Product | 03/08/2017 |  | 03/08/2017
York | Coleman | TMLV100C16MP11 | Natural Gas | Induced Draft | False | False | 1 | False | Down |  | None | Non-Condensing | Two-Stage Modulating |  | 0.75 | Premium |  | 100000 | 80000 |  |  | 94700 | 368 | 80 | 78 | [8 empty] | Federally-Regulated Consumer Product | 03/08/2017 |  | 03/08/2017
York | Evcon | TM9X120D20MP11 | LPG | Induced Draft | False | False | 1 | False | Horizontal | None | None | Condensing | Single-Stage | Multiple-Speed | 0.75 | Premium |  | 120000 | 114000 | 2036 | 671 | 114600 | 816 | 95.5 | 78 | [8 empty] | Federally-Regulated Consumer Product | 03/08/2017 |  | 03/08/2017
York | Coleman | D6HQ060D11006NX | Natural Gas | Induced Draft | False | True | 1 | False | Horizontal |  | None | Non-Condensing | Two-Stage Modulating |  | 1 | Premium |  | 135000 | 108000 |  |  | 114400 | 300 | 80 | 78 | [8 empty] | Federally-Regulated Consumer Product | 03/08/2017 |  | 03/08/2017
York | Evcon | TM9T060B12MP11 | Natural Gas | Induced Draft | False | False | 1 | False | Up | None | None | Condensing | Two-Stage Modulating | Multiple-Speed | 0.5 | Standard |  | 60000 | 58000 | 1243 | 713 | 48700 | 371 | 96 | 78 | [8 empty] | Federally-Regulated Consumer Product | 03/08/2017 |  | 03/08/2017
York | Coleman | DGAA070BDT* | Natural Gas | Induced Draft | False | False | 1 | True | Down |  | None | Non-Condensing | Single-Stage |  | 0.33 | Standard |  | 70000 | 56000 |  |  | 57500 | 602 | 80 | 75 | [8 empty] | Federally-Regulated Consumer Product | 03/08/2017 |  | 03/08/2017
York | Coleman | MG9S080C16MP11 | LPG | Induced Draft | False | False | 1 | True | Horizontal |  | None | Condensing | Single-Stage |  | 0.75 | Standard |  | 80000 | 78000 |  |  | 80500 | 968 | 95.5 | 75 | [8 empty] | Federally-Regulated Consumer Product | 03/08/2017 |  | 03/08/2017
York | Luxaire | TM9T120D20MP11 | LPG | Induced Draft | False | False | 1 | False | Horizontal | None | None | Condensing | Two-Stage Modulating | Multiple-Speed | 1 | Standard |  | 120000 | 115000 | 1977 | 1190 | 113900 | 801 | 96 | 78 | [8 empty] | Federally-Regulated Consumer Product | 03/08/2017 |  | 03/08/2017
York | Luxaire | D7NX048N09006NX | Natural Gas | Induced Draft | False | True | 1 | False | Down |  | None | Non-Condensing | Single-Stage |  | 1 | Premium |  | 108000 | 88000 |  |  | 96900 | 467 | 81 | 78 | [8 empty] | Federally-Regulated Consumer Product | 03/08/2017 |  | 03/08/2017
York | Johnson Controls | V33D[D,T]5******** | Natural Gas | Induced Draft | False | True | 3 | False | Horizontal |  | None | Non-Condensing | Step Modulating |  | 10 | Standard |  | 533000 | 426000 | [6 empty] | 80 | 80 | [6 empty] | Federally-Regulated Commercial & Industrial Equipment | 03/08/2017 |  | 03/08/2017
York | York | D6NZ060D11006NX | Natural Gas | Induced Draft | False | True | 1 | False | Down |  | None | Non-Condensing | Two-Stage Modulating |  | 1 | Premium |  | 135000 | 108000 |  |  | 114400 | 262 | 80 | 78 | [8 empty] | Federally-Regulated Consumer Product | 03/08/2017 |  | 03/08/2017
York | Fraser Johnston | TPLC060A12MP12 | LPG | Induced Draft | False | False | 1 | False | Down |  | None | Non-Condensing | Step Modulating |  | 0.5 | Premium |  | 60000 | 47000 |  |  | 58100 | 167 | 80 | 78 | [8 empty] | Federally-Regulated Consumer Product | 03/08/2017 |  | 03/08/2017
York | Coleman | D7NQ036N05606NX | LPG | Induced Draft | False | True | 1 | False | Down |  | None | Non-Condensing | Single-Stage |  | 0.75 | Premium |  | 70000 | 57000 |  |  | 57700 | 375 | 81 | 78 | [8 empty] | Federally-Regulated Consumer Product | 03/08/2017 |  | 03/08/2017
York | Evcon | TM8T060A12MP11 | LPG | Induced Draft | False | False | 1 | False | Horizontal |  | None | Non-Condensing | Two-Stage Modulating |  | 0.33 | Standard |  | 60000 | 47000 |  |  | 58100 | 450 | 80 | 78 | [8 empty] | Federally-Regulated Consumer Product | 03/08/2017 |  | 03/08/2017
York | Guardian | GG8S080C22MP11 | Natural Gas | Induced Draft | False | False | 1 | False | Down | None | None | Non-Condensing | Single-Stage | Multiple-Speed | 1 | Standard |  | 80000 | 64000 | 2448 | 1263 | 74800 | 1234 | 80 | 78 | [8 empty] | Federally-Regulated Consumer Product | 03/08/2017 |  | 03/08/2017
York | Evcon | RGF1L040AP08MP11 | Natural Gas | Induced Draft | False | False | 1 | False | Down |  | None | Non-Condensing | Single-Stage |  | 0.2 | Standard |  | 40000 | 32000 |  |  | 38300 | 473 | 80 | 78 | [8 empty] | Federally-Regulated Consumer Product | 03/08/2017 |  | 03/08/2017
York | Coleman | D6NX036N09006NX | LPG | Induced Draft | False | True | 1 | False | Horizontal |  | None | Non-Condensing | Single-Stage |  | 1 | Premium |  | 108000 | 87000 |  |  | 94400 | 1124 | 80.8 | 78 | [8 empty] | Federally-Regulated Consumer Product | 03/08/2017 |  | 03/08/2017
York | York | TMLV120C20MP11 | Natural Gas | Induced Draft | False | False | 1 | False | Down |  | None | Non-Condensing | Two-Stage Modulating |  | 1 | Premium |  | 120000 | 96000 |  |  | 111300 | 456 | 80 | 78 | [8 empty] | Federally-Regulated Consumer Product | 03/08/2017 |  | 03/08/2017
York | Evcon | TM9M080C16MP12 | LPG | Induced Draft | False | False | 1 | False | Horizontal |  | None | Condensing | Step Modulating |  | 0.75 | Standard |  | 80000 | 78000 |  |  | 76300 | 1530 | 97 | 78 | [8 empty] | Federally-Regulated Consumer Product | 03/08/2017 |  | 03/08/2017
York | York | D7HQ048D09006NX | LPG | Induced Draft | False | True | 1 | False | Down |  | None | Non-Condensing | Two-Stage Modulating |  | 1 | Premium |  | 108000 | 89000 |  |  | 94500 | 338 | 81 | 78 | [8 empty] | Federally-Regulated Consumer Product | 03/08/2017 |  | 03/08/2017
York | Evcon | TM9X080B12MP11 | Natural Gas | Induced Draft | False | False | 1 | False | Up | None | None | Condensing | Single-Stage | Multiple-Speed | 0.5 | Premium |  | 80000 | 76000 | 1221 | 403 | 65700 | 408 | 95.5 | 78 | [8 empty] | Federally-Regulated Consumer Product | 03/08/2017 |  | 03/08/2017
York | York | TGLS100C20MP11 | LPG | Induced Draft | False | False | 1 | False | Up | None | None | Non-Condensing | Single-Stage | Multiple-Speed | 1 | Standard |  | 100000 | 80000 | 2478 | 1307 | 95100 | 1178 | 80 | 78 | [8 empty] | Federally-Regulated Consumer Product | 03/08/2017 |  | 03/08/2017
York | Evcon | TM9M060B12MP12 | Natural Gas | Induced Draft | False | False | 1 | False | Horizontal |  | None | Condensing | Step Modulating |  | 0.5 | Standard |  | 60000 | 58000 |  |  | 46700 | 716 | 97 | 78 | [8 empty] | Federally-Regulated Consumer Product | 03/08/2017 |  | 03/08/2017
York | Evcon | D7NQ036N03606NX | LPG | Induced Draft | False | True | 1 | False | Horizontal |  | None | Non-Condensing | Single-Stage |  | 0.75 | Premium |  | 45000 | 36000 |  |  | 38500 | 238 | 81 | 78 | [8 empty] | Federally-Regulated Consumer Product | 03/08/2017 |  | 03/08/2017
York | Evcon | D7NQ036N07206NX | Natural Gas | Induced Draft | False | True | 1 | False | Horizontal |  | None | Non-Condensing | Single-Stage |  | 0.75 | Premium |  | 90000 | 73000 |  |  | 76900 | 510 | 81 | 78 | [8 empty] | Federally-Regulated Consumer Product | 03/08/2017 |  | 03/08/2017
York | York | TMLX100C16MP11 | Natural Gas | Induced Draft | False | False | 1 | False | Up |  | None | Non-Condensing | Single-Stage |  | 0.5 | Premium |  | 100000 | 80000 |  |  | 98400 | 431 | 80 | 78 | [8 empty] | Federally-Regulated Consumer Product | 03/08/2017 |  | 03/08/2017
York | Guardian | RGF19100CE20MP11 | Natural Gas | Induced Draft | False | False | 1 | False | Down |  | None | Condensing | Single-Stage |  | 0.75 | Premium |  | 100000 | 95000 |  |  | 97700 | 833 | 95.5 | 78 | [8 empty] | Federally-Regulated Consumer Product | 03/08/2017 |  | 03/08/2017
York | Evcon | TGLS100C16MP11 | Natural Gas | Induced Draft | False | False | 1 | False | Horizontal | None | None | Non-Condensing | Single-Stage | Multiple-Speed | 0.5 | Standard |  | 100000 | 80000 | 1820 | 1012 | 96100 | 930 | 80 | 78 | [8 empty] | Federally-Regulated Consumer Product | 03/08/2017 |  | 03/08/2017
York | York | D6NZ042N06506NX | Natural Gas | Induced Draft | False | True | 1 | False | Down |  | None | Non-Condensing | Single-Stage |  | 1 | Premium |  | 80000 | 64000 |  |  | 74700 | 1140 | 80.6 | 78 | [8 empty] | Federally-Regulated Consumer Product | 03/08/2017 |  | 03/08/2017
York | Fraser Johnston | TM9E040A10MP11 | LPG | Induced Draft | False | False | 1 | False | Down |  | None | Condensing | Single-Stage |  | 0.5 | Premium |  | 40000 | 38000 |  |  | 33100 | 195 | 95 | 78 | [8 empty] | Federally-Regulated Consumer Product | 03/08/2017 |  | 03/08/2017
York | Guardian | GGLS060A10MP11 | Natural Gas | Induced Draft | False | False | 1 | False | Up | None | None | Non-Condensing | Single-Stage | Multiple-Speed | 0.33 | Standard |  | 60000 | 48000 | 1004 | 708 | 57700 | 553 | 80 | 78 | [8 empty] | Federally-Regulated Consumer Product | 03/08/2017 |  | 03/08/2017
York | Fraser Johnston | TG9S040A08MP11 | LPG | Induced Draft | False | False | 1 | False | Horizontal | None | None | Condensing | Single-Stage | Multiple-Speed | 0.5 | Standard |  | 40000 | 39000 | 950 | 581 | 31900 | 458 | 95.5 | 78 | [8 empty] | Federally-Regulated Consumer Product | 03/08/2017 |  | 03/08/2017
York | Fraser Johnston | TM9V040A10MP11 | Natural Gas | Induced Draft | False | False | 1 | False | Horizontal |  | None | Condensing | Two-Stage Modulating |  | 0.5 | Premium |  | 40000 | 38000 |  |  | 30800 | 180 | 96 | 78 | [8 empty] | Federally-Regulated Consumer Product | 03/08/2017 |  | 03/08/2017
York | Fraser Johnston | TG8S100C16MP11 | LPG | Induced Draft | False | False | 1 | False | Up | None | None | Non-Condensing | Single-Stage | Multiple-Speed | 0.5 | Standard |  | 100000 | 80000 | 1820 | 1012 | 96100 | 930 | 80 | 78 | [8 empty] | Federally-Regulated Consumer Product | 03/08/2017 |  | 03/08/2017
York | Evcon | TP9C100C20MP12 | LPG | Induced Draft | False | False | 1 | False | Down |  | None | Condensing | Step Modulating |  | 1 | Premium |  | 100000 | 97000 |  |  | 96400 | 558 | 97.7 | 78 | [8 empty] | Federally-Regulated Consumer Product | 03/08/2017 |  | 03/08/2017
York | Fraser Johnston | D6NZ036D05606NX | Natural Gas | Induced Draft | False | True | 1 | False | Down |  | None | Non-Condensing | Two-Stage Modulating |  | 0.75 | Premium |  | 70000 | 56000 |  |  | 58000 | 263 | 80 | 78 | [8 empty] | Federally-Regulated Consumer Product | 03/08/2017 |  | 03/08/2017
York | Coleman | D6NZ060N06506NX | Natural Gas | Induced Draft | False | True | 1 | False | Down |  | None | Non-Condensing | Single-Stage |  | 1 | Premium |  | 80000 | 64000 |  |  | 75500 | 910 | 80.7 | 78 | [8 empty] | Federally-Regulated Consumer Product | 03/08/2017 |  | 03/08/2017
York | York | TMLT100C20MP11 | Natural Gas | Induced Draft | False | False | 1 | False | Up |  | None | Non-Condensing | Two-Stage Modulating |  | 1 | Standard |  | 100000 | 80000 |  |  | 97200 | 688 | 80 | 78 | [8 empty] | Federally-Regulated Consumer Product | 03/08/2017 |  | 03/08/2017
York | Fraser Johnston | D7NQ036N07206NX | Natural Gas | Induced Draft | False | True | 1 | False | Horizontal |  | None | Non-Condensing | Single-Stage |  | 0.75 | Premium |  | 90000 | 73000 |  |  | 76900 | 510 | 81 | 78 | [8 empty] | Federally-Regulated Consumer Product | 03/08/2017 |  | 03/08/2017
York | Fraser Johnston | D6NX048N09006NX | LPG | Induced Draft | False | True | 1 | False | Horizontal |  | None | Non-Condensing | Single-Stage |  | 1 | Premium |  | 108000 | 87000 |  |  | 93800 | 1315 | 80.6 | 78 | [8 empty] | Federally-Regulated Consumer Product | 03/08/2017 |  | 03/08/2017
York | York | ZF036*04*1**** | LPG | Induced Draft | False | True | 1 | False | Horizontal |  | None | Non-Condensing | Single-Stage |  | 1.5 | Standard |  | 50000 | 40000 |  |  | 38000 | 371 | 80.9 | 78 | [8 empty] | Federally-Regulated Consumer Product | 03/08/2017 |  | 03/08/2017
York | York | D6NZ024D05606NX | Natural Gas | Induced Draft | False | True | 1 | False | Down |  | None | Non-Condensing | Two-Stage Modulating |  | 0.5 | Premium |  | 70000 | 56000 |  |  | 57600 | 151 | 80 | 78 | [8 empty] | Federally-Regulated Consumer Product | 03/08/2017 |  | 03/08/2017
York | Coleman | CP9C080C16MP12 | LPG | Induced Draft | False | False | 1 | False | Down |  | None | Condensing | Step Modulating |  | 0.75 | Premium |  | 80000 | 78000 |  |  | 80600 | 460 | 97.7 | 78 | [8 empty] | Federally-Regulated Consumer Product | 03/08/2017 |  | 03/08/2017
York | Coleman | TMLT120C20MP11 | Natural Gas | Induced Draft | False | False | 1 | False | Up |  | None | Non-Condensing | Two-Stage Modulating |  | 1 | Standard |  | 120000 | 96000 |  |  | 116600 | 832 | 80 | 78 | [8 empty] | Federally-Regulated Consumer Product | 03/08/2017 |  | 03/08/2017
York | Evcon | D7HQ036D05606NX | Natural Gas | Induced Draft | False | True | 1 | False | Horizontal |  | None | Non-Condensing | Two-Stage Modulating |  | 0.75 | Premium |  | 70000 | 58000 |  |  | 54800 | 320 | 81 | 78 | [8 empty] | Federally-Regulated Consumer Product | 03/08/2017 |  | 03/08/2017
York | Coleman | TG9S080B12MP11 | LPG | Induced Draft | False | False | 1 | False | Down | None | None | Condensing | Single-Stage | Multiple-Speed | 0.5 | Standard |  | 80000 | 78000 | 1370 | 854 | 80600 | 920 | 95.5 | 78 | [8 empty] | Federally-Regulated Consumer Product | 03/08/2017 |  | 03/08/2017
York | York | D6HQ030D05606NX | LPG | Induced Draft | False | True | 1 | False | Horizontal |  | None | Non-Condensing | Two-Stage Modulating |  | 0.75 | Premium |  | 70000 | 56000 |  |  | 55700 | 252 | 80 | 78 | [8 empty] | Federally-Regulated Consumer Product | 03/08/2017 |  | 03/08/2017
York | Guardian | RGF19120DE20MP11 | LPG | Induced Draft | False | False | 1 | False | Down |  | None | Condensing | Single-Stage |  | 0.75 | Premium |  | 120000 | 114000 |  |  | 114600 | 816 | 95.5 | 78 | [8 empty] | Federally-Regulated Consumer Product | 03/08/2017 |  | 03/08/2017
York | York | TG8S120C16MP11 | Natural Gas | Induced Draft | False | False | 1 | False | Down | None | None | Non-Condensing | Single-Stage | Multiple-Speed | 0.5 | Standard |  | 120000 | 96000 | 1600 | 1002 | 115100 | 1166 | 80 | 78 | [8 empty] | Federally-Regulated Consumer Product | 03/08/2017 |  | 03/08/2017
York | Luxaire | TM9M080C16MP12 | Natural Gas | Induced Draft | False | False | 1 | False | Up |  | None | Condensing | Step Modulating |  | 0.75 | Standard |  | 80000 | 78000 |  |  | 76300 | 1530 | 97 | 78 | [8 empty] | Federally-Regulated Consumer Product | 03/08/2017 |  | 03/08/2017
York | York | TG9S080B12MP11 | LPG | Induced Draft | False | False | 1 | False | Up | None | None | Condensing | Single-Stage | Multiple-Speed | 0.5 | Standard |  | 80000 | 78000 | 1370 | 854 | 80600 | 920 | 95.5 | 78 | [8 empty] | Federally-Regulated Consumer Product | 03/08/2017 |  | 03/08/2017
York | Evcon | TMLV080B12MP11 | Natural Gas | Induced Draft | False | False | 1 | False | Up |  | None | Non-Condensing | Two-Stage Modulating |  | 0.5 | Premium |  | 80000 | 63000 |  |  | 75800 | 315 | 80 | 78 | [8 empty] | Federally-Regulated Consumer Product | 03/08/2017 |  | 03/08/2017
York | Luxaire | D7NQ042N06506NX | LPG | Induced Draft | False | True | 1 | False | Down |  | None | Non-Condensing | Single-Stage |  | 1 | Premium |  | 80000 | 66000 |  |  | 77300 | 424 | 81 | 78 | [8 empty] | Federally-Regulated Consumer Product | 03/08/2017 |  | 03/08/2017
York | York | TM9X080B12MP11 | LPG | Induced Draft | False | False | 1 | False | Down | None | None | Condensing | Single-Stage | Multiple-Speed | 0.5 | Premium |  | 80000 | 76000 | 1221 | 403 | 65700 | 408 | 95.5 | 78 | [8 empty] | Federally-Regulated Consumer Product | 03/08/2017 |  | 03/08/2017
York | Evcon | D7NX024N05606NX | LPG | Induced Draft | False | True | 1 | False | Horizontal |  | None | Non-Condensing | Single-Stage |  | 0.5 | Premium |  | 70000 | 57000 |  |  | 58300 | 241 | 81 | 78 | [8 empty] | Federally-Regulated Consumer Product | 03/08/2017 |  | 03/08/2017
York | York | TG9S120D20MP11 | Natural Gas | Induced Draft | False | False | 1 | False | Up | None | None | Condensing | Single-Stage | Multiple-Speed | 1 | Standard |  | 120000 | 116000 | 1977 | 1190 | 112700 | 1311 | 95.5 | 78 | [8 empty] | Federally-Regulated Consumer Product | 03/08/2017 |  | 03/08/2017
York | Fraser Johnston | TMLX100C16MP11 | Natural Gas | Induced Draft | False | False | 1 | False | Up |  | None | Non-Condensing | Single-Stage |  | 0.5 | Premium |  | 100000 | 80000 |  |  | 98400 | 431 | 80 | 78 | [8 empty] | Federally-Regulated Consumer Product | 03/08/2017 |  | 03/08/2017
York | Luxaire | D6NX048N09006NX | Natural Gas | Induced Draft | False | True | 1 | False | Down |  | None | Non-Condensing | Single-Stage |  | 1 | Premium |  | 108000 | 87000 |  |  | 93800 | 1315 | 80.6 | 78 | [8 empty] | Federally-Regulated Consumer Product | 03/08/2017 |  | 03/08/2017
York | Luxaire | TG8S040A08MP11 | LPG | Induced Draft | False | False | 1 | False | Down | None | None | Non-Condensing | Single-Stage | Multiple-Speed | 0.2 | Standard |  | 40000 | 32000 | 717 | 489 | 38100 | 444 | 80 | 78 | [8 empty] | Federally-Regulated Consumer Product | 03/08/2017 |  | 03/08/2017
York | Evcon | TM9E040A10MP11 | Natural Gas | Induced Draft | False | False | 1 | False | Up |  | None | Condensing | Single-Stage |  | 0.5 | Premium |  | 40000 | 38000 |  |  | 33100 | 195 | 95 | 78 | [8 empty] | Federally-Regulated Consumer Product | 03/08/2017 |  | 03/08/2017
York | Coleman | G33D[N,S]3******** | LPG | Induced Draft | False | True | 3 | False | Down |  | None | Non-Condensing | Single-Stage |  | 10 | Standard |  | 267000 | 213000 | [6 empty] | 80 | 80 | [6 empty] | Federally-Regulated Commercial & Industrial Equipment | 03/08/2017 |  | 03/08/2017
York | York | D6NQ030N05606NX | Natural Gas | Induced Draft | False | True | 1 | False | Horizontal |  | None | Non-Condensing | Single-Stage |  | 0.75 | Premium |  | 70000 | 56000 |  |  | 56700 | 764 | 80.5 | 78 | [8 empty] | Federally-Regulated Consumer Product | 03/08/2017 |  | 03/08/2017
York | York | TG8S060A12MP11 | LPG | Induced Draft | False | False | 1 | False | Horizontal | None | None | Non-Condensing | Single-Stage | Multiple-Speed | 0.33 | Standard |  | 60000 | 48000 | 1275 | 711 | 57400 | 623 | 80 | 78 | [8 empty] | Federally-Regulated Consumer Product | 03/08/2017 |  | 03/08/2017
York | York | TG9S080B12MP11 | Natural Gas | Induced Draft | False | False | 1 | False | Down | None | None | Condensing | Single-Stage | Multiple-Speed | 0.5 | Standard |  | 80000 | 78000 | 1370 | 854 | 80600 | 920 | 95.5 | 78 | [8 empty] | Federally-Regulated Consumer Product | 03/08/2017 |  | 03/08/2017
York | Luxaire | TG9S100C16MP11 | Natural Gas | Induced Draft | False | False | 1 | False | Down | None | None | Condensing | Single-Stage | Multiple-Speed | 0.75 | Standard |  | 100000 | 97000 | 1706 | 819 | 96500 | 1156 | 95.5 | 78 | [8 empty] | Federally-Regulated Consumer Product | 03/08/2017 |  | 03/08/2017
York | Coleman | TM9V100C20MP11 | Natural Gas | Induced Draft | False | False | 1 | False | Horizontal | None | None | Condensing | Two-Stage Modulating | Variable-Speed | 1 | Premium | 60 | 100000 | 96000 | 2019 | 576 | 94300 | 386 | 96 | 78 | [8 empty] | Federally-Regulated Consumer Product | 03/08/2017 |  | 03/08/2017
York | Coleman | TMLT100C20MP11 | Natural Gas | Induced Draft | False | False | 1 | False | Up |  | None | Non-Condensing | Two-Stage Modulating |  | 1 | Standard |  | 100000 | 80000 |  |  | 97200 | 688 | 80 | 78 | [8 empty] | Federally-Regulated Consumer Product | 03/08/2017 |  | 03/08/2017
York | York | D7NQ036N03606NX | Natural Gas | Induced Draft | False | True | 1 | False | Horizontal |  | None | Non-Condensing | Single-Stage |  | 0.75 | Premium |  | 45000 | 36000 |  |  | 38500 | 238 | 81 | 78 | [8 empty] | Federally-Regulated Consumer Product | 03/08/2017 |  | 03/08/2017
York | Luxaire | TGLS040A08MP11 | Natural Gas | Induced Draft | False | False | 1 | False | Up | None | None | Non-Condensing | Single-Stage | Multiple-Speed | 0.2 | Standard |  | 40000 | 32000 | 717 | 489 | 38300 | 473 | 80 | 78 | [8 empty] | Federally-Regulated Consumer Product | 03/08/2017 |  | 03/08/2017
York | Fraser Johnston | D7NQ042N09006NX | LPG | Induced Draft | False | True | 1 | False | Horizontal |  | None | Non-Condensing | Single-Stage |  | 1 | Premium |  | 108000 | 88000 |  |  | 96900 | 467 | 81 | 78 | [8 empty] | Federally-Regulated Consumer Product | 03/08/2017 |  | 03/08/2017
York | Evcon | TG9S130D20MP11 | LPG | Induced Draft | False | False | 1 | False | Horizontal | None | None | Condensing | Single-Stage | Multiple-Speed | 1 | Standard |  | 130000 | 125000 | 2047 | 1198 | 112700 | 1305 | 95.5 | 78 | [8 empty] | Federally-Regulated Consumer Product | 03/08/2017 |  | 03/08/2017
York | Coleman | CPLC080B12MP12 | Natural Gas | Induced Draft | False | False | 1 | False | Horizontal |  | None | Non-Condensing | Step Modulating |  | 0.5 | Premium |  | 80000 | 62000 |  |  | 77900 | 235 | 80 | 78 | [8 empty] | Federally-Regulated Consumer Product | 03/08/2017 |  | 03/08/2017
York | York | D7NQ030N03606NX | Natural Gas | Induced Draft | False | True | 1 | False | Down |  | None | Non-Condensing | Single-Stage |  | 0.75 | Premium |  | 45000 | 37000 |  |  | 38700 | 212 | 81 | 78 | [8 empty] | Federally-Regulated Consumer Product | 03/08/2017 |  | 03/08/2017
York | Evcon | D7HQ024D05606NX | LPG | Induced Draft | False | True | 1 | False | Down |  | None | Non-Condensing | Two-Stage Modulating |  | 0.5 | Premium |  | 70000 | 57000 |  |  | 56100 | 215 | 81 | 78 | [8 empty] | Federally-Regulated Consumer Product | 03/08/2017 |  | 03/08/2017
York | Coleman | TMLX080B12MP11 | Natural Gas | Induced Draft | False | False | 1 | False | Horizontal |  | None | Non-Condensing | Single-Stage |  | 0.5 | Premium |  | 80000 | 64000 |  |  | 78600 | 379 | 80 | 78 | [8 empty] | Federally-Regulated Consumer Product | 03/08/2017 |  | 03/08/2017
York | Coleman | TG9S120D16MP11 | LPG | Induced Draft | False | False | 1 | False | Down | None | None | Condensing | Single-Stage | Multiple-Speed | 0.75 | Standard |  | 120000 | 116000 | 1805 | 876 | 113200 | 1185 | 95.5 | 78 | [8 empty] | Federally-Regulated Consumer Product | 03/08/2017 |  | 03/08/2017
York | York | TG9S120D16MP11 | LPG | Induced Draft | False | False | 1 | False | Down | None | None | Condensing | Single-Stage | Multiple-Speed | 0.75 | Standard |  | 120000 | 116000 | 1805 | 876 | 113200 | 1185 | 95.5 | 78 | [8 empty] | Federally-Regulated Consumer Product | 03/08/2017 |  | 03/08/2017
York | Coleman | TG8S130D20MP11 | Natural Gas | Induced Draft | False | False | 1 | False | Down | None | None | Non-Condensing | Single-Stage | Multiple-Speed | 1 | Standard |  | 130000 | 104000 | 2399 | 1324 | 114700 | 1265 | 80 | 78 | [8 empty] | Federally-Regulated Consumer Product | 03/08/2017 |  | 03/08/2017
York | Guardian | GG8S120C16MP11 | Natural Gas | Induced Draft | False | False | 1 | False | Down | None | None | Non-Condensing | Single-Stage | Multiple-Speed | 0.5 | Standard |  | 120000 | 96000 | 1600 | 1002 | 115100 | 1166 | 80 | 78 | [8 empty] | Federally-Regulated Consumer Product | 03/08/2017 |  | 03/08/2017
York | Luxaire | D7NX048D09006NX | LPG | Induced Draft | False | True | 1 | False | Horizontal |  | None | Non-Condensing | Two-Stage Modulating |  | 1 | Premium |  | 108000 | 89000 |  |  | 94500 | 338 | 81 | 78 | [8 empty] | Federally-Regulated Consumer Product | 03/08/2017 |  | 03/08/2017
York | Fraser Johnston | D7NQ048N09006NX | LPG | Induced Draft | False | True | 1 | False | Horizontal |  | None | Non-Condensing | Single-Stage |  | 1 | Premium |  | 108000 | 88000 |  |  | 96900 | 467 | 81 | 78 | [8 empty] | Federally-Regulated Consumer Product | 03/08/2017 |  | 03/08/2017
York | Luxaire | TGLS060A10MP11 | LPG | Induced Draft | False | False | 1 | False | Horizontal | None | None | Non-Condensing | Single-Stage | Multiple-Speed | 0.33 | Standard |  | 60000 | 48000 | 1004 | 708 | 57700 | 553 | 80 | 78 | [8 empty] | Federally-Regulated Consumer Product | 03/08/2017 |  | 03/08/2017
York | Evcon | TG9S120D16MP11 | LPG | Induced Draft | False | False | 1 | False | Horizontal | None | None | Condensing | Single-Stage | Multiple-Speed | 0.75 | Standard |  | 120000 | 116000 | 1805 | 876 | 113200 | 1185 | 95.5 | 78 | [8 empty] | Federally-Regulated Consumer Product | 03/08/2017 |  | 03/08/2017
York | York | TG9S040A08MP11 | Natural Gas | Induced Draft | False | False | 1 | False | Horizontal | None | None | Condensing | Single-Stage | Multiple-Speed | 0.5 | Standard |  | 40000 | 39000 | 950 | 581 | 31900 | 458 | 95.5 | 78 | [8 empty] | Federally-Regulated Consumer Product | 03/08/2017 |  | 03/08/2017
York | Luxaire | TM9V100C16MP11 | Natural Gas | Induced Draft | False | False | 1 | False | Up | None | None | Condensing | Two-Stage Modulating | Variable-Speed | 0.75 | Premium | 60 | 100000 | 96000 | 1818 | 519 | 95600 | 364 | 96 | 78 | [8 empty] | Federally-Regulated Consumer Product | 03/08/2017 |  | 03/08/2017
York | Coleman | TM9X080B12MP11 | LPG | Induced Draft | False | False | 1 | False | Down | None | None | Condensing | Single-Stage | Multiple-Speed | 0.5 | Premium |  | 80000 | 76000 | 1221 | 403 | 65700 | 408 | 95.5 | 78 | [8 empty] | Federally-Regulated Consumer Product | 03/08/2017 |  | 03/08/2017
York | Luxaire | TM8V080B12MP11 | Natural Gas | Induced Draft | False | False | 1 | False | Up |  | None | Non-Condensing | Two-Stage Modulating |  | 0.5 | Premium |  | 80000 | 63000 |  |  | 75800 | 315 | 80 | 78 | [8 empty] | Federally-Regulated Consumer Product | 03/08/2017 |  | 03/08/2017
York | Fraser Johnston | D6NQ024N05606NX | Natural Gas | Induced Draft | False | True | 1 | False | Horizontal |  | None | Non-Condensing | Single-Stage |  | 0.5 | Premium |  | 70000 | 56000 |  |  | 56700 | 764 | 80.2 | 78 | [8 empty] | Federally-Regulated Consumer Product | 03/08/2017 |  | 03/08/2017
York | Luxaire | ZS060*F0*F**** | Natural Gas | Induced Draft | False | True | 1 | False | Horizontal |  | None | Non-Condensing | Single-Stage |  | 1.5 | Standard |  | 125000 | 100000 |  |  | 117500 | 510 | 80.3 | 78 | [8 empty] | Federally-Regulated Consumer Product | 03/08/2017 |  | 03/08/2017
York | Evcon | RGF19080BP12MP11 | LPG | Induced Draft | False | False | 1 | False | Up |  | None | Condensing | Single-Stage |  | 0.5 | Standard |  | 80000 | 78000 |  |  | 80500 | 960 | 95.5 | 78 | [8 empty] | Federally-Regulated Consumer Product | 03/08/2017 |  | 03/08/2017
York | Coleman | TG8S100C20MP11 | LPG | Induced Draft | False | False | 1 | False | Up | None | None | Non-Condensing | Single-Stage | Multiple-Speed | 1 | Standard |  | 100000 | 80000 | 2478 | 1307 | 95100 | 1178 | 80 | 78 | [8 empty] | Federally-Regulated Consumer Product | 03/08/2017 |  | 03/08/2017
York | Evcon | TMLX080B12MP11 | Natural Gas | Induced Draft | False | False | 1 | False | Horizontal |  | None | Non-Condensing | Single-Stage |  | 0.5 | Premium |  | 80000 | 64000 |  |  | 78600 | 379 | 80 | 78 | [8 empty] | Federally-Regulated Consumer Product | 03/08/2017 |  | 03/08/2017
York | Luxaire | TM9X100C20MP11 | Natural Gas | Induced Draft | False | False | 1 | False | Down | None | None | Condensing | Single-Stage | Multiple-Speed | 0.75 | Premium |  | 100000 | 95000 | 1989 | 660 | 97700 | 833 | 95.5 | 78 | [8 empty] | Federally-Regulated Consumer Product | 03/08/2017 |  | 03/08/2017
York | Coleman | TG8S060A10MP11 | LPG | Induced Draft | False | False | 1 | False | Up | None | None | Non-Condensing | Single-Stage | Multiple-Speed | 0.33 | Standard |  | 60000 | 48000 | 1004 | 708 | 57700 | 553 | 80 | 78 | [8 empty] | Federally-Regulated Consumer Product | 03/08/2017 |  | 03/08/2017
York | Coleman | TM8V100C16MP11 | LPG | Induced Draft | False | False | 1 | False | Up |  | None | Non-Condensing | Two-Stage Modulating |  | 0.75 | Premium |  | 100000 | 80000 |  |  | 94700 | 368 | 80 | 78 | [8 empty] | Federally-Regulated Consumer Product | 03/08/2017 |  | 03/08/2017
York | Fraser Johnston | D7NQ060D09006NX | Natural Gas | Induced Draft | False | True | 1 | False | Down |  | None | Non-Condensing | Two-Stage Modulating |  | 1 | Premium |  | 108000 | 89000 |  |  | 94500 | 338 | 81 | 78 | [8 empty] | Federally-Regulated Consumer Product | 03/08/2017 |  | 03/08/2017
York | Coleman | TG8S080B12MP11 | LPG | Induced Draft | False | False | 1 | False | Horizontal | None | None | Non-Condensing | Single-Stage | Multiple-Speed | 0.33 | Standard |  | 80000 | 64000 | 1195 | 620 | 76700 | 793 | 80 | 78 | [8 empty] | Federally-Regulated Consumer Product | 03/08/2017 |  | 03/08/2017
York | Coleman | CPLC100C16MP12 | Natural Gas | Induced Draft | False | False | 1 | False | Down |  | None | Non-Condensing | Step Modulating |  | 0.75 | Premium |  | 100000 | 78000 |  |  | 97300 | 253 | 80 | 78 | [8 empty] | Federally-Regulated Consumer Product | 03/08/2017 |  | 03/08/2017
York | Fraser Johnston | TMLV080C16MP11 | LPG | Induced Draft | False | False | 1 | False | Up |  | None | Non-Condensing | Two-Stage Modulating |  | 0.75 | Premium |  | 80000 | 63000 |  |  | 76900 | 323 | 80 | 78 | [8 empty] | Federally-Regulated Consumer Product | 03/08/2017 |  | 03/08/2017
York | Luxaire | TG8S120C16MP11 | Natural Gas | Induced Draft | False | False | 1 | False | Up | None | None | Non-Condensing | Single-Stage | Multiple-Speed | 0.5 | Standard |  | 120000 | 96000 | 1600 | 1002 | 115100 | 1166 | 80 | 78 | [8 empty] | Federally-Regulated Consumer Product | 03/08/2017 |  | 03/08/2017
York | Coleman | D6NX024D05606NX | Natural Gas | Induced Draft | False | True | 1 | False | Down |  | None | Non-Condensing | Two-Stage Modulating |  | 0.5 | Premium |  | 70000 | 56000 |  |  | 57600 | 151 | 80 | 78 | [8 empty] | Federally-Regulated Consumer Product | 03/08/2017 |  | 03/08/2017
York | Coleman | TP9C100C16MP12 | Natural Gas | Induced Draft | False | False | 1 | False | Up |  | None | Condensing | Step Modulating |  | 0.75 | Premium |  | 100000 | 97000 |  |  | 96500 | 536 | 97.7 | 78 | [8 empty] | Federally-Regulated Consumer Product | 03/08/2017 |  | 03/08/2017
York | Luxaire | TM9V080C16MP11 | Natural Gas | Induced Draft | False | False | 1 | False | Down | None | None | Condensing | Two-Stage Modulating | Variable-Speed | 0.75 | Premium | 60 | 80000 | 77000 | 1787 | 544 | 79000 | 273 | 96 | 78 | [8 empty] | Federally-Regulated Consumer Product | 03/08/2017 |  | 03/08/2017
York | Luxaire | D6NQ048N11006NX | Natural Gas | Induced Draft | False | True | 1 | False | Horizontal |  | None | Non-Condensing | Single-Stage |  | 1 | Premium |  | 135000 | 108000 |  |  | 114000 | 1275 | 80.5 | 78 | [8 empty] | Federally-Regulated Consumer Product | 03/08/2017 |  | 03/08/2017
York | Coleman | D6NX048N09006NX | Natural Gas | Induced Draft | False | True | 1 | False | Down |  | None | Non-Condensing | Single-Stage |  | 1 | Premium |  | 108000 | 87000 |  |  | 93800 | 1315 | 80.6 | 78 | [8 empty] | Federally-Regulated Consumer Product | 03/08/2017 |  | 03/08/2017
York | York | Z33D[D,T]5******** | Natural Gas | Induced Draft | False | True | 3 | False | Down |  | None | Non-Condensing | Step Modulating |  | 10 | Standard |  | 533000 | 426000 | [6 empty] | 80 | 80 | [6 empty] | Federally-Regulated Commercial & Industrial Equipment | 03/08/2017 |  | 03/08/2017
York | Luxaire | TM8X060A12MP11 | Natural Gas | Induced Draft | False | False | 1 | False | Horizontal |  | None | Non-Condensing | Single-Stage |  | 0.5 | Premium |  | 60000 | 48000 |  |  | 59100 | 243 | 80 | 78 | [8 empty] | Federally-Regulated Consumer Product | 03/08/2017 |  | 03/08/2017
York | York | TG8S100C16MP11 | LPG | Induced Draft | False | False | 1 | False | Horizontal | None | None | Non-Condensing | Single-Stage | Multiple-Speed | 0.5 | Standard |  | 100000 | 80000 | 1820 | 1012 | 96100 | 930 | 80 | 78 | [8 empty] | Federally-Regulated Consumer Product | 03/08/2017 |  | 03/08/2017
York | York | TM9X120D20MP11 | LPG | Induced Draft | False | False | 1 | False | Horizontal | None | None | Condensing | Single-Stage | Multiple-Speed | 0.75 | Premium |  | 120000 | 114000 | 2036 | 671 | 114600 | 816 | 95.5 | 78 | [8 empty] | Federally-Regulated Consumer Product | 03/08/2017 |  | 03/08/2017
York | Coleman | CPLC080B12MP12 | Natural Gas | Induced Draft | False | False | 1 | False | Down |  | None | Non-Condensing | Step Modulating |  | 0.5 | Premium |  | 80000 | 62000 |  |  | 77900 | 235 | 80 | 78 | [8 empty] | Federally-Regulated Consumer Product | 03/08/2017 |  | 03/08/2017
York | Evcon | RGF19080CP16MP11 | LPG | Induced Draft | False | False | 1 | False | Down |  | None | Condensing | Single-Stage |  | 0.75 | Standard |  | 80000 | 78000 |  |  | 80500 | 968 | 95.5 | 78 | [8 empty] | Federally-Regulated Consumer Product | 03/08/2017 |  | 03/08/2017
York | Coleman | D6HQ048D09006NX | Natural Gas | Induced Draft | False | True | 1 | False | Down |  | None | Non-Condensing | Two-Stage Modulating |  | 1 | Premium |  | 108000 | 87000 |  |  | 94100 | 287 | 80 | 78 | [8 empty] | Federally-Regulated Consumer Product | 03/08/2017 |  | 03/08/2017
York | Luxaire | TP9C120D20MP12 | LPG | Induced Draft | False | False | 1 | False | Horizontal |  | None | Condensing | Step Modulating |  | 1 | Premium |  | 120000 | 116000 |  |  | 112400 | 597 | 98 | 78 | [8 empty] | Federally-Regulated Consumer Product | 03/08/2017 |  | 03/08/2017
York | Coleman | D6NZ060N09006NX | LPG | Induced Draft | False | True | 1 | False | Horizontal |  | None | Non-Condensing | Single-Stage |  | 1 | Premium |  | 108000 | 87000 |  |  | 93400 | 1313 | 80.9 | 78 | [8 empty] | Federally-Regulated Consumer Product | 03/08/2017 |  | 03/08/2017
York | Luxaire | TM8V080B12MP11 | Natural Gas | Induced Draft | False | False | 1 | False | Horizontal |  | None | Non-Condensing | Two-Stage Modulating |  | 0.5 | Premium |  | 80000 | 63000 |  |  | 75800 | 315 | 80 | 78 | [8 empty] | Federally-Regulated Consumer Product | 03/08/2017 |  | 03/08/2017
York | Luxaire | TM8V100C16MP11 | Natural Gas | Induced Draft | False | False | 1 | False | Up |  | None | Non-Condensing | Two-Stage Modulating |  | 0.75 | Premium |  | 100000 | 80000 |  |  | 94700 | 368 | 80 | 78 | [8 empty] | Federally-Regulated Consumer Product | 03/08/2017 |  | 03/08/2017
York | Luxaire | TGLS080C16MP11 | LPG | Induced Draft | False | False | 1 | False | Horizontal | None | None | Non-Condensing | Single-Stage | Multiple-Speed | 0.5 | Standard |  | 80000 | 64000 | 1602 | 1069 | 75100 | 1168 | 80 | 78 | [8 empty] | Federally-Regulated Consumer Product | 03/08/2017 |  | 03/08/2017
York | Luxaire | D6NZ036D05606NX | Natural Gas | Induced Draft | False | True | 1 | False | Horizontal |  | None | Non-Condensing | Two-Stage Modulating |  | 0.75 | Premium |  | 70000 | 56000 |  |  | 58000 | 263 | 80 | 78 | [8 empty] | Federally-Regulated Consumer Product | 03/08/2017 |  | 03/08/2017
York | Coleman | TMLV080C16MP11 | LPG | Induced Draft | False | False | 1 | False | Up |  | None | Non-Condensing | Two-Stage Modulating |  | 0.75 | Premium |  | 80000 | 63000 |  |  | 76900 | 323 | 80 | 78 | [8 empty] | Federally-Regulated Consumer Product | 03/08/2017 |  | 03/08/2017
York | York | TM8T100C16MP11 | Natural Gas | Induced Draft | False | False | 1 | False | Horizontal |  | None | Non-Condensing | Two-Stage Modulating |  | 0.5 | Standard |  | 100000 | 80000 |  |  | 96500 | 850 | 80 | 78 | [8 empty] | Federally-Regulated Consumer Product | 03/08/2017 |  | 03/08/2017
York | Coleman | TMLX080B12MP11 | LPG | Induced Draft | False | False | 1 | False | Down |  | None | Non-Condensing | Single-Stage |  | 0.5 | Premium |  | 80000 | 64000 |  |  | 78600 | 379 | 80 | 78 | [8 empty] | Federally-Regulated Consumer Product | 03/08/2017 |  | 03/08/2017
York | Luxaire | TMLX100C20MP11 | Natural Gas | Induced Draft | False | False | 1 | False | Horizontal |  | None | Non-Condensing | Single-Stage |  | 0.75 | Premium |  | 100000 | 80000 |  |  | 97800 | 568 | 80 | 78 | [8 empty] | Federally-Regulated Consumer Product | 03/08/2017 |  | 03/08/2017
York | Luxaire | TM8T120C20MP11 | LPG | Induced Draft | False | False | 1 | False | Up |  | None | Non-Condensing | Two-Stage Modulating |  | 1 | Standard |  | 120000 | 96000 |  |  | 116600 | 832 | 80 | 78 | [8 empty] | Federally-Regulated Consumer Product | 03/08/2017 |  | 03/08/2017
York | Fraser Johnston | TG9S060B12MP11 | Natural Gas | Induced Draft | False | False | 1 | False | Up | None | None | Condensing | Single-Stage | Multiple-Speed | 0.5 | Standard |  | 60000 | 58000 | 1243 | 713 | 48100 | 622 | 95.5 | 78 | [8 empty] | Federally-Regulated Consumer Product | 03/08/2017 |  | 03/08/2017
York | Fraser Johnston | TM9V080B12MP11 | Natural Gas | Induced Draft | False | False | 1 | False | Down | None | None | Condensing | Two-Stage Modulating | Variable-Speed | 0.5 | Premium | 60 | 80000 | 77000 | 1320 | 529 | 79500 | 339 | 96 | 78 | [8 empty] | Federally-Regulated Consumer Product | 03/08/2017 |  | 03/08/2017
York | Luxaire | D6NZ024D05606NX | LPG | Induced Draft | False | True | 1 | False | Horizontal |  | None | Non-Condensing | Two-Stage Modulating |  | 0.5 | Premium |  | 70000 | 56000 |  |  | 57600 | 151 | 80 | 78 | [8 empty] | Federally-Regulated Consumer Product | 03/08/2017 |  | 03/08/2017
York | Coleman | G33E[D,T]3******** | LPG | Induced Draft | False | True | 3 | False | Horizontal |  | None | Non-Condensing | Step Modulating |  | 10 | Standard |  | 267000 | 213000 | [6 empty] | 80 | 80 | [6 empty] | Federally-Regulated Commercial & Industrial Equipment | 03/08/2017 |  | 03/08/2017
York | Coleman | CP9C100C20MP12 | Natural Gas | Induced Draft | False | False | 1 | False | Down |  | None | Condensing | Step Modulating |  | 1 | Premium |  | 100000 | 97000 |  |  | 96400 | 558 | 97.7 | 78 | [8 empty] | Federally-Regulated Consumer Product | 03/08/2017 |  | 03/08/2017
York | York | ZR036*04*1**** | Natural Gas | Induced Draft | False | True | 1 | False | Horizontal |  | None | Non-Condensing | Single-Stage |  | 1.5 | Standard |  | 50000 | 40000 |  |  | 38000 | 371 | 80.9 | 78 | [8 empty] | Federally-Regulated Consumer Product | 03/08/2017 |  | 03/08/2017
York | York | D7NQ048N06506NX | Natural Gas | Induced Draft | False | True | 1 | False | Down |  | None | Non-Condensing | Single-Stage |  | 1 | Premium |  | 80000 | 66000 |  |  | 77300 | 424 | 81 | 78 | [8 empty] | Federally-Regulated Consumer Product | 03/08/2017 |  | 03/08/2017
York | Luxaire | D7NQ060D11006NX | LPG | Induced Draft | False | True | 1 | False | Horizontal |  | None | Non-Condensing | Two-Stage Modulating |  | 1 | Premium |  | 135000 | 110000 |  |  | 112900 | 413 | 81 | 78 | [8 empty] | Federally-Regulated Consumer Product | 03/08/2017 |  | 03/08/2017
York | Fraser Johnston | TG9S120D16MP11 | LPG | Induced Draft | False | False | 1 | False | Down | None | None | Condensing | Single-Stage | Multiple-Speed | 0.75 | Standard |  | 120000 | 116000 | 1805 | 876 | 113200 | 1185 | 95.5 | 78 | [8 empty] | Federally-Regulated Consumer Product | 03/08/2017 |  | 03/08/2017
York | York | YP9C080C16MP12 | Natural Gas | Induced Draft | False | False | 1 | False | Horizontal |  | None | Condensing | Step Modulating |  | 0.75 | Premium |  | 80000 | 78000 |  |  | 80600 | 460 | 97.7 | 78 | [8 empty] | Federally-Regulated Consumer Product | 03/08/2017 |  | 03/08/2017
York | York | TM9E120D20MP11 | LPG | Induced Draft | False | False | 1 | False | Horizontal |  | None | Condensing | Single-Stage |  | 0.75 | Premium |  | 120000 | 114000 |  |  | 115900 | 624 | 95 | 78 | [8 empty] | Federally-Regulated Consumer Product | 03/08/2017 |  | 03/08/2017
York | Luxaire | D6NQ048N11006NX | LPG | Induced Draft | False | True | 1 | False | Horizontal |  | None | Non-Condensing | Single-Stage |  | 1 | Premium |  | 135000 | 108000 |  |  | 114000 | 1275 | 80.5 | 78 | [8 empty] | Federally-Regulated Consumer Product | 03/08/2017 |  | 03/08/2017
York | Evcon | D7NQ048D11006NX | Natural Gas | Induced Draft | False | True | 1 | False | Horizontal |  | None | Non-Condensing | Two-Stage Modulating |  | 1 | Premium |  | 135000 | 110000 |  |  | 112900 | 413 | 81 | 78 | [8 empty] | Federally-Regulated Consumer Product | 03/08/2017 |  | 03/08/2017
York | Coleman | D7NQ030N05606NX | LPG | Induced Draft | False | True | 1 | False | Down |  | None | Non-Condensing | Single-Stage |  | 0.75 | Premium |  | 70000 | 57000 |  |  | 57800 | 372 | 81 | 78 | [8 empty] | Federally-Regulated Consumer Product | 03/08/2017 |  | 03/08/2017
York | Evcon | RGF1L100CE16MP11 | LPG | Induced Draft | False | False | 1 | False | Down |  | None | Non-Condensing | Single-Stage |  | 0.5 | Premium |  | 100000 | 80000 |  |  | 98400 | 431 | 80 | 78 | [8 empty] | Federally-Regulated Consumer Product | 03/08/2017 |  | 03/08/2017
York | Coleman | D6NQ042N09006NX | LPG | Induced Draft | False | True | 1 | False | Horizontal |  | None | Non-Condensing | Single-Stage |  | 1 | Premium |  | 108000 | 87000 |  |  | 94400 | 1124 | 80.6 | 78 | [8 empty] | Federally-Regulated Consumer Product | 03/08/2017 |  | 03/08/2017
York | Evcon | D6NQ048D11006NX | Natural Gas | Induced Draft | False | True | 1 | False | Down |  | None | Non-Condensing | Two-Stage Modulating |  | 1 | Premium |  | 135000 | 108000 |  |  | 114400 | 300 | 80 | 78 | [8 empty] | Federally-Regulated Consumer Product | 03/08/2017 |  | 03/08/2017
York | York | TG9S080C16MP11 | Natural Gas | Induced Draft | False | False | 1 | False | Up | None | None | Condensing | Single-Stage | Multiple-Speed | 0.75 | Standard |  | 80000 | 78000 | 1671 | 838 | 80500 | 929 | 95.5 | 78 | [8 empty] | Federally-Regulated Consumer Product | 03/08/2017 |  | 03/08/2017
York | York | D7NQ036D05606NX | LPG | Induced Draft | False | True | 1 | False | Down |  | None | Non-Condensing | Two-Stage Modulating |  | 0.75 | Premium |  | 70000 | 58000 |  |  | 54800 | 320 | 81 | 78 | [8 empty] | Federally-Regulated Consumer Product | 03/08/2017 |  | 03/08/2017
York | Evcon | D7NX024N03606NX | LPG | Induced Draft | False | True | 1 | False | Down |  | None | Non-Condensing | Single-Stage |  | 0.5 | Premium |  | 45000 | 37000 |  |  | 38700 | 201 | 81 | 78 | [8 empty] | Federally-Regulated Consumer Product | 03/08/2017 |  | 03/08/2017
York | York | TPLC100C20MP11 | Natural Gas | Induced Draft | False | False | 1 | False | Horizontal | None | None | Non-Condensing | Step Modulating | Variable-Speed | 1 | Premium | 60 | 100000 | 78000 | 2110 | 665 | 99600 | 128 | 80 | 78 | [8 empty] | Federally-Regulated Consumer Product | 03/08/2017 |  | 03/08/2017
York | Evcon | RGF19100CP20MP11 | LPG | Induced Draft | False | False | 1 | False | Up |  | None | Condensing | Single-Stage |  | 1 | Standard |  | 100000 | 97000 |  |  | 96600 | 1161 | 95.5 | 78 | [8 empty] | Federally-Regulated Consumer Product | 03/08/2017 |  | 03/08/2017
York | Coleman | D6HQ024D05606NX | Natural Gas | Induced Draft | False | True | 1 | False | Horizontal |  | None | Non-Condensing | Two-Stage Modulating |  | 0.5 | Premium |  | 70000 | 56000 |  |  | 57600 | 151 | 80 | 78 | [8 empty] | Federally-Regulated Consumer Product | 03/08/2017 |  | 03/08/2017
York | Luxaire | D6NQ060N11006NX | LPG | Induced Draft | False | True | 1 | False | Down |  | None | Non-Condensing | Single-Stage |  | 1 | Premium |  | 135000 | 108000 |  |  | 115300 | 1073 | 80.2 | 78 | [8 empty] | Federally-Regulated Consumer Product | 03/08/2017 |  | 03/08/2017
York | York | TG8S080C16MP11 | Natural Gas | Induced Draft | False | False | 1 | False | Down | None | None | Non-Condensing | Single-Stage | Multiple-Speed | 0.5 | Standard |  | 80000 | 64000 | 1602 | 1069 | 75100 | 1168 | 80 | 78 | [8 empty] | Federally-Regulated Consumer Product | 03/08/2017 |  | 03/08/2017
York | Luxaire | D6NQ042D09006NX | LPG | Induced Draft | False | True | 1 | False | Horizontal |  | None | Non-Condensing | Two-Stage Modulating |  | 0.75 | Premium |  | 108000 | 87000 |  |  | 94900 | 259 | 80 | 78 | [8 empty] | Federally-Regulated Consumer Product | 03/08/2017 |  | 03/08/2017
York | Evcon | RGF19080BE12MP11 | Natural Gas | Induced Draft | False | False | 1 | False | Down |  | None | Condensing | Single-Stage |  | 0.5 | Premium |  | 80000 | 76000 |  |  | 65700 | 408 | 95.5 | 78 | [8 empty] | Federally-Regulated Consumer Product | 03/08/2017 |  | 03/08/2017
York | Fraser Johnston | D6NZ030N05606NX | Natural Gas | Induced Draft | False | True | 1 | False | Down |  | None | Non-Condensing | Single-Stage |  | 0.75 | Premium |  | 70000 | 56000 |  |  | 56700 | 764 | 80.5 | 78 | [8 empty] | Federally-Regulated Consumer Product | 03/08/2017 |  | 03/08/2017
York | Coleman | TG8S120C16MP11 | Natural Gas | Induced Draft | False | False | 1 | False | Horizontal | None | None | Non-Condensing | Single-Stage | Multiple-Speed | 0.5 | Standard |  | 120000 | 96000 | 1600 | 1002 | 115100 | 1166 | 80 | 78 | [8 empty] | Federally-Regulated Consumer Product | 03/08/2017 |  | 03/08/2017
York | Coleman | D6NQ036N07206NX | Natural Gas | Induced Draft | False | True | 1 | False | Horizontal |  | None | Non-Condensing | Single-Stage |  | 0.75 | Premium |  | 90000 | 72000 |  |  | 75500 | 1056 | 80.1 | 78 | [8 empty] | Federally-Regulated Consumer Product | 03/08/2017 |  | 03/08/2017
York | Guardian | GG8S080C16MP11 | Natural Gas | Induced Draft | False | False | 1 | False | Up | None | None | Non-Condensing | Single-Stage | Multiple-Speed | 0.5 | Standard |  | 80000 | 64000 | 1602 | 1069 | 75100 | 1168 | 80 | 78 | [8 empty] | Federally-Regulated Consumer Product | 03/08/2017 |  | 03/08/2017
York | Luxaire | LPLC100C16MP12 | LPG | Induced Draft | False | False | 1 | False | Down |  | None | Non-Condensing | Step Modulating |  | 0.75 | Premium |  | 100000 | 78000 |  |  | 97300 | 253 | 80 | 78 | [8 empty] | Federally-Regulated Consumer Product | 03/08/2017 |  | 03/08/2017
York | Coleman | CPLC120C20MP12 | Natural Gas | Induced Draft | False | False | 1 | False | Horizontal |  | None | Non-Condensing | Step Modulating |  | 1 | Premium |  | 120000 | 95000 |  |  | 115200 | 484 | 80 | 78 | [8 empty] | Federally-Regulated Consumer Product | 03/08/2017 |  | 03/08/2017
York | Fraser Johnston | D6NZ060N11006NX | Natural Gas | Induced Draft | False | True | 1 | False | Down |  | None | Non-Condensing | Single-Stage |  | 1 | Premium |  | 135000 | 108000 |  |  | 115300 | 1073 | 80.2 | 78 | [8 empty] | Federally-Regulated Consumer Product | 03/08/2017 |  | 03/08/2017
York | Luxaire | TM8V120C20MP11 | LPG | Induced Draft | False | False | 1 | False | Down |  | None | Non-Condensing | Two-Stage Modulating |  | 1 | Premium |  | 120000 | 96000 |  |  | 111300 | 456 | 80 | 78 | [8 empty] | Federally-Regulated Consumer Product | 03/08/2017 |  | 03/08/2017
York | Evcon | TM9M100C16MP12 | Natural Gas | Induced Draft | False | False | 1 | False | Down |  | None | Condensing | Step Modulating |  | 0.75 | Standard |  | 100000 | 97000 |  |  | 93000 | 1500 | 97 | 78 | [8 empty] | Federally-Regulated Consumer Product | 03/08/2017 |  | 03/08/2017
York | York | D6HQ036D07206NX | Natural Gas | Induced Draft | False | True | 1 | False | Down |  | None | Non-Condensing | Two-Stage Modulating |  | 0.75 | Premium |  | 90000 | 72000 |  |  | 74700 | 273 | 80 | 78 | [8 empty] | Federally-Regulated Consumer Product | 03/08/2017 |  | 03/08/2017
York | Luxaire | TM9V060B12MP11 | LPG | Induced Draft | False | False | 1 | False | Horizontal | None | None | Condensing | Two-Stage Modulating | Variable-Speed | 0.5 | Premium | 60 | 60000 | 58000 | 1343 | 456 | 47800 | 284 | 96 | 78 | [8 empty] | Federally-Regulated Consumer Product | 03/08/2017 |  | 03/08/2017
York | Johnson Controls | S33D[N,S]3******** | LPG | Induced Draft | False | True | 3 | False | Down |  | None | Non-Condensing | Single-Stage |  | 10 | Standard |  | 267000 | 213000 | [6 empty] | 80 | 80 | [6 empty] | Federally-Regulated Commercial & Industrial Equipment | 03/08/2017 |  | 03/08/2017
York | Evcon | D6NZ048D11006NX | LPG | Induced Draft | False | True | 1 | False | Horizontal |  | None | Non-Condensing | Two-Stage Modulating |  | 1 | Premium |  | 135000 | 108000 |  |  | 114400 | 262 | 80 | 78 | [8 empty] | Federally-Regulated Consumer Product | 03/08/2017 |  | 03/08/2017
York | Evcon | TG9S060B12MP11 | Natural Gas | Induced Draft | False | False | 1 | False | Up | None | None | Condensing | Single-Stage | Multiple-Speed | 0.5 | Standard |  | 60000 | 58000 | 1243 | 713 | 48100 | 622 | 95.5 | 78 | [8 empty] | Federally-Regulated Consumer Product | 03/08/2017 |  | 03/08/2017
York | Evcon | D7NY060D11006NX | LPG | Induced Draft | False | True | 1 | False | Horizontal |  | None | Non-Condensing | Two-Stage Modulating |  | 1 | Premium |  | 135000 | 110000 |  |  | 112900 | 413 | 81 | 78 | [8 empty] | Federally-Regulated Consumer Product | 03/08/2017 |  | 03/08/2017
York | Fraser Johnston | TM9V120D20MP11 | Natural Gas | Induced Draft | False | False | 1 | False | Down | None | None | Condensing | Two-Stage Modulating | Variable-Speed | 1 | Premium | 60 | 120000 | 115000 | 2006 | 718 | 109300 | 407 | 96 | 78 | [8 empty] | Federally-Regulated Consumer Product | 03/08/2017 |  | 03/08/2017
York | Coleman | X33E[N,S]3******** | LPG | Induced Draft | False | True | 3 | False | Horizontal |  | None | Non-Condensing | Single-Stage |  | 10 | Standard |  | 267000 | 213000 | [6 empty] | 80 | 80 | [6 empty] | Federally-Regulated Commercial & Industrial Equipment | 03/08/2017 |  | 03/08/2017
York | York | D7NX024N05606NX | LPG | Induced Draft | False | True | 1 | False | Horizontal |  | None | Non-Condensing | Single-Stage |  | 0.5 | Premium |  | 70000 | 57000 |  |  | 58300 | 241 | 81 | 78 | [8 empty] | Federally-Regulated Consumer Product | 03/08/2017 |  | 03/08/2017
York | Luxaire | TM9V080B12MP11 | LPG | Induced Draft | False | False | 1 | False | Down | None | None | Condensing | Two-Stage Modulating | Variable-Speed | 0.5 | Premium | 60 | 80000 | 77000 | 1320 | 529 | 79500 | 339 | 96 | 78 | [8 empty] | Federally-Regulated Consumer Product | 03/08/2017 |  | 03/08/2017
York | York | TPLC100C16MP12 | LPG | Induced Draft | False | False | 1 | False | Horizontal |  | None | Non-Condensing | Step Modulating |  | 0.75 | Premium |  | 100000 | 78000 |  |  | 97300 | 253 | 80 | 78 | [8 empty] | Federally-Regulated Consumer Product | 03/08/2017 |  | 03/08/2017
York | Guardian | RGF19100CE20MP11 | LPG | Induced Draft | False | False | 1 | False | Down |  | None | Condensing | Single-Stage |  | 0.75 | Premium |  | 100000 | 95000 |  |  | 97700 | 833 | 95.5 | 78 | [8 empty] | Federally-Regulated Consumer Product | 03/08/2017 |  | 03/08/2017
York | Coleman | D6NZ030D05606NX | Natural Gas | Induced Draft | False | True | 1 | False | Horizontal |  | None | Non-Condensing | Two-Stage Modulating |  | 0.75 | Premium |  | 70000 | 56000 |  |  | 55700 | 252 | 80 | 78 | [8 empty] | Federally-Regulated Consumer Product | 03/08/2017 |  | 03/08/2017
York | Luxaire | TM9V080B12MP11 | Natural Gas | Induced Draft | False | False | 1 | False | Up | None | None | Condensing | Two-Stage Modulating | Variable-Speed | 0.5 | Premium | 60 | 80000 | 77000 | 1320 | 529 | 79500 | 339 | 96 | 78 | [8 empty] | Federally-Regulated Consumer Product | 03/08/2017 |  | 03/08/2017
York | Luxaire | D7NY060D09006NX | LPG | Induced Draft | False | True | 1 | False | Down |  | None | Non-Condensing | Two-Stage Modulating |  | 1 | Premium |  | 108000 | 89000 |  |  | 94500 | 338 | 81 | 78 | [8 empty] | Federally-Regulated Consumer Product | 03/08/2017 |  | 03/08/2017
York | York | ZF060*10*1**** | LPG | Induced Draft | False | True | 1 | False | Down |  | None | Non-Condensing | Single-Stage |  | 1.5 | Standard |  | 125000 | 100000 |  |  | 117500 | 510 | 80.3 | 78 | [8 empty] | Federally-Regulated Consumer Product | 03/08/2017 |  | 03/08/2017
York | York | TMLT080B12MP11 | Natural Gas | Induced Draft | False | False | 1 | False | Up |  | None | Non-Condensing | Two-Stage Modulating |  | 0.33 | Standard |  | 80000 | 63000 |  |  | 77700 | 568 | 80 | 78 | [8 empty] | Federally-Regulated Consumer Product | 03/08/2017 |  | 03/08/2017
York | York | D6NQ060D11006NX | LPG | Induced Draft | False | True | 1 | False | Horizontal |  | None | Non-Condensing | Two-Stage Modulating |  | 1 | Premium |  | 135000 | 108000 |  |  | 114400 | 300 | 80 | 78 | [8 empty] | Federally-Regulated Consumer Product | 03/08/2017 |  | 03/08/2017
York | Luxaire | ZK048*06*F**** | LPG | Induced Draft | False | True | 1 | False | Horizontal |  | None | Non-Condensing | Single-Stage |  | 1.5 | Standard |  | 75000 | 60000 |  |  | 57700 | 396 | 80.9 | 78 | [8 empty] | Federally-Regulated Consumer Product | 03/08/2017 |  | 03/08/2017
York | York | D6NZ048N09006NX | Natural Gas | Induced Draft | False | True | 1 | False | Horizontal |  | None | Non-Condensing | Single-Stage |  | 1 | Premium |  | 108000 | 87000 |  |  | 93800 | 1315 | 80.9 | 78 | [8 empty] | Federally-Regulated Consumer Product | 03/08/2017 |  | 03/08/2017
York | Luxaire | D6NZ036D05606NX | LPG | Induced Draft | False | True | 1 | False | Down |  | None | Non-Condensing | Two-Stage Modulating |  | 0.75 | Premium |  | 70000 | 56000 |  |  | 58000 | 263 | 80 | 78 | [8 empty] | Federally-Regulated Consumer Product | 03/08/2017 |  | 03/08/2017
York | Guardian | GGLS080B12MP11 | LPG | Induced Draft | False | False | 1 | False | Down | None | None | Non-Condensing | Single-Stage | Multiple-Speed | 0.33 | Standard |  | 80000 | 64000 | 1195 | 620 | 76700 | 793 | 80 | 78 | [8 empty] | Federally-Regulated Consumer Product | 03/08/2017 |  | 03/08/2017
York | York | TMLV080B12MP11 | Natural Gas | Induced Draft | False | False | 1 | False | Horizontal |  | None | Non-Condensing | Two-Stage Modulating |  | 0.5 | Premium |  | 80000 | 63000 |  |  | 75800 | 315 | 80 | 78 | [8 empty] | Federally-Regulated Consumer Product | 03/08/2017 |  | 03/08/2017
York | York | TM9M080B12MP12 | Natural Gas | Induced Draft | False | False | 1 | False | Up |  | None | Condensing | Step Modulating |  | 0.5 | Standard |  | 80000 | 77000 |  |  | 77900 | 1113 | 97 | 78 | [8 empty] | Federally-Regulated Consumer Product | 03/08/2017 |  | 03/08/2017
York | Fraser Johnston | TM9V120D20MP11 | LPG | Induced Draft | False | False | 1 | False | Down | None | None | Condensing | Two-Stage Modulating | Variable-Speed | 1 | Premium | 60 | 120000 | 115000 | 2006 | 718 | 109300 | 407 | 96 | 78 | [8 empty] | Federally-Regulated Consumer Product | 03/08/2017 |  | 03/08/2017
York | Luxaire | D6NZ030D05606NX | LPG | Induced Draft | False | True | 1 | False | Horizontal |  | None | Non-Condensing | Two-Stage Modulating |  | 0.75 | Premium |  | 70000 | 56000 |  |  | 55700 | 252 | 80 | 78 | [8 empty] | Federally-Regulated Consumer Product | 03/08/2017 |  | 03/08/2017
York | Coleman | D6NZ024N03606NX | Natural Gas | Induced Draft | False | True | 1 | False | Horizontal |  | None | Non-Condensing | Single-Stage |  | 0.5 | Premium |  | 45000 | 36000 |  |  | 37900 | 468 | 80.2 | 78 | [8 empty] | Federally-Regulated Consumer Product | 03/08/2017 |  | 03/08/2017
York | Evcon | TP9C080C16MP12 | Natural Gas | Induced Draft | False | False | 1 | False | Down |  | None | Condensing | Step Modulating |  | 0.75 | Premium |  | 80000 | 78000 |  |  | 80600 | 460 | 97.7 | 78 | [8 empty] | Federally-Regulated Consumer Product | 03/08/2017 |  | 03/08/2017
York | York | D6NQ042N06506NX | Natural Gas | Induced Draft | False | True | 1 | False | Down |  | None | Non-Condensing | Single-Stage |  | 1 | Premium |  | 80000 | 64000 |  |  | 74700 | 1140 | 80.8 | 78 | [8 empty] | Federally-Regulated Consumer Product | 03/08/2017 |  | 03/08/2017
York | York | TG9S120D16MP11 | LPG | Induced Draft | False | False | 1 | False | Horizontal | None | None | Condensing | Single-Stage | Multiple-Speed | 0.75 | Standard |  | 120000 | 116000 | 1805 | 876 | 113200 | 1185 | 95.5 | 78 | [8 empty] | Federally-Regulated Consumer Product | 03/08/2017 |  | 03/08/2017
York | York | ZR048*10*1**** | LPG | Induced Draft | False | True | 1 | False | Down |  | None | Non-Condensing | Single-Stage |  | 1.5 | Standard |  | 125000 | 100000 |  |  | 117500 | 510 | 80.3 | 78 | [8 empty] | Federally-Regulated Consumer Product | 03/08/2017 |  | 03/08/2017
York | Luxaire | TM9E100C16MP11 | LPG | Induced Draft | False | False | 1 | False | Down |  | None | Condensing | Single-Stage |  | 0.5 | Premium |  | 100000 | 96000 |  |  | 99600 | 463 | 95 | 78 | [8 empty] | Federally-Regulated Consumer Product | 03/08/2017 |  | 03/08/2017
York | York | TM8V100C16MP11 | LPG | Induced Draft | False | False | 1 | False | Down |  | None | Non-Condensing | Two-Stage Modulating |  | 0.75 | Premium |  | 100000 | 80000 |  |  | 94700 | 368 | 80 | 78 | [8 empty] | Federally-Regulated Consumer Product | 03/08/2017 |  | 03/08/2017
York | Evcon | RGF19120DP20MP11 | Natural Gas | Induced Draft | False | False | 1 | False | Down |  | None | Condensing | Single-Stage |  | 1 | Standard |  | 120000 | 116000 |  |  | 112600 | 1359 | 95.5 | 78 | [8 empty] | Federally-Regulated Consumer Product | 03/08/2017 |  | 03/08/2017
York | Coleman | CP9C100C20MP12 | LPG | Induced Draft | False | False | 1 | False | Horizontal |  | None | Condensing | Step Modulating |  | 1 | Premium |  | 100000 | 97000 |  |  | 96400 | 558 | 97.7 | 78 | [8 empty] | Federally-Regulated Consumer Product | 03/08/2017 |  | 03/08/2017
York | Evcon | RGF19060BE12MP11 | Natural Gas | Induced Draft | False | False | 1 | False | Up |  | None | Condensing | Single-Stage |  | 0.5 | Premium |  | 60000 | 57000 |  |  | 49000 | 394 | 95.5 | 78 | [8 empty] | Federally-Regulated Consumer Product | 03/08/2017 |  | 03/08/2017
York | Fraser Johnston | TM9E100C20MP11 | Natural Gas | Induced Draft | False | False | 1 | False | Up |  | None | Condensing | Single-Stage |  | 0.75 | Premium |  | 100000 | 96000 |  |  | 99800 | 410 | 95 | 78 | [8 empty] | Federally-Regulated Consumer Product | 03/08/2017 |  | 03/08/2017
York | Luxaire | G33B[N,S]3******** | Natural Gas | Induced Draft | False | True | 3 | False | Horizontal |  | None | Non-Condensing | Single-Stage |  | 10 | Standard |  | 267000 | 213000 | [6 empty] | 80 | 80 | [6 empty] | Federally-Regulated Commercial & Industrial Equipment | 03/08/2017 |  | 03/08/2017
York | York | YP9C080C16MP12 | LPG | Induced Draft | False | False | 1 | False | Up |  | None | Condensing | Step Modulating |  | 0.75 | Premium |  | 80000 | 78000 |  |  | 80600 | 460 | 97.7 | 78 | [8 empty] | Federally-Regulated Consumer Product | 03/08/2017 |  | 03/08/2017
York | Coleman | TM8X120C20MP11 | LPG | Induced Draft | False | False | 1 | False | Up |  | None | Non-Condensing | Single-Stage |  | 0.75 | Premium |  | 120000 | 96000 |  |  | 117500 | 635 | 80 | 78 | [8 empty] | Federally-Regulated Consumer Product | 03/08/2017 |  | 03/08/2017
York | Luxaire | TG8S100C16MP11 | Natural Gas | Induced Draft | False | False | 1 | False | Up | None | None | Non-Condensing | Single-Stage | Multiple-Speed | 0.5 | Standard |  | 100000 | 80000 | 1820 | 1012 | 96100 | 930 | 80 | 78 | [8 empty] | Federally-Regulated Consumer Product | 03/08/2017 |  | 03/08/2017
York | Coleman | TM9E080C16MP11 | LPG | Induced Draft | False | False | 1 | False | Horizontal |  | None | Condensing | Single-Stage |  | 0.5 | Premium |  | 80000 | 77000 |  |  | 82800 | 429 | 95 | 78 | [8 empty] | Federally-Regulated Consumer Product | 03/08/2017 |  | 03/08/2017
York | Coleman | CPLC120C20MP12 | Natural Gas | Induced Draft | False | False | 1 | False | Up |  | None | Non-Condensing | Step Modulating |  | 1 | Premium |  | 120000 | 95000 |  |  | 115200 | 484 | 80 | 78 | [8 empty] | Federally-Regulated Consumer Product | 03/08/2017 |  | 03/08/2017
York | Coleman | D7HQ036D05606NX | LPG | Induced Draft | False | True | 1 | False | Horizontal |  | None | Non-Condensing | Two-Stage Modulating |  | 0.75 | Premium |  | 70000 | 58000 |  |  | 54800 | 320 | 81 | 78 | [8 empty] | Federally-Regulated Consumer Product | 03/08/2017 |  | 03/08/2017
York | Evcon | D6NQ024N03606NX | LPG | Induced Draft | False | True | 1 | False | Horizontal |  | None | Non-Condensing | Single-Stage |  | 0.5 | Premium |  | 45000 | 36000 |  |  | 37900 | 468 | 80.2 | 78 | [8 empty] | Federally-Regulated Consumer Product | 03/08/2017 |  | 03/08/2017
York | Coleman | D6NX036N06506NX | Natural Gas | Induced Draft | False | True | 1 | False | Down |  | None | Non-Condensing | Single-Stage |  | 1 | Premium |  | 80000 | 64000 |  |  | 74700 | 1140 | 80.6 | 78 | [8 empty] | Federally-Regulated Consumer Product | 03/08/2017 |  | 03/08/2017
York | Evcon | TG8S060A12MP11 | LPG | Induced Draft | False | False | 1 | False | Up | None | None | Non-Condensing | Single-Stage | Multiple-Speed | 0.33 | Standard |  | 60000 | 48000 | 1275 | 711 | 57400 | 623 | 80 | 78 | [8 empty] | Federally-Regulated Consumer Product | 03/08/2017 |  | 03/08/2017
York | Fraser Johnston | TMLX060A12MP11 | LPG | Induced Draft | False | False | 1 | False | Up |  | None | Non-Condensing | Single-Stage |  | 0.5 | Premium |  | 60000 | 48000 |  |  | 59100 | 243 | 80 | 78 | [8 empty] | Federally-Regulated Consumer Product | 03/08/2017 |  | 03/08/2017
York | Coleman | TM8T080B12MP11 | Natural Gas | Induced Draft | False | False | 1 | False | Up |  | None | Non-Condensing | Two-Stage Modulating |  | 0.33 | Standard |  | 80000 | 63000 |  |  | 77700 | 568 | 80 | 78 | [8 empty] | Federally-Regulated Consumer Product | 03/08/2017 |  | 03/08/2017
York | Coleman | TG8S080B12MP11 | Natural Gas | Induced Draft | False | False | 1 | False | Down | None | None | Non-Condensing | Single-Stage | Multiple-Speed | 0.33 | Standard |  | 80000 | 64000 | 1195 | 620 | 76700 | 793 | 80 | 78 | [8 empty] | Federally-Regulated Consumer Product | 03/08/2017 |  | 03/08/2017
York | Guardian | RGF19080BE12MP11 | LPG | Induced Draft | False | False | 1 | False | Down |  | None | Condensing | Single-Stage |  | 0.5 | Premium |  | 80000 | 76000 |  |  | 65700 | 408 | 95.5 | 78 | [8 empty] | Federally-Regulated Consumer Product | 03/08/2017 |  | 03/08/2017
York | Coleman | TG9S080C16MP11 | LPG | Induced Draft | False | False | 1 | False | Horizontal | None | None | Condensing | Single-Stage | Multiple-Speed | 0.75 | Standard |  | 80000 | 78000 | 1671 | 838 | 80500 | 929 | 95.5 | 78 | [8 empty] | Federally-Regulated Consumer Product | 03/08/2017 |  | 03/08/2017
York | Fraser Johnston | D6HQ036D07206NX | LPG | Induced Draft | False | True | 1 | False | Horizontal |  | None | Non-Condensing | Two-Stage Modulating |  | 0.75 | Premium |  | 90000 | 72000 |  |  | 74700 | 273 | 80 | 78 | [8 empty] | Federally-Regulated Consumer Product | 03/08/2017 |  | 03/08/2017
York | Evcon | TG9S130D20MP11 | Natural Gas | Induced Draft | False | False | 1 | False | Horizontal | None | None | Condensing | Single-Stage | Multiple-Speed | 1 | Standard |  | 130000 | 125000 | 2047 | 1198 | 112700 | 1305 | 95.5 | 78 | [8 empty] | Federally-Regulated Consumer Product | 03/08/2017 |  | 03/08/2017
York | York | TM9T060B12MP11 | Natural Gas | Induced Draft | False | False | 1 | False | Up | None | None | Condensing | Two-Stage Modulating | Multiple-Speed | 0.5 | Standard |  | 60000 | 58000 | 1243 | 713 | 48700 | 371 | 96 | 78 | [8 empty] | Federally-Regulated Consumer Product | 03/08/2017 |  | 03/08/2017
York | Coleman | D6NX024N05606NX | LPG | Induced Draft | False | True | 1 | False | Horizontal |  | None | Non-Condensing | Single-Stage |  | 0.5 | Premium |  | 70000 | 56000 |  |  | 56700 | 764 | 80.2 | 78 | [8 empty] | Federally-Regulated Consumer Product | 03/08/2017 |  | 03/08/2017
York | Evcon | RGF19080CE16MP12 | LPG | Induced Draft | False | False | 1 | False | Horizontal |  | None | Condensing | Single-Stage |  | 0.5 | Premium |  | 80000 | 77000 |  |  | 82800 | 429 | 95 | 78 | [8 empty] | Federally-Regulated Consumer Product | 03/08/2017 |  | 03/08/2017
York | Luxaire | TMLV120C20MP11 | Natural Gas | Induced Draft | False | False | 1 | False | Horizontal |  | None | Non-Condensing | Two-Stage Modulating |  | 1 | Premium |  | 120000 | 96000 |  |  | 111300 | 456 | 80 | 78 | [8 empty] | Federally-Regulated Consumer Product | 03/08/2017 |  | 03/08/2017
York | Evcon | TGLS130D20MP11 | Natural Gas | Induced Draft | False | False | 1 | False | Down | None | None | Non-Condensing | Single-Stage | Multiple-Speed | 1 | Standard |  | 130000 | 104000 | 2399 | 1324 | 114700 | 1265 | 80 | 78 | [8 empty] | Federally-Regulated Consumer Product | 03/08/2017 |  | 03/08/2017
York | Evcon | D6NQ060D09006NX | LPG | Induced Draft | False | True | 1 | False | Down |  | None | Non-Condensing | Two-Stage Modulating |  | 1 | Premium |  | 108000 | 87000 |  |  | 94100 | 287 | 80 | 78 | [8 empty] | Federally-Regulated Consumer Product | 03/08/2017 |  | 03/08/2017
York | York | D6NZ042N09006NX | LPG | Induced Draft | False | True | 1 | False | Down |  | None | Non-Condensing | Single-Stage |  | 1 | Premium |  | 108000 | 87000 |  |  | 94400 | 1124 | 80.8 | 78 | [8 empty] | Federally-Regulated Consumer Product | 03/08/2017 |  | 03/08/2017
York | Johnson Controls | V33D[D,T]3******** | Natural Gas | Induced Draft | False | True | 3 | False | Horizontal |  | None | Non-Condensing | Step Modulating |  | 10 | Standard |  | 267000 | 213000 | [6 empty] | 80 | 80 | [6 empty] | Federally-Regulated Commercial & Industrial Equipment | 03/08/2017 |  | 03/08/2017
York | Coleman | D6HQ060D09006NX | LPG | Induced Draft | False | True | 1 | False | Horizontal |  | None | Non-Condensing | Two-Stage Modulating |  | 1 | Premium |  | 108000 | 87000 |  |  | 94100 | 287 | 80 | 78 | [8 empty] | Federally-Regulated Consumer Product | 03/08/2017 |  | 03/08/2017
York | Coleman | D7HQ048D11006NX | Natural Gas | Induced Draft | False | True | 1 | False | Horizontal |  | None | Non-Condensing | Two-Stage Modulating |  | 1 | Premium |  | 135000 | 110000 |  |  | 112900 | 413 | 81 | 78 | [8 empty] | Federally-Regulated Consumer Product | 03/08/2017 |  | 03/08/2017
York | Fraser Johnston | D7NQ048N09006NX | Natural Gas | Induced Draft | False | True | 1 | False | Down |  | None | Non-Condensing | Single-Stage |  | 1 | Premium |  | 108000 | 88000 |  |  | 96900 | 467 | 81 | 78 | [8 empty] | Federally-Regulated Consumer Product | 03/08/2017 |  | 03/08/2017
York | York | YPLC080C16MP12 | LPG | Induced Draft | False | False | 1 | False | Up |  | None | Non-Condensing | Step Modulating |  | 0.75 | Premium |  | 80000 | 62000 |  |  | 77700 | 199 | 80 | 78 | [8 empty] | Federally-Regulated Consumer Product | 03/08/2017 |  | 03/08/2017
York | Fraser Johnston | TG9S120D16MP11 | Natural Gas | Induced Draft | False | False | 1 | False | Down | None | None | Condensing | Single-Stage | Multiple-Speed | 0.75 | Standard |  | 120000 | 116000 | 1805 | 876 | 113200 | 1185 | 95.5 | 78 | [8 empty] | Federally-Regulated Consumer Product | 03/08/2017 |  | 03/08/2017
York | York | D6NQ048N06506NX | LPG | Induced Draft | False | True | 1 | False | Horizontal |  | None | Non-Condensing | Single-Stage |  | 1 | Premium |  | 80000 | 64000 |  |  | 73900 | 1250 | 80.8 | 78 | [8 empty] | Federally-Regulated Consumer Product | 03/08/2017 |  | 03/08/2017
York | York | D6NQ048N11006NX | Natural Gas | Induced Draft | False | True | 1 | False | Down |  | None | Non-Condensing | Single-Stage |  | 1 | Premium |  | 135000 | 108000 |  |  | 114000 | 1275 | 80.5 | 78 | [8 empty] | Federally-Regulated Consumer Product | 03/08/2017 |  | 03/08/2017
York | Luxaire | D6NQ060D11006NX | LPG | Induced Draft | False | True | 1 | False | Down |  | None | Non-Condensing | Two-Stage Modulating |  | 1 | Premium |  | 135000 | 108000 |  |  | 114400 | 300 | 80 | 78 | [8 empty] | Federally-Regulated Consumer Product | 03/08/2017 |  | 03/08/2017
York | Evcon | RGF1L120CE20MP11 | Natural Gas | Induced Draft | False | False | 1 | False | Horizontal |  | None | Non-Condensing | Single-Stage |  | 0.75 | Premium |  | 120000 | 96000 |  |  | 117500 | 635 | 80 | 78 | [8 empty] | Federally-Regulated Consumer Product | 03/08/2017 |  | 03/08/2017
York | Coleman | TMLV100C16MP11 | Natural Gas | Induced Draft | False | False | 1 | False | Horizontal |  | None | Non-Condensing | Two-Stage Modulating |  | 0.75 | Premium |  | 100000 | 80000 |  |  | 94700 | 368 | 80 | 78 | [8 empty] | Federally-Regulated Consumer Product | 03/08/2017 |  | 03/08/2017
York | Luxaire | D6NQ030N05606NX | Natural Gas | Induced Draft | False | True | 1 | False | Horizontal |  | None | Non-Condensing | Single-Stage |  | 0.75 | Premium |  | 70000 | 56000 |  |  | 56700 | 764 | 80.5 | 78 | [8 empty] | Federally-Regulated Consumer Product | 03/08/2017 |  | 03/08/2017
York | York | TM9E040A10MP11 | LPG | Induced Draft | False | False | 1 | False | Up |  | None | Condensing | Single-Stage |  | 0.5 | Premium |  | 40000 | 38000 |  |  | 33100 | 195 | 95 | 78 | [8 empty] | Federally-Regulated Consumer Product | 03/08/2017 |  | 03/08/2017
York | Luxaire | D7NQ030N05606NX | Natural Gas | Induced Draft | False | True | 1 | False | Horizontal |  | None | Non-Condensing | Single-Stage |  | 0.75 | Premium |  | 70000 | 57000 |  |  | 57800 | 372 | 81 | 78 | [8 empty] | Federally-Regulated Consumer Product | 03/08/2017 |  | 03/08/2017
York | York | TPLC120C20MP11 | Natural Gas | Induced Draft | False | False | 1 | False | Horizontal | None | None | Non-Condensing | Step Modulating | Variable-Speed | 1 | Premium | 60 | 120000 | 95000 | 1990 | 650 | 119100 | 273 | 80 | 78 | [8 empty] | Federally-Regulated Consumer Product | 03/08/2017 |  | 03/08/2017
York | York | TMLV100C16MP11 | Natural Gas | Induced Draft | False | False | 1 | False | Horizontal |  | None | Non-Condensing | Two-Stage Modulating |  | 0.75 | Premium |  | 100000 | 80000 |  |  | 94700 | 368 | 80 | 78 | [8 empty] | Federally-Regulated Consumer Product | 03/08/2017 |  | 03/08/2017
York | York | YP9C100C20MP12 | LPG | Induced Draft | False | False | 1 | False | Horizontal |  | None | Condensing | Step Modulating |  | 1 | Premium |  | 100000 | 97000 |  |  | 96400 | 558 | 97.7 | 78 | [8 empty] | Federally-Regulated Consumer Product | 03/08/2017 |  | 03/08/2017
York | Luxaire | TM8X120C20MP11 | LPG | Induced Draft | False | False | 1 | False | Up |  | None | Non-Condensing | Single-Stage |  | 0.75 | Premium |  | 120000 | 96000 |  |  | 117500 | 635 | 80 | 78 | [8 empty] | Federally-Regulated Consumer Product | 03/08/2017 |  | 03/08/2017
York | Coleman | D7NQ048N06506NX | LPG | Induced Draft | False | True | 1 | False | Horizontal |  | None | Non-Condensing | Single-Stage |  | 1 | Premium |  | 80000 | 66000 |  |  | 77300 | 424 | 81 | 78 | [8 empty] | Federally-Regulated Consumer Product | 03/08/2017 |  | 03/08/2017
York | Fraser Johnston | TM9V060B12MP11 | LPG | Induced Draft | False | False | 1 | False | Up | None | None | Condensing | Two-Stage Modulating | Variable-Speed | 0.5 | Premium | 60 | 60000 | 58000 | 1343 | 456 | 47800 | 284 | 96 | 78 | [8 empty] | Federally-Regulated Consumer Product | 03/08/2017 |  | 03/08/2017
York | Luxaire | D7NQ024D05606NX | LPG | Induced Draft | False | True | 1 | False | Down |  | None | Non-Condensing | Two-Stage Modulating |  | 0.5 | Premium |  | 70000 | 57000 |  |  | 56100 | 215 | 81 | 78 | [8 empty] | Federally-Regulated Consumer Product | 03/08/2017 |  | 03/08/2017
York | Luxaire | LPLC100C20MP12 | LPG | Induced Draft | False | False | 1 | False | Horizontal |  | None | Non-Condensing | Step Modulating |  | 1 | Premium |  | 100000 | 78000 |  |  | 97500 | 238 | 80 | 78 | [8 empty] | Federally-Regulated Consumer Product | 03/08/2017 |  | 03/08/2017
York | Luxaire | TG8S100B12MP11 | LPG | Induced Draft | False | False | 1 | False | Down | None | None | Non-Condensing | Single-Stage | Multiple-Speed | 0.33 | Standard |  | 100000 | 80000 | 1223 | 614 | 96100 | 935 | 80 | 78 | [8 empty] | Federally-Regulated Consumer Product | 03/08/2017 |  | 03/08/2017
York | Coleman | TP9C060B12MP12 | Natural Gas | Induced Draft | False | False | 1 | False | Down |  | None | Condensing | Step Modulating |  | 0.5 | Premium |  | 60000 | 58000 |  |  | 48400 | 241 | 97.5 | 78 | [8 empty] | Federally-Regulated Consumer Product | 03/08/2017 |  | 03/08/2017
York | Guardian | GGLS060A12MP11 | LPG | Induced Draft | False | False | 1 | False | Down | None | None | Non-Condensing | Single-Stage | Multiple-Speed | 0.33 | Standard |  | 60000 | 48000 | 1275 | 711 | 57400 | 623 | 80 | 78 | [8 empty] | Federally-Regulated Consumer Product | 03/08/2017 |  | 03/08/2017
York | Evcon | D6NQ024N03606NX | Natural Gas | Induced Draft | False | True | 1 | False | Horizontal |  | None | Non-Condensing | Single-Stage |  | 0.5 | Premium |  | 45000 | 36000 |  |  | 37900 | 468 | 80.2 | 78 | [8 empty] | Federally-Regulated Consumer Product | 03/08/2017 |  | 03/08/2017
York | Luxaire | TP9C060B12MP12 | Natural Gas | Induced Draft | False | False | 1 | False | Up |  | None | Condensing | Step Modulating |  | 0.5 | Premium |  | 60000 | 58000 |  |  | 48400 | 241 | 97.5 | 78 | [8 empty] | Federally-Regulated Consumer Product | 03/08/2017 |  | 03/08/2017
York | Coleman | D7NX036N06506NX | LPG | Induced Draft | False | True | 1 | False | Horizontal |  | None | Non-Condensing | Single-Stage |  | 1 | Premium |  | 80000 | 66000 |  |  | 77300 | 424 | 81 | 78 | [8 empty] | Federally-Regulated Consumer Product | 03/08/2017 |  | 03/08/2017
York | Fraser Johnston | TMLV080C16MP11 | LPG | Induced Draft | False | False | 1 | False | Down |  | None | Non-Condensing | Two-Stage Modulating |  | 0.75 | Premium |  | 80000 | 63000 |  |  | 76900 | 323 | 80 | 78 | [8 empty] | Federally-Regulated Consumer Product | 03/08/2017 |  | 03/08/2017
York | Fraser Johnston | TGLS080B12MP11 | Natural Gas | Induced Draft | False | False | 1 | False | Down | None | None | Non-Condensing | Single-Stage | Multiple-Speed | 0.33 | Standard |  | 80000 | 64000 | 1195 | 620 | 76700 | 793 | 80 | 78 | [8 empty] | Federally-Regulated Consumer Product | 03/08/2017 |  | 03/08/2017
York | Fraser Johnston | TMLT120C20MP11 | LPG | Induced Draft | False | False | 1 | False | Horizontal |  | None | Non-Condensing | Two-Stage Modulating |  | 1 | Standard |  | 120000 | 96000 |  |  | 116600 | 832 | 80 | 78 | [8 empty] | Federally-Regulated Consumer Product | 03/08/2017 |  | 03/08/2017
York | York | D6NZ024N03606NX | LPG | Induced Draft | False | True | 1 | False | Horizontal |  | None | Non-Condensing | Single-Stage |  | 0.5 | Premium |  | 45000 | 36000 |  |  | 37900 | 468 | 80.2 | 78 | [8 empty] | Federally-Regulated Consumer Product | 03/08/2017 |  | 03/08/2017
York | York | TM9X080B12MP11 | Natural Gas | Induced Draft | False | False | 1 | False | Up | None | None | Condensing | Single-Stage | Multiple-Speed | 0.5 | Premium |  | 80000 | 76000 | 1221 | 403 | 65700 | 408 | 95.5 | 78 | [8 empty] | Federally-Regulated Consumer Product | 03/08/2017 |  | 03/08/2017
York | Luxaire | TGLS080C22MP11 | LPG | Induced Draft | False | False | 1 | False | Down | None | None | Non-Condensing | Single-Stage | Multiple-Speed | 1 | Standard |  | 80000 | 64000 | 2448 | 1263 | 74800 | 1234 | 80 | 78 | [8 empty] | Federally-Regulated Consumer Product | 03/08/2017 |  | 03/08/2017
York | Evcon | D6NZ024D05606NX | LPG | Induced Draft | False | True | 1 | False | Down |  | None | Non-Condensing | Two-Stage Modulating |  | 0.5 | Premium |  | 70000 | 56000 |  |  | 57600 | 151 | 80 | 78 | [8 empty] | Federally-Regulated Consumer Product | 03/08/2017 |  | 03/08/2017
York | Evcon | TM9E100C16MP11 | LPG | Induced Draft | False | False | 1 | False | Down |  | None | Condensing | Single-Stage |  | 0.5 | Premium |  | 100000 | 96000 |  |  | 99600 | 463 | 95 | 78 | [8 empty] | Federally-Regulated Consumer Product | 03/08/2017 |  | 03/08/2017
York | Coleman | TGLS060A12MP11 | LPG | Induced Draft | False | False | 1 | False | Horizontal | None | None | Non-Condensing | Single-Stage | Multiple-Speed | 0.33 | Standard |  | 60000 | 48000 | 1275 | 711 | 57400 | 623 | 80 | 78 | [8 empty] | Federally-Regulated Consumer Product | 03/08/2017 |  | 03/08/2017
York | Coleman | D7NQ030D05606NX | LPG | Induced Draft | False | True | 1 | False | Horizontal |  | None | Non-Condensing | Two-Stage Modulating |  | 0.75 | Premium |  | 70000 | 57000 |  |  | 56100 | 216 | 81 | 78 | [8 empty] | Federally-Regulated Consumer Product | 03/08/2017 |  | 03/08/2017
York | Coleman | D6NX036N09006NX | Natural Gas | Induced Draft | False | True | 1 | False | Horizontal |  | None | Non-Condensing | Single-Stage |  | 1 | Premium |  | 108000 | 87000 |  |  | 94400 | 1124 | 80.8 | 78 | [8 empty] | Federally-Regulated Consumer Product | 03/08/2017 |  | 03/08/2017
York | Luxaire | D7NX024D05606NX | LPG | Induced Draft | False | True | 1 | False | Horizontal |  | None | Non-Condensing | Two-Stage Modulating |  | 0.5 | Premium |  | 70000 | 57000 |  |  | 56100 | 215 | 81 | 78 | [8 empty] | Federally-Regulated Consumer Product | 03/08/2017 |  | 03/08/2017
York | Fraser Johnston | TG8S080C22MP11 | Natural Gas | Induced Draft | False | False | 1 | False | Horizontal | None | None | Non-Condensing | Single-Stage | Multiple-Speed | 1 | Standard |  | 80000 | 64000 | 2448 | 1263 | 74800 | 1234 | 80 | 78 | [8 empty] | Federally-Regulated Consumer Product | 03/08/2017 |  | 03/08/2017
York | Luxaire | TM9X100C20MP11 | Natural Gas | Induced Draft | False | False | 1 | False | Horizontal | None | None | Condensing | Single-Stage | Multiple-Speed | 0.75 | Premium |  | 100000 | 95000 | 1989 | 660 | 97700 | 833 | 95.5 | 78 | [8 empty] | Federally-Regulated Consumer Product | 03/08/2017 |  | 03/08/2017
York | Fraser Johnston | D7NX024N05606NX | LPG | Induced Draft | False | True | 1 | False | Horizontal |  | None | Non-Condensing | Single-Stage |  | 0.5 | Premium |  | 70000 | 57000 |  |  | 58300 | 241 | 81 | 78 | [8 empty] | Federally-Regulated Consumer Product | 03/08/2017 |  | 03/08/2017
York | Evcon | RGF19120DP20MP11 | LPG | Induced Draft | False | False | 1 | False | Up |  | None | Condensing | Single-Stage |  | 1 | Standard |  | 120000 | 116000 |  |  | 112600 | 1359 | 95.5 | 78 | [8 empty] | Federally-Regulated Consumer Product | 03/08/2017 |  | 03/08/2017
York | Evcon | D6NQ060N11006NX | Natural Gas | Induced Draft | False | True | 1 | False | Horizontal |  | None | Non-Condensing | Single-Stage |  | 1 | Premium |  | 135000 | 108000 |  |  | 115300 | 1073 | 80.2 | 78 | [8 empty] | Federally-Regulated Consumer Product | 03/08/2017 |  | 03/08/2017
York | Luxaire | D7NX036N09006NX | Natural Gas | Induced Draft | False | True | 1 | False | Horizontal |  | None | Non-Condensing | Single-Stage |  | 1 | Premium |  | 108000 | 88000 |  |  | 96900 | 467 | 81 | 78 | [8 empty] | Federally-Regulated Consumer Product | 03/08/2017 |  | 03/08/2017
York | Fraser Johnston | D7HQ030D05606NX | LPG | Induced Draft | False | True | 1 | False | Horizontal |  | None | Non-Condensing | Two-Stage Modulating |  | 0.75 | Premium |  | 70000 | 57000 |  |  | 56100 | 216 | 81 | 78 | [8 empty] | Federally-Regulated Consumer Product | 03/08/2017 |  | 03/08/2017
York | Evcon | D6NZ042N06506NX | Natural Gas | Induced Draft | False | True | 1 | False | Horizontal |  | None | Non-Condensing | Single-Stage |  | 1 | Premium |  | 80000 | 64000 |  |  | 74700 | 1140 | 80.6 | 78 | [8 empty] | Federally-Regulated Consumer Product | 03/08/2017 |  | 03/08/2017
York | Evcon | TMLX060A12MP11 | LPG | Induced Draft | False | False | 1 | False | Horizontal |  | None | Non-Condensing | Single-Stage |  | 0.5 | Premium |  | 60000 | 48000 |  |  | 59100 | 243 | 80 | 78 | [8 empty] | Federally-Regulated Consumer Product | 03/08/2017 |  | 03/08/2017
York | Luxaire | TGLS040A08MP11 | LPG | Induced Draft | False | False | 1 | False | Horizontal | None | None | Non-Condensing | Single-Stage | Multiple-Speed | 0.2 | Standard |  | 40000 | 32000 | 717 | 489 | 38300 | 473 | 80 | 78 | [8 empty] | Federally-Regulated Consumer Product | 03/08/2017 |  | 03/08/2017
York | Coleman | TP9C100C16MP12 | Natural Gas | Induced Draft | False | False | 1 | False | Horizontal |  | None | Condensing | Step Modulating |  | 0.75 | Premium |  | 100000 | 97000 |  |  | 96500 | 536 | 97.7 | 78 | [8 empty] | Federally-Regulated Consumer Product | 03/08/2017 |  | 03/08/2017
York | Coleman | D7NQ060N09006NX | LPG | Induced Draft | False | True | 1 | False | Down |  | None | Non-Condensing | Single-Stage |  | 1 | Premium |  | 108000 | 88000 |  |  | 96900 | 467 | 81 | 78 | [8 empty] | Federally-Regulated Consumer Product | 03/08/2017 |  | 03/08/2017
York | Fraser Johnston | D6NZ036D07206NX | Natural Gas | Induced Draft | False | True | 1 | False | Horizontal |  | None | Non-Condensing | Two-Stage Modulating |  | 0.75 | Premium |  | 90000 | 72000 |  |  | 74700 | 273 | 80 | 78 | [8 empty] | Federally-Regulated Consumer Product | 03/08/2017 |  | 03/08/2017
York | Fraser Johnston | TP9C060B12MP12 | LPG | Induced Draft | False | False | 1 | False | Up |  | None | Condensing | Step Modulating |  | 0.5 | Premium |  | 60000 | 58000 |  |  | 48400 | 241 | 97.5 | 78 | [8 empty] | Federally-Regulated Consumer Product | 03/08/2017 |  | 03/08/2017
York | Coleman | TMLT060A12MP11 | LPG | Induced Draft | False | False | 1 | False | Up |  | None | Non-Condensing | Two-Stage Modulating |  | 0.33 | Standard |  | 60000 | 47000 |  |  | 58100 | 450 | 80 | 78 | [8 empty] | Federally-Regulated Consumer Product | 03/08/2017 |  | 03/08/2017
York | Coleman | D7NY060D11006NX | LPG | Induced Draft | False | True | 1 | False | Down |  | None | Non-Condensing | Two-Stage Modulating |  | 1 | Premium |  | 135000 | 110000 |  |  | 112900 | 413 | 81 | 78 | [8 empty] | Federally-Regulated Consumer Product | 03/08/2017 |  | 03/08/2017
York | Evcon | RGF1L100CP20MP11 | LPG | Induced Draft | False | False | 1 | False | Up |  | None | Non-Condensing | Single-Stage |  | 1 | Standard |  | 100000 | 80000 |  |  | 95100 | 1226 | 80 | 78 | [8 empty] | Federally-Regulated Consumer Product | 03/08/2017 |  | 03/08/2017
York | Coleman | D6NQ042D09006NX | LPG | Induced Draft | False | True | 1 | False | Horizontal |  | None | Non-Condensing | Two-Stage Modulating |  | 0.75 | Premium |  | 108000 | 87000 |  |  | 94900 | 259 | 80 | 78 | [8 empty] | Federally-Regulated Consumer Product | 03/08/2017 |  | 03/08/2017
York | Coleman | MG9S080B12MP11 | Natural Gas | Induced Draft | False | False | 1 | True | Up |  | None | Condensing | Single-Stage |  | 0.5 | Standard |  | 80000 | 78000 |  |  | 80600 | 960 | 95.5 | 75 | [8 empty] | Federally-Regulated Consumer Product | 03/08/2017 |  | 03/08/2017
York | York | TM9T080C16MP11 | LPG | Induced Draft | False | False | 1 | False | Up | None | None | Condensing | Two-Stage Modulating | Multiple-Speed | 0.75 | Standard |  | 80000 | 77000 | 1671 | 838 | 80400 | 849 | 96 | 78 | [8 empty] | Federally-Regulated Consumer Product | 03/08/2017 |  | 03/08/2017
York | Evcon | TMLX060A12MP11 | Natural Gas | Induced Draft | False | False | 1 | False | Horizontal |  | None | Non-Condensing | Single-Stage |  | 0.5 | Premium |  | 60000 | 48000 |  |  | 59100 | 243 | 80 | 78 | [8 empty] | Federally-Regulated Consumer Product | 03/08/2017 |  | 03/08/2017
York | York | TG8S040A08MP11 | Natural Gas | Induced Draft | False | False | 1 | False | Up | None | None | Non-Condensing | Single-Stage | Multiple-Speed | 0.2 | Standard |  | 40000 | 32000 | 717 | 489 | 38100 | 444 | 80 | 78 | [8 empty] | Federally-Regulated Consumer Product | 03/08/2017 |  | 03/08/2017
York | Coleman | TGLS080C16MP11 | Natural Gas | Induced Draft | False | False | 1 | False | Down | None | None | Non-Condensing | Single-Stage | Multiple-Speed | 0.5 | Standard |  | 80000 | 64000 | 1602 | 1069 | 75100 | 1168 | 80 | 78 | [8 empty] | Federally-Regulated Consumer Product | 03/08/2017 |  | 03/08/2017
York | Evcon | D6NZ024N03606NX | Natural Gas | Induced Draft | False | True | 1 | False | Down |  | None | Non-Condensing | Single-Stage |  | 0.5 | Premium |  | 45000 | 36000 |  |  | 37900 | 468 | 80.2 | 78 | [8 empty] | Federally-Regulated Consumer Product | 03/08/2017 |  | 03/08/2017
York | Luxaire | D6NZ024N03606NX | LPG | Induced Draft | False | True | 1 | False | Horizontal |  | None | Non-Condensing | Single-Stage |  | 0.5 | Premium |  | 45000 | 36000 |  |  | 37900 | 468 | 80.2 | 78 | [8 empty] | Federally-Regulated Consumer Product | 03/08/2017 |  | 03/08/2017
York | Luxaire | X33B[D,T]5******** | LPG | Induced Draft | False | True | 3 | False | Down |  | None | Non-Condensing | Step Modulating |  | 10 | Standard |  | 533000 | 426000 | [6 empty] | 80 | 80 | [6 empty] | Federally-Regulated Commercial & Industrial Equipment | 03/08/2017 |  | 03/08/2017
York | Luxaire | ZK036*08*F**** | LPG | Induced Draft | False | True | 1 | False | Horizontal |  | None | Non-Condensing | Single-Stage |  | 1.5 | Standard |  | 100000 | 80000 |  |  | 93400 | 1438 | 80.5 | 78 | [8 empty] | Federally-Regulated Consumer Product | 03/08/2017 |  | 03/08/2017
York | Guardian | GGLS080C22MP11 | Natural Gas | Induced Draft | False | False | 1 | False | Down | None | None | Non-Condensing | Single-Stage | Multiple-Speed | 1 | Standard |  | 80000 | 64000 | 2448 | 1263 | 74800 | 1234 | 80 | 78 | [8 empty] | Federally-Regulated Consumer Product | 03/08/2017 |  | 03/08/2017
York | York | D6NX048N09006NX | LPG | Induced Draft | False | True | 1 | False | Horizontal |  | None | Non-Condensing | Single-Stage |  | 1 | Premium |  | 108000 | 87000 |  |  | 93800 | 1315 | 80.6 | 78 | [8 empty] | Federally-Regulated Consumer Product | 03/08/2017 |  | 03/08/2017
York | Coleman | TMLT060A12MP11 | Natural Gas | Induced Draft | False | False | 1 | False | Horizontal |  | None | Non-Condensing | Two-Stage Modulating |  | 0.33 | Standard |  | 60000 | 47000 |  |  | 58100 | 450 | 80 | 78 | [8 empty] | Federally-Regulated Consumer Product | 03/08/2017 |  | 03/08/2017
York | York | TG9S130D20MP11 | LPG | Induced Draft | False | False | 1 | False | Horizontal | None | None | Condensing | Single-Stage | Multiple-Speed | 1 | Standard |  | 130000 | 125000 | 2047 | 1198 | 112700 | 1305 | 95.5 | 78 | [8 empty] | Federally-Regulated Consumer Product | 03/08/2017 |  | 03/08/2017
York | Guardian | GG8S080B12MP11 | Natural Gas | Induced Draft | False | False | 1 | False | Up | None | None | Non-Condensing | Single-Stage | Multiple-Speed | 0.33 | Standard |  | 80000 | 64000 | 1195 | 620 | 76700 | 793 | 80 | 78 | [8 empty] | Federally-Regulated Consumer Product | 03/08/2017 |  | 03/08/2017
York | Luxaire | D7NQ042N09006NX | LPG | Induced Draft | False | True | 1 | False | Horizontal |  | None | Non-Condensing | Single-Stage |  | 1 | Premium |  | 108000 | 88000 |  |  | 96900 | 467 | 81 | 78 | [8 empty] | Federally-Regulated Consumer Product | 03/08/2017 |  | 03/08/2017
York | York | TGLS100C20MP11 | LPG | Induced Draft | False | False | 1 | False | Down | None | None | Non-Condensing | Single-Stage | Multiple-Speed | 1 | Standard |  | 100000 | 80000 | 2478 | 1307 | 95100 | 1178 | 80 | 78 | [8 empty] | Federally-Regulated Consumer Product | 03/08/2017 |  | 03/08/2017
York | Evcon | TG8S060A12MP11 | LPG | Induced Draft | False | False | 1 | False | Horizontal | None | None | Non-Condensing | Single-Stage | Multiple-Speed | 0.33 | Standard |  | 60000 | 48000 | 1275 | 711 | 57400 | 623 | 80 | 78 | [8 empty] | Federally-Regulated Consumer Product | 03/08/2017 |  | 03/08/2017
York | Coleman | TM9E080C16MP11 | Natural Gas | Induced Draft | False | False | 1 | False | Down |  | None | Condensing | Single-Stage |  | 0.5 | Premium |  | 80000 | 77000 |  |  | 82800 | 429 | 95 | 78 | [8 empty] | Federally-Regulated Consumer Product | 03/08/2017 |  | 03/08/2017
York | Fraser Johnston | TG8S040A08MP11 | Natural Gas | Induced Draft | False | False | 1 | False | Down | None | None | Non-Condensing | Single-Stage | Multiple-Speed | 0.2 | Standard |  | 40000 | 32000 | 717 | 489 | 38100 | 444 | 80 | 78 | [8 empty] | Federally-Regulated Consumer Product | 03/08/2017 |  | 03/08/2017
York | Fraser Johnston | TM9M100C20MP12 | LPG | Induced Draft | False | False | 1 | False | Down |  | None | Condensing | Step Modulating |  | 1 | Standard |  | 100000 | 97000 |  |  | 93900 | 1231 | 97 | 78 | [8 empty] | Federally-Regulated Consumer Product | 03/08/2017 |  | 03/08/2017
York | Evcon | TGLS100B12MP11 | Natural Gas | Induced Draft | False | False | 1 | False | Horizontal | None | None | Non-Condensing | Single-Stage | Multiple-Speed | 0.33 | Standard |  | 100000 | 80000 | 1223 | 614 | 96100 | 935 | 80 | 78 | [8 empty] | Federally-Regulated Consumer Product | 03/08/2017 |  | 03/08/2017
York | Evcon | TM9M120D20MP12 | Natural Gas | Induced Draft | False | False | 1 | False | Down |  | None | Condensing | Step Modulating |  | 1 | Standard |  | 120000 | 116000 |  |  | 111200 | 1144 | 97 | 78 | [8 empty] | Federally-Regulated Consumer Product | 03/08/2017 |  | 03/08/2017
York | Coleman | TM8X120C20MP11 | Natural Gas | Induced Draft | False | False | 1 | False | Up |  | None | Non-Condensing | Single-Stage |  | 0.75 | Premium |  | 120000 | 96000 |  |  | 117500 | 635 | 80 | 78 | [8 empty] | Federally-Regulated Consumer Product | 03/08/2017 |  | 03/08/2017
York | Fraser Johnston | D7NQ036D07206NX | Natural Gas | Induced Draft | False | True | 1 | False | Horizontal |  | None | Non-Condensing | Two-Stage Modulating |  | 0.75 | Premium |  | 90000 | 74000 |  |  | 73500 | 341 | 81 | 78 | [8 empty] | Federally-Regulated Consumer Product | 03/08/2017 |  | 03/08/2017
York | York | YP9C080B12MP12 | LPG | Induced Draft | False | False | 1 | False | Horizontal |  | None | Condensing | Step Modulating |  | 0.5 | Premium |  | 80000 | 77000 |  |  | 80800 | 435 | 97.5 | 78 | [8 empty] | Federally-Regulated Consumer Product | 03/08/2017 |  | 03/08/2017
York | Fraser Johnston | TGLS080C22MP11 | LPG | Induced Draft | False | False | 1 | False | Down | None | None | Non-Condensing | Single-Stage | Multiple-Speed | 1 | Standard |  | 80000 | 64000 | 2448 | 1263 | 74800 | 1234 | 80 | 78 | [8 empty] | Federally-Regulated Consumer Product | 03/08/2017 |  | 03/08/2017
York | Guardian | GG8S060A12MP11 | LPG | Induced Draft | False | False | 1 | False | Horizontal | None | None | Non-Condensing | Single-Stage | Multiple-Speed | 0.33 | Standard |  | 60000 | 48000 | 1275 | 711 | 57400 | 623 | 80 | 78 | [8 empty] | Federally-Regulated Consumer Product | 03/08/2017 |  | 03/08/2017
York | Luxaire | D7NQ042N06506NX | LPG | Induced Draft | False | True | 1 | False | Horizontal |  | None | Non-Condensing | Single-Stage |  | 1 | Premium |  | 80000 | 66000 |  |  | 77300 | 424 | 81 | 78 | [8 empty] | Federally-Regulated Consumer Product | 03/08/2017 |  | 03/08/2017
York | Evcon | D6NX036N09006NX | LPG | Induced Draft | False | True | 1 | False | Horizontal |  | None | Non-Condensing | Single-Stage |  | 1 | Premium |  | 108000 | 87000 |  |  | 94400 | 1124 | 80.8 | 78 | [8 empty] | Federally-Regulated Consumer Product | 03/08/2017 |  | 03/08/2017
York | Evcon | RGF19080BE12MP11 | LPG | Induced Draft | False | False | 1 | False | Down |  | None | Condensing | Single-Stage |  | 0.5 | Premium |  | 80000 | 76000 |  |  | 65700 | 408 | 95.5 | 78 | [8 empty] | Federally-Regulated Consumer Product | 03/08/2017 |  | 03/08/2017
York | York | Z33D[N,S]3******** | Natural Gas | Induced Draft | False | True | 3 | False | Down |  | None | Non-Condensing | Single-Stage |  | 10 | Standard |  | 267000 | 213000 | [6 empty] | 80 | 80 | [6 empty] | Federally-Regulated Commercial & Industrial Equipment | 03/08/2017 |  | 03/08/2017
York | Fraser Johnston | ZS048*06*F**** | Natural Gas | Induced Draft | False | True | 1 | False | Down |  | None | Non-Condensing | Single-Stage |  | 1.5 | Standard |  | 75000 | 60000 |  |  | 57700 | 396 | 80.9 | 78 | [8 empty] | Federally-Regulated Consumer Product | 03/08/2017 |  | 03/08/2017
York | Coleman | D6NZ060D09006NX | Natural Gas | Induced Draft | False | True | 1 | False | Down |  | None | Non-Condensing | Two-Stage Modulating |  | 1 | Premium |  | 108000 | 87000 |  |  | 94100 | 544 | 80 | 78 | [8 empty] | Federally-Regulated Consumer Product | 03/08/2017 |  | 03/08/2017
York | Evcon | RGF19080BP12MP11 | Natural Gas | Induced Draft | False | False | 1 | False | Up |  | None | Condensing | Single-Stage |  | 0.5 | Standard |  | 80000 | 78000 |  |  | 80500 | 960 | 95.5 | 78 | [8 empty] | Federally-Regulated Consumer Product | 03/08/2017 |  | 03/08/2017
York | York | YPLC060A12MP12 | Natural Gas | Induced Draft | False | False | 1 | False | Up |  | None | Non-Condensing | Step Modulating |  | 0.5 | Premium |  | 60000 | 47000 |  |  | 58100 | 167 | 80 | 78 | [8 empty] | Federally-Regulated Consumer Product | 03/08/2017 |  | 03/08/2017
York | Guardian | GG9S080C22MP11 | LPG | Induced Draft | False | False | 1 | False | Horizontal | None | None | Condensing | Single-Stage | Multiple-Speed | 1 | Standard |  | 80000 | 78000 | 2162 | 1285 | 80400 | 966 | 95.5 | 78 | [8 empty] | Federally-Regulated Consumer Product | 03/08/2017 |  | 03/08/2017
York | Coleman | TMLV060A12MP11 | Natural Gas | Induced Draft | False | False | 1 | False | Horizontal |  | None | Non-Condensing | Two-Stage Modulating |  | 0.5 | Premium |  | 60000 | 47000 |  |  | 57000 | 259 | 80 | 78 | [8 empty] | Federally-Regulated Consumer Product | 03/08/2017 |  | 03/08/2017
York | Evcon | RGF1L080CP16MP11 | Natural Gas | Induced Draft | False | False | 1 | False | Up |  | None | Non-Condensing | Single-Stage |  | 0.5 | Standard |  | 80000 | 64000 |  |  | 75100 | 1215 | 80 | 78 | [8 empty] | Federally-Regulated Consumer Product | 03/08/2017 |  | 03/08/2017
York | Evcon | TM9T080B12MP11 | LPG | Induced Draft | False | False | 1 | False | Down | None | None | Condensing | Two-Stage Modulating | Multiple-Speed | 0.5 | Standard |  | 80000 | 77000 | 1370 | 854 | 81300 | 588 | 96 | 78 | [8 empty] | Federally-Regulated Consumer Product | 03/08/2017 |  | 03/08/2017
York | York | TG8S040A08MP11 | LPG | Induced Draft | False | False | 1 | False | Horizontal | None | None | Non-Condensing | Single-Stage | Multiple-Speed | 0.2 | Standard |  | 40000 | 32000 | 717 | 489 | 38100 | 444 | 80 | 78 | [8 empty] | Federally-Regulated Consumer Product | 03/08/2017 |  | 03/08/2017
York | Luxaire | TP9C080C16MP12 | Natural Gas | Induced Draft | False | False | 1 | False | Up |  | None | Condensing | Step Modulating |  | 0.75 | Premium |  | 80000 | 78000 |  |  | 80600 | 460 | 97.7 | 78 | [8 empty] | Federally-Regulated Consumer Product | 03/08/2017 |  | 03/08/2017
York | Luxaire | D6NQ048N06506NX | Natural Gas | Induced Draft | False | True | 1 | False | Down |  | None | Non-Condensing | Single-Stage |  | 1 | Premium |  | 80000 | 64000 |  |  | 73900 | 1250 | 80.8 | 78 | [8 empty] | Federally-Regulated Consumer Product | 03/08/2017 |  | 03/08/2017
York | Coleman | TM8V080C16MP11 | Natural Gas | Induced Draft | False | False | 1 | False | Down |  | None | Non-Condensing | Two-Stage Modulating |  | 0.75 | Premium |  | 80000 | 63000 |  |  | 76900 | 323 | 80 | 78 | [8 empty] | Federally-Regulated Consumer Product | 03/08/2017 |  | 03/08/2017
York | Johnson Controls | S33E[N,S]3******** | Natural Gas | Induced Draft | False | True | 3 | False | Down |  | None | Non-Condensing | Single-Stage |  | 10 | Standard |  | 267000 | 213000 | [6 empty] | 80 | 80 | [6 empty] | Federally-Regulated Commercial & Industrial Equipment | 03/08/2017 |  | 03/08/2017
York | Coleman | TM9E100C16MP11 | Natural Gas | Induced Draft | False | False | 1 | False | Up |  | None | Condensing | Single-Stage |  | 0.5 | Premium |  | 100000 | 96000 |  |  | 99600 | 463 | 95 | 78 | [8 empty] | Federally-Regulated Consumer Product | 03/08/2017 |  | 03/08/2017
York | Guardian | GG8S120C16MP11 | LPG | Induced Draft | False | False | 1 | False | Down | None | None | Non-Condensing | Single-Stage | Multiple-Speed | 0.5 | Standard |  | 120000 | 96000 | 1600 | 1002 | 115100 | 1166 | 80 | 78 | [8 empty] | Federally-Regulated Consumer Product | 03/08/2017 |  | 03/08/2017
York | Luxaire | D6NX048D09006NX | LPG | Induced Draft | False | True | 1 | False | Down |  | None | Non-Condensing | Two-Stage Modulating |  | 1 | Premium |  | 108000 | 87000 |  |  | 94100 | 544 | 80 | 78 | [8 empty] | Federally-Regulated Consumer Product | 03/08/2017 |  | 03/08/2017
York | Luxaire | TM9E060B12MP11 | Natural Gas | Induced Draft | False | False | 1 | False | Up |  | None | Condensing | Single-Stage |  | 0.5 | Premium |  | 60000 | 57000 |  |  | 49600 | 284 | 95 | 78 | [8 empty] | Federally-Regulated Consumer Product | 03/08/2017 |  | 03/08/2017
York | Fraser Johnston | TM9V100C16MP11 | LPG | Induced Draft | False | False | 1 | False | Up | None | None | Condensing | Two-Stage Modulating | Variable-Speed | 0.75 | Premium | 60 | 100000 | 96000 | 1818 | 519 | 95600 | 364 | 96 | 78 | [8 empty] | Federally-Regulated Consumer Product | 03/08/2017 |  | 03/08/2017
York | Coleman | D7NQ036D07206NX | LPG | Induced Draft | False | True | 1 | False | Down |  | None | Non-Condensing | Two-Stage Modulating |  | 0.75 | Premium |  | 90000 | 74000 |  |  | 73500 | 341 | 81 | 78 | [8 empty] | Federally-Regulated Consumer Product | 03/08/2017 |  | 03/08/2017
York | Fraser Johnston | TG8S060A10MP11 | LPG | Induced Draft | False | False | 1 | False | Down | None | None | Non-Condensing | Single-Stage | Multiple-Speed | 0.33 | Standard |  | 60000 | 48000 | 1004 | 708 | 57700 | 553 | 80 | 78 | [8 empty] | Federally-Regulated Consumer Product | 03/08/2017 |  | 03/08/2017
York | Fraser Johnston | TM9X040A10MP11 | LPG | Induced Draft | False | False | 1 | False | Down |  | None | Condensing | Single-Stage |  | 0.5 | Premium |  | 40000 | 38000 |  |  | 32700 | 256 | 95.5 | 78 | [8 empty] | Federally-Regulated Consumer Product | 03/08/2017 |  | 03/08/2017
York | York | YPLC120C20MP12 | LPG | Induced Draft | False | False | 1 | False | Up |  | None | Non-Condensing | Step Modulating |  | 1 | Premium |  | 120000 | 95000 |  |  | 115200 | 484 | 80 | 78 | [8 empty] | Federally-Regulated Consumer Product | 03/08/2017 |  | 03/08/2017
York | Fraser Johnston | ZS060*F0*F**** | Natural Gas | Induced Draft | False | True | 1 | False | Horizontal |  | None | Non-Condensing | Single-Stage |  | 1.5 | Standard |  | 125000 | 100000 |  |  | 117500 | 510 | 80.3 | 78 | [8 empty] | Federally-Regulated Consumer Product | 03/08/2017 |  | 03/08/2017
York | Coleman | TP9C100C20MP12 | Natural Gas | Induced Draft | False | False | 1 | False | Down |  | None | Condensing | Step Modulating |  | 1 | Premium |  | 100000 | 97000 |  |  | 96400 | 558 | 97.7 | 78 | [8 empty] | Federally-Regulated Consumer Product | 03/08/2017 |  | 03/08/2017
York | Evcon | TM9T100C16MP11 | LPG | Induced Draft | False | False | 1 | False | Horizontal | None | None | Condensing | Two-Stage Modulating | Multiple-Speed | 0.75 | Standard |  | 100000 | 96000 | 1706 | 819 | 97000 | 874 | 96 | 78 | [8 empty] | Federally-Regulated Consumer Product | 03/08/2017 |  | 03/08/2017
York | York | YPAL061N******** | Natural Gas | Induced Draft | False | True | 3 | False | Horizontal | None | None | Non-Condensing | Step Modulating | Single-Speed | 10 | Standard |  | 375000 | 300000 | [6 empty] | 80 | 80 | [5 empty] | 3 | Federally-Regulated Commercial & Industrial Equipment | 03/08/2017 |  | 03/08/2017
York | Luxaire | TMLT080B12MP11 | Natural Gas | Induced Draft | False | False | 1 | False | Up |  | None | Non-Condensing | Two-Stage Modulating |  | 0.33 | Standard |  | 80000 | 63000 |  |  | 77700 | 568 | 80 | 78 | [8 empty] | Federally-Regulated Consumer Product | 03/08/2017 |  | 03/08/2017
York | Evcon | D6NX048D11006NX | LPG | Induced Draft | False | True | 1 | False | Down |  | None | Non-Condensing | Two-Stage Modulating |  | 1 | Premium |  | 135000 | 108000 |  |  | 114400 | 262 | 80 | 78 | [8 empty] | Federally-Regulated Consumer Product | 03/08/2017 |  | 03/08/2017
York | Coleman | TMLV080C16MP11 | Natural Gas | Induced Draft | False | False | 1 | False | Up |  | None | Non-Condensing | Two-Stage Modulating |  | 0.75 | Premium |  | 80000 | 63000 |  |  | 76900 | 323 | 80 | 78 | [8 empty] | Federally-Regulated Consumer Product | 03/08/2017 |  | 03/08/2017
York | Coleman | ZS060*08*F**** | LPG | Induced Draft | False | True | 1 | False | Horizontal |  | None | Non-Condensing | Single-Stage |  | 1.5 | Standard |  | 100000 | 80000 |  |  | 93400 | 1438 | 80.5 | 78 | [8 empty] | Federally-Regulated Consumer Product | 03/08/2017 |  | 03/08/2017
York | Fraser Johnston | TP9C100C16MP12 | Natural Gas | Induced Draft | False | False | 1 | False | Down |  | None | Condensing | Step Modulating |  | 0.75 | Premium |  | 100000 | 97000 |  |  | 96500 | 536 | 97.7 | 78 | [8 empty] | Federally-Regulated Consumer Product | 03/08/2017 |  | 03/08/2017
York | Johnson Controls | V33B[D,T]5******** | LPG | Induced Draft | False | True | 3 | False | Down |  | None | Non-Condensing | Step Modulating |  | 10 | Standard |  | 533000 | 426000 | [6 empty] | 80 | 80 | [6 empty] | Federally-Regulated Commercial & Industrial Equipment | 03/08/2017 |  | 03/08/2017
York | Luxaire | TM9T060B12MP11 | Natural Gas | Induced Draft | False | False | 1 | False | Horizontal | None | None | Condensing | Two-Stage Modulating | Multiple-Speed | 0.5 | Standard |  | 60000 | 58000 | 1243 | 713 | 48700 | 371 | 96 | 78 | [8 empty] | Federally-Regulated Consumer Product | 03/08/2017 |  | 03/08/2017
York | Coleman | TGLS080B12MP11 | LPG | Induced Draft | False | False | 1 | False | Up | None | None | Non-Condensing | Single-Stage | Multiple-Speed | 0.33 | Standard |  | 80000 | 64000 | 1195 | 620 | 76700 | 793 | 80 | 78 | [8 empty] | Federally-Regulated Consumer Product | 03/08/2017 |  | 03/08/2017
York | Fraser Johnston | TG8S100C20MP11 | LPG | Induced Draft | False | False | 1 | False | Horizontal | None | None | Non-Condensing | Single-Stage | Multiple-Speed | 1 | Standard |  | 100000 | 80000 | 2478 | 1307 | 95100 | 1178 | 80 | 78 | [8 empty] | Federally-Regulated Consumer Product | 03/08/2017 |  | 03/08/2017
York | Fraser Johnston | TG8S100B12MP11 | LPG | Induced Draft | False | False | 1 | False | Up | None | None | Non-Condensing | Single-Stage | Multiple-Speed | 0.33 | Standard |  | 100000 | 80000 | 1223 | 614 | 96100 | 935 | 80 | 78 | [8 empty] | Federally-Regulated Consumer Product | 03/08/2017 |  | 03/08/2017
York | York | YPAL050N******** | Natural Gas | Induced Draft | False | True | 3 | False | Horizontal | None | None | Non-Condensing | Step Modulating | Single-Speed | 10 | Standard |  | 375000 | 300000 | [6 empty] | 80 | 80 | [5 empty] | 3 | Federally-Regulated Commercial & Industrial Equipment | 03/08/2017 |  | 03/08/2017
York | Coleman | X33E[D,T]3******** | Natural Gas | Induced Draft | False | True | 3 | False | Horizontal |  | None | Non-Condensing | Step Modulating |  | 10 | Standard |  | 267000 | 213000 | [6 empty] | 80 | 80 | [6 empty] | Federally-Regulated Commercial & Industrial Equipment | 03/08/2017 |  | 03/08/2017
York | Fraser Johnston | D7NX048D11006NX | Natural Gas | Induced Draft | False | True | 1 | False | Horizontal |  | None | Non-Condensing | Two-Stage Modulating |  | 1 | Premium |  | 135000 | 110000 |  |  | 112900 | 413 | 81 | 78 | [8 empty] | Federally-Regulated Consumer Product | 03/08/2017 |  | 03/08/2017
York | Fraser Johnston | D6NX048N09006NX | LPG | Induced Draft | False | True | 1 | False | Down |  | None | Non-Condensing | Single-Stage |  | 1 | Premium |  | 108000 | 87000 |  |  | 93800 | 1315 | 80.6 | 78 | [8 empty] | Federally-Regulated Consumer Product | 03/08/2017 |  | 03/08/2017
York | Evcon | D6NQ048D09006NX | LPG | Induced Draft | False | True | 1 | False | Down |  | None | Non-Condensing | Two-Stage Modulating |  | 1 | Premium |  | 108000 | 87000 |  |  | 94100 | 287 | 80 | 78 | [8 empty] | Federally-Regulated Consumer Product | 03/08/2017 |  | 03/08/2017
York | York | Z33D[D,T]5******** | Natural Gas | Induced Draft | False | True | 3 | False | Horizontal |  | None | Non-Condensing | Step Modulating |  | 10 | Standard |  | 533000 | 426000 | [6 empty] | 80 | 80 | [6 empty] | Federally-Regulated Commercial & Industrial Equipment | 03/08/2017 |  | 03/08/2017
York | Fraser Johnston | D7NX048N09006NX | Natural Gas | Induced Draft | False | True | 1 | False | Down |  | None | Non-Condensing | Single-Stage |  | 1 | Premium |  | 108000 | 88000 |  |  | 96900 | 467 | 81 | 78 | [8 empty] | Federally-Regulated Consumer Product | 03/08/2017 |  | 03/08/2017
York | Coleman | TG9S040A08MP11 | LPG | Induced Draft | False | False | 1 | False | Horizontal | None | None | Condensing | Single-Stage | Multiple-Speed | 0.5 | Standard |  | 40000 | 39000 | 950 | 581 | 31900 | 458 | 95.5 | 78 | [8 empty] | Federally-Regulated Consumer Product | 03/08/2017 |  | 03/08/2017
York | Luxaire | D6NZ036N05606NX | Natural Gas | Induced Draft | False | True | 1 | False | Horizontal |  | None | Non-Condensing | Single-Stage |  | 0.75 | Premium |  | 70000 | 56000 |  |  | 56200 | 876 | 80.2 | 78 | [8 empty] | Federally-Regulated Consumer Product | 03/08/2017 |  | 03/08/2017
York | Luxaire | TM8V120C20MP11 | Natural Gas | Induced Draft | False | False | 1 | False | Horizontal |  | None | Non-Condensing | Two-Stage Modulating |  | 1 | Premium |  | 120000 | 96000 |  |  | 111300 | 456 | 80 | 78 | [8 empty] | Federally-Regulated Consumer Product | 03/08/2017 |  | 03/08/2017
York | York | D7NQ060D11006NX | Natural Gas | Induced Draft | False | True | 1 | False | Down |  | None | Non-Condensing | Two-Stage Modulating |  | 1 | Premium |  | 135000 | 110000 |  |  | 112900 | 413 | 81 | 78 | [8 empty] | Federally-Regulated Consumer Product | 03/08/2017 |  | 03/08/2017
York | Luxaire | TMLX100C16MP11 | Natural Gas | Induced Draft | False | False | 1 | False | Up |  | None | Non-Condensing | Single-Stage |  | 0.5 | Premium |  | 100000 | 80000 |  |  | 98400 | 431 | 80 | 78 | [8 empty] | Federally-Regulated Consumer Product | 03/08/2017 |  | 03/08/2017
York | Evcon | RGF1L060AP12MP11 | LPG | Induced Draft | False | False | 1 | False | Horizontal |  | None | Non-Condensing | Single-Stage |  | 0.33 | Standard |  | 60000 | 48000 |  |  | 57400 | 656 | 80 | 78 | [8 empty] | Federally-Regulated Consumer Product | 03/08/2017 |  | 03/08/2017
York | Fraser Johnston | D7NQ030N05606NX | Natural Gas | Induced Draft | False | True | 1 | False | Horizontal |  | None | Non-Condensing | Single-Stage |  | 0.75 | Premium |  | 70000 | 57000 |  |  | 57800 | 372 | 81 | 78 | [8 empty] | Federally-Regulated Consumer Product | 03/08/2017 |  | 03/08/2017
York | Fraser Johnston | D7HQ030D05606NX | Natural Gas | Induced Draft | False | True | 1 | False | Down |  | None | Non-Condensing | Two-Stage Modulating |  | 0.75 | Premium |  | 70000 | 57000 |  |  | 56100 | 216 | 81 | 78 | [8 empty] | Federally-Regulated Consumer Product | 03/08/2017 |  | 03/08/2017
York | Evcon | RGF1L100CE20MP11 | Natural Gas | Induced Draft | False | False | 1 | False | Down |  | None | Non-Condensing | Single-Stage |  | 0.75 | Premium |  | 100000 | 80000 |  |  | 97800 | 568 | 80 | 78 | [8 empty] | Federally-Regulated Consumer Product | 03/08/2017 |  | 03/08/2017
York | York | MG9S100C16MP11 | LPG | Induced Draft | False | False | 1 | True | Up |  | None | Condensing | Single-Stage |  | 0.75 | Standard |  | 100000 | 97000 |  |  | 96400 | 1200 | 95.5 | 75 | [8 empty] | Federally-Regulated Consumer Product | 03/08/2017 |  | 03/08/2017
York | Luxaire | TM9M060B12MP12 | LPG | Induced Draft | False | False | 1 | False | Down |  | None | Condensing | Step Modulating |  | 0.5 | Standard |  | 60000 | 58000 |  |  | 46700 | 716 | 97 | 78 | [8 empty] | Federally-Regulated Consumer Product | 03/08/2017 |  | 03/08/2017
York | Luxaire | TM9X120D20MP11 | LPG | Induced Draft | False | False | 1 | False | Horizontal | None | None | Condensing | Single-Stage | Multiple-Speed | 0.75 | Premium |  | 120000 | 114000 | 2036 | 671 | 114600 | 816 | 95.5 | 78 | [8 empty] | Federally-Regulated Consumer Product | 03/08/2017 |  | 03/08/2017
York | Luxaire | TM9T100C16MP11 | Natural Gas | Induced Draft | False | False | 1 | False | Up | None | None | Condensing | Two-Stage Modulating | Multiple-Speed | 0.75 | Standard |  | 100000 | 96000 | 1706 | 819 | 97000 | 874 | 96 | 78 | [8 empty] | Federally-Regulated Consumer Product | 03/08/2017 |  | 03/08/2017
York | Evcon | D7NQ060D09006NX | Natural Gas | Induced Draft | False | True | 1 | False | Down |  | None | Non-Condensing | Two-Stage Modulating |  | 1 | Premium |  | 108000 | 89000 |  |  | 94500 | 338 | 81 | 78 | [8 empty] | Federally-Regulated Consumer Product | 03/08/2017 |  | 03/08/2017
York | Evcon | TM8V080C16MP11 | Natural Gas | Induced Draft | False | False | 1 | False | Up |  | None | Non-Condensing | Two-Stage Modulating |  | 0.75 | Premium |  | 80000 | 63000 |  |  | 76900 | 323 | 80 | 78 | [8 empty] | Federally-Regulated Consumer Product | 03/08/2017 |  | 03/08/2017
York | Luxaire | TMLT080B12MP11 | LPG | Induced Draft | False | False | 1 | False | Down |  | None | Non-Condensing | Two-Stage Modulating |  | 0.33 | Standard |  | 80000 | 63000 |  |  | 77700 | 568 | 80 | 78 | [8 empty] | Federally-Regulated Consumer Product | 03/08/2017 |  | 03/08/2017
York | Johnson Controls | H33D[N,S]3******** | LPG | Induced Draft | False | True | 3 | False | Horizontal |  | None | Non-Condensing | Single-Stage |  | 10 | Standard |  | 267000 | 213000 | [6 empty] | 80 | 80 | [6 empty] | Federally-Regulated Commercial & Industrial Equipment | 03/08/2017 |  | 03/08/2017
York | Coleman | D6NZ048D09006NX | Natural Gas | Induced Draft | False | True | 1 | False | Down |  | None | Non-Condensing | Two-Stage Modulating |  | 1 | Premium |  | 108000 | 87000 |  |  | 94100 | 544 | 80 | 78 | [8 empty] | Federally-Regulated Consumer Product | 03/08/2017 |  | 03/08/2017
York | Luxaire | D6HQ036D07206NX | Natural Gas | Induced Draft | False | True | 1 | False | Horizontal |  | None | Non-Condensing | Two-Stage Modulating |  | 0.75 | Premium |  | 90000 | 72000 |  |  | 74700 | 273 | 80 | 78 | [8 empty] | Federally-Regulated Consumer Product | 03/08/2017 |  | 03/08/2017
York | Coleman | TM8T080B12MP11 | LPG | Induced Draft | False | False | 1 | False | Down |  | None | Non-Condensing | Two-Stage Modulating |  | 0.33 | Standard |  | 80000 | 63000 |  |  | 77700 | 568 | 80 | 78 | [8 empty] | Federally-Regulated Consumer Product | 03/08/2017 |  | 03/08/2017
York | Evcon | TP9C060B12MP12 | Natural Gas | Induced Draft | False | False | 1 | False | Down |  | None | Condensing | Step Modulating |  | 0.5 | Premium |  | 60000 | 58000 |  |  | 48400 | 241 | 97.5 | 78 | [8 empty] | Federally-Regulated Consumer Product | 03/08/2017 |  | 03/08/2017
York | York | TPLC080B12MP12 | LPG | Induced Draft | False | False | 1 | False | Up |  | None | Non-Condensing | Step Modulating |  | 0.5 | Premium |  | 80000 | 62000 |  |  | 77900 | 235 | 80 | 78 | [8 empty] | Federally-Regulated Consumer Product | 03/08/2017 |  | 03/08/2017
York | Coleman | TG9S080C16MP11 | Natural Gas | Induced Draft | False | False | 1 | False | Up | None | None | Condensing | Single-Stage | Multiple-Speed | 0.75 | Standard |  | 80000 | 78000 | 1671 | 838 | 80500 | 929 | 95.5 | 78 | [8 empty] | Federally-Regulated Consumer Product | 03/08/2017 |  | 03/08/2017
York | Fraser Johnston | TG9S040A08MP11 | LPG | Induced Draft | False | False | 1 | False | Up | None | None | Condensing | Single-Stage | Multiple-Speed | 0.5 | Standard |  | 40000 | 39000 | 950 | 581 | 31900 | 458 | 95.5 | 78 | [8 empty] | Federally-Regulated Consumer Product | 03/08/2017 |  | 03/08/2017
York | Luxaire | TMLX100C20MP11 | LPG | Induced Draft | False | False | 1 | False | Down |  | None | Non-Condensing | Single-Stage |  | 0.75 | Premium |  | 100000 | 80000 |  |  | 97800 | 568 | 80 | 78 | [8 empty] | Federally-Regulated Consumer Product | 03/08/2017 |  | 03/08/2017
York | Luxaire | D6NQ048D11006NX | Natural Gas | Induced Draft | False | True | 1 | False | Horizontal |  | None | Non-Condensing | Two-Stage Modulating |  | 1 | Premium |  | 135000 | 108000 |  |  | 114400 | 300 | 80 | 78 | [8 empty] | Federally-Regulated Consumer Product | 03/08/2017 |  | 03/08/2017
York | Coleman | X33E[N,S]3******** | Natural Gas | Induced Draft | False | True | 3 | False | Down |  | None | Non-Condensing | Single-Stage |  | 10 | Standard |  | 267000 | 213000 | [6 empty] | 80 | 80 | [6 empty] | Federally-Regulated Commercial & Industrial Equipment | 03/08/2017 |  | 03/08/2017
York | Coleman | D6NQ042N06506NX | Natural Gas | Induced Draft | False | True | 1 | False | Down |  | None | Non-Condensing | Single-Stage |  | 1 | Premium |  | 80000 | 64000 |  |  | 74700 | 1140 | 80.8 | 78 | [8 empty] | Federally-Regulated Consumer Product | 03/08/2017 |  | 03/08/2017
York | York | D6NQ024D05606NX | LPG | Induced Draft | False | True | 1 | False | Down |  | None | Non-Condensing | Two-Stage Modulating |  | 0.5 | Premium |  | 70000 | 56000 |  |  | 57600 | 151 | 80 | 78 | [8 empty] | Federally-Regulated Consumer Product | 03/08/2017 |  | 03/08/2017
York | Evcon | D6NZ060N06506NX | Natural Gas | Induced Draft | False | True | 1 | False | Horizontal |  | None | Non-Condensing | Single-Stage |  | 1 | Premium |  | 80000 | 64000 |  |  | 75500 | 910 | 80.7 | 78 | [8 empty] | Federally-Regulated Consumer Product | 03/08/2017 |  | 03/08/2017
York | Evcon | RGF1L100CE20MP11 | LPG | Induced Draft | False | False | 1 | False | Down |  | None | Non-Condensing | Single-Stage |  | 0.75 | Premium |  | 100000 | 80000 |  |  | 97800 | 568 | 80 | 78 | [8 empty] | Federally-Regulated Consumer Product | 03/08/2017 |  | 03/08/2017
York | Luxaire | TM9T100C16MP11 | Natural Gas | Induced Draft | False | False | 1 | False | Horizontal | None | None | Condensing | Two-Stage Modulating | Multiple-Speed | 0.75 | Standard |  | 100000 | 96000 | 1706 | 819 | 97000 | 874 | 96 | 78 | [8 empty] | Federally-Regulated Consumer Product | 03/08/2017 |  | 03/08/2017
York | Fraser Johnston | D7NX048N09006NX | Natural Gas | Induced Draft | False | True | 1 | False | Horizontal |  | None | Non-Condensing | Single-Stage |  | 1 | Premium |  | 108000 | 88000 |  |  | 96900 | 467 | 81 | 78 | [8 empty] | Federally-Regulated Consumer Product | 03/08/2017 |  | 03/08/2017
York | York | TM9M100C16MP12 | LPG | Induced Draft | False | False | 1 | False | Down |  | None | Condensing | Step Modulating |  | 0.75 | Standard |  | 100000 | 97000 |  |  | 93000 | 1500 | 97 | 78 | [8 empty] | Federally-Regulated Consumer Product | 03/08/2017 |  | 03/08/2017
York | Coleman | D6NX048N06506NX | LPG | Induced Draft | False | True | 1 | False | Horizontal |  | None | Non-Condensing | Single-Stage |  | 1 | Premium |  | 80000 | 64000 |  |  | 73900 | 1250 | 80.8 | 78 | [8 empty] | Federally-Regulated Consumer Product | 03/08/2017 |  | 03/08/2017
York | Luxaire | TPLC080B12MP12 | LPG | Induced Draft | False | False | 1 | False | Horizontal |  | None | Non-Condensing | Step Modulating |  | 0.5 | Premium |  | 80000 | 62000 |  |  | 77900 | 235 | 80 | 78 | [8 empty] | Federally-Regulated Consumer Product | 03/08/2017 |  | 03/08/2017
York | Evcon | TP9C100C20MP12 | LPG | Induced Draft | False | False | 1 | False | Horizontal |  | None | Condensing | Step Modulating |  | 1 | Premium |  | 100000 | 97000 |  |  | 96400 | 558 | 97.7 | 78 | [8 empty] | Federally-Regulated Consumer Product | 03/08/2017 |  | 03/08/2017
York | York | YP9C120D20MP12 | Natural Gas | Induced Draft | False | False | 1 | False | Down |  | None | Condensing | Step Modulating |  | 1 | Premium |  | 120000 | 116000 |  |  | 112400 | 597 | 98 | 78 | [8 empty] | Federally-Regulated Consumer Product | 03/08/2017 |  | 03/08/2017
York | York | TG8S060A10MP11 | LPG | Induced Draft | False | False | 1 | False | Horizontal | None | None | Non-Condensing | Single-Stage | Multiple-Speed | 0.33 | Standard |  | 60000 | 48000 | 1004 | 708 | 57700 | 553 | 80 | 78 | [8 empty] | Federally-Regulated Consumer Product | 03/08/2017 |  | 03/08/2017
York | Coleman | D6NZ036N05606NX | Natural Gas | Induced Draft | False | True | 1 | False | Down |  | None | Non-Condensing | Single-Stage |  | 0.75 | Premium |  | 70000 | 56000 |  |  | 56200 | 876 | 80.2 | 78 | [8 empty] | Federally-Regulated Consumer Product | 03/08/2017 |  | 03/08/2017
York | Evcon | D6NY060D11006NX | Natural Gas | Induced Draft | False | True | 1 | False | Down |  | None | Non-Condensing | Two-Stage Modulating |  | 1 | Premium |  | 135000 | 108000 |  |  | 114400 | 300 | 80 | 78 | [8 empty] | Federally-Regulated Consumer Product | 03/08/2017 |  | 03/08/2017
York | Coleman | TG9S100C20MP11 | LPG | Induced Draft | False | False | 1 | False | Horizontal | None | None | Condensing | Single-Stage | Multiple-Speed | 1 | Standard |  | 100000 | 97000 | 1934 | 1183 | 96600 | 1118 | 95.5 | 78 | [8 empty] | Federally-Regulated Consumer Product | 03/08/2017 |  | 03/08/2017
York | Evcon | D7NQ036D05606NX | LPG | Induced Draft | False | True | 1 | False | Horizontal |  | None | Non-Condensing | Two-Stage Modulating |  | 0.75 | Premium |  | 70000 | 58000 |  |  | 54800 | 320 | 81 | 78 | [8 empty] | Federally-Regulated Consumer Product | 03/08/2017 |  | 03/08/2017
York | Evcon | D7HQ036D05606NX | Natural Gas | Induced Draft | False | True | 1 | False | Down |  | None | Non-Condensing | Two-Stage Modulating |  | 0.75 | Premium |  | 70000 | 58000 |  |  | 54800 | 320 | 81 | 78 | [8 empty] | Federally-Regulated Consumer Product | 03/08/2017 |  | 03/08/2017
York | Evcon | RGF1L040AP08MP11 | Natural Gas | Induced Draft | False | False | 1 | False | Up |  | None | Non-Condensing | Single-Stage |  | 0.2 | Standard |  | 40000 | 32000 |  |  | 38300 | 473 | 80 | 78 | [8 empty] | Federally-Regulated Consumer Product | 03/08/2017 |  | 03/08/2017
York | Fraser Johnston | TM8X120C20MP11 | Natural Gas | Induced Draft | False | False | 1 | False | Up |  | None | Non-Condensing | Single-Stage |  | 0.75 | Premium |  | 120000 | 96000 |  |  | 117500 | 635 | 80 | 78 | [8 empty] | Federally-Regulated Consumer Product | 03/08/2017 |  | 03/08/2017
York | Luxaire | TGLS130D20MP11 | LPG | Induced Draft | False | False | 1 | False | Down | None | None | Non-Condensing | Single-Stage | Multiple-Speed | 1 | Standard |  | 130000 | 104000 | 2399 | 1324 | 114700 | 1265 | 80 | 78 | [8 empty] | Federally-Regulated Consumer Product | 03/08/2017 |  | 03/08/2017
York | Fraser Johnston | TM8T100C16MP11 | Natural Gas | Induced Draft | False | False | 1 | False | Down |  | None | Non-Condensing | Two-Stage Modulating |  | 0.5 | Standard |  | 100000 | 80000 |  |  | 96500 | 850 | 80 | 78 | [8 empty] | Federally-Regulated Consumer Product | 03/08/2017 |  | 03/08/2017
York | Evcon | D6NX048D09006NX | Natural Gas | Induced Draft | False | True | 1 | False | Horizontal |  | None | Non-Condensing | Two-Stage Modulating |  | 1 | Premium |  | 108000 | 87000 |  |  | 94100 | 544 | 80 | 78 | [8 empty] | Federally-Regulated Consumer Product | 03/08/2017 |  | 03/08/2017
York | Fraser Johnston | D6NQ036D07206NX | LPG | Induced Draft | False | True | 1 | False | Down |  | None | Non-Condensing | Two-Stage Modulating |  | 0.75 | Premium |  | 90000 | 72000 |  |  | 74700 | 273 | 80 | 78 | [8 empty] | Federally-Regulated Consumer Product | 03/08/2017 |  | 03/08/2017
York | Evcon | D6NX024D05606NX | LPG | Induced Draft | False | True | 1 | False | Horizontal |  | None | Non-Condensing | Two-Stage Modulating |  | 0.5 | Premium |  | 70000 | 56000 |  |  | 57600 | 151 | 80 | 78 | [8 empty] | Federally-Regulated Consumer Product | 03/08/2017 |  | 03/08/2017
York | Evcon | D6NQ036D07206NX | LPG | Induced Draft | False | True | 1 | False | Horizontal |  | None | Non-Condensing | Two-Stage Modulating |  | 0.75 | Premium |  | 90000 | 72000 |  |  | 74700 | 273 | 80 | 78 | [8 empty] | Federally-Regulated Consumer Product | 03/08/2017 |  | 03/08/2017
York | York | TM8X060A12MP11 | Natural Gas | Induced Draft | False | False | 1 | False | Down |  | None | Non-Condensing | Single-Stage |  | 0.5 | Premium |  | 60000 | 48000 |  |  | 59100 | 243 | 80 | 78 | [8 empty] | Federally-Regulated Consumer Product | 03/08/2017 |  | 03/08/2017
York | Luxaire | LP9C080B12MP12 | LPG | Induced Draft | False | False | 1 | False | Up |  | None | Condensing | Step Modulating |  | 0.5 | Premium |  | 80000 | 77000 |  |  | 80800 | 435 | 97.5 | 78 | [8 empty] | Federally-Regulated Consumer Product | 03/08/2017 |  | 03/08/2017
York | Evcon | TMLX060A12MP11 | Natural Gas | Induced Draft | False | False | 1 | False | Up |  | None | Non-Condensing | Single-Stage |  | 0.5 | Premium |  | 60000 | 48000 |  |  | 59100 | 243 | 80 | 78 | [8 empty] | Federally-Regulated Consumer Product | 03/08/2017 |  | 03/08/2017
York | Evcon | D6NZ030N05606NX | Natural Gas | Induced Draft | False | True | 1 | False | Horizontal |  | None | Non-Condensing | Single-Stage |  | 0.75 | Premium |  | 70000 | 56000 |  |  | 56700 | 764 | 80.5 | 78 | [8 empty] | Federally-Regulated Consumer Product | 03/08/2017 |  | 03/08/2017
York | York | TPLC100C20MP11 | LPG | Induced Draft | False | False | 1 | False | Down | None | None | Non-Condensing | Step Modulating | Variable-Speed | 1 | Premium | 60 | 100000 | 78000 | 2110 | 665 | 99600 | 128 | 80 | 78 | [8 empty] | Federally-Regulated Consumer Product | 03/08/2017 |  | 03/08/2017
York | Coleman | TP9C100C20MP12 | LPG | Induced Draft | False | False | 1 | False | Horizontal |  | None | Condensing | Step Modulating |  | 1 | Premium |  | 100000 | 97000 |  |  | 96400 | 558 | 97.7 | 78 | [8 empty] | Federally-Regulated Consumer Product | 03/08/2017 |  | 03/08/2017
York | Evcon | D6NZ048D11006NX | LPG | Induced Draft | False | True | 1 | False | Down |  | None | Non-Condensing | Two-Stage Modulating |  | 1 | Premium |  | 135000 | 108000 |  |  | 114400 | 262 | 80 | 78 | [8 empty] | Federally-Regulated Consumer Product | 03/08/2017 |  | 03/08/2017
York | Johnson Controls | V33D[D,T]5******** | LPG | Induced Draft | False | True | 3 | False | Horizontal |  | None | Non-Condensing | Step Modulating |  | 10 | Standard |  | 533000 | 426000 | [6 empty] | 80 | 80 | [6 empty] | Federally-Regulated Commercial & Industrial Equipment | 03/08/2017 |  | 03/08/2017
York | Coleman | G33E[N,S]3******** | LPG | Induced Draft | False | True | 3 | False | Horizontal |  | None | Non-Condensing | Single-Stage |  | 10 | Standard |  | 267000 | 213000 | [6 empty] | 80 | 80 | [6 empty] | Federally-Regulated Commercial & Industrial Equipment | 03/08/2017 |  | 03/08/2017
York | Guardian | RGF1L060AE12MP11 | LPG | Induced Draft | False | False | 1 | False | Horizontal |  | None | Non-Condensing | Single-Stage |  | 0.5 | Premium |  | 60000 | 48000 |  |  | 59100 | 243 | 80 | 78 | [8 empty] | Federally-Regulated Consumer Product | 03/08/2017 |  | 03/08/2017
York | Evcon | D6NQ036N03606NX | LPG | Induced Draft | False | True | 1 | False | Down |  | None | Non-Condensing | Single-Stage |  | 0.75 | Premium |  | 45000 | 36000 |  |  | 37300 | 590 | 80.4 | 78 | [8 empty] | Federally-Regulated Consumer Product | 03/08/2017 |  | 03/08/2017
York | Coleman | ZS060*F0*F**** | LPG | Induced Draft | False | True | 1 | False | Down |  | None | Non-Condensing | Single-Stage |  | 1.5 | Standard |  | 125000 | 100000 |  |  | 117500 | 510 | 80.3 | 78 | [8 empty] | Federally-Regulated Consumer Product | 03/08/2017 |  | 03/08/2017
York | Evcon | RGF1L100CE20MP11 | LPG | Induced Draft | False | False | 1 | False | Up |  | None | Non-Condensing | Single-Stage |  | 0.75 | Premium |  | 100000 | 80000 |  |  | 97800 | 568 | 80 | 78 | [8 empty] | Federally-Regulated Consumer Product | 03/08/2017 |  | 03/08/2017
York | Luxaire | TM8V120C20MP11 | Natural Gas | Induced Draft | False | False | 1 | False | Down |  | None | Non-Condensing | Two-Stage Modulating |  | 1 | Premium |  | 120000 | 96000 |  |  | 111300 | 456 | 80 | 78 | [8 empty] | Federally-Regulated Consumer Product | 03/08/2017 |  | 03/08/2017
York | Fraser Johnston | TG9S120D16MP11 | Natural Gas | Induced Draft | False | False | 1 | False | Horizontal | None | None | Condensing | Single-Stage | Multiple-Speed | 0.75 | Standard |  | 120000 | 116000 | 1805 | 876 | 113200 | 1185 | 95.5 | 78 | [8 empty] | Federally-Regulated Consumer Product | 03/08/2017 |  | 03/08/2017
York | York | TG9S060B12MP11 | Natural Gas | Induced Draft | False | False | 1 | False | Down | None | None | Condensing | Single-Stage | Multiple-Speed | 0.5 | Standard |  | 60000 | 58000 | 1243 | 713 | 48100 | 622 | 95.5 | 78 | [8 empty] | Federally-Regulated Consumer Product | 03/08/2017 |  | 03/08/2017
York | Johnson Controls | S33A[N,S]3******** | Natural Gas | Induced Draft | False | True | 3 | False | Horizontal |  | None | Non-Condensing | Single-Stage |  | 10 | Standard |  | 267000 | 213000 | [6 empty] | 80 | 80 | [6 empty] | Federally-Regulated Commercial & Industrial Equipment | 03/08/2017 |  | 03/08/2017
York | Guardian | GG9S130D20MP11 | Natural Gas | Induced Draft | False | False | 1 | False | Horizontal | None | None | Condensing | Single-Stage | Multiple-Speed | 1 | Standard |  | 130000 | 125000 | 2047 | 1198 | 112700 | 1305 | 95.5 | 78 | [8 empty] | Federally-Regulated Consumer Product | 03/08/2017 |  | 03/08/2017
York | Coleman | D6NQ036D07206NX | Natural Gas | Induced Draft | False | True | 1 | False | Horizontal |  | None | Non-Condensing | Two-Stage Modulating |  | 0.75 | Premium |  | 90000 | 72000 |  |  | 74700 | 273 | 80 | 78 | [8 empty] | Federally-Regulated Consumer Product | 03/08/2017 |  | 03/08/2017
York | Coleman | TG8S120C20MP11 | Natural Gas | Induced Draft | False | False | 1 | False | Horizontal | None | None | Non-Condensing | Single-Stage | Multiple-Speed | 1 | Standard |  | 120000 | 96000 | 2338 | 1286 | 115200 | 1150 | 80 | 78 | [8 empty] | Federally-Regulated Consumer Product | 03/08/2017 |  | 03/08/2017
York | Fraser Johnston | TMLT120C20MP11 | Natural Gas | Induced Draft | False | False | 1 | False | Up |  | None | Non-Condensing | Two-Stage Modulating |  | 1 | Standard |  | 120000 | 96000 |  |  | 116600 | 832 | 80 | 78 | [8 empty] | Federally-Regulated Consumer Product | 03/08/2017 |  | 03/08/2017
York | Evcon | TMLX100C20MP11 | Natural Gas | Induced Draft | False | False | 1 | False | Up |  | None | Non-Condensing | Single-Stage |  | 0.75 | Premium |  | 100000 | 80000 |  |  | 97800 | 568 | 80 | 78 | [8 empty] | Federally-Regulated Consumer Product | 03/08/2017 |  | 03/08/2017
York | Johnson Controls | S33B[D,T]5******** | LPG | Induced Draft | False | True | 3 | False | Down |  | None | Non-Condensing | Step Modulating |  | 10 | Standard |  | 533000 | 426000 | [6 empty] | 80 | 80 | [6 empty] | Federally-Regulated Commercial & Industrial Equipment | 03/08/2017 |  | 03/08/2017
York | York | D7NQ048N06506NX | Natural Gas | Induced Draft | False | True | 1 | False | Horizontal |  | None | Non-Condensing | Single-Stage |  | 1 | Premium |  | 80000 | 66000 |  |  | 77300 | 424 | 81 | 78 | [8 empty] | Federally-Regulated Consumer Product | 03/08/2017 |  | 03/08/2017
York | Evcon | RGF19100CE16MP11 | Natural Gas | Induced Draft | False | False | 1 | False | Down |  | None | Condensing | Single-Stage |  | 0.5 | Premium |  | 100000 | 95000 |  |  | 98400 | 638 | 95.5 | 78 | [8 empty] | Federally-Regulated Consumer Product | 03/08/2017 |  | 03/08/2017
York | Johnson Controls | S33E[D,T]3******** | LPG | Induced Draft | False | True | 3 | False | Down |  | None | Non-Condensing | Step Modulating |  | 10 | Standard |  | 267000 | 213000 | [6 empty] | 80 | 80 | [6 empty] | Federally-Regulated Commercial & Industrial Equipment | 03/08/2017 |  | 03/08/2017
York | Evcon | TMLX080B12MP11 | LPG | Induced Draft | False | False | 1 | False | Horizontal |  | None | Non-Condensing | Single-Stage |  | 0.5 | Premium |  | 80000 | 64000 |  |  | 78600 | 379 | 80 | 78 | [8 empty] | Federally-Regulated Consumer Product | 03/08/2017 |  | 03/08/2017
York | York | TM9E100C20MP11 | LPG | Induced Draft | False | False | 1 | False | Up |  | None | Condensing | Single-Stage |  | 0.75 | Premium |  | 100000 | 96000 |  |  | 99800 | 410 | 95 | 78 | [8 empty] | Federally-Regulated Consumer Product | 03/08/2017 |  | 03/08/2017
York | Coleman | TMLX120C20MP11 | Natural Gas | Induced Draft | False | False | 1 | False | Up |  | None | Non-Condensing | Single-Stage |  | 0.75 | Premium |  | 120000 | 96000 |  |  | 117500 | 635 | 80 | 78 | [8 empty] | Federally-Regulated Consumer Product | 03/08/2017 |  | 03/08/2017
York | York | TG9S120D20MP11 | Natural Gas | Induced Draft | False | False | 1 | False | Horizontal | None | None | Condensing | Single-Stage | Multiple-Speed | 1 | Standard |  | 120000 | 116000 | 1977 | 1190 | 112700 | 1311 | 95.5 | 78 | [8 empty] | Federally-Regulated Consumer Product | 03/08/2017 |  | 03/08/2017
York | Luxaire | TG8S120C16MP11 | LPG | Induced Draft | False | False | 1 | False | Up | None | None | Non-Condensing | Single-Stage | Multiple-Speed | 0.5 | Standard |  | 120000 | 96000 | 1600 | 1002 | 115100 | 1166 | 80 | 78 | [8 empty] | Federally-Regulated Consumer Product | 03/08/2017 |  | 03/08/2017
York | Coleman | TG9S080B12MP11 | LPG | Induced Draft | False | False | 1 | False | Horizontal | None | None | Condensing | Single-Stage | Multiple-Speed | 0.5 | Standard |  | 80000 | 78000 | 1370 | 854 | 80600 | 920 | 95.5 | 78 | [8 empty] | Federally-Regulated Consumer Product | 03/08/2017 |  | 03/08/2017
York | Luxaire | D7NX024N05606NX | Natural Gas | Induced Draft | False | True | 1 | False | Horizontal |  | None | Non-Condensing | Single-Stage |  | 0.5 | Premium |  | 70000 | 57000 |  |  | 58300 | 241 | 81 | 78 | [8 empty] | Federally-Regulated Consumer Product | 03/08/2017 |  | 03/08/2017
York | Evcon | D6NZ042N06506NX | Natural Gas | Induced Draft | False | True | 1 | False | Down |  | None | Non-Condensing | Single-Stage |  | 1 | Premium |  | 80000 | 64000 |  |  | 74700 | 1140 | 80.6 | 78 | [8 empty] | Federally-Regulated Consumer Product | 03/08/2017 |  | 03/08/2017
York | Luxaire | LP9C080B12MP12 | Natural Gas | Induced Draft | False | False | 1 | False | Horizontal |  | None | Condensing | Step Modulating |  | 0.5 | Premium |  | 80000 | 77000 |  |  | 80800 | 435 | 97.5 | 78 | [8 empty] | Federally-Regulated Consumer Product | 03/08/2017 |  | 03/08/2017
York | Luxaire | TM9X100C20MP11 | LPG | Induced Draft | False | False | 1 | False | Horizontal | None | None | Condensing | Single-Stage | Multiple-Speed | 0.75 | Premium |  | 100000 | 95000 | 1989 | 660 | 97700 | 833 | 95.5 | 78 | [8 empty] | Federally-Regulated Consumer Product | 03/08/2017 |  | 03/08/2017
York | Evcon | D6NZ036N07206NX | LPG | Induced Draft | False | True | 1 | False | Down |  | None | Non-Condensing | Single-Stage |  | 0.75 | Premium |  | 90000 | 72000 |  |  | 75500 | 1056 | 80.1 | 78 | [8 empty] | Federally-Regulated Consumer Product | 03/08/2017 |  | 03/08/2017
York | Luxaire | D7NQ024D05606NX | Natural Gas | Induced Draft | False | True | 1 | False | Horizontal |  | None | Non-Condensing | Two-Stage Modulating |  | 0.5 | Premium |  | 70000 | 57000 |  |  | 56100 | 215 | 81 | 78 | [8 empty] | Federally-Regulated Consumer Product | 03/08/2017 |  | 03/08/2017
York | Fraser Johnston | D7NY060D11006NX | LPG | Induced Draft | False | True | 1 | False | Horizontal |  | None | Non-Condensing | Two-Stage Modulating |  | 1 | Premium |  | 135000 | 110000 |  |  | 112900 | 413 | 81 | 78 | [8 empty] | Federally-Regulated Consumer Product | 03/08/2017 |  | 03/08/2017
York | York | TM9X080C16MP11 | LPG | Induced Draft | False | False | 1 | False | Down | None | None | Condensing | Single-Stage | Multiple-Speed | 0.5 | Premium |  | 80000 | 76000 | 1558 | 457 | 65200 | 513 | 95.5 | 78 | [8 empty] | Federally-Regulated Consumer Product | 03/08/2017 |  | 03/08/2017
York | Coleman | D7NQ048N06506NX | Natural Gas | Induced Draft | False | True | 1 | False | Horizontal |  | None | Non-Condensing | Single-Stage |  | 1 | Premium |  | 80000 | 66000 |  |  | 77300 | 424 | 81 | 78 | [8 empty] | Federally-Regulated Consumer Product | 03/08/2017 |  | 03/08/2017
York | Guardian | GG9S060B12MP11 | Natural Gas | Induced Draft | False | False | 1 | False | Up | None | None | Condensing | Single-Stage | Multiple-Speed | 0.5 | Standard |  | 60000 | 58000 | 1243 | 713 | 48100 | 622 | 95.5 | 78 | [8 empty] | Federally-Regulated Consumer Product | 03/08/2017 |  | 03/08/2017
York | Fraser Johnston | D6NY060D11006NX | Natural Gas | Induced Draft | False | True | 1 | False | Down |  | None | Non-Condensing | Two-Stage Modulating |  | 1 | Premium |  | 135000 | 108000 |  |  | 114400 | 300 | 80 | 78 | [8 empty] | Federally-Regulated Consumer Product | 03/08/2017 |  | 03/08/2017
York | York | D7HQ036D05606NX | Natural Gas | Induced Draft | False | True | 1 | False | Down |  | None | Non-Condensing | Two-Stage Modulating |  | 0.75 | Premium |  | 70000 | 58000 |  |  | 54800 | 320 | 81 | 78 | [8 empty] | Federally-Regulated Consumer Product | 03/08/2017 |  | 03/08/2017
York | Fraser Johnston | TM9X080B12MP11 | Natural Gas | Induced Draft | False | False | 1 | False | Down | None | None | Condensing | Single-Stage | Multiple-Speed | 0.5 | Premium |  | 80000 | 76000 | 1221 | 403 | 65700 | 408 | 95.5 | 78 | [8 empty] | Federally-Regulated Consumer Product | 03/08/2017 |  | 03/08/2017
York | Evcon | TMLX080C16MP11 | LPG | Induced Draft | False | False | 1 | False | Down |  | None | Non-Condensing | Single-Stage |  | 0.5 | Premium |  | 80000 | 64000 |  |  | 78300 | 444 | 80 | 78 | [8 empty] | Federally-Regulated Consumer Product | 03/08/2017 |  | 03/08/2017
York | Coleman | TG9S060A10MP11 | Natural Gas | Induced Draft | False | False | 1 | False | Horizontal | None | None | Condensing | Single-Stage | Multiple-Speed | 0.5 | Standard |  | 60000 | 58000 | 1103 | 769 | 47900 | 674 | 95.5 | 78 | [8 empty] | Federally-Regulated Consumer Product | 03/08/2017 |  | 03/08/2017
York | York | D6NZ030D05606NX | Natural Gas | Induced Draft | False | True | 1 | False | Horizontal |  | None | Non-Condensing | Two-Stage Modulating |  | 0.75 | Premium |  | 70000 | 56000 |  |  | 55700 | 252 | 80 | 78 | [8 empty] | Federally-Regulated Consumer Product | 03/08/2017 |  | 03/08/2017
York | Evcon | TMLX100C20MP11 | LPG | Induced Draft | False | False | 1 | False | Up |  | None | Non-Condensing | Single-Stage |  | 0.75 | Premium |  | 100000 | 80000 |  |  | 97800 | 568 | 80 | 78 | [8 empty] | Federally-Regulated Consumer Product | 03/08/2017 |  | 03/08/2017
York | Luxaire | TG9S120D20MP11 | LPG | Induced Draft | False | False | 1 | False | Up | None | None | Condensing | Single-Stage | Multiple-Speed | 1 | Standard |  | 120000 | 116000 | 1977 | 1190 | 112700 | 1311 | 95.5 | 78 | [8 empty] | Federally-Regulated Consumer Product | 03/08/2017 |  | 03/08/2017
York | Evcon | TM9V120D20MP11 | Natural Gas | Induced Draft | False | False | 1 | False | Up | None | None | Condensing | Two-Stage Modulating | Variable-Speed | 1 | Premium | 60 | 120000 | 115000 | 2006 | 718 | 109300 | 407 | 96 | 78 | [8 empty] | Federally-Regulated Consumer Product | 03/08/2017 |  | 03/08/2017
York | York | TM9M100C16MP12 | Natural Gas | Induced Draft | False | False | 1 | False | Up |  | None | Condensing | Step Modulating |  | 0.75 | Standard |  | 100000 | 97000 |  |  | 93000 | 1500 | 97 | 78 | [8 empty] | Federally-Regulated Consumer Product | 03/08/2017 |  | 03/08/2017
York | Evcon | D7NQ042N06506NX | Natural Gas | Induced Draft | False | True | 1 | False | Down |  | None | Non-Condensing | Single-Stage |  | 1 | Premium |  | 80000 | 66000 |  |  | 77300 | 424 | 81 | 78 | [8 empty] | Federally-Regulated Consumer Product | 03/08/2017 |  | 03/08/2017
York | York | D7HQ042D09006NX | LPG | Induced Draft | False | True | 1 | False | Down |  | None | Non-Condensing | Two-Stage Modulating |  | 1 | Premium |  | 108000 | 89000 |  |  | 94500 | 338 | 81 | 78 | [8 empty] | Federally-Regulated Consumer Product | 03/08/2017 |  | 03/08/2017
York | York | TPLC080C16MP11 | LPG | Induced Draft | False | False | 1 | False | Down | None | None | Non-Condensing | Step Modulating | Variable-Speed | 0.75 | Premium | 60 | 80000 | 62000 | 1715 | 600 | 79700 | 107 | 80 | 78 | [8 empty] | Federally-Regulated Consumer Product | 03/08/2017 |  | 03/08/2017
York | Luxaire | TMLV080C16MP11 | Natural Gas | Induced Draft | False | False | 1 | False | Up |  | None | Non-Condensing | Two-Stage Modulating |  | 0.75 | Premium |  | 80000 | 63000 |  |  | 76900 | 323 | 80 | 78 | [8 empty] | Federally-Regulated Consumer Product | 03/08/2017 |  | 03/08/2017
York | Fraser Johnston | TM9V040A10MP11 | LPG | Induced Draft | False | False | 1 | False | Horizontal |  | None | Condensing | Two-Stage Modulating |  | 0.5 | Premium |  | 40000 | 38000 |  |  | 30800 | 180 | 96 | 78 | [8 empty] | Federally-Regulated Consumer Product | 03/08/2017 |  | 03/08/2017
York | Evcon | RGF19120DE20MP12 | LPG | Induced Draft | False | False | 1 | False | Horizontal |  | None | Condensing | Single-Stage |  | 0.75 | Premium |  | 120000 | 114000 |  |  | 115900 | 624 | 95 | 78 | [8 empty] | Federally-Regulated Consumer Product | 03/08/2017 |  | 03/08/2017
York | Luxaire | TMLV080B12MP11 | Natural Gas | Induced Draft | False | False | 1 | False | Horizontal |  | None | Non-Condensing | Two-Stage Modulating |  | 0.5 | Premium |  | 80000 | 63000 |  |  | 75800 | 315 | 80 | 78 | [8 empty] | Federally-Regulated Consumer Product | 03/08/2017 |  | 03/08/2017
York | Fraser Johnston | D6NX048D09006NX | Natural Gas | Induced Draft | False | True | 1 | False | Horizontal |  | None | Non-Condensing | Two-Stage Modulating |  | 1 | Premium |  | 108000 | 87000 |  |  | 94100 | 544 | 80 | 78 | [8 empty] | Federally-Regulated Consumer Product | 03/08/2017 |  | 03/08/2017
York | Coleman | TM8T080B12MP11 | Natural Gas | Induced Draft | False | False | 1 | False | Down |  | None | Non-Condensing | Two-Stage Modulating |  | 0.33 | Standard |  | 80000 | 63000 |  |  | 77700 | 568 | 80 | 78 | [8 empty] | Federally-Regulated Consumer Product | 03/08/2017 |  | 03/08/2017
York | Luxaire | D7HQ048D11006NX | LPG | Induced Draft | False | True | 1 | False | Down |  | None | Non-Condensing | Two-Stage Modulating |  | 1 | Premium |  | 135000 | 110000 |  |  | 112900 | 413 | 81 | 78 | [8 empty] | Federally-Regulated Consumer Product | 03/08/2017 |  | 03/08/2017
York | York | TM8X120C20MP11 | LPG | Induced Draft | False | False | 1 | False | Up |  | None | Non-Condensing | Single-Stage |  | 0.75 | Premium |  | 120000 | 96000 |  |  | 117500 | 635 | 80 | 78 | [8 empty] | Federally-Regulated Consumer Product | 03/08/2017 |  | 03/08/2017
York | Coleman | TM8V060A12MP11 | Natural Gas | Induced Draft | False | False | 1 | False | Down |  | None | Non-Condensing | Two-Stage Modulating |  | 0.5 | Premium |  | 60000 | 47000 |  |  | 57000 | 259 | 80 | 78 | [8 empty] | Federally-Regulated Consumer Product | 03/08/2017 |  | 03/08/2017
York | Johnson Controls | H33E[D,T]5******** | Natural Gas | Induced Draft | False | True | 3 | False | Down |  | None | Non-Condensing | Step Modulating |  | 10 | Standard |  | 533000 | 426000 | [6 empty] | 80 | 80 | [6 empty] | Federally-Regulated Commercial & Industrial Equipment | 03/08/2017 |  | 03/08/2017
York | York | TG8S080C22MP11 | Natural Gas | Induced Draft | False | False | 1 | False | Down | None | None | Non-Condensing | Single-Stage | Multiple-Speed | 1 | Standard |  | 80000 | 64000 | 2448 | 1263 | 74800 | 1234 | 80 | 78 | [8 empty] | Federally-Regulated Consumer Product | 03/08/2017 |  | 03/08/2017
York | York | TG8S060A10MP11 | Natural Gas | Induced Draft | False | False | 1 | False | Up | None | None | Non-Condensing | Single-Stage | Multiple-Speed | 0.33 | Standard |  | 60000 | 48000 | 1004 | 708 | 57700 | 553 | 80 | 78 | [8 empty] | Federally-Regulated Consumer Product | 03/08/2017 |  | 03/08/2017
York | Luxaire | TG9S120D20MP11 | Natural Gas | Induced Draft | False | False | 1 | False | Up | None | None | Condensing | Single-Stage | Multiple-Speed | 1 | Standard |  | 120000 | 116000 | 1977 | 1190 | 112700 | 1311 | 95.5 | 78 | [8 empty] | Federally-Regulated Consumer Product | 03/08/2017 |  | 03/08/2017
York | York | TG8S080B12MP11 | LPG | Induced Draft | False | False | 1 | False | Up | None | None | Non-Condensing | Single-Stage | Multiple-Speed | 0.33 | Standard |  | 80000 | 64000 | 1195 | 620 | 76700 | 793 | 80 | 78 | [8 empty] | Federally-Regulated Consumer Product | 03/08/2017 |  | 03/08/2017
York | Evcon | D7NQ024D05606NX | Natural Gas | Induced Draft | False | True | 1 | False | Horizontal |  | None | Non-Condensing | Two-Stage Modulating |  | 0.5 | Premium |  | 70000 | 57000 |  |  | 56100 | 215 | 81 | 78 | [8 empty] | Federally-Regulated Consumer Product | 03/08/2017 |  | 03/08/2017
York | Coleman | CPLC100C20MP12 | LPG | Induced Draft | False | False | 1 | False | Up |  | None | Non-Condensing | Step Modulating |  | 1 | Premium |  | 100000 | 78000 |  |  | 97500 | 238 | 80 | 78 | [8 empty] | Federally-Regulated Consumer Product | 03/08/2017 |  | 03/08/2017
York | Johnson Controls | V33A[D,T]3******** | LPG | Induced Draft | False | True | 3 | False | Horizontal |  | None | Non-Condensing | Step Modulating |  | 10 | Standard |  | 267000 | 213000 | [6 empty] | 80 | 80 | [6 empty] | Federally-Regulated Commercial & Industrial Equipment | 03/08/2017 |  | 03/08/2017
York | Guardian | RGF19040AP08MP11 | Natural Gas | Induced Draft | False | False | 1 | False | Down |  | None | Condensing | Single-Stage |  | 0.5 | Standard |  | 40000 | 39000 |  |  | 31900 | 482 | 95.5 | 78 | [8 empty] | Federally-Regulated Consumer Product | 03/08/2017 |  | 03/08/2017
York | York | TGLS060A10MP11 | LPG | Induced Draft | False | False | 1 | False | Up | None | None | Non-Condensing | Single-Stage | Multiple-Speed | 0.33 | Standard |  | 60000 | 48000 | 1004 | 708 | 57700 | 553 | 80 | 78 | [8 empty] | Federally-Regulated Consumer Product | 03/08/2017 |  | 03/08/2017
York | Luxaire | TMLX100C20MP11 | Natural Gas | Induced Draft | False | False | 1 | False | Down |  | None | Non-Condensing | Single-Stage |  | 0.75 | Premium |  | 100000 | 80000 |  |  | 97800 | 568 | 80 | 78 | [8 empty] | Federally-Regulated Consumer Product | 03/08/2017 |  | 03/08/2017
York | Evcon | RGF19080BE12MP12 | LPG | Induced Draft | False | False | 1 | False | Up |  | None | Condensing | Single-Stage |  | 0.5 | Premium |  | 80000 | 77000 |  |  | 83000 | 382 | 95 | 78 | [8 empty] | Federally-Regulated Consumer Product | 03/08/2017 |  | 03/08/2017
York | Coleman | D6NX048N06506NX | LPG | Induced Draft | False | True | 1 | False | Down |  | None | Non-Condensing | Single-Stage |  | 1 | Premium |  | 80000 | 64000 |  |  | 73900 | 1250 | 80.8 | 78 | [8 empty] | Federally-Regulated Consumer Product | 03/08/2017 |  | 03/08/2017
York | York | TG9S080C16MP11 | Natural Gas | Induced Draft | False | False | 1 | False | Horizontal | None | None | Condensing | Single-Stage | Multiple-Speed | 0.75 | Standard |  | 80000 | 78000 | 1671 | 838 | 80500 | 929 | 95.5 | 78 | [8 empty] | Federally-Regulated Consumer Product | 03/08/2017 |  | 03/08/2017
York | Evcon | D6NX024D05606NX | LPG | Induced Draft | False | True | 1 | False | Down |  | None | Non-Condensing | Two-Stage Modulating |  | 0.5 | Premium |  | 70000 | 56000 |  |  | 57600 | 151 | 80 | 78 | [8 empty] | Federally-Regulated Consumer Product | 03/08/2017 |  | 03/08/2017
York | Luxaire | D7NX048N09006NX | LPG | Induced Draft | False | True | 1 | False | Down |  | None | Non-Condensing | Single-Stage |  | 1 | Premium |  | 108000 | 88000 |  |  | 96900 | 467 | 81 | 78 | [8 empty] | Federally-Regulated Consumer Product | 03/08/2017 |  | 03/08/2017
York | Fraser Johnston | TPLC100C16MP12 | LPG | Induced Draft | False | False | 1 | False | Up |  | None | Non-Condensing | Step Modulating |  | 0.75 | Premium |  | 100000 | 78000 |  |  | 97300 | 253 | 80 | 78 | [8 empty] | Federally-Regulated Consumer Product | 03/08/2017 |  | 03/08/2017
York | Fraser Johnston | TGLS100C16MP11 | LPG | Induced Draft | False | False | 1 | False | Horizontal | None | None | Non-Condensing | Single-Stage | Multiple-Speed | 0.5 | Standard |  | 100000 | 80000 | 1820 | 1012 | 96100 | 930 | 80 | 78 | [8 empty] | Federally-Regulated Consumer Product | 03/08/2017 |  | 03/08/2017
York | Luxaire | TM8T060A12MP11 | LPG | Induced Draft | False | False | 1 | False | Up |  | None | Non-Condensing | Two-Stage Modulating |  | 0.33 | Standard |  | 60000 | 47000 |  |  | 58100 | 450 | 80 | 78 | [8 empty] | Federally-Regulated Consumer Product | 03/08/2017 |  | 03/08/2017
York | Evcon | D6NQ036N05606NX | LPG | Induced Draft | False | True | 1 | False | Horizontal |  | None | Non-Condensing | Single-Stage |  | 0.75 | Premium |  | 70000 | 56000 |  |  | 56200 | 876 | 80.2 | 78 | [8 empty] | Federally-Regulated Consumer Product | 03/08/2017 |  | 03/08/2017
York | York | TM9M080C16MP12 | Natural Gas | Induced Draft | False | False | 1 | False | Up |  | None | Condensing | Step Modulating |  | 0.75 | Standard |  | 80000 | 78000 |  |  | 76300 | 1530 | 97 | 78 | [8 empty] | Federally-Regulated Consumer Product | 03/08/2017 |  | 03/08/2017
York | Fraser Johnston | D7NQ048N11006NX | Natural Gas | Induced Draft | False | True | 1 | False | Down |  | None | Non-Condensing | Single-Stage |  | 1 | Premium |  | 135000 | 109000 |  |  | 116700 | 462 | 81 | 78 | [8 empty] | Federally-Regulated Consumer Product | 03/08/2017 |  | 03/08/2017
York | Evcon | D6NZ036D05606NX | LPG | Induced Draft | False | True | 1 | False | Down |  | None | Non-Condensing | Two-Stage Modulating |  | 0.75 | Premium |  | 70000 | 56000 |  |  | 58000 | 263 | 80 | 78 | [8 empty] | Federally-Regulated Consumer Product | 03/08/2017 |  | 03/08/2017
York | Luxaire | TG8S100C16MP11 | LPG | Induced Draft | False | False | 1 | False | Up | None | None | Non-Condensing | Single-Stage | Multiple-Speed | 0.5 | Standard |  | 100000 | 80000 | 1820 | 1012 | 96100 | 930 | 80 | 78 | [8 empty] | Federally-Regulated Consumer Product | 03/08/2017 |  | 03/08/2017
York | Luxaire | TM8T080C16MP11 | LPG | Induced Draft | False | False | 1 | False | Down |  | None | Non-Condensing | Two-Stage Modulating |  | 0.5 | Standard |  | 80000 | 63000 |  |  | 77500 | 607 | 80 | 78 | [8 empty] | Federally-Regulated Consumer Product | 03/08/2017 |  | 03/08/2017
York | Luxaire | TP9C060B12MP12 | LPG | Induced Draft | False | False | 1 | False | Horizontal |  | None | Condensing | Step Modulating |  | 0.5 | Premium |  | 60000 | 58000 |  |  | 48400 | 241 | 97.5 | 78 | [8 empty] | Federally-Regulated Consumer Product | 03/08/2017 |  | 03/08/2017
York | Coleman | D7HQ060D09006NX | Natural Gas | Induced Draft | False | True | 1 | False | Down |  | None | Non-Condensing | Two-Stage Modulating |  | 1 | Premium |  | 108000 | 89000 |  |  | 94500 | 338 | 81 | 78 | [8 empty] | Federally-Regulated Consumer Product | 03/08/2017 |  | 03/08/2017
York | Johnson Controls | V33A[D,T]5******** | LPG | Induced Draft | False | True | 3 | False | Down |  | None | Non-Condensing | Step Modulating |  | 10 | Standard |  | 533000 | 426000 | [6 empty] | 80 | 80 | [6 empty] | Federally-Regulated Commercial & Industrial Equipment | 03/08/2017 |  | 03/08/2017
York | Fraser Johnston | TG8S100C16MP11 | LPG | Induced Draft | False | False | 1 | False | Horizontal | None | None | Non-Condensing | Single-Stage | Multiple-Speed | 0.5 | Standard |  | 100000 | 80000 | 1820 | 1012 | 96100 | 930 | 80 | 78 | [8 empty] | Federally-Regulated Consumer Product | 03/08/2017 |  | 03/08/2017
York | Johnson Controls | H33D[N,S]3******** | Natural Gas | Induced Draft | False | True | 3 | False | Down |  | None | Non-Condensing | Single-Stage |  | 10 | Standard |  | 267000 | 213000 | [6 empty] | 80 | 80 | [6 empty] | Federally-Regulated Commercial & Industrial Equipment | 03/08/2017 |  | 03/08/2017
York | York | D6NZ048D11006NX | Natural Gas | Induced Draft | False | True | 1 | False | Down |  | None | Non-Condensing | Two-Stage Modulating |  | 1 | Premium |  | 135000 | 108000 |  |  | 114400 | 262 | 80 | 78 | [8 empty] | Federally-Regulated Consumer Product | 03/08/2017 |  | 03/08/2017
York | Fraser Johnston | D7NX048N06506NX | Natural Gas | Induced Draft | False | True | 1 | False | Down |  | None | Non-Condensing | Single-Stage |  | 1 | Premium |  | 80000 | 66000 |  |  | 77300 | 424 | 81 | 78 | [8 empty] | Federally-Regulated Consumer Product | 03/08/2017 |  | 03/08/2017
York | Evcon | D6NZ060N06506NX | LPG | Induced Draft | False | True | 1 | False | Horizontal |  | None | Non-Condensing | Single-Stage |  | 1 | Premium |  | 80000 | 64000 |  |  | 75500 | 910 | 80.7 | 78 | [8 empty] | Federally-Regulated Consumer Product | 03/08/2017 |  | 03/08/2017
York | Fraser Johnston | D6NZ036N03606NX | LPG | Induced Draft | False | True | 1 | False | Down |  | None | Non-Condensing | Single-Stage |  | 0.75 | Premium |  | 45000 | 36000 |  |  | 37300 | 590 | 80.4 | 78 | [8 empty] | Federally-Regulated Consumer Product | 03/08/2017 |  | 03/08/2017
York | Luxaire | TMLV060A12MP11 | Natural Gas | Induced Draft | False | False | 1 | False | Horizontal |  | None | Non-Condensing | Two-Stage Modulating |  | 0.5 | Premium |  | 60000 | 47000 |  |  | 57000 | 259 | 80 | 78 | [8 empty] | Federally-Regulated Consumer Product | 03/08/2017 |  | 03/08/2017
York | Evcon | TMLV100C20MP11 | Natural Gas | Induced Draft | False | False | 1 | False | Horizontal |  | None | Non-Condensing | Two-Stage Modulating |  | 1 | Premium |  | 100000 | 80000 |  |  | 95200 | 380 | 80 | 78 | [8 empty] | Federally-Regulated Consumer Product | 03/08/2017 |  | 03/08/2017
York | York | YPLC100C16MP12 | LPG | Induced Draft | False | False | 1 | False | Up |  | None | Non-Condensing | Step Modulating |  | 0.75 | Premium |  | 100000 | 78000 |  |  | 97300 | 253 | 80 | 78 | [8 empty] | Federally-Regulated Consumer Product | 03/08/2017 |  | 03/08/2017
York | Luxaire | D6NQ036D05606NX | LPG | Induced Draft | False | True | 1 | False | Down |  | None | Non-Condensing | Two-Stage Modulating |  | 0.75 | Premium |  | 70000 | 56000 |  |  | 58000 | 263 | 80 | 78 | [8 empty] | Federally-Regulated Consumer Product | 03/08/2017 |  | 03/08/2017
York | Fraser Johnston | ZK060*10*F**** | Natural Gas | Induced Draft | False | True | 1 | False | Horizontal |  | None | Non-Condensing | Single-Stage |  | 1.5 | Standard |  | 125000 | 100000 |  |  | 117500 | 510 | 80.3 | 78 | [8 empty] | Federally-Regulated Consumer Product | 03/08/2017 |  | 03/08/2017
York | Coleman | G33A[D,T]3******** | Natural Gas | Induced Draft | False | True | 3 | False | Horizontal |  | None | Non-Condensing | Step Modulating |  | 10 | Standard |  | 267000 | 213000 | [6 empty] | 80 | 80 | [6 empty] | Federally-Regulated Commercial & Industrial Equipment | 03/08/2017 |  | 03/08/2017
York | Coleman | X33D[D,T]3******** | Natural Gas | Induced Draft | False | True | 3 | False | Down |  | None | Non-Condensing | Step Modulating |  | 10 | Standard |  | 267000 | 213000 | [6 empty] | 80 | 80 | [6 empty] | Federally-Regulated Commercial & Industrial Equipment | 03/08/2017 |  | 03/08/2017
York | Guardian | GG8S080C22MP11 | Natural Gas | Induced Draft | False | False | 1 | False | Up | None | None | Non-Condensing | Single-Stage | Multiple-Speed | 1 | Standard |  | 80000 | 64000 | 2448 | 1263 | 74800 | 1234 | 80 | 78 | [8 empty] | Federally-Regulated Consumer Product | 03/08/2017 |  | 03/08/2017
York | Guardian | GG8S060A12MP11 | Natural Gas | Induced Draft | False | False | 1 | False | Down | None | None | Non-Condensing | Single-Stage | Multiple-Speed | 0.33 | Standard |  | 60000 | 48000 | 1275 | 711 | 57400 | 623 | 80 | 78 | [8 empty] | Federally-Regulated Consumer Product | 03/08/2017 |  | 03/08/2017
York | Fraser Johnston | D6NQ048N06506NX | Natural Gas | Induced Draft | False | True | 1 | False | Down |  | None | Non-Condensing | Single-Stage |  | 1 | Premium |  | 80000 | 64000 |  |  | 73900 | 1250 | 80.8 | 78 | [8 empty] | Federally-Regulated Consumer Product | 03/08/2017 |  | 03/08/2017
York | York | D6HQ048D09006NX | Natural Gas | Induced Draft | False | True | 1 | False | Down |  | None | Non-Condensing | Two-Stage Modulating |  | 1 | Premium |  | 108000 | 87000 |  |  | 94100 | 287 | 80 | 78 | [8 empty] | Federally-Regulated Consumer Product | 03/08/2017 |  | 03/08/2017
York | Evcon | RGF19120DE20MP11 | LPG | Induced Draft | False | False | 1 | False | Down |  | None | Condensing | Single-Stage |  | 0.75 | Premium |  | 120000 | 114000 |  |  | 114600 | 816 | 95.5 | 78 | [8 empty] | Federally-Regulated Consumer Product | 03/08/2017 |  | 03/08/2017
York | Luxaire | D6NQ036D05606NX | Natural Gas | Induced Draft | False | True | 1 | False | Down |  | None | Non-Condensing | Two-Stage Modulating |  | 0.75 | Premium |  | 70000 | 56000 |  |  | 58000 | 263 | 80 | 78 | [8 empty] | Federally-Regulated Consumer Product | 03/08/2017 |  | 03/08/2017
York | Luxaire | ZS048*10*F**** | Natural Gas | Induced Draft | False | True | 1 | False | Down |  | None | Non-Condensing | Single-Stage |  | 1.5 | Standard |  | 125000 | 100000 |  |  | 117500 | 510 | 80.3 | 78 | [8 empty] | Federally-Regulated Consumer Product | 03/08/2017 |  | 03/08/2017
York | Coleman | TG9S100C16MP11 | Natural Gas | Induced Draft | False | False | 1 | False | Down | None | None | Condensing | Single-Stage | Multiple-Speed | 0.75 | Standard |  | 100000 | 97000 | 1706 | 819 | 96500 | 1156 | 95.5 | 78 | [8 empty] | Federally-Regulated Consumer Product | 03/08/2017 |  | 03/08/2017
York | Luxaire | D6NZ024N03606NX | LPG | Induced Draft | False | True | 1 | False | Down |  | None | Non-Condensing | Single-Stage |  | 0.5 | Premium |  | 45000 | 36000 |  |  | 37900 | 468 | 80.2 | 78 | [8 empty] | Federally-Regulated Consumer Product | 03/08/2017 |  | 03/08/2017
York | York | D7NQ036N05606NX | Natural Gas | Induced Draft | False | True | 1 | False | Horizontal |  | None | Non-Condensing | Single-Stage |  | 0.75 | Premium |  | 70000 | 57000 |  |  | 57700 | 375 | 81 | 78 | [8 empty] | Federally-Regulated Consumer Product | 03/08/2017 |  | 03/08/2017
York | York | D6HQ036D07206NX | LPG | Induced Draft | False | True | 1 | False | Horizontal |  | None | Non-Condensing | Two-Stage Modulating |  | 0.75 | Premium |  | 90000 | 72000 |  |  | 74700 | 273 | 80 | 78 | [8 empty] | Federally-Regulated Consumer Product | 03/08/2017 |  | 03/08/2017
York | Evcon | TMLV120C20MP11 | LPG | Induced Draft | False | False | 1 | False | Down |  | None | Non-Condensing | Two-Stage Modulating |  | 1 | Premium |  | 120000 | 96000 |  |  | 111300 | 456 | 80 | 78 | [8 empty] | Federally-Regulated Consumer Product | 03/08/2017 |  | 03/08/2017
York | Luxaire | D6NQ036N05606NX | Natural Gas | Induced Draft | False | True | 1 | False | Horizontal |  | None | Non-Condensing | Single-Stage |  | 0.75 | Premium |  | 70000 | 56000 |  |  | 56200 | 876 | 80.2 | 78 | [8 empty] | Federally-Regulated Consumer Product | 03/08/2017 |  | 03/08/2017
York | Coleman | D7NX048D11006NX | LPG | Induced Draft | False | True | 1 | False | Horizontal |  | None | Non-Condensing | Two-Stage Modulating |  | 1 | Premium |  | 135000 | 110000 |  |  | 112900 | 413 | 81 | 78 | [8 empty] | Federally-Regulated Consumer Product | 03/08/2017 |  | 03/08/2017
York | York | D6NZ042D09006NX | LPG | Induced Draft | False | True | 1 | False | Down |  | None | Non-Condensing | Two-Stage Modulating |  | 0.75 | Premium |  | 108000 | 87000 |  |  | 95300 | 362 | 80 | 78 | [8 empty] | Federally-Regulated Consumer Product | 03/08/2017 |  | 03/08/2017
York | Luxaire | TGLS120C16MP11 | LPG | Induced Draft | False | False | 1 | False | Horizontal | None | None | Non-Condensing | Single-Stage | Multiple-Speed | 0.5 | Standard |  | 120000 | 96000 | 1600 | 1002 | 115100 | 1166 | 80 | 78 | [8 empty] | Federally-Regulated Consumer Product | 03/08/2017 |  | 03/08/2017
York | Evcon | RGF1L120CE20MP11 | LPG | Induced Draft | False | False | 1 | False | Up |  | None | Non-Condensing | Single-Stage |  | 0.75 | Premium |  | 120000 | 96000 |  |  | 117500 | 635 | 80 | 78 | [8 empty] | Federally-Regulated Consumer Product | 03/08/2017 |  | 03/08/2017
York | Coleman | D6HQ024D05606NX | LPG | Induced Draft | False | True | 1 | False | Down |  | None | Non-Condensing | Two-Stage Modulating |  | 0.5 | Premium |  | 70000 | 56000 |  |  | 57600 | 151 | 80 | 78 | [8 empty] | Federally-Regulated Consumer Product | 03/08/2017 |  | 03/08/2017
York | Fraser Johnston | D7NQ024N03606NX | Natural Gas | Induced Draft | False | True | 1 | False | Horizontal |  | None | Non-Condensing | Single-Stage |  | 0.5 | Premium |  | 45000 | 37000 |  |  | 38700 | 201 | 81 | 78 | [8 empty] | Federally-Regulated Consumer Product | 03/08/2017 |  | 03/08/2017
York | Luxaire | TPLC120C20MP12 | Natural Gas | Induced Draft | False | False | 1 | False | Up |  | None | Non-Condensing | Step Modulating |  | 1 | Premium |  | 120000 | 95000 |  |  | 115200 | 484 | 80 | 78 | [8 empty] | Federally-Regulated Consumer Product | 03/08/2017 |  | 03/08/2017
York | Evcon | TMLT120C20MP11 | LPG | Induced Draft | False | False | 1 | False | Up |  | None | Non-Condensing | Two-Stage Modulating |  | 1 | Standard |  | 120000 | 96000 |  |  | 116600 | 832 | 80 | 78 | [8 empty] | Federally-Regulated Consumer Product | 03/08/2017 |  | 03/08/2017
York | Coleman | ZK060*10*F**** | Natural Gas | Induced Draft | False | True | 1 | False | Down |  | None | Non-Condensing | Single-Stage |  | 1.5 | Standard |  | 125000 | 100000 |  |  | 117500 | 510 | 80.3 | 78 | [8 empty] | Federally-Regulated Consumer Product | 03/08/2017 |  | 03/08/2017
York | Coleman | D6NZ030N03606NX | LPG | Induced Draft | False | True | 1 | False | Horizontal |  | None | Non-Condensing | Single-Stage |  | 0.75 | Premium |  | 45000 | 36000 |  |  | 37900 | 468 | 80.5 | 78 | [8 empty] | Federally-Regulated Consumer Product | 03/08/2017 |  | 03/08/2017
York | Evcon | D6HQ030D05606NX | LPG | Induced Draft | False | True | 1 | False | Horizontal |  | None | Non-Condensing | Two-Stage Modulating |  | 0.75 | Premium |  | 70000 | 56000 |  |  | 55700 | 252 | 80 | 78 | [8 empty] | Federally-Regulated Consumer Product | 03/08/2017 |  | 03/08/2017
York | Luxaire | TMLV080C16MP11 | Natural Gas | Induced Draft | False | False | 1 | False | Down |  | None | Non-Condensing | Two-Stage Modulating |  | 0.75 | Premium |  | 80000 | 63000 |  |  | 76900 | 323 | 80 | 78 | [8 empty] | Federally-Regulated Consumer Product | 03/08/2017 |  | 03/08/2017
York | Luxaire | TM9X100C16MP11 | Natural Gas | Induced Draft | False | False | 1 | False | Down | None | None | Condensing | Single-Stage | Multiple-Speed | 0.5 | Premium |  | 100000 | 95000 | 1570 | 464 | 98400 | 638 | 95.5 | 78 | [8 empty] | Federally-Regulated Consumer Product | 03/08/2017 |  | 03/08/2017
York | Luxaire | TG9S060B12MP11 | Natural Gas | Induced Draft | False | False | 1 | False | Horizontal | None | None | Condensing | Single-Stage | Multiple-Speed | 0.5 | Standard |  | 60000 | 58000 | 1243 | 713 | 48100 | 622 | 95.5 | 78 | [8 empty] | Federally-Regulated Consumer Product | 03/08/2017 |  | 03/08/2017
York | Guardian | GG8S080C16MP11 | LPG | Induced Draft | False | False | 1 | False | Down | None | None | Non-Condensing | Single-Stage | Multiple-Speed | 0.5 | Standard |  | 80000 | 64000 | 1602 | 1069 | 75100 | 1168 | 80 | 78 | [8 empty] | Federally-Regulated Consumer Product | 03/08/2017 |  | 03/08/2017
York | Coleman | TG9S040A08MP11 | Natural Gas | Induced Draft | False | False | 1 | False | Horizontal | None | None | Condensing | Single-Stage | Multiple-Speed | 0.5 | Standard |  | 40000 | 39000 | 950 | 581 | 31900 | 458 | 95.5 | 78 | [8 empty] | Federally-Regulated Consumer Product | 03/08/2017 |  | 03/08/2017
York | Coleman | TG8S060A10MP11 | Natural Gas | Induced Draft | False | False | 1 | False | Up | None | None | Non-Condensing | Single-Stage | Multiple-Speed | 0.33 | Standard |  | 60000 | 48000 | 1004 | 708 | 57700 | 553 | 80 | 78 | [8 empty] | Federally-Regulated Consumer Product | 03/08/2017 |  | 03/08/2017
York | Fraser Johnston | D6NQ060N09006NX | LPG | Induced Draft | False | True | 1 | False | Horizontal |  | None | Non-Condensing | Single-Stage |  | 1 | Premium |  | 108000 | 87000 |  |  | 93400 | 1313 | 80.6 | 78 | [8 empty] | Federally-Regulated Consumer Product | 03/08/2017 |  | 03/08/2017
York | Coleman | TM9T080C16MP11 | Natural Gas | Induced Draft | False | False | 1 | False | Down | None | None | Condensing | Two-Stage Modulating | Multiple-Speed | 0.75 | Standard |  | 80000 | 77000 | 1671 | 838 | 80400 | 849 | 96 | 78 | [8 empty] | Federally-Regulated Consumer Product | 03/08/2017 |  | 03/08/2017
York | Luxaire | G33D[D,T]5******** | Natural Gas | Induced Draft | False | True | 3 | False | Down |  | None | Non-Condensing | Step Modulating |  | 10 | Standard |  | 533000 | 426000 | [6 empty] | 80 | 80 | [6 empty] | Federally-Regulated Commercial & Industrial Equipment | 03/08/2017 |  | 03/08/2017
York | Luxaire | LPLC080C16MP12 | LPG | Induced Draft | False | False | 1 | False | Up |  | None | Non-Condensing | Step Modulating |  | 0.75 | Premium |  | 80000 | 62000 |  |  | 77700 | 199 | 80 | 78 | [8 empty] | Federally-Regulated Consumer Product | 03/08/2017 |  | 03/08/2017
York | Coleman | D6NX036N06506NX | LPG | Induced Draft | False | True | 1 | False | Horizontal |  | None | Non-Condensing | Single-Stage |  | 1 | Premium |  | 80000 | 64000 |  |  | 74700 | 1140 | 80.6 | 78 | [8 empty] | Federally-Regulated Consumer Product | 03/08/2017 |  | 03/08/2017
York | York | YPAL050M******** | Natural Gas | Induced Draft | False | True | 3 | False | Horizontal | None | None | Non-Condensing | Step Modulating | Single-Speed | 10 | Standard |  | 750000 | 600000 | [6 empty] | 80 | 80 | [5 empty] | 6 | Federally-Regulated Commercial & Industrial Equipment | 03/08/2017 |  | 03/08/2017
York | Fraser Johnston | TM9T100C20MP11 | Natural Gas | Induced Draft | False | False | 1 | False | Up | None | None | Condensing | Two-Stage Modulating | Multiple-Speed | 1 | Standard |  | 100000 | 96000 | 1934 | 1183 | 96500 | 1015 | 96 | 78 | [8 empty] | Federally-Regulated Consumer Product | 03/08/2017 |  | 03/08/2017
York | Evcon | TM8X080B12MP11 | LPG | Induced Draft | False | False | 1 | False | Down |  | None | Non-Condensing | Single-Stage |  | 0.5 | Premium |  | 80000 | 64000 |  |  | 78600 | 379 | 80 | 78 | [8 empty] | Federally-Regulated Consumer Product | 03/08/2017 |  | 03/08/2017
York | Coleman | TG9S060B12MP11 | LPG | Induced Draft | False | False | 1 | False | Down | None | None | Condensing | Single-Stage | Multiple-Speed | 0.5 | Standard |  | 60000 | 58000 | 1243 | 713 | 48100 | 622 | 95.5 | 78 | [8 empty] | Federally-Regulated Consumer Product | 03/08/2017 |  | 03/08/2017
York | York | TGLS040A08MP11 | Natural Gas | Induced Draft | False | False | 1 | False | Horizontal | None | None | Non-Condensing | Single-Stage | Multiple-Speed | 0.2 | Standard |  | 40000 | 32000 | 717 | 489 | 38300 | 473 | 80 | 78 | [8 empty] | Federally-Regulated Consumer Product | 03/08/2017 |  | 03/08/2017
York | Luxaire | D6NZ024N03606NX | Natural Gas | Induced Draft | False | True | 1 | False | Horizontal |  | None | Non-Condensing | Single-Stage |  | 0.5 | Premium |  | 45000 | 36000 |  |  | 37900 | 468 | 80.2 | 78 | [8 empty] | Federally-Regulated Consumer Product | 03/08/2017 |  | 03/08/2017
York | York | TPLC100C16MP12 | Natural Gas | Induced Draft | False | False | 1 | False | Horizontal |  | None | Non-Condensing | Step Modulating |  | 0.75 | Premium |  | 100000 | 78000 |  |  | 97300 | 253 | 80 | 78 | [8 empty] | Federally-Regulated Consumer Product | 03/08/2017 |  | 03/08/2017
York | York | MG9S100C16MP11 | Natural Gas | Induced Draft | False | False | 1 | True | Up |  | None | Condensing | Single-Stage |  | 0.75 | Standard |  | 100000 | 97000 |  |  | 96400 | 1200 | 95.5 | 75 | [8 empty] | Federally-Regulated Consumer Product | 03/08/2017 |  | 03/08/2017
York | Evcon | TMLX100C20MP11 | LPG | Induced Draft | False | False | 1 | False | Horizontal |  | None | Non-Condensing | Single-Stage |  | 0.75 | Premium |  | 100000 | 80000 |  |  | 97800 | 568 | 80 | 78 | [8 empty] | Federally-Regulated Consumer Product | 03/08/2017 |  | 03/08/2017
York | Fraser Johnston | D7NY060D11006NX | LPG | Induced Draft | False | True | 1 | False | Down |  | None | Non-Condensing | Two-Stage Modulating |  | 1 | Premium |  | 135000 | 110000 |  |  | 112900 | 413 | 81 | 78 | [8 empty] | Federally-Regulated Consumer Product | 03/08/2017 |  | 03/08/2017
York | York | TG8S040A08MP11 | Natural Gas | Induced Draft | False | False | 1 | False | Down | None | None | Non-Condensing | Single-Stage | Multiple-Speed | 0.2 | Standard |  | 40000 | 32000 | 717 | 489 | 38100 | 444 | 80 | 78 | [8 empty] | Federally-Regulated Consumer Product | 03/08/2017 |  | 03/08/2017
York | York | TM8T120C20MP11 | Natural Gas | Induced Draft | False | False | 1 | False | Down |  | None | Non-Condensing | Two-Stage Modulating |  | 1 | Standard |  | 120000 | 96000 |  |  | 116600 | 832 | 80 | 78 | [8 empty] | Federally-Regulated Consumer Product | 03/08/2017 |  | 03/08/2017
York | Luxaire | TP9C120D20MP12 | LPG | Induced Draft | False | False | 1 | False | Up |  | None | Condensing | Step Modulating |  | 1 | Premium |  | 120000 | 116000 |  |  | 112400 | 597 | 98 | 78 | [8 empty] | Federally-Regulated Consumer Product | 03/08/2017 |  | 03/08/2017
York | Evcon | D6HQ060D09006NX | LPG | Induced Draft | False | True | 1 | False | Down |  | None | Non-Condensing | Two-Stage Modulating |  | 1 | Premium |  | 108000 | 87000 |  |  | 94100 | 287 | 80 | 78 | [8 empty] | Federally-Regulated Consumer Product | 03/08/2017 |  | 03/08/2017
York | Coleman | D6NZ048D09006NX | Natural Gas | Induced Draft | False | True | 1 | False | Horizontal |  | None | Non-Condensing | Two-Stage Modulating |  | 1 | Premium |  | 108000 | 87000 |  |  | 94100 | 544 | 80 | 78 | [8 empty] | Federally-Regulated Consumer Product | 03/08/2017 |  | 03/08/2017
York | York | D6NX024N05606NX | LPG | Induced Draft | False | True | 1 | False | Horizontal |  | None | Non-Condensing | Single-Stage |  | 0.5 | Premium |  | 70000 | 56000 |  |  | 56700 | 764 | 80.2 | 78 | [8 empty] | Federally-Regulated Consumer Product | 03/08/2017 |  | 03/08/2017
York | Coleman | ZK036*04*F**** | Natural Gas | Induced Draft | False | True | 1 | False | Horizontal |  | None | Non-Condensing | Single-Stage |  | 1.5 | Standard |  | 50000 | 40000 |  |  | 38000 | 371 | 80.9 | 78 | [8 empty] | Federally-Regulated Consumer Product | 03/08/2017 |  | 03/08/2017
York | Coleman | ZK048*10*F**** | Natural Gas | Induced Draft | False | True | 1 | False | Horizontal |  | None | Non-Condensing | Single-Stage |  | 1.5 | Standard |  | 125000 | 100000 |  |  | 117500 | 510 | 80.3 | 78 | [8 empty] | Federally-Regulated Consumer Product | 03/08/2017 |  | 03/08/2017
York | Fraser Johnston | D7NQ048D11006NX | Natural Gas | Induced Draft | False | True | 1 | False | Down |  | None | Non-Condensing | Two-Stage Modulating |  | 1 | Premium |  | 135000 | 110000 |  |  | 112900 | 413 | 81 | 78 | [8 empty] | Federally-Regulated Consumer Product | 03/08/2017 |  | 03/08/2017
York | Evcon | D6NZ024N05606NX | Natural Gas | Induced Draft | False | True | 1 | False | Down |  | None | Non-Condensing | Single-Stage |  | 0.5 | Premium |  | 70000 | 56000 |  |  | 56700 | 764 | 80.2 | 78 | [8 empty] | Federally-Regulated Consumer Product | 03/08/2017 |  | 03/08/2017
York | Fraser Johnston | TM8T080C16MP11 | LPG | Induced Draft | False | False | 1 | False | Down |  | None | Non-Condensing | Two-Stage Modulating |  | 0.5 | Standard |  | 80000 | 63000 |  |  | 77500 | 607 | 80 | 78 | [8 empty] | Federally-Regulated Consumer Product | 03/08/2017 |  | 03/08/2017
York | Evcon | TM8X120C20MP11 | LPG | Induced Draft | False | False | 1 | False | Horizontal |  | None | Non-Condensing | Single-Stage |  | 0.75 | Premium |  | 120000 | 96000 |  |  | 117500 | 635 | 80 | 78 | [8 empty] | Federally-Regulated Consumer Product | 03/08/2017 |  | 03/08/2017
York | Luxaire | TPLC080B12MP12 | LPG | Induced Draft | False | False | 1 | False | Up |  | None | Non-Condensing | Step Modulating |  | 0.5 | Premium |  | 80000 | 62000 |  |  | 77900 | 235 | 80 | 78 | [8 empty] | Federally-Regulated Consumer Product | 03/08/2017 |  | 03/08/2017
York | Evcon | D6NZ048N09006NX | Natural Gas | Induced Draft | False | True | 1 | False | Down |  | None | Non-Condensing | Single-Stage |  | 1 | Premium |  | 108000 | 87000 |  |  | 93800 | 1315 | 80.9 | 78 | [8 empty] | Federally-Regulated Consumer Product | 03/08/2017 |  | 03/08/2017
York | York | D7NQ036N03606NX | LPG | Induced Draft | False | True | 1 | False | Horizontal |  | None | Non-Condensing | Single-Stage |  | 0.75 | Premium |  | 45000 | 36000 |  |  | 38500 | 238 | 81 | 78 | [8 empty] | Federally-Regulated Consumer Product | 03/08/2017 |  | 03/08/2017
York | Coleman | MG9S060B12MP11 | LPG | Induced Draft | False | False | 1 | True | Horizontal |  | None | Condensing | Single-Stage |  | 0.5 | Standard |  | 60000 | 58000 |  |  | 48100 | 650 | 95.5 | 75 | [8 empty] | Federally-Regulated Consumer Product | 03/08/2017 |  | 03/08/2017
York | Luxaire | D7NQ060D09006NX | LPG | Induced Draft | False | True | 1 | False | Down |  | None | Non-Condensing | Two-Stage Modulating |  | 1 | Premium |  | 108000 | 89000 |  |  | 94500 | 338 | 81 | 78 | [8 empty] | Federally-Regulated Consumer Product | 03/08/2017 |  | 03/08/2017
York | York | TM9E100C16MP11 | LPG | Induced Draft | False | False | 1 | False | Up |  | None | Condensing | Single-Stage |  | 0.5 | Premium |  | 100000 | 96000 |  |  | 99600 | 463 | 95 | 78 | [8 empty] | Federally-Regulated Consumer Product | 03/08/2017 |  | 03/08/2017
York | York | TM9E120D20MP11 | LPG | Induced Draft | False | False | 1 | False | Down |  | None | Condensing | Single-Stage |  | 0.75 | Premium |  | 120000 | 114000 |  |  | 115900 | 624 | 95 | 78 | [8 empty] | Federally-Regulated Consumer Product | 03/08/2017 |  | 03/08/2017
York | Coleman | TMLT060A12MP11 | Natural Gas | Induced Draft | False | False | 1 | False | Down |  | None | Non-Condensing | Two-Stage Modulating |  | 0.33 | Standard |  | 60000 | 47000 |  |  | 58100 | 450 | 80 | 78 | [8 empty] | Federally-Regulated Consumer Product | 03/08/2017 |  | 03/08/2017
York | Luxaire | G33A[D,T]5******** | LPG | Induced Draft | False | True | 3 | False | Horizontal |  | None | Non-Condensing | Step Modulating |  | 10 | Standard |  | 533000 | 426000 | [6 empty] | 80 | 80 | [6 empty] | Federally-Regulated Commercial & Industrial Equipment | 03/08/2017 |  | 03/08/2017
York | Luxaire | TP9C100C16MP12 | LPG | Induced Draft | False | False | 1 | False | Up |  | None | Condensing | Step Modulating |  | 0.75 | Premium |  | 100000 | 97000 |  |  | 96500 | 536 | 97.7 | 78 | [8 empty] | Federally-Regulated Consumer Product | 03/08/2017 |  | 03/08/2017
York | Evcon | TG9S130D20MP11 | Natural Gas | Induced Draft | False | False | 1 | False | Down | None | None | Condensing | Single-Stage | Multiple-Speed | 1 | Standard |  | 130000 | 125000 | 2047 | 1198 | 112700 | 1305 | 95.5 | 78 | [8 empty] | Federally-Regulated Consumer Product | 03/08/2017 |  | 03/08/2017
York | Evcon | TM9X060B12MP11 | Natural Gas | Induced Draft | False | False | 1 | False | Up | None | None | Condensing | Single-Stage | Multiple-Speed | 0.5 | Premium |  | 60000 | 57000 | 1197 | 398 | 49000 | 394 | 95.5 | 78 | [8 empty] | Federally-Regulated Consumer Product | 03/08/2017 |  | 03/08/2017
York | Fraser Johnston | TM9T100C16MP11 | LPG | Induced Draft | False | False | 1 | False | Down | None | None | Condensing | Two-Stage Modulating | Multiple-Speed | 0.75 | Standard |  | 100000 | 96000 | 1706 | 819 | 97000 | 874 | 96 | 78 | [8 empty] | Federally-Regulated Consumer Product | 03/08/2017 |  | 03/08/2017
York | Coleman | D7HQ024D05606NX | Natural Gas | Induced Draft | False | True | 1 | False | Down |  | None | Non-Condensing | Two-Stage Modulating |  | 0.5 | Premium |  | 70000 | 57000 |  |  | 56100 | 215 | 81 | 78 | [8 empty] | Federally-Regulated Consumer Product | 03/08/2017 |  | 03/08/2017
York | Coleman | TG9S120D16MP11 | Natural Gas | Induced Draft | False | False | 1 | False | Up | None | None | Condensing | Single-Stage | Multiple-Speed | 0.75 | Standard |  | 120000 | 116000 | 1805 | 876 | 113200 | 1185 | 95.5 | 78 | [8 empty] | Federally-Regulated Consumer Product | 03/08/2017 |  | 03/08/2017
York | York | TM9V040A10MP11 | Natural Gas | Induced Draft | False | False | 1 | False | Down |  | None | Condensing | Two-Stage Modulating |  | 0.5 | Premium |  | 40000 | 38000 |  |  | 30800 | 180 | 96 | 78 | [8 empty] | Federally-Regulated Consumer Product | 03/08/2017 |  | 03/08/2017
York | York | DGAA070BDT* | LPG | Induced Draft | False | False | 1 | True | Down |  | None | Non-Condensing | Single-Stage |  | 0.33 | Standard |  | 70000 | 56000 |  |  | 57500 | 602 | 80 | 75 | [8 empty] | Federally-Regulated Consumer Product | 03/08/2017 |  | 03/08/2017
York | Evcon | D6NZ060D11006NX | Natural Gas | Induced Draft | False | True | 1 | False | Horizontal |  | None | Non-Condensing | Two-Stage Modulating |  | 1 | Premium |  | 135000 | 108000 |  |  | 114400 | 262 | 80 | 78 | [8 empty] | Federally-Regulated Consumer Product | 03/08/2017 |  | 03/08/2017
York | Luxaire | TM8T060A12MP11 | Natural Gas | Induced Draft | False | False | 1 | False | Horizontal |  | None | Non-Condensing | Two-Stage Modulating |  | 0.33 | Standard |  | 60000 | 47000 |  |  | 58100 | 450 | 80 | 78 | [8 empty] | Federally-Regulated Consumer Product | 03/08/2017 |  | 03/08/2017
York | York | TG8S100C16MP11 | Natural Gas | Induced Draft | False | False | 1 | False | Horizontal | None | None | Non-Condensing | Single-Stage | Multiple-Speed | 0.5 | Standard |  | 100000 | 80000 | 1820 | 1012 | 96100 | 930 | 80 | 78 | [8 empty] | Federally-Regulated Consumer Product | 03/08/2017 |  | 03/08/2017
York | Coleman | G33E[N,S]3******** | Natural Gas | Induced Draft | False | True | 3 | False | Down |  | None | Non-Condensing | Single-Stage |  | 10 | Standard |  | 267000 | 213000 | [6 empty] | 80 | 80 | [6 empty] | Federally-Regulated Commercial & Industrial Equipment | 03/08/2017 |  | 03/08/2017
York | Evcon | ZK036*08*F**** | Natural Gas | Induced Draft | False | True | 1 | False | Down |  | None | Non-Condensing | Single-Stage |  | 1.5 | Standard |  | 100000 | 80000 |  |  | 93400 | 1438 | 80.5 | 78 | [8 empty] | Federally-Regulated Consumer Product | 03/08/2017 |  | 03/08/2017
York | Luxaire | TM8T060A12MP11 | Natural Gas | Induced Draft | False | False | 1 | False | Down |  | None | Non-Condensing | Two-Stage Modulating |  | 0.33 | Standard |  | 60000 | 47000 |  |  | 58100 | 450 | 80 | 78 | [8 empty] | Federally-Regulated Consumer Product | 03/08/2017 |  | 03/08/2017
York | Luxaire | TM8T100C16MP11 | Natural Gas | Induced Draft | False | False | 1 | False | Down |  | None | Non-Condensing | Two-Stage Modulating |  | 0.5 | Standard |  | 100000 | 80000 |  |  | 96500 | 850 | 80 | 78 | [8 empty] | Federally-Regulated Consumer Product | 03/08/2017 |  | 03/08/2017
York | Fraser Johnston | D6NQ042N06506NX | Natural Gas | Induced Draft | False | True | 1 | False | Down |  | None | Non-Condensing | Single-Stage |  | 1 | Premium |  | 80000 | 64000 |  |  | 74700 | 1140 | 80.8 | 78 | [8 empty] | Federally-Regulated Consumer Product | 03/08/2017 |  | 03/08/2017
York | York | D6NQ036D07206NX | Natural Gas | Induced Draft | False | True | 1 | False | Down |  | None | Non-Condensing | Two-Stage Modulating |  | 0.75 | Premium |  | 90000 | 72000 |  |  | 74700 | 273 | 80 | 78 | [8 empty] | Federally-Regulated Consumer Product | 03/08/2017 |  | 03/08/2017
York | Luxaire | D7NQ030D05606NX | Natural Gas | Induced Draft | False | True | 1 | False | Horizontal |  | None | Non-Condensing | Two-Stage Modulating |  | 0.75 | Premium |  | 70000 | 57000 |  |  | 56100 | 216 | 81 | 78 | [8 empty] | Federally-Regulated Consumer Product | 03/08/2017 |  | 03/08/2017
York | Johnson Controls | S33B[D,T]3******** | LPG | Induced Draft | False | True | 3 | False | Down |  | None | Non-Condensing | Step Modulating |  | 10 | Standard |  | 267000 | 213000 | [6 empty] | 80 | 80 | [6 empty] | Federally-Regulated Commercial & Industrial Equipment | 03/08/2017 |  | 03/08/2017
York | Coleman | TM9V080C16MP11 | LPG | Induced Draft | False | False | 1 | False | Horizontal | None | None | Condensing | Two-Stage Modulating | Variable-Speed | 0.75 | Premium | 60 | 80000 | 77000 | 1787 | 544 | 79000 | 273 | 96 | 78 | [8 empty] | Federally-Regulated Consumer Product | 03/08/2017 |  | 03/08/2017
York | Johnson Controls | H33B[D,T]3******** | LPG | Induced Draft | False | True | 3 | False | Down |  | None | Non-Condensing | Step Modulating |  | 10 | Standard |  | 267000 | 213000 | [6 empty] | 80 | 80 | [6 empty] | Federally-Regulated Commercial & Industrial Equipment | 03/08/2017 |  | 03/08/2017
York | Luxaire | D6NZ060N11006NX | Natural Gas | Induced Draft | False | True | 1 | False | Horizontal |  | None | Non-Condensing | Single-Stage |  | 1 | Premium |  | 135000 | 108000 |  |  | 115300 | 1073 | 80.2 | 78 | [8 empty] | Federally-Regulated Consumer Product | 03/08/2017 |  | 03/08/2017
York | Coleman | TG9S100C20MP11 | LPG | Induced Draft | False | False | 1 | False | Down | None | None | Condensing | Single-Stage | Multiple-Speed | 1 | Standard |  | 100000 | 97000 | 1934 | 1183 | 96600 | 1118 | 95.5 | 78 | [8 empty] | Federally-Regulated Consumer Product | 03/08/2017 |  | 03/08/2017
York | York | TM9E100C16MP11 | LPG | Induced Draft | False | False | 1 | False | Down |  | None | Condensing | Single-Stage |  | 0.5 | Premium |  | 100000 | 96000 |  |  | 99600 | 463 | 95 | 78 | [8 empty] | Federally-Regulated Consumer Product | 03/08/2017 |  | 03/08/2017
York | Evcon | TG8S080C22MP11 | Natural Gas | Induced Draft | False | False | 1 | False | Down | None | None | Non-Condensing | Single-Stage | Multiple-Speed | 1 | Standard |  | 80000 | 64000 | 2448 | 1263 | 74800 | 1234 | 80 | 78 | [8 empty] | Federally-Regulated Consumer Product | 03/08/2017 |  | 03/08/2017
York | Luxaire | D7NY060D11006NX | Natural Gas | Induced Draft | False | True | 1 | False | Horizontal |  | None | Non-Condensing | Two-Stage Modulating |  | 1 | Premium |  | 135000 | 110000 |  |  | 112900 | 413 | 81 | 78 | [8 empty] | Federally-Regulated Consumer Product | 03/08/2017 |  | 03/08/2017
York | Coleman | TM9T080B12MP11 | Natural Gas | Induced Draft | False | False | 1 | False | Up | None | None | Condensing | Two-Stage Modulating | Multiple-Speed | 0.5 | Standard |  | 80000 | 77000 | 1370 | 854 | 81300 | 588 | 96 | 78 | [8 empty] | Federally-Regulated Consumer Product | 03/08/2017 |  | 03/08/2017
York | Guardian | RGF19120DP20MP11 | Natural Gas | Induced Draft | False | False | 1 | False | Up |  | None | Condensing | Single-Stage |  | 1 | Standard |  | 120000 | 116000 |  |  | 112600 | 1359 | 95.5 | 78 | [8 empty] | Federally-Regulated Consumer Product | 03/08/2017 |  | 03/08/2017
York | Coleman | TP9C100C16MP12 | LPG | Induced Draft | False | False | 1 | False | Horizontal |  | None | Condensing | Step Modulating |  | 0.75 | Premium |  | 100000 | 97000 |  |  | 96500 | 536 | 97.7 | 78 | [8 empty] | Federally-Regulated Consumer Product | 03/08/2017 |  | 03/08/2017
York | Evcon | TMLT120C20MP11 | LPG | Induced Draft | False | False | 1 | False | Down |  | None | Non-Condensing | Two-Stage Modulating |  | 1 | Standard |  | 120000 | 96000 |  |  | 116600 | 832 | 80 | 78 | [8 empty] | Federally-Regulated Consumer Product | 03/08/2017 |  | 03/08/2017
York | York | TG9S130D20MP11 | Natural Gas | Induced Draft | False | False | 1 | False | Down | None | None | Condensing | Single-Stage | Multiple-Speed | 1 | Standard |  | 130000 | 125000 | 2047 | 1198 | 112700 | 1305 | 95.5 | 78 | [8 empty] | Federally-Regulated Consumer Product | 03/08/2017 |  | 03/08/2017
York | Evcon | RGF19080BP12MP11 | LPG | Induced Draft | False | False | 1 | False | Horizontal |  | None | Condensing | Single-Stage |  | 0.5 | Standard |  | 80000 | 78000 |  |  | 80500 | 960 | 95.5 | 78 | [8 empty] | Federally-Regulated Consumer Product | 03/08/2017 |  | 03/08/2017
York | York | TM8T100C16MP11 | Natural Gas | Induced Draft | False | False | 1 | False | Up |  | None | Non-Condensing | Two-Stage Modulating |  | 0.5 | Standard |  | 100000 | 80000 |  |  | 96500 | 850 | 80 | 78 | [8 empty] | Federally-Regulated Consumer Product | 03/08/2017 |  | 03/08/2017
York | Fraser Johnston | TM9V100C16MP11 | Natural Gas | Induced Draft | False | False | 1 | False | Down | None | None | Condensing | Two-Stage Modulating | Variable-Speed | 0.75 | Premium | 60 | 100000 | 96000 | 1818 | 519 | 95600 | 364 | 96 | 78 | [8 empty] | Federally-Regulated Consumer Product | 03/08/2017 |  | 03/08/2017
York | Luxaire | D7NQ024N05606NX | Natural Gas | Induced Draft | False | True | 1 | False | Horizontal |  | None | Non-Condensing | Single-Stage |  | 0.5 | Premium |  | 70000 | 57000 |  |  | 58300 | 241 | 81 | 78 | [8 empty] | Federally-Regulated Consumer Product | 03/08/2017 |  | 03/08/2017
York | Evcon | D6NZ030N05606NX | LPG | Induced Draft | False | True | 1 | False | Horizontal |  | None | Non-Condensing | Single-Stage |  | 0.75 | Premium |  | 70000 | 56000 |  |  | 56700 | 764 | 80.5 | 78 | [8 empty] | Federally-Regulated Consumer Product | 03/08/2017 |  | 03/08/2017
York | Luxaire | TM9M120D20MP12 | LPG | Induced Draft | False | False | 1 | False | Up |  | None | Condensing | Step Modulating |  | 1 | Standard |  | 120000 | 116000 |  |  | 111200 | 1144 | 97 | 78 | [8 empty] | Federally-Regulated Consumer Product | 03/08/2017 |  | 03/08/2017
York | Coleman | TM8V080C16MP11 | Natural Gas | Induced Draft | False | False | 1 | False | Horizontal |  | None | Non-Condensing | Two-Stage Modulating |  | 0.75 | Premium |  | 80000 | 63000 |  |  | 76900 | 323 | 80 | 78 | [8 empty] | Federally-Regulated Consumer Product | 03/08/2017 |  | 03/08/2017
York | Luxaire | TG9S060B12MP11 | Natural Gas | Induced Draft | False | False | 1 | False | Up | None | None | Condensing | Single-Stage | Multiple-Speed | 0.5 | Standard |  | 60000 | 58000 | 1243 | 713 | 48100 | 622 | 95.5 | 78 | [8 empty] | Federally-Regulated Consumer Product | 03/08/2017 |  | 03/08/2017
York | York | D6NQ048D09006NX | LPG | Induced Draft | False | True | 1 | False | Down |  | None | Non-Condensing | Two-Stage Modulating |  | 1 | Premium |  | 108000 | 87000 |  |  | 94100 | 287 | 80 | 78 | [8 empty] | Federally-Regulated Consumer Product | 03/08/2017 |  | 03/08/2017
York | Fraser Johnston | TG9S060A10MP11 | LPG | Induced Draft | False | False | 1 | False | Down | None | None | Condensing | Single-Stage | Multiple-Speed | 0.5 | Standard |  | 60000 | 58000 | 1103 | 769 | 47900 | 674 | 95.5 | 78 | [8 empty] | Federally-Regulated Consumer Product | 03/08/2017 |  | 03/08/2017
York | Coleman | D6NZ036D05606NX | Natural Gas | Induced Draft | False | True | 1 | False | Down |  | None | Non-Condensing | Two-Stage Modulating |  | 0.75 | Premium |  | 70000 | 56000 |  |  | 58000 | 263 | 80 | 78 | [8 empty] | Federally-Regulated Consumer Product | 03/08/2017 |  | 03/08/2017
York | York | TPLC060A12MP12 | LPG | Induced Draft | False | False | 1 | False | Down |  | None | Non-Condensing | Step Modulating |  | 0.5 | Premium |  | 60000 | 47000 |  |  | 58100 | 167 | 80 | 78 | [8 empty] | Federally-Regulated Consumer Product | 03/08/2017 |  | 03/08/2017
York | York | D6NZ024N03606NX | Natural Gas | Induced Draft | False | True | 1 | False | Horizontal |  | None | Non-Condensing | Single-Stage |  | 0.5 | Premium |  | 45000 | 36000 |  |  | 37900 | 468 | 80.2 | 78 | [8 empty] | Federally-Regulated Consumer Product | 03/08/2017 |  | 03/08/2017
York | York | D6NQ036D07206NX | LPG | Induced Draft | False | True | 1 | False | Down |  | None | Non-Condensing | Two-Stage Modulating |  | 0.75 | Premium |  | 90000 | 72000 |  |  | 74700 | 273 | 80 | 78 | [8 empty] | Federally-Regulated Consumer Product | 03/08/2017 |  | 03/08/2017
York | Luxaire | TM9T060B12MP11 | Natural Gas | Induced Draft | False | False | 1 | False | Up | None | None | Condensing | Two-Stage Modulating | Multiple-Speed | 0.5 | Standard |  | 60000 | 58000 | 1243 | 713 | 48700 | 371 | 96 | 78 | [8 empty] | Federally-Regulated Consumer Product | 03/08/2017 |  | 03/08/2017
York | Evcon | TG8S120C16MP11 | LPG | Induced Draft | False | False | 1 | False | Horizontal | None | None | Non-Condensing | Single-Stage | Multiple-Speed | 0.5 | Standard |  | 120000 | 96000 | 1600 | 1002 | 115100 | 1166 | 80 | 78 | [8 empty] | Federally-Regulated Consumer Product | 03/08/2017 |  | 03/08/2017
York | York | TG8S120C16MP11 | Natural Gas | Induced Draft | False | False | 1 | False | Horizontal | None | None | Non-Condensing | Single-Stage | Multiple-Speed | 0.5 | Standard |  | 120000 | 96000 | 1600 | 1002 | 115100 | 1166 | 80 | 78 | [8 empty] | Federally-Regulated Consumer Product | 03/08/2017 |  | 03/08/2017
York | Guardian | GGLS120C16MP11 | Natural Gas | Induced Draft | False | False | 1 | False | Up | None | None | Non-Condensing | Single-Stage | Multiple-Speed | 0.5 | Standard |  | 120000 | 96000 | 1600 | 1002 | 115100 | 1166 | 80 | 78 | [8 empty] | Federally-Regulated Consumer Product | 03/08/2017 |  | 03/08/2017
York | Fraser Johnston | ZK060*10*F**** | LPG | Induced Draft | False | True | 1 | False | Horizontal |  | None | Non-Condensing | Single-Stage |  | 1.5 | Standard |  | 125000 | 100000 |  |  | 117500 | 510 | 80.3 | 78 | [8 empty] | Federally-Regulated Consumer Product | 03/08/2017 |  | 03/08/2017
York | Evcon | TM8V100C20MP11 | Natural Gas | Induced Draft | False | False | 1 | False | Horizontal |  | None | Non-Condensing | Two-Stage Modulating |  | 1 | Premium |  | 100000 | 80000 |  |  | 95200 | 380 | 80 | 78 | [8 empty] | Federally-Regulated Consumer Product | 03/08/2017 |  | 03/08/2017
York | York | YPLC100C16MP12 | LPG | Induced Draft | False | False | 1 | False | Horizontal |  | None | Non-Condensing | Step Modulating |  | 0.75 | Premium |  | 100000 | 78000 |  |  | 97300 | 253 | 80 | 78 | [8 empty] | Federally-Regulated Consumer Product | 03/08/2017 |  | 03/08/2017
York | Luxaire | D7HQ042D09006NX | Natural Gas | Induced Draft | False | True | 1 | False | Down |  | None | Non-Condensing | Two-Stage Modulating |  | 1 | Premium |  | 108000 | 89000 |  |  | 94500 | 338 | 81 | 78 | [8 empty] | Federally-Regulated Consumer Product | 03/08/2017 |  | 03/08/2017
York | Coleman | D6NQ030N03606NX | Natural Gas | Induced Draft | False | True | 1 | False | Down |  | None | Non-Condensing | Single-Stage |  | 0.75 | Premium |  | 45000 | 36000 |  |  | 37900 | 468 | 80.5 | 78 | [8 empty] | Federally-Regulated Consumer Product | 03/08/2017 |  | 03/08/2017
York | Evcon | TP9C100C16MP12 | Natural Gas | Induced Draft | False | False | 1 | False | Down |  | None | Condensing | Step Modulating |  | 0.75 | Premium |  | 100000 | 97000 |  |  | 96500 | 536 | 97.7 | 78 | [8 empty] | Federally-Regulated Consumer Product | 03/08/2017 |  | 03/08/2017
York | York | TP9C060B12MP12 | LPG | Induced Draft | False | False | 1 | False | Up |  | None | Condensing | Step Modulating |  | 0.5 | Premium |  | 60000 | 58000 |  |  | 48400 | 241 | 97.5 | 78 | [8 empty] | Federally-Regulated Consumer Product | 03/08/2017 |  | 03/08/2017
York | Luxaire | LPLC060A12MP12 | Natural Gas | Induced Draft | False | False | 1 | False | Down |  | None | Non-Condensing | Step Modulating |  | 0.5 | Premium |  | 60000 | 47000 |  |  | 58100 | 167 | 80 | 78 | [8 empty] | Federally-Regulated Consumer Product | 03/08/2017 |  | 03/08/2017
York | Luxaire | TG8S060A10MP11 | Natural Gas | Induced Draft | False | False | 1 | False | Down | None | None | Non-Condensing | Single-Stage | Multiple-Speed | 0.33 | Standard |  | 60000 | 48000 | 1004 | 708 | 57700 | 553 | 80 | 78 | [8 empty] | Federally-Regulated Consumer Product | 03/08/2017 |  | 03/08/2017
York | Evcon | TM8V120C20MP11 | Natural Gas | Induced Draft | False | False | 1 | False | Up |  | None | Non-Condensing | Two-Stage Modulating |  | 1 | Premium |  | 120000 | 96000 |  |  | 111300 | 456 | 80 | 78 | [8 empty] | Federally-Regulated Consumer Product | 03/08/2017 |  | 03/08/2017
York | York | D7NY060D09006NX | Natural Gas | Induced Draft | False | True | 1 | False | Down |  | None | Non-Condensing | Two-Stage Modulating |  | 1 | Premium |  | 108000 | 89000 |  |  | 94500 | 338 | 81 | 78 | [8 empty] | Federally-Regulated Consumer Product | 03/08/2017 |  | 03/08/2017
York | Evcon | ZK036*08*F**** | LPG | Induced Draft | False | True | 1 | False | Down |  | None | Non-Condensing | Single-Stage |  | 1.5 | Standard |  | 100000 | 80000 |  |  | 93400 | 1438 | 80.5 | 78 | [8 empty] | Federally-Regulated Consumer Product | 03/08/2017 |  | 03/08/2017
York | Evcon | D6NQ042D09006NX | LPG | Induced Draft | False | True | 1 | False | Horizontal |  | None | Non-Condensing | Two-Stage Modulating |  | 0.75 | Premium |  | 108000 | 87000 |  |  | 94900 | 259 | 80 | 78 | [8 empty] | Federally-Regulated Consumer Product | 03/08/2017 |  | 03/08/2017
York | Fraser Johnston | D6NQ036N07206NX | LPG | Induced Draft | False | True | 1 | False | Horizontal |  | None | Non-Condensing | Single-Stage |  | 0.75 | Premium |  | 90000 | 72000 |  |  | 75500 | 1056 | 80.1 | 78 | [8 empty] | Federally-Regulated Consumer Product | 03/08/2017 |  | 03/08/2017
York | Luxaire | D7NX036D09006NX | LPG | Induced Draft | False | True | 1 | False | Down |  | None | Non-Condensing | Two-Stage Modulating |  | 1 | Premium |  | 108000 | 89000 |  |  | 94500 | 338 | 81 | 78 | [8 empty] | Federally-Regulated Consumer Product | 03/08/2017 |  | 03/08/2017
York | Guardian | GGLS060A10MP11 | LPG | Induced Draft | False | False | 1 | False | Up | None | None | Non-Condensing | Single-Stage | Multiple-Speed | 0.33 | Standard |  | 60000 | 48000 | 1004 | 708 | 57700 | 553 | 80 | 78 | [8 empty] | Federally-Regulated Consumer Product | 03/08/2017 |  | 03/08/2017
York | Evcon | TGLS060A10MP11 | LPG | Induced Draft | False | False | 1 | False | Horizontal | None | None | Non-Condensing | Single-Stage | Multiple-Speed | 0.33 | Standard |  | 60000 | 48000 | 1004 | 708 | 57700 | 553 | 80 | 78 | [8 empty] | Federally-Regulated Consumer Product | 03/08/2017 |  | 03/08/2017
York | Coleman | D7NQ024N05606NX | Natural Gas | Induced Draft | False | True | 1 | False | Down |  | None | Non-Condensing | Single-Stage |  | 0.5 | Premium |  | 70000 | 57000 |  |  | 58300 | 241 | 81 | 78 | [8 empty] | Federally-Regulated Consumer Product | 03/08/2017 |  | 03/08/2017
York | Coleman | D6NZ024N05606NX | Natural Gas | Induced Draft | False | True | 1 | False | Down |  | None | Non-Condensing | Single-Stage |  | 0.5 | Premium |  | 70000 | 56000 |  |  | 56700 | 764 | 80.2 | 78 | [8 empty] | Federally-Regulated Consumer Product | 03/08/2017 |  | 03/08/2017
York | Fraser Johnston | TP9C100C16MP12 | Natural Gas | Induced Draft | False | False | 1 | False | Up |  | None | Condensing | Step Modulating |  | 0.75 | Premium |  | 100000 | 97000 |  |  | 96500 | 536 | 97.7 | 78 | [8 empty] | Federally-Regulated Consumer Product | 03/08/2017 |  | 03/08/2017
York | Fraser Johnston | D7NQ036N07206NX | LPG | Induced Draft | False | True | 1 | False | Horizontal |  | None | Non-Condensing | Single-Stage |  | 0.75 | Premium |  | 90000 | 73000 |  |  | 76900 | 510 | 81 | 78 | [8 empty] | Federally-Regulated Consumer Product | 03/08/2017 |  | 03/08/2017
York | Fraser Johnston | TM9V080C16MP11 | Natural Gas | Induced Draft | False | False | 1 | False | Up | None | None | Condensing | Two-Stage Modulating | Variable-Speed | 0.75 | Premium | 60 | 80000 | 77000 | 1787 | 544 | 79000 | 273 | 96 | 78 | [8 empty] | Federally-Regulated Consumer Product | 03/08/2017 |  | 03/08/2017
York | Evcon | RGF1L040AP08MP11 | LPG | Induced Draft | False | False | 1 | False | Horizontal |  | None | Non-Condensing | Single-Stage |  | 0.2 | Standard |  | 40000 | 32000 |  |  | 38300 | 473 | 80 | 78 | [8 empty] | Federally-Regulated Consumer Product | 03/08/2017 |  | 03/08/2017
York | Evcon | TG8S100B12MP11 | Natural Gas | Induced Draft | False | False | 1 | False | Up | None | None | Non-Condensing | Single-Stage | Multiple-Speed | 0.33 | Standard |  | 100000 | 80000 | 1223 | 614 | 96100 | 935 | 80 | 78 | [8 empty] | Federally-Regulated Consumer Product | 03/08/2017 |  | 03/08/2017
York | York | ZR060*10*1**** | Natural Gas | Induced Draft | False | True | 1 | False | Down |  | None | Non-Condensing | Single-Stage |  | 1.5 | Standard |  | 125000 | 100000 |  |  | 117500 | 510 | 80.3 | 78 | [8 empty] | Federally-Regulated Consumer Product | 03/08/2017 |  | 03/08/2017
York | Fraser Johnston | TM8V080C16MP11 | LPG | Induced Draft | False | False | 1 | False | Horizontal |  | None | Non-Condensing | Two-Stage Modulating |  | 0.75 | Premium |  | 80000 | 63000 |  |  | 76900 | 323 | 80 | 78 | [8 empty] | Federally-Regulated Consumer Product | 03/08/2017 |  | 03/08/2017
York | Johnson Controls | H33A[N,S]3******** | Natural Gas | Induced Draft | False | True | 3 | False | Horizontal |  | None | Non-Condensing | Single-Stage |  | 10 | Standard |  | 267000 | 213000 | [6 empty] | 80 | 80 | [6 empty] | Federally-Regulated Commercial & Industrial Equipment | 03/08/2017 |  | 03/08/2017
York | Luxaire | D6NZ048N06506NX | Natural Gas | Induced Draft | False | True | 1 | False | Horizontal |  | None | Non-Condensing | Single-Stage |  | 1 | Premium |  | 80000 | 64000 |  |  | 73900 | 1250 | 80.8 | 78 | [8 empty] | Federally-Regulated Consumer Product | 03/08/2017 |  | 03/08/2017
York | Evcon | RGF1L060AE12MP11 | LPG | Induced Draft | False | False | 1 | False | Up |  | None | Non-Condensing | Single-Stage |  | 0.5 | Premium |  | 60000 | 48000 |  |  | 59100 | 243 | 80 | 78 | [8 empty] | Federally-Regulated Consumer Product | 03/08/2017 |  | 03/08/2017
York | York | D6NQ024N05606NX | Natural Gas | Induced Draft | False | True | 1 | False | Down |  | None | Non-Condensing | Single-Stage |  | 0.5 | Premium |  | 70000 | 56000 |  |  | 56700 | 764 | 80.2 | 78 | [8 empty] | Federally-Regulated Consumer Product | 03/08/2017 |  | 03/08/2017
York | Evcon | D6NQ042N09006NX | Natural Gas | Induced Draft | False | True | 1 | False | Horizontal |  | None | Non-Condensing | Single-Stage |  | 1 | Premium |  | 108000 | 87000 |  |  | 94400 | 1124 | 80.6 | 78 | [8 empty] | Federally-Regulated Consumer Product | 03/08/2017 |  | 03/08/2017
York | York | Z33A[N,S]3******** | LPG | Induced Draft | False | True | 3 | False | Horizontal |  | None | Non-Condensing | Single-Stage |  | 10 | Standard |  | 267000 | 213000 | [6 empty] | 80 | 80 | [6 empty] | Federally-Regulated Commercial & Industrial Equipment | 03/08/2017 |  | 03/08/2017
York | Luxaire | D6NQ024D05606NX | Natural Gas | Induced Draft | False | True | 1 | False | Down |  | None | Non-Condensing | Two-Stage Modulating |  | 0.5 | Premium |  | 70000 | 56000 |  |  | 57600 | 151 | 80 | 78 | [8 empty] | Federally-Regulated Consumer Product | 03/08/2017 |  | 03/08/2017
York | Luxaire | TP9C120D20MP12 | Natural Gas | Induced Draft | False | False | 1 | False | Up |  | None | Condensing | Step Modulating |  | 1 | Premium |  | 120000 | 116000 |  |  | 112400 | 597 | 98 | 78 | [8 empty] | Federally-Regulated Consumer Product | 03/08/2017 |  | 03/08/2017
York | Luxaire | TM9E080B12MP11 | Natural Gas | Induced Draft | False | False | 1 | False | Horizontal |  | None | Condensing | Single-Stage |  | 0.5 | Premium |  | 80000 | 77000 |  |  | 83000 | 382 | 95 | 78 | [8 empty] | Federally-Regulated Consumer Product | 03/08/2017 |  | 03/08/2017
York | Coleman | TG9S120D20MP11 | LPG | Induced Draft | False | False | 1 | False | Down | None | None | Condensing | Single-Stage | Multiple-Speed | 1 | Standard |  | 120000 | 116000 | 1977 | 1190 | 112700 | 1311 | 95.5 | 78 | [8 empty] | Federally-Regulated Consumer Product | 03/08/2017 |  | 03/08/2017
York | Fraser Johnston | TGLS100C16MP11 | Natural Gas | Induced Draft | False | False | 1 | False | Horizontal | None | None | Non-Condensing | Single-Stage | Multiple-Speed | 0.5 | Standard |  | 100000 | 80000 | 1820 | 1012 | 96100 | 930 | 80 | 78 | [8 empty] | Federally-Regulated Consumer Product | 03/08/2017 |  | 03/08/2017
York | Evcon | D6NQ048N11006NX | Natural Gas | Induced Draft | False | True | 1 | False | Down |  | None | Non-Condensing | Single-Stage |  | 1 | Premium |  | 135000 | 108000 |  |  | 114000 | 1275 | 80.5 | 78 | [8 empty] | Federally-Regulated Consumer Product | 03/08/2017 |  | 03/08/2017
York | Evcon | TMLX060A12MP11 | LPG | Induced Draft | False | False | 1 | False | Down |  | None | Non-Condensing | Single-Stage |  | 0.5 | Premium |  | 60000 | 48000 |  |  | 59100 | 243 | 80 | 78 | [8 empty] | Federally-Regulated Consumer Product | 03/08/2017 |  | 03/08/2017
York | Luxaire | TPLC100C20MP12 | LPG | Induced Draft | False | False | 1 | False | Horizontal |  | None | Non-Condensing | Step Modulating |  | 1 | Premium |  | 100000 | 78000 |  |  | 97500 | 238 | 80 | 78 | [8 empty] | Federally-Regulated Consumer Product | 03/08/2017 |  | 03/08/2017
York | Coleman | TM9M120D20MP12 | LPG | Induced Draft | False | False | 1 | False | Horizontal |  | None | Condensing | Step Modulating |  | 1 | Standard |  | 120000 | 116000 |  |  | 111200 | 1144 | 97 | 78 | [8 empty] | Federally-Regulated Consumer Product | 03/08/2017 |  | 03/08/2017
York | York | TPLC080B12MP12 | Natural Gas | Induced Draft | False | False | 1 | False | Horizontal |  | None | Non-Condensing | Step Modulating |  | 0.5 | Premium |  | 80000 | 62000 |  |  | 77900 | 235 | 80 | 78 | [8 empty] | Federally-Regulated Consumer Product | 03/08/2017 |  | 03/08/2017
York | Coleman | TMLV060A12MP11 | Natural Gas | Induced Draft | False | False | 1 | False | Up |  | None | Non-Condensing | Two-Stage Modulating |  | 0.5 | Premium |  | 60000 | 47000 |  |  | 57000 | 259 | 80 | 78 | [8 empty] | Federally-Regulated Consumer Product | 03/08/2017 |  | 03/08/2017
York | Luxaire | TM9T120D20MP11 | LPG | Induced Draft | False | False | 1 | False | Up | None | None | Condensing | Two-Stage Modulating | Multiple-Speed | 1 | Standard |  | 120000 | 115000 | 1977 | 1190 | 113900 | 801 | 96 | 78 | [8 empty] | Federally-Regulated Consumer Product | 03/08/2017 |  | 03/08/2017
York | Coleman | D6NZ048D11006NX | LPG | Induced Draft | False | True | 1 | False | Down |  | None | Non-Condensing | Two-Stage Modulating |  | 1 | Premium |  | 135000 | 108000 |  |  | 114400 | 262 | 80 | 78 | [8 empty] | Federally-Regulated Consumer Product | 03/08/2017 |  | 03/08/2017
York | Evcon | TG8S080C22MP11 | LPG | Induced Draft | False | False | 1 | False | Horizontal | None | None | Non-Condensing | Single-Stage | Multiple-Speed | 1 | Standard |  | 80000 | 64000 | 2448 | 1263 | 74800 | 1234 | 80 | 78 | [8 empty] | Federally-Regulated Consumer Product | 03/08/2017 |  | 03/08/2017
York | Evcon | D6NQ060N09006NX | LPG | Induced Draft | False | True | 1 | False | Down |  | None | Non-Condensing | Single-Stage |  | 1 | Premium |  | 108000 | 87000 |  |  | 93400 | 1313 | 80.6 | 78 | [8 empty] | Federally-Regulated Consumer Product | 03/08/2017 |  | 03/08/2017
York | Luxaire | TMLX080B12MP11 | LPG | Induced Draft | False | False | 1 | False | Down |  | None | Non-Condensing | Single-Stage |  | 0.5 | Premium |  | 80000 | 64000 |  |  | 78600 | 379 | 80 | 78 | [8 empty] | Federally-Regulated Consumer Product | 03/08/2017 |  | 03/08/2017
York | Fraser Johnston | D6NY060D09006NX | Natural Gas | Induced Draft | False | True | 1 | False | Horizontal |  | None | Non-Condensing | Two-Stage Modulating |  | 1 | Premium |  | 108000 | 87000 |  |  | 94100 | 287 | 80 | 78 | [8 empty] | Federally-Regulated Consumer Product | 03/08/2017 |  | 03/08/2017
York | York | TM9M080C16MP12 | LPG | Induced Draft | False | False | 1 | False | Up |  | None | Condensing | Step Modulating |  | 0.75 | Standard |  | 80000 | 78000 |  |  | 76300 | 1530 | 97 | 78 | [8 empty] | Federally-Regulated Consumer Product | 03/08/2017 |  | 03/08/2017
York | Fraser Johnston | D6NQ042N09006NX | Natural Gas | Induced Draft | False | True | 1 | False | Down |  | None | Non-Condensing | Single-Stage |  | 1 | Premium |  | 108000 | 87000 |  |  | 94400 | 1124 | 80.6 | 78 | [8 empty] | Federally-Regulated Consumer Product | 03/08/2017 |  | 03/08/2017
York | Fraser Johnston | TP9C080B12MP12 | Natural Gas | Induced Draft | False | False | 1 | False | Up |  | None | Condensing | Step Modulating |  | 0.5 | Premium |  | 80000 | 77000 |  |  | 80800 | 435 | 97.5 | 78 | [8 empty] | Federally-Regulated Consumer Product | 03/08/2017 |  | 03/08/2017
York | Evcon | D6NZ048D09006NX | Natural Gas | Induced Draft | False | True | 1 | False | Down |  | None | Non-Condensing | Two-Stage Modulating |  | 1 | Premium |  | 108000 | 87000 |  |  | 94100 | 544 | 80 | 78 | [8 empty] | Federally-Regulated Consumer Product | 03/08/2017 |  | 03/08/2017
York | Evcon | TM9M080B12MP12 | Natural Gas | Induced Draft | False | False | 1 | False | Horizontal |  | None | Condensing | Step Modulating |  | 0.5 | Standard |  | 80000 | 77000 |  |  | 77900 | 1113 | 97 | 78 | [8 empty] | Federally-Regulated Consumer Product | 03/08/2017 |  | 03/08/2017
York | Evcon | D6HQ024D05606NX | Natural Gas | Induced Draft | False | True | 1 | False | Down |  | None | Non-Condensing | Two-Stage Modulating |  | 0.5 | Premium |  | 70000 | 56000 |  |  | 57600 | 151 | 80 | 78 | [8 empty] | Federally-Regulated Consumer Product | 03/08/2017 |  | 03/08/2017
York | Evcon | D6HQ060D09006NX | Natural Gas | Induced Draft | False | True | 1 | False | Horizontal |  | None | Non-Condensing | Two-Stage Modulating |  | 1 | Premium |  | 108000 | 87000 |  |  | 94100 | 287 | 80 | 78 | [8 empty] | Federally-Regulated Consumer Product | 03/08/2017 |  | 03/08/2017
York | Evcon | RGF1L080CE16MP11 | LPG | Induced Draft | False | False | 1 | False | Up |  | None | Non-Condensing | Single-Stage |  | 0.5 | Premium |  | 80000 | 64000 |  |  | 78300 | 444 | 80 | 78 | [8 empty] | Federally-Regulated Consumer Product | 03/08/2017 |  | 03/08/2017
York | York | MG9S080C16MP11 | LPG | Induced Draft | False | False | 1 | True | Horizontal |  | None | Condensing | Single-Stage |  | 0.75 | Standard |  | 80000 | 78000 |  |  | 80500 | 968 | 95.5 | 75 | [8 empty] | Federally-Regulated Consumer Product | 03/08/2017 |  | 03/08/2017
York | Evcon | TM9V120D20MP11 | Natural Gas | Induced Draft | False | False | 1 | False | Down | None | None | Condensing | Two-Stage Modulating | Variable-Speed | 1 | Premium | 60 | 120000 | 115000 | 2006 | 718 | 109300 | 407 | 96 | 78 | [8 empty] | Federally-Regulated Consumer Product | 03/08/2017 |  | 03/08/2017
York | York | TM9T080C16MP11 | Natural Gas | Induced Draft | False | False | 1 | False | Down | None | None | Condensing | Two-Stage Modulating | Multiple-Speed | 0.75 | Standard |  | 80000 | 77000 | 1671 | 838 | 80400 | 849 | 96 | 78 | [8 empty] | Federally-Regulated Consumer Product | 03/08/2017 |  | 03/08/2017
York | Luxaire | TG8S100C20MP11 | Natural Gas | Induced Draft | False | False | 1 | False | Horizontal | None | None | Non-Condensing | Single-Stage | Multiple-Speed | 1 | Standard |  | 100000 | 80000 | 2478 | 1307 | 95100 | 1178 | 80 | 78 | [8 empty] | Federally-Regulated Consumer Product | 03/08/2017 |  | 03/08/2017
York | York | TP9C060B12MP12 | Natural Gas | Induced Draft | False | False | 1 | False | Horizontal |  | None | Condensing | Step Modulating |  | 0.5 | Premium |  | 60000 | 58000 |  |  | 48400 | 241 | 97.5 | 78 | [8 empty] | Federally-Regulated Consumer Product | 03/08/2017 |  | 03/08/2017
York | Evcon | RGF19120DE20MP11 | LPG | Induced Draft | False | False | 1 | False | Up |  | None | Condensing | Single-Stage |  | 0.75 | Premium |  | 120000 | 114000 |  |  | 114600 | 816 | 95.5 | 78 | [8 empty] | Federally-Regulated Consumer Product | 03/08/2017 |  | 03/08/2017
York | York | TM8X100C20MP11 | Natural Gas | Induced Draft | False | False | 1 | False | Horizontal |  | None | Non-Condensing | Single-Stage |  | 0.75 | Premium |  | 100000 | 80000 |  |  | 97800 | 568 | 80 | 78 | [8 empty] | Federally-Regulated Consumer Product | 03/08/2017 |  | 03/08/2017
York | Evcon | D6NQ030D05606NX | LPG | Induced Draft | False | True | 1 | False | Down |  | None | Non-Condensing | Two-Stage Modulating |  | 0.75 | Premium |  | 70000 | 56000 |  |  | 55700 | 252 | 80 | 78 | [8 empty] | Federally-Regulated Consumer Product | 03/08/2017 |  | 03/08/2017
York | Luxaire | TP9C100C20MP12 | Natural Gas | Induced Draft | False | False | 1 | False | Horizontal |  | None | Condensing | Step Modulating |  | 1 | Premium |  | 100000 | 97000 |  |  | 96400 | 558 | 97.7 | 78 | [8 empty] | Federally-Regulated Consumer Product | 03/08/2017 |  | 03/08/2017
York | Johnson Controls | S33A[D,T]3******** | Natural Gas | Induced Draft | False | True | 3 | False | Down |  | None | Non-Condensing | Step Modulating |  | 10 | Standard |  | 267000 | 213000 | [6 empty] | 80 | 80 | [6 empty] | Federally-Regulated Commercial & Industrial Equipment | 03/08/2017 |  | 03/08/2017
York | Coleman | TM9M080C16MP12 | LPG | Induced Draft | False | False | 1 | False | Up |  | None | Condensing | Step Modulating |  | 0.75 | Standard |  | 80000 | 78000 |  |  | 76300 | 1530 | 97 | 78 | [8 empty] | Federally-Regulated Consumer Product | 03/08/2017 |  | 03/08/2017
York | Guardian | RGF19100CE16MP11 | Natural Gas | Induced Draft | False | False | 1 | False | Horizontal |  | None | Condensing | Single-Stage |  | 0.5 | Premium |  | 100000 | 95000 |  |  | 98400 | 638 | 95.5 | 78 | [8 empty] | Federally-Regulated Consumer Product | 03/08/2017 |  | 03/08/2017
York | Coleman | TG8S080C22MP11 | LPG | Induced Draft | False | False | 1 | False | Up | None | None | Non-Condensing | Single-Stage | Multiple-Speed | 1 | Standard |  | 80000 | 64000 | 2448 | 1263 | 74800 | 1234 | 80 | 78 | [8 empty] | Federally-Regulated Consumer Product | 03/08/2017 |  | 03/08/2017
York | Evcon | TG9S130D20MP11 | LPG | Induced Draft | False | False | 1 | False | Up | None | None | Condensing | Single-Stage | Multiple-Speed | 1 | Standard |  | 130000 | 125000 | 2047 | 1198 | 112700 | 1305 | 95.5 | 78 | [8 empty] | Federally-Regulated Consumer Product | 03/08/2017 |  | 03/08/2017
York | York | TM8T060A12MP11 | LPG | Induced Draft | False | False | 1 | False | Down |  | None | Non-Condensing | Two-Stage Modulating |  | 0.33 | Standard |  | 60000 | 47000 |  |  | 58100 | 450 | 80 | 78 | [8 empty] | Federally-Regulated Consumer Product | 03/08/2017 |  | 03/08/2017
York | Coleman | D6NZ060N09006NX | Natural Gas | Induced Draft | False | True | 1 | False | Down |  | None | Non-Condensing | Single-Stage |  | 1 | Premium |  | 108000 | 87000 |  |  | 93400 | 1313 | 80.9 | 78 | [8 empty] | Federally-Regulated Consumer Product | 03/08/2017 |  | 03/08/2017
York | York | TM9T060B12MP11 | LPG | Induced Draft | False | False | 1 | False | Down | None | None | Condensing | Two-Stage Modulating | Multiple-Speed | 0.5 | Standard |  | 60000 | 58000 | 1243 | 713 | 48700 | 371 | 96 | 78 | [8 empty] | Federally-Regulated Consumer Product | 03/08/2017 |  | 03/08/2017
York | Evcon | TGLS130D20MP11 | LPG | Induced Draft | False | False | 1 | False | Up | None | None | Non-Condensing | Single-Stage | Multiple-Speed | 1 | Standard |  | 130000 | 104000 | 2399 | 1324 | 114700 | 1265 | 80 | 78 | [8 empty] | Federally-Regulated Consumer Product | 03/08/2017 |  | 03/08/2017
York | York | TM8V080C16MP11 | LPG | Induced Draft | False | False | 1 | False | Down |  | None | Non-Condensing | Two-Stage Modulating |  | 0.75 | Premium |  | 80000 | 63000 |  |  | 76900 | 323 | 80 | 78 | [8 empty] | Federally-Regulated Consumer Product | 03/08/2017 |  | 03/08/2017
York | York | Z33B[N,S]3******** | Natural Gas | Induced Draft | False | True | 3 | False | Horizontal |  | None | Non-Condensing | Single-Stage |  | 10 | Standard |  | 267000 | 213000 | [6 empty] | 80 | 80 | [6 empty] | Federally-Regulated Commercial & Industrial Equipment | 03/08/2017 |  | 03/08/2017
York | Evcon | D7NQ048N11006NX | LPG | Induced Draft | False | True | 1 | False | Horizontal |  | None | Non-Condensing | Single-Stage |  | 1 | Premium |  | 135000 | 109000 |  |  | 116700 | 462 | 81 | 78 | [8 empty] | Federally-Regulated Consumer Product | 03/08/2017 |  | 03/08/2017
York | York | D7HQ048D09006NX | Natural Gas | Induced Draft | False | True | 1 | False | Down |  | None | Non-Condensing | Two-Stage Modulating |  | 1 | Premium |  | 108000 | 89000 |  |  | 94500 | 338 | 81 | 78 | [8 empty] | Federally-Regulated Consumer Product | 03/08/2017 |  | 03/08/2017
York | Evcon | TM9V080B12MP11 | Natural Gas | Induced Draft | False | False | 1 | False | Down | None | None | Condensing | Two-Stage Modulating | Variable-Speed | 0.5 | Premium | 60 | 80000 | 77000 | 1320 | 529 | 79500 | 339 | 96 | 78 | [8 empty] | Federally-Regulated Consumer Product | 03/08/2017 |  | 03/08/2017
York | Fraser Johnston | TMLV100C16MP11 | LPG | Induced Draft | False | False | 1 | False | Down |  | None | Non-Condensing | Two-Stage Modulating |  | 0.75 | Premium |  | 100000 | 80000 |  |  | 94700 | 368 | 80 | 78 | [8 empty] | Federally-Regulated Consumer Product | 03/08/2017 |  | 03/08/2017
York | York | TG8S060A10MP11 | Natural Gas | Induced Draft | False | False | 1 | False | Horizontal | None | None | Non-Condensing | Single-Stage | Multiple-Speed | 0.33 | Standard |  | 60000 | 48000 | 1004 | 708 | 57700 | 553 | 80 | 78 | [8 empty] | Federally-Regulated Consumer Product | 03/08/2017 |  | 03/08/2017
York | Luxaire | TM8T100C16MP11 | LPG | Induced Draft | False | False | 1 | False | Up |  | None | Non-Condensing | Two-Stage Modulating |  | 0.5 | Standard |  | 100000 | 80000 |  |  | 96500 | 850 | 80 | 78 | [8 empty] | Federally-Regulated Consumer Product | 03/08/2017 |  | 03/08/2017
York | Coleman | G33A[D,T]3******** | LPG | Induced Draft | False | True | 3 | False | Horizontal |  | None | Non-Condensing | Step Modulating |  | 10 | Standard |  | 267000 | 213000 | [6 empty] | 80 | 80 | [6 empty] | Federally-Regulated Commercial & Industrial Equipment | 03/08/2017 |  | 03/08/2017
York | Luxaire | D6NQ048D09006NX | Natural Gas | Induced Draft | False | True | 1 | False | Horizontal |  | None | Non-Condensing | Two-Stage Modulating |  | 1 | Premium |  | 108000 | 87000 |  |  | 94100 | 287 | 80 | 78 | [8 empty] | Federally-Regulated Consumer Product | 03/08/2017 |  | 03/08/2017
York | Evcon | TG9S080C22MP11 | Natural Gas | Induced Draft | False | False | 1 | False | Up | None | None | Condensing | Single-Stage | Multiple-Speed | 1 | Standard |  | 80000 | 78000 | 2162 | 1285 | 80400 | 966 | 95.5 | 78 | [8 empty] | Federally-Regulated Consumer Product | 03/08/2017 |  | 03/08/2017
York | York | D6NZ060N09006NX | LPG | Induced Draft | False | True | 1 | False | Horizontal |  | None | Non-Condensing | Single-Stage |  | 1 | Premium |  | 108000 | 87000 |  |  | 93400 | 1313 | 80.9 | 78 | [8 empty] | Federally-Regulated Consumer Product | 03/08/2017 |  | 03/08/2017
York | Johnson Controls | T33A[D,T]5******** | Natural Gas | Induced Draft | False | True | 3 | False | Horizontal |  | None | Non-Condensing | Step Modulating |  | 10 | Standard |  | 533000 | 426000 | [6 empty] | 80 | 80 | [6 empty] | Federally-Regulated Commercial & Industrial Equipment | 03/08/2017 |  | 03/08/2017
York | Evcon | TMLX100C16MP11 | Natural Gas | Induced Draft | False | False | 1 | False | Horizontal |  | None | Non-Condensing | Single-Stage |  | 0.5 | Premium |  | 100000 | 80000 |  |  | 98400 | 431 | 80 | 78 | [8 empty] | Federally-Regulated Consumer Product | 03/08/2017 |  | 03/08/2017
York | Coleman | D6NQ036D05606NX | Natural Gas | Induced Draft | False | True | 1 | False | Down |  | None | Non-Condensing | Two-Stage Modulating |  | 0.75 | Premium |  | 70000 | 56000 |  |  | 58000 | 263 | 80 | 78 | [8 empty] | Federally-Regulated Consumer Product | 03/08/2017 |  | 03/08/2017
York | Luxaire | LP9C080C16MP12 | LPG | Induced Draft | False | False | 1 | False | Down |  | None | Condensing | Step Modulating |  | 0.75 | Premium |  | 80000 | 78000 |  |  | 80600 | 460 | 97.7 | 78 | [8 empty] | Federally-Regulated Consumer Product | 03/08/2017 |  | 03/08/2017
York | Johnson Controls | S33A[D,T]5******** | Natural Gas | Induced Draft | False | True | 3 | False | Horizontal |  | None | Non-Condensing | Step Modulating |  | 10 | Standard |  | 533000 | 426000 | [6 empty] | 80 | 80 | [6 empty] | Federally-Regulated Commercial & Industrial Equipment | 03/08/2017 |  | 03/08/2017
York | Coleman | CPLC120C20MP12 | LPG | Induced Draft | False | False | 1 | False | Up |  | None | Non-Condensing | Step Modulating |  | 1 | Premium |  | 120000 | 95000 |  |  | 115200 | 484 | 80 | 78 | [8 empty] | Federally-Regulated Consumer Product | 03/08/2017 |  | 03/08/2017
York | Luxaire | TG9S080C16MP11 | Natural Gas | Induced Draft | False | False | 1 | False | Down | None | None | Condensing | Single-Stage | Multiple-Speed | 0.75 | Standard |  | 80000 | 78000 | 1671 | 838 | 80500 | 929 | 95.5 | 78 | [8 empty] | Federally-Regulated Consumer Product | 03/08/2017 |  | 03/08/2017
York | Luxaire | D7NQ048N11006NX | Natural Gas | Induced Draft | False | True | 1 | False | Horizontal |  | None | Non-Condensing | Single-Stage |  | 1 | Premium |  | 135000 | 109000 |  |  | 116700 | 462 | 81 | 78 | [8 empty] | Federally-Regulated Consumer Product | 03/08/2017 |  | 03/08/2017
York | Luxaire | TM8V100C16MP11 | Natural Gas | Induced Draft | False | False | 1 | False | Horizontal |  | None | Non-Condensing | Two-Stage Modulating |  | 0.75 | Premium |  | 100000 | 80000 |  |  | 94700 | 368 | 80 | 78 | [8 empty] | Federally-Regulated Consumer Product | 03/08/2017 |  | 03/08/2017
York | Luxaire | TM9X060B12MP11 | LPG | Induced Draft | False | False | 1 | False | Up | None | None | Condensing | Single-Stage | Multiple-Speed | 0.5 | Premium |  | 60000 | 57000 | 1197 | 398 | 49000 | 394 | 95.5 | 78 | [8 empty] | Federally-Regulated Consumer Product | 03/08/2017 |  | 03/08/2017
York | York | D6NZ036N07206NX | Natural Gas | Induced Draft | False | True | 1 | False | Horizontal |  | None | Non-Condensing | Single-Stage |  | 0.75 | Premium |  | 90000 | 72000 |  |  | 75500 | 1056 | 80.1 | 78 | [8 empty] | Federally-Regulated Consumer Product | 03/08/2017 |  | 03/08/2017
York | Coleman | CPLC080C16MP12 | Natural Gas | Induced Draft | False | False | 1 | False | Up |  | None | Non-Condensing | Step Modulating |  | 0.75 | Premium |  | 80000 | 62000 |  |  | 77700 | 199 | 80 | 78 | [8 empty] | Federally-Regulated Consumer Product | 03/08/2017 |  | 03/08/2017
York | Fraser Johnston | D7NQ060N11006NX | Natural Gas | Induced Draft | False | True | 1 | False | Down |  | None | Non-Condensing | Single-Stage |  | 1 | Premium |  | 135000 | 109000 |  |  | 116700 | 462 | 81 | 78 | [8 empty] | Federally-Regulated Consumer Product | 03/08/2017 |  | 03/08/2017
York | York | TM8T100C20MP11 | LPG | Induced Draft | False | False | 1 | False | Up |  | None | Non-Condensing | Two-Stage Modulating |  | 1 | Standard |  | 100000 | 80000 |  |  | 97200 | 688 | 80 | 78 | [8 empty] | Federally-Regulated Consumer Product | 03/08/2017 |  | 03/08/2017
York | Evcon | ZS048*10*F**** | Natural Gas | Induced Draft | False | True | 1 | False | Down |  | None | Non-Condensing | Single-Stage |  | 1.5 | Standard |  | 125000 | 100000 |  |  | 117500 | 510 | 80.3 | 78 | [8 empty] | Federally-Regulated Consumer Product | 03/08/2017 |  | 03/08/2017
York | Fraser Johnston | TM9E080B12MP11 | LPG | Induced Draft | False | False | 1 | False | Horizontal |  | None | Condensing | Single-Stage |  | 0.5 | Premium |  | 80000 | 77000 |  |  | 83000 | 382 | 95 | 78 | [8 empty] | Federally-Regulated Consumer Product | 03/08/2017 |  | 03/08/2017
York | Coleman | D6NQ030N05606NX | LPG | Induced Draft | False | True | 1 | False | Down |  | None | Non-Condensing | Single-Stage |  | 0.75 | Premium |  | 70000 | 56000 |  |  | 56700 | 764 | 80.5 | 78 | [8 empty] | Federally-Regulated Consumer Product | 03/08/2017 |  | 03/08/2017
York | York | D7HQ036D07206NX | Natural Gas | Induced Draft | False | True | 1 | False | Horizontal |  | None | Non-Condensing | Two-Stage Modulating |  | 0.75 | Premium |  | 90000 | 74000 |  |  | 73500 | 341 | 81 | 78 | [8 empty] | Federally-Regulated Consumer Product | 03/08/2017 |  | 03/08/2017
York | Luxaire | D6NX048N09006NX | Natural Gas | Induced Draft | False | True | 1 | False | Horizontal |  | None | Non-Condensing | Single-Stage |  | 1 | Premium |  | 108000 | 87000 |  |  | 93800 | 1315 | 80.6 | 78 | [8 empty] | Federally-Regulated Consumer Product | 03/08/2017 |  | 03/08/2017
York | Luxaire | TG9S120D16MP11 | Natural Gas | Induced Draft | False | False | 1 | False | Horizontal | None | None | Condensing | Single-Stage | Multiple-Speed | 0.75 | Standard |  | 120000 | 116000 | 1805 | 876 | 113200 | 1185 | 95.5 | 78 | [8 empty] | Federally-Regulated Consumer Product | 03/08/2017 |  | 03/08/2017
York | Evcon | ZS036*04*F**** | LPG | Induced Draft | False | True | 1 | False | Horizontal |  | None | Non-Condensing | Single-Stage |  | 1.5 | Standard |  | 50000 | 40000 |  |  | 38000 | 371 | 80.9 | 78 | [8 empty] | Federally-Regulated Consumer Product | 03/08/2017 |  | 03/08/2017
York | York | TM8V080B12MP11 | LPG | Induced Draft | False | False | 1 | False | Down |  | None | Non-Condensing | Two-Stage Modulating |  | 0.5 | Premium |  | 80000 | 63000 |  |  | 75800 | 315 | 80 | 78 | [8 empty] | Federally-Regulated Consumer Product | 03/08/2017 |  | 03/08/2017
York | York | YPAL051F******** | Natural Gas | Induced Draft | False | True | 3 | False | Down | None | None | Non-Condensing | Step Modulating | Single-Speed | 10 | Standard |  | 375000 | 300000 | [6 empty] | 80 | 80 | [5 empty] | 3 | Federally-Regulated Commercial & Industrial Equipment | 03/08/2017 |  | 03/08/2017
York | York | DGAA056BDT* | Natural Gas | Induced Draft | False | False | 1 | True | Down |  | None | Non-Condensing | Single-Stage |  | 0.33 | Standard |  | 56000 | 45000 |  |  | 57800 | 535 | 80 | 75 | [8 empty] | Federally-Regulated Consumer Product | 03/08/2017 |  | 03/08/2017
York | York | TM9X080B12MP11 | Natural Gas | Induced Draft | False | False | 1 | False | Down | None | None | Condensing | Single-Stage | Multiple-Speed | 0.5 | Premium |  | 80000 | 76000 | 1221 | 403 | 65700 | 408 | 95.5 | 78 | [8 empty] | Federally-Regulated Consumer Product | 03/08/2017 |  | 03/08/2017
York | York | TP9C080B12MP12 | LPG | Induced Draft | False | False | 1 | False | Up |  | None | Condensing | Step Modulating |  | 0.5 | Premium |  | 80000 | 77000 |  |  | 80800 | 435 | 97.5 | 78 | [8 empty] | Federally-Regulated Consumer Product | 03/08/2017 |  | 03/08/2017
York | Fraser Johnston | D6NQ048N06506NX | Natural Gas | Induced Draft | False | True | 1 | False | Horizontal |  | None | Non-Condensing | Single-Stage |  | 1 | Premium |  | 80000 | 64000 |  |  | 73900 | 1250 | 80.8 | 78 | [8 empty] | Federally-Regulated Consumer Product | 03/08/2017 |  | 03/08/2017
York | York | D6NQ048D09006NX | LPG | Induced Draft | False | True | 1 | False | Horizontal |  | None | Non-Condensing | Two-Stage Modulating |  | 1 | Premium |  | 108000 | 87000 |  |  | 94100 | 287 | 80 | 78 | [8 empty] | Federally-Regulated Consumer Product | 03/08/2017 |  | 03/08/2017
York | Coleman | TM8X100C16MP11 | Natural Gas | Induced Draft | False | False | 1 | False | Up |  | None | Non-Condensing | Single-Stage |  | 0.5 | Premium |  | 100000 | 80000 |  |  | 98400 | 431 | 80 | 78 | [8 empty] | Federally-Regulated Consumer Product | 03/08/2017 |  | 03/08/2017
York | Luxaire | D6NZ030N05606NX | LPG | Induced Draft | False | True | 1 | False | Horizontal |  | None | Non-Condensing | Single-Stage |  | 0.75 | Premium |  | 70000 | 56000 |  |  | 56700 | 764 | 80.5 | 78 | [8 empty] | Federally-Regulated Consumer Product | 03/08/2017 |  | 03/08/2017
York | Evcon | RGF19060BP12MP11 | Natural Gas | Induced Draft | False | False | 1 | False | Horizontal |  | None | Condensing | Single-Stage |  | 0.5 | Standard |  | 60000 | 58000 |  |  | 48100 | 650 | 95.5 | 78 | [8 empty] | Federally-Regulated Consumer Product | 03/08/2017 |  | 03/08/2017
York | Coleman | D7HQ024D05606NX | Natural Gas | Induced Draft | False | True | 1 | False | Horizontal |  | None | Non-Condensing | Two-Stage Modulating |  | 0.5 | Premium |  | 70000 | 57000 |  |  | 56100 | 215 | 81 | 78 | [8 empty] | Federally-Regulated Consumer Product | 03/08/2017 |  | 03/08/2017
York | Fraser Johnston | TM8V060A12MP11 | Natural Gas | Induced Draft | False | False | 1 | False | Down |  | None | Non-Condensing | Two-Stage Modulating |  | 0.5 | Premium |  | 60000 | 47000 |  |  | 57000 | 259 | 80 | 78 | [8 empty] | Federally-Regulated Consumer Product | 03/08/2017 |  | 03/08/2017
York | York | TM9X100C20MP11 | LPG | Induced Draft | False | False | 1 | False | Horizontal | None | None | Condensing | Single-Stage | Multiple-Speed | 0.75 | Premium |  | 100000 | 95000 | 1989 | 660 | 97700 | 833 | 95.5 | 78 | [8 empty] | Federally-Regulated Consumer Product | 03/08/2017 |  | 03/08/2017
York | Coleman | TM8T120C20MP11 | LPG | Induced Draft | False | False | 1 | False | Down |  | None | Non-Condensing | Two-Stage Modulating |  | 1 | Standard |  | 120000 | 96000 |  |  | 116600 | 832 | 80 | 78 | [8 empty] | Federally-Regulated Consumer Product | 03/08/2017 |  | 03/08/2017
York | Fraser Johnston | TMLV120C20MP11 | LPG | Induced Draft | False | False | 1 | False | Up |  | None | Non-Condensing | Two-Stage Modulating |  | 1 | Premium |  | 120000 | 96000 |  |  | 111300 | 456 | 80 | 78 | [8 empty] | Federally-Regulated Consumer Product | 03/08/2017 |  | 03/08/2017
York | Evcon | D6NZ042D09006NX | LPG | Induced Draft | False | True | 1 | False | Horizontal |  | None | Non-Condensing | Two-Stage Modulating |  | 0.75 | Premium |  | 108000 | 87000 |  |  | 95300 | 362 | 80 | 78 | [8 empty] | Federally-Regulated Consumer Product | 03/08/2017 |  | 03/08/2017
York | York | D7NX036D09006NX | LPG | Induced Draft | False | True | 1 | False | Horizontal |  | None | Non-Condensing | Two-Stage Modulating |  | 1 | Premium |  | 108000 | 89000 |  |  | 94500 | 338 | 81 | 78 | [8 empty] | Federally-Regulated Consumer Product | 03/08/2017 |  | 03/08/2017
York | Coleman | D6NZ042N06506NX | Natural Gas | Induced Draft | False | True | 1 | False | Horizontal |  | None | Non-Condensing | Single-Stage |  | 1 | Premium |  | 80000 | 64000 |  |  | 74700 | 1140 | 80.6 | 78 | [8 empty] | Federally-Regulated Consumer Product | 03/08/2017 |  | 03/08/2017
York | Fraser Johnston | TG8S080B12MP11 | LPG | Induced Draft | False | False | 1 | False | Up | None | None | Non-Condensing | Single-Stage | Multiple-Speed | 0.33 | Standard |  | 80000 | 64000 | 1195 | 620 | 76700 | 793 | 80 | 78 | [8 empty] | Federally-Regulated Consumer Product | 03/08/2017 |  | 03/08/2017
York | Coleman | CPLC120C20MP12 | Natural Gas | Induced Draft | False | False | 1 | False | Down |  | None | Non-Condensing | Step Modulating |  | 1 | Premium |  | 120000 | 95000 |  |  | 115200 | 484 | 80 | 78 | [8 empty] | Federally-Regulated Consumer Product | 03/08/2017 |  | 03/08/2017
York | Luxaire | TM9E120D20MP11 | Natural Gas | Induced Draft | False | False | 1 | False | Up |  | None | Condensing | Single-Stage |  | 0.75 | Premium |  | 120000 | 114000 |  |  | 115900 | 624 | 95 | 78 | [8 empty] | Federally-Regulated Consumer Product | 03/08/2017 |  | 03/08/2017
York | York | MG9S080C16MP11 | Natural Gas | Induced Draft | False | False | 1 | True | Down |  | None | Condensing | Single-Stage |  | 0.75 | Standard |  | 80000 | 78000 |  |  | 80500 | 968 | 95.5 | 75 | [8 empty] | Federally-Regulated Consumer Product | 03/08/2017 |  | 03/08/2017
York | Johnson Controls | T33A[N,S]3******** | LPG | Induced Draft | False | True | 3 | False | Horizontal |  | None | Non-Condensing | Single-Stage |  | 10 | Standard |  | 267000 | 213000 | [6 empty] | 80 | 80 | [6 empty] | Federally-Regulated Commercial & Industrial Equipment | 03/08/2017 |  | 03/08/2017
York | Fraser Johnston | TGLS080C16MP11 | Natural Gas | Induced Draft | False | False | 1 | False | Down | None | None | Non-Condensing | Single-Stage | Multiple-Speed | 0.5 | Standard |  | 80000 | 64000 | 1602 | 1069 | 75100 | 1168 | 80 | 78 | [8 empty] | Federally-Regulated Consumer Product | 03/08/2017 |  | 03/08/2017
York | Evcon | TM9M080C16MP12 | LPG | Induced Draft | False | False | 1 | False | Up |  | None | Condensing | Step Modulating |  | 0.75 | Standard |  | 80000 | 78000 |  |  | 76300 | 1530 | 97 | 78 | [8 empty] | Federally-Regulated Consumer Product | 03/08/2017 |  | 03/08/2017
York | York | D7NQ036N05606NX | LPG | Induced Draft | False | True | 1 | False | Down |  | None | Non-Condensing | Single-Stage |  | 0.75 | Premium |  | 70000 | 57000 |  |  | 57700 | 375 | 81 | 78 | [8 empty] | Federally-Regulated Consumer Product | 03/08/2017 |  | 03/08/2017
York | Guardian | GGLS100C20MP11 | LPG | Induced Draft | False | False | 1 | False | Horizontal | None | None | Non-Condensing | Single-Stage | Multiple-Speed | 1 | Standard |  | 100000 | 80000 | 2478 | 1307 | 95100 | 1178 | 80 | 78 | [8 empty] | Federally-Regulated Consumer Product | 03/08/2017 |  | 03/08/2017
York | Fraser Johnston | TM9E080C16MP11 | LPG | Induced Draft | False | False | 1 | False | Up |  | None | Condensing | Single-Stage |  | 0.5 | Premium |  | 80000 | 77000 |  |  | 82800 | 429 | 95 | 78 | [8 empty] | Federally-Regulated Consumer Product | 03/08/2017 |  | 03/08/2017
York | Luxaire | G33D[D,T]5******** | Natural Gas | Induced Draft | False | True | 3 | False | Horizontal |  | None | Non-Condensing | Step Modulating |  | 10 | Standard |  | 533000 | 426000 | [6 empty] | 80 | 80 | [6 empty] | Federally-Regulated Commercial & Industrial Equipment | 03/08/2017 |  | 03/08/2017
York | Fraser Johnston | TM9T080B12MP11 | LPG | Induced Draft | False | False | 1 | False | Horizontal | None | None | Condensing | Two-Stage Modulating | Multiple-Speed | 0.5 | Standard |  | 80000 | 77000 | 1370 | 854 | 81300 | 588 | 96 | 78 | [8 empty] | Federally-Regulated Consumer Product | 03/08/2017 |  | 03/08/2017
York | Johnson Controls | V33B[D,T]3******** | LPG | Induced Draft | False | True | 3 | False | Horizontal |  | None | Non-Condensing | Step Modulating |  | 10 | Standard |  | 267000 | 213000 | [6 empty] | 80 | 80 | [6 empty] | Federally-Regulated Commercial & Industrial Equipment | 03/08/2017 |  | 03/08/2017
York | Luxaire | D6NQ036D05606NX | LPG | Induced Draft | False | True | 1 | False | Horizontal |  | None | Non-Condensing | Two-Stage Modulating |  | 0.75 | Premium |  | 70000 | 56000 |  |  | 58000 | 263 | 80 | 78 | [8 empty] | Federally-Regulated Consumer Product | 03/08/2017 |  | 03/08/2017
York | Coleman | CP9C060B12MP12 | Natural Gas | Induced Draft | False | False | 1 | False | Up |  | None | Condensing | Step Modulating |  | 0.5 | Premium |  | 60000 | 58000 |  |  | 48400 | 241 | 97.5 | 78 | [8 empty] | Federally-Regulated Consumer Product | 03/08/2017 |  | 03/08/2017
York | Evcon | D6NQ048N11006NX | LPG | Induced Draft | False | True | 1 | False | Down |  | None | Non-Condensing | Single-Stage |  | 1 | Premium |  | 135000 | 108000 |  |  | 114000 | 1275 | 80.5 | 78 | [8 empty] | Federally-Regulated Consumer Product | 03/08/2017 |  | 03/08/2017
York | Luxaire | D7NX036N09006NX | LPG | Induced Draft | False | True | 1 | False | Horizontal |  | None | Non-Condensing | Single-Stage |  | 1 | Premium |  | 108000 | 88000 |  |  | 96900 | 467 | 81 | 78 | [8 empty] | Federally-Regulated Consumer Product | 03/08/2017 |  | 03/08/2017
York | Guardian | GG8S100C20MP11 | Natural Gas | Induced Draft | False | False | 1 | False | Down | None | None | Non-Condensing | Single-Stage | Multiple-Speed | 1 | Standard |  | 100000 | 80000 | 2478 | 1307 | 95100 | 1178 | 80 | 78 | [8 empty] | Federally-Regulated Consumer Product | 03/08/2017 |  | 03/08/2017
York | Fraser Johnston | TM9T060B12MP11 | Natural Gas | Induced Draft | False | False | 1 | False | Down | None | None | Condensing | Two-Stage Modulating | Multiple-Speed | 0.5 | Standard |  | 60000 | 58000 | 1243 | 713 | 48700 | 371 | 96 | 78 | [8 empty] | Federally-Regulated Consumer Product | 03/08/2017 |  | 03/08/2017
York | Luxaire | TM9V100C20MP11 | LPG | Induced Draft | False | False | 1 | False | Horizontal | None | None | Condensing | Two-Stage Modulating | Variable-Speed | 1 | Premium | 60 | 100000 | 96000 | 2019 | 576 | 94300 | 386 | 96 | 78 | [8 empty] | Federally-Regulated Consumer Product | 03/08/2017 |  | 03/08/2017
York | Coleman | TMLV100C20MP11 | Natural Gas | Induced Draft | False | False | 1 | False | Horizontal |  | None | Non-Condensing | Two-Stage Modulating |  | 1 | Premium |  | 100000 | 80000 |  |  | 95200 | 380 | 80 | 78 | [8 empty] | Federally-Regulated Consumer Product | 03/08/2017 |  | 03/08/2017
York | Guardian | RGF1L080CE16MP11 | Natural Gas | Induced Draft | False | False | 1 | False | Up |  | None | Non-Condensing | Single-Stage |  | 0.5 | Premium |  | 80000 | 64000 |  |  | 78300 | 444 | 80 | 78 | [8 empty] | Federally-Regulated Consumer Product | 03/08/2017 |  | 03/08/2017
York | Coleman | ZK048*06*F**** | LPG | Induced Draft | False | True | 1 | False | Horizontal |  | None | Non-Condensing | Single-Stage |  | 1.5 | Standard |  | 75000 | 60000 |  |  | 57700 | 396 | 80.9 | 78 | [8 empty] | Federally-Regulated Consumer Product | 03/08/2017 |  | 03/08/2017
York | Evcon | TM9M060B12MP12 | LPG | Induced Draft | False | False | 1 | False | Up |  | None | Condensing | Step Modulating |  | 0.5 | Standard |  | 60000 | 58000 |  |  | 46700 | 716 | 97 | 78 | [8 empty] | Federally-Regulated Consumer Product | 03/08/2017 |  | 03/08/2017
York | Luxaire | TM9M100C20MP12 | LPG | Induced Draft | False | False | 1 | False | Down |  | None | Condensing | Step Modulating |  | 1 | Standard |  | 100000 | 97000 |  |  | 93900 | 1231 | 97 | 78 | [8 empty] | Federally-Regulated Consumer Product | 03/08/2017 |  | 03/08/2017
York | Fraser Johnston | TM8V100C16MP11 | LPG | Induced Draft | False | False | 1 | False | Down |  | None | Non-Condensing | Two-Stage Modulating |  | 0.75 | Premium |  | 100000 | 80000 |  |  | 94700 | 368 | 80 | 78 | [8 empty] | Federally-Regulated Consumer Product | 03/08/2017 |  | 03/08/2017
York | Coleman | X33A[N,S]3******** | LPG | Induced Draft | False | True | 3 | False | Horizontal |  | None | Non-Condensing | Single-Stage |  | 10 | Standard |  | 267000 | 213000 | [6 empty] | 80 | 80 | [6 empty] | Federally-Regulated Commercial & Industrial Equipment | 03/08/2017 |  | 03/08/2017
York | Coleman | TMLT080C16MP11 | Natural Gas | Induced Draft | False | False | 1 | False | Down |  | None | Non-Condensing | Two-Stage Modulating |  | 0.5 | Standard |  | 80000 | 63000 |  |  | 77500 | 607 | 80 | 78 | [8 empty] | Federally-Regulated Consumer Product | 03/08/2017 |  | 03/08/2017
York | Guardian | GG8S100B12MP11 | LPG | Induced Draft | False | False | 1 | False | Horizontal | None | None | Non-Condensing | Single-Stage | Multiple-Speed | 0.33 | Standard |  | 100000 | 80000 | 1223 | 614 | 96100 | 935 | 80 | 78 | [8 empty] | Federally-Regulated Consumer Product | 03/08/2017 |  | 03/08/2017
York | Fraser Johnston | D7NX036D09006NX | LPG | Induced Draft | False | True | 1 | False | Horizontal |  | None | Non-Condensing | Two-Stage Modulating |  | 1 | Premium |  | 108000 | 89000 |  |  | 94500 | 338 | 81 | 78 | [8 empty] | Federally-Regulated Consumer Product | 03/08/2017 |  | 03/08/2017
York | Coleman | TM9M100C16MP12 | LPG | Induced Draft | False | False | 1 | False | Up |  | None | Condensing | Step Modulating |  | 0.75 | Standard |  | 100000 | 97000 |  |  | 93000 | 1500 | 97 | 78 | [8 empty] | Federally-Regulated Consumer Product | 03/08/2017 |  | 03/08/2017
York | Fraser Johnston | TM9X100C20MP11 | Natural Gas | Induced Draft | False | False | 1 | False | Down | None | None | Condensing | Single-Stage | Multiple-Speed | 0.75 | Premium |  | 100000 | 95000 | 1989 | 660 | 97700 | 833 | 95.5 | 78 | [8 empty] | Federally-Regulated Consumer Product | 03/08/2017 |  | 03/08/2017
York | Evcon | TM9V060B12MP11 | LPG | Induced Draft | False | False | 1 | False | Down | None | None | Condensing | Two-Stage Modulating | Variable-Speed | 0.5 | Premium | 60 | 60000 | 58000 | 1343 | 456 | 47800 | 284 | 96 | 78 | [8 empty] | Federally-Regulated Consumer Product | 03/08/2017 |  | 03/08/2017
York | York | D6NZ060N11006NX | Natural Gas | Induced Draft | False | True | 1 | False | Down |  | None | Non-Condensing | Single-Stage |  | 1 | Premium |  | 135000 | 108000 |  |  | 115300 | 1073 | 80.2 | 78 | [8 empty] | Federally-Regulated Consumer Product | 03/08/2017 |  | 03/08/2017
York | Evcon | D6NQ060D11006NX | Natural Gas | Induced Draft | False | True | 1 | False | Down |  | None | Non-Condensing | Two-Stage Modulating |  | 1 | Premium |  | 135000 | 108000 |  |  | 114400 | 300 | 80 | 78 | [8 empty] | Federally-Regulated Consumer Product | 03/08/2017 |  | 03/08/2017
York | Coleman | D6HQ024D05606NX | LPG | Induced Draft | False | True | 1 | False | Horizontal |  | None | Non-Condensing | Two-Stage Modulating |  | 0.5 | Premium |  | 70000 | 56000 |  |  | 57600 | 151 | 80 | 78 | [8 empty] | Federally-Regulated Consumer Product | 03/08/2017 |  | 03/08/2017
York | Coleman | ZS036*04*F**** | Natural Gas | Induced Draft | False | True | 1 | False | Horizontal |  | None | Non-Condensing | Single-Stage |  | 1.5 | Standard |  | 50000 | 40000 |  |  | 38000 | 371 | 80.9 | 78 | [8 empty] | Federally-Regulated Consumer Product | 03/08/2017 |  | 03/08/2017
York | Evcon | D7NX048D09006NX | LPG | Induced Draft | False | True | 1 | False | Horizontal |  | None | Non-Condensing | Two-Stage Modulating |  | 1 | Premium |  | 108000 | 89000 |  |  | 94500 | 338 | 81 | 78 | [8 empty] | Federally-Regulated Consumer Product | 03/08/2017 |  | 03/08/2017
York | Coleman | D6NQ024N05606NX | Natural Gas | Induced Draft | False | True | 1 | False | Down |  | None | Non-Condensing | Single-Stage |  | 0.5 | Premium |  | 70000 | 56000 |  |  | 56700 | 764 | 80.2 | 78 | [8 empty] | Federally-Regulated Consumer Product | 03/08/2017 |  | 03/08/2017
York | Coleman | D7NQ024N03606NX | Natural Gas | Induced Draft | False | True | 1 | False | Down |  | None | Non-Condensing | Single-Stage |  | 0.5 | Premium |  | 45000 | 37000 |  |  | 38700 | 201 | 81 | 78 | [8 empty] | Federally-Regulated Consumer Product | 03/08/2017 |  | 03/08/2017
York | Luxaire | TMLT060A12MP11 | LPG | Induced Draft | False | False | 1 | False | Down |  | None | Non-Condensing | Two-Stage Modulating |  | 0.33 | Standard |  | 60000 | 47000 |  |  | 58100 | 450 | 80 | 78 | [8 empty] | Federally-Regulated Consumer Product | 03/08/2017 |  | 03/08/2017
York | Guardian | GG8S040A08MP11 | LPG | Induced Draft | False | False | 1 | False | Horizontal | None | None | Non-Condensing | Single-Stage | Multiple-Speed | 0.2 | Standard |  | 40000 | 32000 | 717 | 489 | 38100 | 444 | 80 | 78 | [8 empty] | Federally-Regulated Consumer Product | 03/08/2017 |  | 03/08/2017
York | Luxaire | D7NQ030N03606NX | Natural Gas | Induced Draft | False | True | 1 | False | Horizontal |  | None | Non-Condensing | Single-Stage |  | 0.75 | Premium |  | 45000 | 37000 |  |  | 38700 | 212 | 81 | 78 | [8 empty] | Federally-Regulated Consumer Product | 03/08/2017 |  | 03/08/2017
York | Evcon | RGF19100CE20MP12 | Natural Gas | Induced Draft | False | False | 1 | False | Down |  | None | Condensing | Single-Stage |  | 0.75 | Premium |  | 100000 | 96000 |  |  | 99800 | 410 | 95 | 78 | [8 empty] | Federally-Regulated Consumer Product | 03/08/2017 |  | 03/08/2017
York | Coleman | TMLV060A12MP11 | Natural Gas | Induced Draft | False | False | 1 | False | Down |  | None | Non-Condensing | Two-Stage Modulating |  | 0.5 | Premium |  | 60000 | 47000 |  |  | 57000 | 259 | 80 | 78 | [8 empty] | Federally-Regulated Consumer Product | 03/08/2017 |  | 03/08/2017
York | Evcon | TM9T080C16MP11 | Natural Gas | Induced Draft | False | False | 1 | False | Horizontal | None | None | Condensing | Two-Stage Modulating | Multiple-Speed | 0.75 | Standard |  | 80000 | 77000 | 1671 | 838 | 80400 | 849 | 96 | 78 | [8 empty] | Federally-Regulated Consumer Product | 03/08/2017 |  | 03/08/2017
York | York | D7HQ030D05606NX | Natural Gas | Induced Draft | False | True | 1 | False | Down |  | None | Non-Condensing | Two-Stage Modulating |  | 0.75 | Premium |  | 70000 | 57000 |  |  | 56100 | 216 | 81 | 78 | [8 empty] | Federally-Regulated Consumer Product | 03/08/2017 |  | 03/08/2017
York | York | TG9S080B12MP11 | Natural Gas | Induced Draft | False | False | 1 | False | Horizontal | None | None | Condensing | Single-Stage | Multiple-Speed | 0.5 | Standard |  | 80000 | 78000 | 1370 | 854 | 80600 | 920 | 95.5 | 78 | [8 empty] | Federally-Regulated Consumer Product | 03/08/2017 |  | 03/08/2017
York | Fraser Johnston | D6NX024D05606NX | LPG | Induced Draft | False | True | 1 | False | Horizontal |  | None | Non-Condensing | Two-Stage Modulating |  | 0.5 | Premium |  | 70000 | 56000 |  |  | 57600 | 151 | 80 | 78 | [8 empty] | Federally-Regulated Consumer Product | 03/08/2017 |  | 03/08/2017
York | Coleman | X33E[D,T]5******** | Natural Gas | Induced Draft | False | True | 3 | False | Horizontal |  | None | Non-Condensing | Step Modulating |  | 10 | Standard |  | 533000 | 426000 | [6 empty] | 80 | 80 | [6 empty] | Federally-Regulated Commercial & Industrial Equipment | 03/08/2017 |  | 03/08/2017
York | Evcon | ZK036*04*F**** | Natural Gas | Induced Draft | False | True | 1 | False | Horizontal |  | None | Non-Condensing | Single-Stage |  | 1.5 | Standard |  | 50000 | 40000 |  |  | 38000 | 371 | 80.9 | 78 | [8 empty] | Federally-Regulated Consumer Product | 03/08/2017 |  | 03/08/2017
York | York | D7NQ048N11006NX | Natural Gas | Induced Draft | False | True | 1 | False | Horizontal |  | None | Non-Condensing | Single-Stage |  | 1 | Premium |  | 135000 | 109000 |  |  | 116700 | 462 | 81 | 78 | [8 empty] | Federally-Regulated Consumer Product | 03/08/2017 |  | 03/08/2017
York | Evcon | TGLS130D20MP11 | LPG | Induced Draft | False | False | 1 | False | Horizontal | None | None | Non-Condensing | Single-Stage | Multiple-Speed | 1 | Standard |  | 130000 | 104000 | 2399 | 1324 | 114700 | 1265 | 80 | 78 | [8 empty] | Federally-Regulated Consumer Product | 03/08/2017 |  | 03/08/2017
York | Coleman | MG9S080C16MP11 | Natural Gas | Induced Draft | False | False | 1 | True | Down |  | None | Condensing | Single-Stage |  | 0.75 | Standard |  | 80000 | 78000 |  |  | 80500 | 968 | 95.5 | 75 | [8 empty] | Federally-Regulated Consumer Product | 03/08/2017 |  | 03/08/2017
York | Fraser Johnston | TM8T080B12MP11 | LPG | Induced Draft | False | False | 1 | False | Horizontal |  | None | Non-Condensing | Two-Stage Modulating |  | 0.33 | Standard |  | 80000 | 63000 |  |  | 77700 | 568 | 80 | 78 | [8 empty] | Federally-Regulated Consumer Product | 03/08/2017 |  | 03/08/2017
York | Coleman | D6NQ030D05606NX | LPG | Induced Draft | False | True | 1 | False | Horizontal |  | None | Non-Condensing | Two-Stage Modulating |  | 0.75 | Premium |  | 70000 | 56000 |  |  | 55700 | 252 | 80 | 78 | [8 empty] | Federally-Regulated Consumer Product | 03/08/2017 |  | 03/08/2017
York | Coleman | X33B[N,S]3******** | Natural Gas | Induced Draft | False | True | 3 | False | Horizontal |  | None | Non-Condensing | Single-Stage |  | 10 | Standard |  | 267000 | 213000 | [6 empty] | 80 | 80 | [6 empty] | Federally-Regulated Commercial & Industrial Equipment | 03/08/2017 |  | 03/08/2017
York | Luxaire | D6NZ042D09006NX | LPG | Induced Draft | False | True | 1 | False | Horizontal |  | None | Non-Condensing | Two-Stage Modulating |  | 0.75 | Premium |  | 108000 | 87000 |  |  | 95300 | 362 | 80 | 78 | [8 empty] | Federally-Regulated Consumer Product | 03/08/2017 |  | 03/08/2017
York | Coleman | TGLS100B12MP11 | LPG | Induced Draft | False | False | 1 | False | Up | None | None | Non-Condensing | Single-Stage | Multiple-Speed | 0.33 | Standard |  | 100000 | 80000 | 1223 | 614 | 96100 | 935 | 80 | 78 | [8 empty] | Federally-Regulated Consumer Product | 03/08/2017 |  | 03/08/2017
York | Luxaire | TM9X120D20MP11 | Natural Gas | Induced Draft | False | False | 1 | False | Down | None | None | Condensing | Single-Stage | Multiple-Speed | 0.75 | Premium |  | 120000 | 114000 | 2036 | 671 | 114600 | 816 | 95.5 | 78 | [8 empty] | Federally-Regulated Consumer Product | 03/08/2017 |  | 03/08/2017
York | Fraser Johnston | TGLS120C20MP11 | Natural Gas | Induced Draft | False | False | 1 | False | Down | None | None | Non-Condensing | Single-Stage | Multiple-Speed | 1 | Standard |  | 120000 | 96000 | 2338 | 1286 | 115200 | 1150 | 80 | 78 | [8 empty] | Federally-Regulated Consumer Product | 03/08/2017 |  | 03/08/2017
York | Fraser Johnston | TM9M060B12MP12 | LPG | Induced Draft | False | False | 1 | False | Horizontal |  | None | Condensing | Step Modulating |  | 0.5 | Standard |  | 60000 | 58000 |  |  | 46700 | 716 | 97 | 78 | [8 empty] | Federally-Regulated Consumer Product | 03/08/2017 |  | 03/08/2017
York | York | TG9S120D16MP11 | LPG | Induced Draft | False | False | 1 | False | Up | None | None | Condensing | Single-Stage | Multiple-Speed | 0.75 | Standard |  | 120000 | 116000 | 1805 | 876 | 113200 | 1185 | 95.5 | 78 | [8 empty] | Federally-Regulated Consumer Product | 03/08/2017 |  | 03/08/2017
York | Luxaire | D6HQ060D09006NX | LPG | Induced Draft | False | True | 1 | False | Horizontal |  | None | Non-Condensing | Two-Stage Modulating |  | 1 | Premium |  | 108000 | 87000 |  |  | 94100 | 287 | 80 | 78 | [8 empty] | Federally-Regulated Consumer Product | 03/08/2017 |  | 03/08/2017
York | Luxaire | TP9C080C16MP12 | Natural Gas | Induced Draft | False | False | 1 | False | Down |  | None | Condensing | Step Modulating |  | 0.75 | Premium |  | 80000 | 78000 |  |  | 80600 | 460 | 97.7 | 78 | [8 empty] | Federally-Regulated Consumer Product | 03/08/2017 |  | 03/08/2017
York | Fraser Johnston | TM8T060A12MP11 | LPG | Induced Draft | False | False | 1 | False | Horizontal |  | None | Non-Condensing | Two-Stage Modulating |  | 0.33 | Standard |  | 60000 | 47000 |  |  | 58100 | 450 | 80 | 78 | [8 empty] | Federally-Regulated Consumer Product | 03/08/2017 |  | 03/08/2017
York | Evcon | TGLS120C20MP11 | Natural Gas | Induced Draft | False | False | 1 | False | Up | None | None | Non-Condensing | Single-Stage | Multiple-Speed | 1 | Standard |  | 120000 | 96000 | 2338 | 1286 | 115200 | 1150 | 80 | 78 | [8 empty] | Federally-Regulated Consumer Product | 03/08/2017 |  | 03/08/2017
York | Fraser Johnston | TM9V120D20MP11 | Natural Gas | Induced Draft | False | False | 1 | False | Horizontal | None | None | Condensing | Two-Stage Modulating | Variable-Speed | 1 | Premium | 60 | 120000 | 115000 | 2006 | 718 | 109300 | 407 | 96 | 78 | [8 empty] | Federally-Regulated Consumer Product | 03/08/2017 |  | 03/08/2017
York | Luxaire | TP9C080C16MP12 | LPG | Induced Draft | False | False | 1 | False | Down |  | None | Condensing | Step Modulating |  | 0.75 | Premium |  | 80000 | 78000 |  |  | 80600 | 460 | 97.7 | 78 | [8 empty] | Federally-Regulated Consumer Product | 03/08/2017 |  | 03/08/2017
York | Luxaire | TM9M120D20MP12 | Natural Gas | Induced Draft | False | False | 1 | False | Horizontal |  | None | Condensing | Step Modulating |  | 1 | Standard |  | 120000 | 116000 |  |  | 111200 | 1144 | 97 | 78 | [8 empty] | Federally-Regulated Consumer Product | 03/08/2017 |  | 03/08/2017
York | Guardian | GGLS100C20MP11 | LPG | Induced Draft | False | False | 1 | False | Down | None | None | Non-Condensing | Single-Stage | Multiple-Speed | 1 | Standard |  | 100000 | 80000 | 2478 | 1307 | 95100 | 1178 | 80 | 78 | [8 empty] | Federally-Regulated Consumer Product | 03/08/2017 |  | 03/08/2017
York | Johnson Controls | T33E[D,T]3******** | LPG | Induced Draft | False | True | 3 | False | Horizontal |  | None | Non-Condensing | Step Modulating |  | 10 | Standard |  | 267000 | 213000 | [6 empty] | 80 | 80 | [6 empty] | Federally-Regulated Commercial & Industrial Equipment | 03/08/2017 |  | 03/08/2017
York | Johnson Controls | T33A[D,T]5******** | LPG | Induced Draft | False | True | 3 | False | Down |  | None | Non-Condensing | Step Modulating |  | 10 | Standard |  | 533000 | 426000 | [6 empty] | 80 | 80 | [6 empty] | Federally-Regulated Commercial & Industrial Equipment | 03/08/2017 |  | 03/08/2017
York | York | TMLV120C20MP11 | LPG | Induced Draft | False | False | 1 | False | Down |  | None | Non-Condensing | Two-Stage Modulating |  | 1 | Premium |  | 120000 | 96000 |  |  | 111300 | 456 | 80 | 78 | [8 empty] | Federally-Regulated Consumer Product | 03/08/2017 |  | 03/08/2017
York | York | TPLC100C16MP11 | LPG | Induced Draft | False | False | 1 | False | Up | None | None | Non-Condensing | Step Modulating | Variable-Speed | 0.75 | Premium | 60 | 100000 | 78000 | 1600 | 585 | 99600 | 138 | 80 | 78 | [8 empty] | Federally-Regulated Consumer Product | 03/08/2017 |  | 03/08/2017
York | Luxaire | D6NX036N09006NX | LPG | Induced Draft | False | True | 1 | False | Horizontal |  | None | Non-Condensing | Single-Stage |  | 1 | Premium |  | 108000 | 87000 |  |  | 94400 | 1124 | 80.8 | 78 | [8 empty] | Federally-Regulated Consumer Product | 03/08/2017 |  | 03/08/2017
York | Coleman | TMLV080C16MP11 | LPG | Induced Draft | False | False | 1 | False | Down |  | None | Non-Condensing | Two-Stage Modulating |  | 0.75 | Premium |  | 80000 | 63000 |  |  | 76900 | 323 | 80 | 78 | [8 empty] | Federally-Regulated Consumer Product | 03/08/2017 |  | 03/08/2017
York | Johnson Controls | T33A[N,S]3******** | Natural Gas | Induced Draft | False | True | 3 | False | Horizontal |  | None | Non-Condensing | Single-Stage |  | 10 | Standard |  | 267000 | 213000 | [6 empty] | 80 | 80 | [6 empty] | Federally-Regulated Commercial & Industrial Equipment | 03/08/2017 |  | 03/08/2017
York | Coleman | D7NQ042N06506NX | Natural Gas | Induced Draft | False | True | 1 | False | Down |  | None | Non-Condensing | Single-Stage |  | 1 | Premium |  | 80000 | 66000 |  |  | 77300 | 424 | 81 | 78 | [8 empty] | Federally-Regulated Consumer Product | 03/08/2017 |  | 03/08/2017
York | York | YPAL051M******** | Natural Gas | Induced Draft | False | True | 3 | False | Horizontal | None | None | Non-Condensing | Step Modulating | Single-Speed | 10 | Standard |  | 375000 | 300000 | [6 empty] | 80 | 80 | [5 empty] | 3 | Federally-Regulated Commercial & Industrial Equipment | 03/08/2017 |  | 03/08/2017
York | Guardian | RGF19100CP16MP11 | Natural Gas | Induced Draft | False | False | 1 | False | Up |  | None | Condensing | Single-Stage |  | 0.75 | Standard |  | 100000 | 97000 |  |  | 96400 | 1200 | 95.5 | 78 | [8 empty] | Federally-Regulated Consumer Product | 03/08/2017 |  | 03/08/2017
York | Fraser Johnston | TG8S040A08MP11 | Natural Gas | Induced Draft | False | False | 1 | False | Up | None | None | Non-Condensing | Single-Stage | Multiple-Speed | 0.2 | Standard |  | 40000 | 32000 | 717 | 489 | 38100 | 444 | 80 | 78 | [8 empty] | Federally-Regulated Consumer Product | 03/08/2017 |  | 03/08/2017
York | Evcon | TG9S100C20MP11 | Natural Gas | Induced Draft | False | False | 1 | False | Down | None | None | Condensing | Single-Stage | Multiple-Speed | 1 | Standard |  | 100000 | 97000 | 1934 | 1183 | 96600 | 1118 | 95.5 | 78 | [8 empty] | Federally-Regulated Consumer Product | 03/08/2017 |  | 03/08/2017
York | Coleman | TM8X060A12MP11 | LPG | Induced Draft | False | False | 1 | False | Down |  | None | Non-Condensing | Single-Stage |  | 0.5 | Premium |  | 60000 | 48000 |  |  | 59100 | 243 | 80 | 78 | [8 empty] | Federally-Regulated Consumer Product | 03/08/2017 |  | 03/08/2017
York | Coleman | TG8S100C16MP11 | LPG | Induced Draft | False | False | 1 | False | Down | None | None | Non-Condensing | Single-Stage | Multiple-Speed | 0.5 | Standard |  | 100000 | 80000 | 1820 | 1012 | 96100 | 930 | 80 | 78 | [8 empty] | Federally-Regulated Consumer Product | 03/08/2017 |  | 03/08/2017
York | Evcon | TMLX060A12MP11 | LPG | Induced Draft | False | False | 1 | False | Up |  | None | Non-Condensing | Single-Stage |  | 0.5 | Premium |  | 60000 | 48000 |  |  | 59100 | 243 | 80 | 78 | [8 empty] | Federally-Regulated Consumer Product | 03/08/2017 |  | 03/08/2017
York | Evcon | D7HQ024D05606NX | Natural Gas | Induced Draft | False | True | 1 | False | Down |  | None | Non-Condensing | Two-Stage Modulating |  | 0.5 | Premium |  | 70000 | 57000 |  |  | 56100 | 215 | 81 | 78 | [8 empty] | Federally-Regulated Consumer Product | 03/08/2017 |  | 03/08/2017
York | Evcon | D7NQ060D11006NX | Natural Gas | Induced Draft | False | True | 1 | False | Down |  | None | Non-Condensing | Two-Stage Modulating |  | 1 | Premium |  | 135000 | 110000 |  |  | 112900 | 413 | 81 | 78 | [8 empty] | Federally-Regulated Consumer Product | 03/08/2017 |  | 03/08/2017
York | Coleman | TM9X040A10MP11 | Natural Gas | Induced Draft | False | False | 1 | False | Horizontal |  | None | Condensing | Single-Stage |  | 0.5 | Premium |  | 40000 | 38000 |  |  | 32700 | 256 | 95.5 | 78 | [8 empty] | Federally-Regulated Consumer Product | 03/08/2017 |  | 03/08/2017
York | Johnson Controls | T33A[D,T]3******** | LPG | Induced Draft | False | True | 3 | False | Down |  | None | Non-Condensing | Step Modulating |  | 10 | Standard |  | 267000 | 213000 | [6 empty] | 80 | 80 | [6 empty] | Federally-Regulated Commercial & Industrial Equipment | 03/08/2017 |  | 03/08/2017
York | Coleman | G33B[N,S]3******** | Natural Gas | Induced Draft | False | True | 3 | False | Down |  | None | Non-Condensing | Single-Stage |  | 10 | Standard |  | 267000 | 213000 | [6 empty] | 80 | 80 | [6 empty] | Federally-Regulated Commercial & Industrial Equipment | 03/08/2017 |  | 03/08/2017
York | Evcon | D6NQ036N05606NX | LPG | Induced Draft | False | True | 1 | False | Down |  | None | Non-Condensing | Single-Stage |  | 0.75 | Premium |  | 70000 | 56000 |  |  | 56200 | 876 | 80.2 | 78 | [8 empty] | Federally-Regulated Consumer Product | 03/08/2017 |  | 03/08/2017
York | Coleman | TMLV100C20MP11 | LPG | Induced Draft | False | False | 1 | False | Horizontal |  | None | Non-Condensing | Two-Stage Modulating |  | 1 | Premium |  | 100000 | 80000 |  |  | 95200 | 380 | 80 | 78 | [8 empty] | Federally-Regulated Consumer Product | 03/08/2017 |  | 03/08/2017
York | Fraser Johnston | TM9X040A10MP11 | Natural Gas | Induced Draft | False | False | 1 | False | Horizontal |  | None | Condensing | Single-Stage |  | 0.5 | Premium |  | 40000 | 38000 |  |  | 32700 | 256 | 95.5 | 78 | [8 empty] | Federally-Regulated Consumer Product | 03/08/2017 |  | 03/08/2017
York | Evcon | TMLT100C16MP11 | Natural Gas | Induced Draft | False | False | 1 | False | Down |  | None | Non-Condensing | Two-Stage Modulating |  | 0.5 | Standard |  | 100000 | 80000 |  |  | 96500 | 850 | 80 | 78 | [8 empty] | Federally-Regulated Consumer Product | 03/08/2017 |  | 03/08/2017
York | Fraser Johnston | D6NX024N05606NX | LPG | Induced Draft | False | True | 1 | False | Horizontal |  | None | Non-Condensing | Single-Stage |  | 0.5 | Premium |  | 70000 | 56000 |  |  | 56700 | 764 | 80.2 | 78 | [8 empty] | Federally-Regulated Consumer Product | 03/08/2017 |  | 03/08/2017
York | Guardian | GGLS100C16MP11 | LPG | Induced Draft | False | False | 1 | False | Horizontal | None | None | Non-Condensing | Single-Stage | Multiple-Speed | 0.5 | Standard |  | 100000 | 80000 | 1820 | 1012 | 96100 | 930 | 80 | 78 | [8 empty] | Federally-Regulated Consumer Product | 03/08/2017 |  | 03/08/2017
York | Coleman | TM9T100C20MP11 | Natural Gas | Induced Draft | False | False | 1 | False | Down | None | None | Condensing | Two-Stage Modulating | Multiple-Speed | 1 | Standard |  | 100000 | 96000 | 1934 | 1183 | 96500 | 1015 | 96 | 78 | [8 empty] | Federally-Regulated Consumer Product | 03/08/2017 |  | 03/08/2017
York | Evcon | TM9T080B12MP11 | Natural Gas | Induced Draft | False | False | 1 | False | Down | None | None | Condensing | Two-Stage Modulating | Multiple-Speed | 0.5 | Standard |  | 80000 | 77000 | 1370 | 854 | 81300 | 588 | 96 | 78 | [8 empty] | Federally-Regulated Consumer Product | 03/08/2017 |  | 03/08/2017
York | Coleman | D7HQ048D09006NX | LPG | Induced Draft | False | True | 1 | False | Horizontal |  | None | Non-Condensing | Two-Stage Modulating |  | 1 | Premium |  | 108000 | 89000 |  |  | 94500 | 338 | 81 | 78 | [8 empty] | Federally-Regulated Consumer Product | 03/08/2017 |  | 03/08/2017
York | Guardian | RGF1L120CE20MP11 | LPG | Induced Draft | False | False | 1 | False | Down |  | None | Non-Condensing | Single-Stage |  | 0.75 | Premium |  | 120000 | 96000 |  |  | 117500 | 635 | 80 | 78 | [8 empty] | Federally-Regulated Consumer Product | 03/08/2017 |  | 03/08/2017
York | Fraser Johnston | TM9V100C20MP11 | LPG | Induced Draft | False | False | 1 | False | Down | None | None | Condensing | Two-Stage Modulating | Variable-Speed | 1 | Premium | 60 | 100000 | 96000 | 2019 | 576 | 94300 | 386 | 96 | 78 | [8 empty] | Federally-Regulated Consumer Product | 03/08/2017 |  | 03/08/2017
York | York | TM9T120D20MP11 | LPG | Induced Draft | False | False | 1 | False | Horizontal | None | None | Condensing | Two-Stage Modulating | Multiple-Speed | 1 | Standard |  | 120000 | 115000 | 1977 | 1190 | 113900 | 801 | 96 | 78 | [8 empty] | Federally-Regulated Consumer Product | 03/08/2017 |  | 03/08/2017
York | Fraser Johnston | D6NQ048D11006NX | Natural Gas | Induced Draft | False | True | 1 | False | Horizontal |  | None | Non-Condensing | Two-Stage Modulating |  | 1 | Premium |  | 135000 | 108000 |  |  | 114400 | 300 | 80 | 78 | [8 empty] | Federally-Regulated Consumer Product | 03/08/2017 |  | 03/08/2017
York | York | TMLX100C20MP11 | LPG | Induced Draft | False | False | 1 | False | Horizontal |  | None | Non-Condensing | Single-Stage |  | 0.75 | Premium |  | 100000 | 80000 |  |  | 97800 | 568 | 80 | 78 | [8 empty] | Federally-Regulated Consumer Product | 03/08/2017 |  | 03/08/2017
York | Evcon | TM9E060B12MP11 | Natural Gas | Induced Draft | False | False | 1 | False | Down |  | None | Condensing | Single-Stage |  | 0.5 | Premium |  | 60000 | 57000 |  |  | 49600 | 284 | 95 | 78 | [8 empty] | Federally-Regulated Consumer Product | 03/08/2017 |  | 03/08/2017
York | Evcon | TM9V080C16MP11 | Natural Gas | Induced Draft | False | False | 1 | False | Down | None | None | Condensing | Two-Stage Modulating | Variable-Speed | 0.75 | Premium | 60 | 80000 | 77000 | 1787 | 544 | 79000 | 273 | 96 | 78 | [8 empty] | Federally-Regulated Consumer Product | 03/08/2017 |  | 03/08/2017
York | Coleman | D7NY060D09006NX | Natural Gas | Induced Draft | False | True | 1 | False | Down |  | None | Non-Condensing | Two-Stage Modulating |  | 1 | Premium |  | 108000 | 89000 |  |  | 94500 | 338 | 81 | 78 | [8 empty] | Federally-Regulated Consumer Product | 03/08/2017 |  | 03/08/2017
York | Coleman | TP9C080C16MP12 | LPG | Induced Draft | False | False | 1 | False | Horizontal |  | None | Condensing | Step Modulating |  | 0.75 | Premium |  | 80000 | 78000 |  |  | 80600 | 460 | 97.7 | 78 | [8 empty] | Federally-Regulated Consumer Product | 03/08/2017 |  | 03/08/2017
York | Luxaire | D6NQ048N06506NX | Natural Gas | Induced Draft | False | True | 1 | False | Horizontal |  | None | Non-Condensing | Single-Stage |  | 1 | Premium |  | 80000 | 64000 |  |  | 73900 | 1250 | 80.8 | 78 | [8 empty] | Federally-Regulated Consumer Product | 03/08/2017 |  | 03/08/2017
York | Coleman | G33D[N,S]3******** | Natural Gas | Induced Draft | False | True | 3 | False | Down |  | None | Non-Condensing | Single-Stage |  | 10 | Standard |  | 267000 | 213000 | [6 empty] | 80 | 80 | [6 empty] | Federally-Regulated Commercial & Industrial Equipment | 03/08/2017 |  | 03/08/2017
York | Guardian | RGF19100CE16MP12 | Natural Gas | Induced Draft | False | False | 1 | False | Down |  | None | Condensing | Single-Stage |  | 0.5 | Premium |  | 100000 | 96000 |  |  | 99600 | 463 | 95 | 78 | [8 empty] | Federally-Regulated Consumer Product | 03/08/2017 |  | 03/08/2017
York | Evcon | TM9T120D20MP11 | LPG | Induced Draft | False | False | 1 | False | Up | None | None | Condensing | Two-Stage Modulating | Multiple-Speed | 1 | Standard |  | 120000 | 115000 | 1977 | 1190 | 113900 | 801 | 96 | 78 | [8 empty] | Federally-Regulated Consumer Product | 03/08/2017 |  | 03/08/2017
York | Coleman | D6NQ036D05606NX | LPG | Induced Draft | False | True | 1 | False | Down |  | None | Non-Condensing | Two-Stage Modulating |  | 0.75 | Premium |  | 70000 | 56000 |  |  | 58000 | 263 | 80 | 78 | [8 empty] | Federally-Regulated Consumer Product | 03/08/2017 |  | 03/08/2017
York | Luxaire | TM9M100C20MP12 | Natural Gas | Induced Draft | False | False | 1 | False | Horizontal |  | None | Condensing | Step Modulating |  | 1 | Standard |  | 100000 | 97000 |  |  | 93900 | 1231 | 97 | 78 | [8 empty] | Federally-Regulated Consumer Product | 03/08/2017 |  | 03/08/2017
York | Coleman | TP9C060B12MP12 | Natural Gas | Induced Draft | False | False | 1 | False | Horizontal |  | None | Condensing | Step Modulating |  | 0.5 | Premium |  | 60000 | 58000 |  |  | 48400 | 241 | 97.5 | 78 | [8 empty] | Federally-Regulated Consumer Product | 03/08/2017 |  | 03/08/2017
York | York | TM9E080C16MP11 | Natural Gas | Induced Draft | False | False | 1 | False | Up |  | None | Condensing | Single-Stage |  | 0.5 | Premium |  | 80000 | 77000 |  |  | 82800 | 429 | 95 | 78 | [8 empty] | Federally-Regulated Consumer Product | 03/08/2017 |  | 03/08/2017
York | Luxaire | ZS060*08*F**** | LPG | Induced Draft | False | True | 1 | False | Horizontal |  | None | Non-Condensing | Single-Stage |  | 1.5 | Standard |  | 100000 | 80000 |  |  | 93400 | 1438 | 80.5 | 78 | [8 empty] | Federally-Regulated Consumer Product | 03/08/2017 |  | 03/08/2017
York | Evcon | ZS036*04*F**** | Natural Gas | Induced Draft | False | True | 1 | False | Horizontal |  | None | Non-Condensing | Single-Stage |  | 1.5 | Standard |  | 50000 | 40000 |  |  | 38000 | 371 | 80.9 | 78 | [8 empty] | Federally-Regulated Consumer Product | 03/08/2017 |  | 03/08/2017
York | Coleman | ZK036*08*F**** | Natural Gas | Induced Draft | False | True | 1 | False | Horizontal |  | None | Non-Condensing | Single-Stage |  | 1.5 | Standard |  | 100000 | 80000 |  |  | 93400 | 1438 | 80.5 | 78 | [8 empty] | Federally-Regulated Consumer Product | 03/08/2017 |  | 03/08/2017
York | Evcon | RGF19100CP16MP11 | LPG | Induced Draft | False | False | 1 | False | Up |  | None | Condensing | Single-Stage |  | 0.75 | Standard |  | 100000 | 97000 |  |  | 96400 | 1200 | 95.5 | 78 | [8 empty] | Federally-Regulated Consumer Product | 03/08/2017 |  | 03/08/2017
York | Coleman | D6NZ030N03606NX | LPG | Induced Draft | False | True | 1 | False | Down |  | None | Non-Condensing | Single-Stage |  | 0.75 | Premium |  | 45000 | 36000 |  |  | 37900 | 468 | 80.5 | 78 | [8 empty] | Federally-Regulated Consumer Product | 03/08/2017 |  | 03/08/2017
York | Coleman | TG9S080B12MP11 | Natural Gas | Induced Draft | False | False | 1 | False | Horizontal | None | None | Condensing | Single-Stage | Multiple-Speed | 0.5 | Standard |  | 80000 | 78000 | 1370 | 854 | 80600 | 920 | 95.5 | 78 | [8 empty] | Federally-Regulated Consumer Product | 03/08/2017 |  | 03/08/2017
York | Luxaire | D6NQ060N06506NX | Natural Gas | Induced Draft | False | True | 1 | False | Horizontal |  | None | Non-Condensing | Single-Stage |  | 1 | Premium |  | 80000 | 64000 |  |  | 75500 | 910 | 80.8 | 78 | [8 empty] | Federally-Regulated Consumer Product | 03/08/2017 |  | 03/08/2017
York | Johnson Controls | H33A[N,S]3******** | LPG | Induced Draft | False | True | 3 | False | Down |  | None | Non-Condensing | Single-Stage |  | 10 | Standard |  | 267000 | 213000 | [6 empty] | 80 | 80 | [6 empty] | Federally-Regulated Commercial & Industrial Equipment | 03/08/2017 |  | 03/08/2017
York | Luxaire | TG8S080C22MP11 | Natural Gas | Induced Draft | False | False | 1 | False | Up | None | None | Non-Condensing | Single-Stage | Multiple-Speed | 1 | Standard |  | 80000 | 64000 | 2448 | 1263 | 74800 | 1234 | 80 | 78 | [8 empty] | Federally-Regulated Consumer Product | 03/08/2017 |  | 03/08/2017
York | Evcon | RGF19100CE16MP11 | LPG | Induced Draft | False | False | 1 | False | Down |  | None | Condensing | Single-Stage |  | 0.5 | Premium |  | 100000 | 95000 |  |  | 98400 | 638 | 95.5 | 78 | [8 empty] | Federally-Regulated Consumer Product | 03/08/2017 |  | 03/08/2017
York | Luxaire | LPLC060A12MP12 | LPG | Induced Draft | False | False | 1 | False | Horizontal |  | None | Non-Condensing | Step Modulating |  | 0.5 | Premium |  | 60000 | 47000 |  |  | 58100 | 167 | 80 | 78 | [8 empty] | Federally-Regulated Consumer Product | 03/08/2017 |  | 03/08/2017
York | Luxaire | TM8X080B12MP11 | LPG | Induced Draft | False | False | 1 | False | Horizontal |  | None | Non-Condensing | Single-Stage |  | 0.5 | Premium |  | 80000 | 64000 |  |  | 78600 | 379 | 80 | 78 | [8 empty] | Federally-Regulated Consumer Product | 03/08/2017 |  | 03/08/2017
York | Evcon | RGF19120DE20MP12 | LPG | Induced Draft | False | False | 1 | False | Up |  | None | Condensing | Single-Stage |  | 0.75 | Premium |  | 120000 | 114000 |  |  | 115900 | 624 | 95 | 78 | [8 empty] | Federally-Regulated Consumer Product | 03/08/2017 |  | 03/08/2017
York | Luxaire | D7HQ060D09006NX | Natural Gas | Induced Draft | False | True | 1 | False | Down |  | None | Non-Condensing | Two-Stage Modulating |  | 1 | Premium |  | 108000 | 89000 |  |  | 94500 | 338 | 81 | 78 | [8 empty] | Federally-Regulated Consumer Product | 03/08/2017 |  | 03/08/2017
York | Evcon | TMLT100C20MP11 | LPG | Induced Draft | False | False | 1 | False | Down |  | None | Non-Condensing | Two-Stage Modulating |  | 1 | Standard |  | 100000 | 80000 |  |  | 97200 | 688 | 80 | 78 | [8 empty] | Federally-Regulated Consumer Product | 03/08/2017 |  | 03/08/2017
York | York | D6NQ060N09006NX | LPG | Induced Draft | False | True | 1 | False | Down |  | None | Non-Condensing | Single-Stage |  | 1 | Premium |  | 108000 | 87000 |  |  | 93400 | 1313 | 80.6 | 78 | [8 empty] | Federally-Regulated Consumer Product | 03/08/2017 |  | 03/08/2017
York | Fraser Johnston | D7NQ030D05606NX | LPG | Induced Draft | False | True | 1 | False | Down |  | None | Non-Condensing | Two-Stage Modulating |  | 0.75 | Premium |  | 70000 | 57000 |  |  | 56100 | 216 | 81 | 78 | [8 empty] | Federally-Regulated Consumer Product | 03/08/2017 |  | 03/08/2017
York | Coleman | TG8S130D20MP11 | LPG | Induced Draft | False | False | 1 | False | Horizontal | None | None | Non-Condensing | Single-Stage | Multiple-Speed | 1 | Standard |  | 130000 | 104000 | 2399 | 1324 | 114700 | 1265 | 80 | 78 | [8 empty] | Federally-Regulated Consumer Product | 03/08/2017 |  | 03/08/2017
York | Guardian | GG9S130D20MP11 | LPG | Induced Draft | False | False | 1 | False | Horizontal | None | None | Condensing | Single-Stage | Multiple-Speed | 1 | Standard |  | 130000 | 125000 | 2047 | 1198 | 112700 | 1305 | 95.5 | 78 | [8 empty] | Federally-Regulated Consumer Product | 03/08/2017 |  | 03/08/2017
York | Fraser Johnston | TGLS040A08MP11 | Natural Gas | Induced Draft | False | False | 1 | False | Horizontal | None | None | Non-Condensing | Single-Stage | Multiple-Speed | 0.2 | Standard |  | 40000 | 32000 | 717 | 489 | 38300 | 473 | 80 | 78 | [8 empty] | Federally-Regulated Consumer Product | 03/08/2017 |  | 03/08/2017
York | Coleman | D6NQ036D05606NX | LPG | Induced Draft | False | True | 1 | False | Horizontal |  | None | Non-Condensing | Two-Stage Modulating |  | 0.75 | Premium |  | 70000 | 56000 |  |  | 58000 | 263 | 80 | 78 | [8 empty] | Federally-Regulated Consumer Product | 03/08/2017 |  | 03/08/2017
York | Luxaire | ZS036*04*F**** | LPG | Induced Draft | False | True | 1 | False | Horizontal |  | None | Non-Condensing | Single-Stage |  | 1.5 | Standard |  | 50000 | 40000 |  |  | 38000 | 371 | 80.9 | 78 | [8 empty] | Federally-Regulated Consumer Product | 03/08/2017 |  | 03/08/2017
York | Evcon | D7NQ024N05606NX | Natural Gas | Induced Draft | False | True | 1 | False | Horizontal |  | None | Non-Condensing | Single-Stage |  | 0.5 | Premium |  | 70000 | 57000 |  |  | 58300 | 241 | 81 | 78 | [8 empty] | Federally-Regulated Consumer Product | 03/08/2017 |  | 03/08/2017
York | Evcon | TM8V080C16MP11 | LPG | Induced Draft | False | False | 1 | False | Down |  | None | Non-Condensing | Two-Stage Modulating |  | 0.75 | Premium |  | 80000 | 63000 |  |  | 76900 | 323 | 80 | 78 | [8 empty] | Federally-Regulated Consumer Product | 03/08/2017 |  | 03/08/2017
York | Guardian | RGF19100CE16MP12 | LPG | Induced Draft | False | False | 1 | False | Horizontal |  | None | Condensing | Single-Stage |  | 0.5 | Premium |  | 100000 | 96000 |  |  | 99600 | 463 | 95 | 78 | [8 empty] | Federally-Regulated Consumer Product | 03/08/2017 |  | 03/08/2017
York | Fraser Johnston | D6NQ048N09006NX | LPG | Induced Draft | False | True | 1 | False | Horizontal |  | None | Non-Condensing | Single-Stage |  | 1 | Premium |  | 108000 | 87000 |  |  | 93800 | 1315 | 80.6 | 78 | [8 empty] | Federally-Regulated Consumer Product | 03/08/2017 |  | 03/08/2017
York | Coleman | TM9T060B12MP11 | LPG | Induced Draft | False | False | 1 | False | Up | None | None | Condensing | Two-Stage Modulating | Multiple-Speed | 0.5 | Standard |  | 60000 | 58000 | 1243 | 713 | 48700 | 371 | 96 | 78 | [8 empty] | Federally-Regulated Consumer Product | 03/08/2017 |  | 03/08/2017
York | Evcon | TM9X100C20MP11 | Natural Gas | Induced Draft | False | False | 1 | False | Up | None | None | Condensing | Single-Stage | Multiple-Speed | 0.75 | Premium |  | 100000 | 95000 | 1989 | 660 | 97700 | 833 | 95.5 | 78 | [8 empty] | Federally-Regulated Consumer Product | 03/08/2017 |  | 03/08/2017
York | Evcon | D6NQ030N03606NX | LPG | Induced Draft | False | True | 1 | False | Horizontal |  | None | Non-Condensing | Single-Stage |  | 0.75 | Premium |  | 45000 | 36000 |  |  | 37900 | 468 | 80.5 | 78 | [8 empty] | Federally-Regulated Consumer Product | 03/08/2017 |  | 03/08/2017
York | Evcon | TM9T060B12MP11 | LPG | Induced Draft | False | False | 1 | False | Up | None | None | Condensing | Two-Stage Modulating | Multiple-Speed | 0.5 | Standard |  | 60000 | 58000 | 1243 | 713 | 48700 | 371 | 96 | 78 | [8 empty] | Federally-Regulated Consumer Product | 03/08/2017 |  | 03/08/2017
York | York | D6NX024N05606NX | Natural Gas | Induced Draft | False | True | 1 | False | Horizontal |  | None | Non-Condensing | Single-Stage |  | 0.5 | Premium |  | 70000 | 56000 |  |  | 56700 | 764 | 80.2 | 78 | [8 empty] | Federally-Regulated Consumer Product | 03/08/2017 |  | 03/08/2017
York | Fraser Johnston | D6NZ036N07206NX | LPG | Induced Draft | False | True | 1 | False | Horizontal |  | None | Non-Condensing | Single-Stage |  | 0.75 | Premium |  | 90000 | 72000 |  |  | 75500 | 1056 | 80.1 | 78 | [8 empty] | Federally-Regulated Consumer Product | 03/08/2017 |  | 03/08/2017
York | Coleman | TMLT060A12MP11 | LPG | Induced Draft | False | False | 1 | False | Down |  | None | Non-Condensing | Two-Stage Modulating |  | 0.33 | Standard |  | 60000 | 47000 |  |  | 58100 | 450 | 80 | 78 | [8 empty] | Federally-Regulated Consumer Product | 03/08/2017 |  | 03/08/2017
York | Fraser Johnston | TGLS080C16MP11 | Natural Gas | Induced Draft | False | False | 1 | False | Up | None | None | Non-Condensing | Single-Stage | Multiple-Speed | 0.5 | Standard |  | 80000 | 64000 | 1602 | 1069 | 75100 | 1168 | 80 | 78 | [8 empty] | Federally-Regulated Consumer Product | 03/08/2017 |  | 03/08/2017
York | York | TPLC060A12MP12 | Natural Gas | Induced Draft | False | False | 1 | False | Horizontal |  | None | Non-Condensing | Step Modulating |  | 0.5 | Premium |  | 60000 | 47000 |  |  | 58100 | 167 | 80 | 78 | [8 empty] | Federally-Regulated Consumer Product | 03/08/2017 |  | 03/08/2017
York | Guardian | GGLS100C16MP11 | Natural Gas | Induced Draft | False | False | 1 | False | Down | None | None | Non-Condensing | Single-Stage | Multiple-Speed | 0.5 | Standard |  | 100000 | 80000 | 1820 | 1012 | 96100 | 930 | 80 | 78 | [8 empty] | Federally-Regulated Consumer Product | 03/08/2017 |  | 03/08/2017
York | Luxaire | TGLS130D20MP11 | Natural Gas | Induced Draft | False | False | 1 | False | Down | None | None | Non-Condensing | Single-Stage | Multiple-Speed | 1 | Standard |  | 130000 | 104000 | 2399 | 1324 | 114700 | 1265 | 80 | 78 | [8 empty] | Federally-Regulated Consumer Product | 03/08/2017 |  | 03/08/2017
York | York | D6NZ060N06506NX | Natural Gas | Induced Draft | False | True | 1 | False | Down |  | None | Non-Condensing | Single-Stage |  | 1 | Premium |  | 80000 | 64000 |  |  | 75500 | 910 | 80.7 | 78 | [8 empty] | Federally-Regulated Consumer Product | 03/08/2017 |  | 03/08/2017
York | Coleman | TGLS100C16MP11 | Natural Gas | Induced Draft | False | False | 1 | False | Down | None | None | Non-Condensing | Single-Stage | Multiple-Speed | 0.5 | Standard |  | 100000 | 80000 | 1820 | 1012 | 96100 | 930 | 80 | 78 | [8 empty] | Federally-Regulated Consumer Product | 03/08/2017 |  | 03/08/2017
York | Luxaire | D6HQ030D05606NX | LPG | Induced Draft | False | True | 1 | False | Down |  | None | Non-Condensing | Two-Stage Modulating |  | 0.75 | Premium |  | 70000 | 56000 |  |  | 55700 | 252 | 80 | 78 | [8 empty] | Federally-Regulated Consumer Product | 03/08/2017 |  | 03/08/2017
York | Coleman | TM9T060B12MP11 | Natural Gas | Induced Draft | False | False | 1 | False | Up | None | None | Condensing | Two-Stage Modulating | Multiple-Speed | 0.5 | Standard |  | 60000 | 58000 | 1243 | 713 | 48700 | 371 | 96 | 78 | [8 empty] | Federally-Regulated Consumer Product | 03/08/2017 |  | 03/08/2017
York | Coleman | TM9T060B12MP11 | LPG | Induced Draft | False | False | 1 | False | Down | None | None | Condensing | Two-Stage Modulating | Multiple-Speed | 0.5 | Standard |  | 60000 | 58000 | 1243 | 713 | 48700 | 371 | 96 | 78 | [8 empty] | Federally-Regulated Consumer Product | 03/08/2017 |  | 03/08/2017
York | York | TMLV060A12MP11 | LPG | Induced Draft | False | False | 1 | False | Up |  | None | Non-Condensing | Two-Stage Modulating |  | 0.5 | Premium |  | 60000 | 47000 |  |  | 57000 | 259 | 80 | 78 | [8 empty] | Federally-Regulated Consumer Product | 03/08/2017 |  | 03/08/2017
York | Luxaire | TM8X080B12MP11 | LPG | Induced Draft | False | False | 1 | False | Up |  | None | Non-Condensing | Single-Stage |  | 0.5 | Premium |  | 80000 | 64000 |  |  | 78600 | 379 | 80 | 78 | [8 empty] | Federally-Regulated Consumer Product | 03/08/2017 |  | 03/08/2017
York | York | D6NQ048D09006NX | Natural Gas | Induced Draft | False | True | 1 | False | Horizontal |  | None | Non-Condensing | Two-Stage Modulating |  | 1 | Premium |  | 108000 | 87000 |  |  | 94100 | 287 | 80 | 78 | [8 empty] | Federally-Regulated Consumer Product | 03/08/2017 |  | 03/08/2017
York | Coleman | TM9X080C16MP11 | LPG | Induced Draft | False | False | 1 | False | Up | None | None | Condensing | Single-Stage | Multiple-Speed | 0.5 | Premium |  | 80000 | 76000 | 1558 | 457 | 65200 | 513 | 95.5 | 78 | [8 empty] | Federally-Regulated Consumer Product | 03/08/2017 |  | 03/08/2017
York | Fraser Johnston | D7NQ024N05606NX | Natural Gas | Induced Draft | False | True | 1 | False | Down |  | None | Non-Condensing | Single-Stage |  | 0.5 | Premium |  | 70000 | 57000 |  |  | 58300 | 241 | 81 | 78 | [8 empty] | Federally-Regulated Consumer Product | 03/08/2017 |  | 03/08/2017
York | Evcon | D6HQ036D05606NX | LPG | Induced Draft | False | True | 1 | False | Down |  | None | Non-Condensing | Two-Stage Modulating |  | 0.75 | Premium |  | 70000 | 56000 |  |  | 58000 | 263 | 80 | 78 | [8 empty] | Federally-Regulated Consumer Product | 03/08/2017 |  | 03/08/2017
York | Evcon | RGF1L100CP16MP11 | LPG | Induced Draft | False | False | 1 | False | Up |  | None | Non-Condensing | Single-Stage |  | 0.5 | Standard |  | 100000 | 80000 |  |  | 96100 | 972 | 80 | 78 | [8 empty] | Federally-Regulated Consumer Product | 03/08/2017 |  | 03/08/2017
York | Johnson Controls | S33D[D,T]5******** | LPG | Induced Draft | False | True | 3 | False | Down |  | None | Non-Condensing | Step Modulating |  | 10 | Standard |  | 533000 | 426000 | [6 empty] | 80 | 80 | [6 empty] | Federally-Regulated Commercial & Industrial Equipment | 03/08/2017 |  | 03/08/2017
York | Evcon | TM9E120D20MP11 | Natural Gas | Induced Draft | False | False | 1 | False | Up |  | None | Condensing | Single-Stage |  | 0.75 | Premium |  | 120000 | 114000 |  |  | 115900 | 624 | 95 | 78 | [8 empty] | Federally-Regulated Consumer Product | 03/08/2017 |  | 03/08/2017
York | Coleman | D6NZ048N11006NX | LPG | Induced Draft | False | True | 1 | False | Down |  | None | Non-Condensing | Single-Stage |  | 1 | Premium |  | 135000 | 108000 |  |  | 114000 | 1275 | 80.2 | 78 | [8 empty] | Federally-Regulated Consumer Product | 03/08/2017 |  | 03/08/2017
York | Evcon | TM8T100C20MP11 | LPG | Induced Draft | False | False | 1 | False | Down |  | None | Non-Condensing | Two-Stage Modulating |  | 1 | Standard |  | 100000 | 80000 |  |  | 97200 | 688 | 80 | 78 | [8 empty] | Federally-Regulated Consumer Product | 03/08/2017 |  | 03/08/2017
York | Evcon | TGLS060A12MP11 | LPG | Induced Draft | False | False | 1 | False | Down | None | None | Non-Condensing | Single-Stage | Multiple-Speed | 0.33 | Standard |  | 60000 | 48000 | 1275 | 711 | 57400 | 623 | 80 | 78 | [8 empty] | Federally-Regulated Consumer Product | 03/08/2017 |  | 03/08/2017
York | Coleman | TMLV120C20MP11 | Natural Gas | Induced Draft | False | False | 1 | False | Up |  | None | Non-Condensing | Two-Stage Modulating |  | 1 | Premium |  | 120000 | 96000 |  |  | 111300 | 456 | 80 | 78 | [8 empty] | Federally-Regulated Consumer Product | 03/08/2017 |  | 03/08/2017
York | Luxaire | TG9S100C20MP11 | LPG | Induced Draft | False | False | 1 | False | Up | None | None | Condensing | Single-Stage | Multiple-Speed | 1 | Standard |  | 100000 | 97000 | 1934 | 1183 | 96600 | 1118 | 95.5 | 78 | [8 empty] | Federally-Regulated Consumer Product | 03/08/2017 |  | 03/08/2017
York | Fraser Johnston | D6NQ030D05606NX | Natural Gas | Induced Draft | False | True | 1 | False | Down |  | None | Non-Condensing | Two-Stage Modulating |  | 0.75 | Premium |  | 70000 | 56000 |  |  | 55700 | 252 | 80 | 78 | [8 empty] | Federally-Regulated Consumer Product | 03/08/2017 |  | 03/08/2017
York | Luxaire | TGLS060A10MP11 | LPG | Induced Draft | False | False | 1 | False | Up | None | None | Non-Condensing | Single-Stage | Multiple-Speed | 0.33 | Standard |  | 60000 | 48000 | 1004 | 708 | 57700 | 553 | 80 | 78 | [8 empty] | Federally-Regulated Consumer Product | 03/08/2017 |  | 03/08/2017
York | Coleman | TM8V080B12MP11 | Natural Gas | Induced Draft | False | False | 1 | False | Horizontal |  | None | Non-Condensing | Two-Stage Modulating |  | 0.5 | Premium |  | 80000 | 63000 |  |  | 75800 | 315 | 80 | 78 | [8 empty] | Federally-Regulated Consumer Product | 03/08/2017 |  | 03/08/2017
York | Coleman | TGLS080C16MP11 | LPG | Induced Draft | False | False | 1 | False | Down | None | None | Non-Condensing | Single-Stage | Multiple-Speed | 0.5 | Standard |  | 80000 | 64000 | 1602 | 1069 | 75100 | 1168 | 80 | 78 | [8 empty] | Federally-Regulated Consumer Product | 03/08/2017 |  | 03/08/2017
York | Fraser Johnston | D7NQ042D09006NX | LPG | Induced Draft | False | True | 1 | False | Horizontal |  | None | Non-Condensing | Two-Stage Modulating |  | 1 | Premium |  | 108000 | 89000 |  |  | 94500 | 338 | 81 | 78 | [8 empty] | Federally-Regulated Consumer Product | 03/08/2017 |  | 03/08/2017
York | York | D6NQ036D07206NX | LPG | Induced Draft | False | True | 1 | False | Horizontal |  | None | Non-Condensing | Two-Stage Modulating |  | 0.75 | Premium |  | 90000 | 72000 |  |  | 74700 | 273 | 80 | 78 | [8 empty] | Federally-Regulated Consumer Product | 03/08/2017 |  | 03/08/2017
York | Fraser Johnston | D6NQ060N06506NX | Natural Gas | Induced Draft | False | True | 1 | False | Down |  | None | Non-Condensing | Single-Stage |  | 1 | Premium |  | 80000 | 64000 |  |  | 75500 | 910 | 80.8 | 78 | [8 empty] | Federally-Regulated Consumer Product | 03/08/2017 |  | 03/08/2017
York | Luxaire | TG8S120C20MP11 | LPG | Induced Draft | False | False | 1 | False | Up | None | None | Non-Condensing | Single-Stage | Multiple-Speed | 1 | Standard |  | 120000 | 96000 | 2338 | 1286 | 115200 | 1150 | 80 | 78 | [8 empty] | Federally-Regulated Consumer Product | 03/08/2017 |  | 03/08/2017
York | Luxaire | TM8V100C20MP11 | LPG | Induced Draft | False | False | 1 | False | Horizontal |  | None | Non-Condensing | Two-Stage Modulating |  | 1 | Premium |  | 100000 | 80000 |  |  | 95200 | 380 | 80 | 78 | [8 empty] | Federally-Regulated Consumer Product | 03/08/2017 |  | 03/08/2017
York | Guardian | RGF19060BE12MP12 | LPG | Induced Draft | False | False | 1 | False | Horizontal |  | None | Condensing | Single-Stage |  | 0.5 | Premium |  | 60000 | 57000 |  |  | 49600 | 284 | 95 | 78 | [8 empty] | Federally-Regulated Consumer Product | 03/08/2017 |  | 03/08/2017
York | Johnson Controls | T33D[D,T]5******** | LPG | Induced Draft | False | True | 3 | False | Horizontal |  | None | Non-Condensing | Step Modulating |  | 10 | Standard |  | 533000 | 426000 | [6 empty] | 80 | 80 | [6 empty] | Federally-Regulated Commercial & Industrial Equipment | 03/08/2017 |  | 03/08/2017
York | Luxaire | D6NZ042N06506NX | LPG | Induced Draft | False | True | 1 | False | Down |  | None | Non-Condensing | Single-Stage |  | 1 | Premium |  | 80000 | 64000 |  |  | 74700 | 1140 | 80.6 | 78 | [8 empty] | Federally-Regulated Consumer Product | 03/08/2017 |  | 03/08/2017
York | Evcon | D7HQ030D05606NX | Natural Gas | Induced Draft | False | True | 1 | False | Horizontal |  | None | Non-Condensing | Two-Stage Modulating |  | 0.75 | Premium |  | 70000 | 57000 |  |  | 56100 | 216 | 81 | 78 | [8 empty] | Federally-Regulated Consumer Product | 03/08/2017 |  | 03/08/2017
York | Fraser Johnston | D7NQ024N05606NX | Natural Gas | Induced Draft | False | True | 1 | False | Horizontal |  | None | Non-Condensing | Single-Stage |  | 0.5 | Premium |  | 70000 | 57000 |  |  | 58300 | 241 | 81 | 78 | [8 empty] | Federally-Regulated Consumer Product | 03/08/2017 |  | 03/08/2017
York | Luxaire | D6NZ048D11006NX | Natural Gas | Induced Draft | False | True | 1 | False | Down |  | None | Non-Condensing | Two-Stage Modulating |  | 1 | Premium |  | 135000 | 108000 |  |  | 114400 | 262 | 80 | 78 | [8 empty] | Federally-Regulated Consumer Product | 03/08/2017 |  | 03/08/2017
York | Guardian | RGF1L040AP08MP11 | Natural Gas | Induced Draft | False | False | 1 | False | Up |  | None | Non-Condensing | Single-Stage |  | 0.2 | Standard |  | 40000 | 32000 |  |  | 38300 | 473 | 80 | 78 | [8 empty] | Federally-Regulated Consumer Product | 03/08/2017 |  | 03/08/2017
York | Johnson Controls | S33E[D,T]5******** | Natural Gas | Induced Draft | False | True | 3 | False | Horizontal |  | None | Non-Condensing | Step Modulating |  | 10 | Standard |  | 533000 | 426000 | [6 empty] | 80 | 80 | [6 empty] | Federally-Regulated Commercial & Industrial Equipment | 03/08/2017 |  | 03/08/2017
York | York | D7NX048D11006NX | Natural Gas | Induced Draft | False | True | 1 | False | Horizontal |  | None | Non-Condensing | Two-Stage Modulating |  | 1 | Premium |  | 135000 | 110000 |  |  | 112900 | 413 | 81 | 78 | [8 empty] | Federally-Regulated Consumer Product | 03/08/2017 |  | 03/08/2017
York | Luxaire | TM8X080C16MP11 | LPG | Induced Draft | False | False | 1 | False | Down |  | None | Non-Condensing | Single-Stage |  | 0.5 | Premium |  | 80000 | 64000 |  |  | 78300 | 444 | 80 | 78 | [8 empty] | Federally-Regulated Consumer Product | 03/08/2017 |  | 03/08/2017
York | York | TM9V060B12MP11 | Natural Gas | Induced Draft | False | False | 1 | False | Horizontal | None | None | Condensing | Two-Stage Modulating | Variable-Speed | 0.5 | Premium | 60 | 60000 | 58000 | 1343 | 456 | 47800 | 284 | 96 | 78 | [8 empty] | Federally-Regulated Consumer Product | 03/08/2017 |  | 03/08/2017
York | Coleman | TGLS100B12MP11 | LPG | Induced Draft | False | False | 1 | False | Horizontal | None | None | Non-Condensing | Single-Stage | Multiple-Speed | 0.33 | Standard |  | 100000 | 80000 | 1223 | 614 | 96100 | 935 | 80 | 78 | [8 empty] | Federally-Regulated Consumer Product | 03/08/2017 |  | 03/08/2017
York | Fraser Johnston | TPLC120C20MP12 | Natural Gas | Induced Draft | False | False | 1 | False | Down |  | None | Non-Condensing | Step Modulating |  | 1 | Premium |  | 120000 | 95000 |  |  | 115200 | 484 | 80 | 78 | [8 empty] | Federally-Regulated Consumer Product | 03/08/2017 |  | 03/08/2017
York | York | D6HQ060D09006NX | Natural Gas | Induced Draft | False | True | 1 | False | Horizontal |  | None | Non-Condensing | Two-Stage Modulating |  | 1 | Premium |  | 108000 | 87000 |  |  | 94100 | 287 | 80 | 78 | [8 empty] | Federally-Regulated Consumer Product | 03/08/2017 |  | 03/08/2017
York | Fraser Johnston | D7NQ030N03606NX | Natural Gas | Induced Draft | False | True | 1 | False | Horizontal |  | None | Non-Condensing | Single-Stage |  | 0.75 | Premium |  | 45000 | 37000 |  |  | 38700 | 212 | 81 | 78 | [8 empty] | Federally-Regulated Consumer Product | 03/08/2017 |  | 03/08/2017
York | Coleman | TM9M120D20MP12 | Natural Gas | Induced Draft | False | False | 1 | False | Up |  | None | Condensing | Step Modulating |  | 1 | Standard |  | 120000 | 116000 |  |  | 111200 | 1144 | 97 | 78 | [8 empty] | Federally-Regulated Consumer Product | 03/08/2017 |  | 03/08/2017
York | Coleman | D7NX048D11006NX | Natural Gas | Induced Draft | False | True | 1 | False | Down |  | None | Non-Condensing | Two-Stage Modulating |  | 1 | Premium |  | 135000 | 110000 |  |  | 112900 | 413 | 81 | 78 | [8 empty] | Federally-Regulated Consumer Product | 03/08/2017 |  | 03/08/2017
York | Fraser Johnston | D7NQ030D05606NX | Natural Gas | Induced Draft | False | True | 1 | False | Down |  | None | Non-Condensing | Two-Stage Modulating |  | 0.75 | Premium |  | 70000 | 57000 |  |  | 56100 | 216 | 81 | 78 | [8 empty] | Federally-Regulated Consumer Product | 03/08/2017 |  | 03/08/2017
York | York | YPAL061M******** | Natural Gas | Induced Draft | False | True | 3 | False | Horizontal | None | None | Non-Condensing | Step Modulating | Single-Speed | 10 | Standard |  | 375000 | 300000 | [6 empty] | 80 | 80 | [5 empty] | 3 | Federally-Regulated Commercial & Industrial Equipment | 03/08/2017 |  | 03/08/2017
York | Coleman | D6NQ030D05606NX | LPG | Induced Draft | False | True | 1 | False | Down |  | None | Non-Condensing | Two-Stage Modulating |  | 0.75 | Premium |  | 70000 | 56000 |  |  | 55700 | 252 | 80 | 78 | [8 empty] | Federally-Regulated Consumer Product | 03/08/2017 |  | 03/08/2017
York | Luxaire | TM9X080B12MP11 | LPG | Induced Draft | False | False | 1 | False | Down | None | None | Condensing | Single-Stage | Multiple-Speed | 0.5 | Premium |  | 80000 | 76000 | 1221 | 403 | 65700 | 408 | 95.5 | 78 | [8 empty] | Federally-Regulated Consumer Product | 03/08/2017 |  | 03/08/2017
York | Guardian | GG9S080C16MP11 | LPG | Induced Draft | False | False | 1 | False | Down | None | None | Condensing | Single-Stage | Multiple-Speed | 0.75 | Standard |  | 80000 | 78000 | 1671 | 838 | 80500 | 929 | 95.5 | 78 | [8 empty] | Federally-Regulated Consumer Product | 03/08/2017 |  | 03/08/2017
York | Luxaire | D7NQ048N09006NX | LPG | Induced Draft | False | True | 1 | False | Horizontal |  | None | Non-Condensing | Single-Stage |  | 1 | Premium |  | 108000 | 88000 |  |  | 96900 | 467 | 81 | 78 | [8 empty] | Federally-Regulated Consumer Product | 03/08/2017 |  | 03/08/2017
York | Coleman | D6NQ048D11006NX | LPG | Induced Draft | False | True | 1 | False | Horizontal |  | None | Non-Condensing | Two-Stage Modulating |  | 1 | Premium |  | 135000 | 108000 |  |  | 114400 | 300 | 80 | 78 | [8 empty] | Federally-Regulated Consumer Product | 03/08/2017 |  | 03/08/2017
York | Fraser Johnston | D7NQ042N09006NX | LPG | Induced Draft | False | True | 1 | False | Down |  | None | Non-Condensing | Single-Stage |  | 1 | Premium |  | 108000 | 88000 |  |  | 96900 | 467 | 81 | 78 | [8 empty] | Federally-Regulated Consumer Product | 03/08/2017 |  | 03/08/2017
York | Guardian | GG8S040A08MP11 | Natural Gas | Induced Draft | False | False | 1 | False | Up | None | None | Non-Condensing | Single-Stage | Multiple-Speed | 0.2 | Standard |  | 40000 | 32000 | 717 | 489 | 38100 | 444 | 80 | 78 | [8 empty] | Federally-Regulated Consumer Product | 03/08/2017 |  | 03/08/2017
York | Coleman | D7NQ024D05606NX | LPG | Induced Draft | False | True | 1 | False | Down |  | None | Non-Condensing | Two-Stage Modulating |  | 0.5 | Premium |  | 70000 | 57000 |  |  | 56100 | 215 | 81 | 78 | [8 empty] | Federally-Regulated Consumer Product | 03/08/2017 |  | 03/08/2017
York | York | Z33B[N,S]3******** | Natural Gas | Induced Draft | False | True | 3 | False | Down |  | None | Non-Condensing | Single-Stage |  | 10 | Standard |  | 267000 | 213000 | [6 empty] | 80 | 80 | [6 empty] | Federally-Regulated Commercial & Industrial Equipment | 03/08/2017 |  | 03/08/2017
York | Evcon | D7NQ060N06506NX | LPG | Induced Draft | False | True | 1 | False | Horizontal |  | None | Non-Condensing | Single-Stage |  | 1 | Premium |  | 80000 | 66000 |  |  | 77300 | 424 | 81 | 78 | [8 empty] | Federally-Regulated Consumer Product | 03/08/2017 |  | 03/08/2017
York | Fraser Johnston | TG9S100C16MP11 | LPG | Induced Draft | False | False | 1 | False | Up | None | None | Condensing | Single-Stage | Multiple-Speed | 0.75 | Standard |  | 100000 | 97000 | 1706 | 819 | 96500 | 1156 | 95.5 | 78 | [8 empty] | Federally-Regulated Consumer Product | 03/08/2017 |  | 03/08/2017
York | Coleman | TG9S040A08MP11 | LPG | Induced Draft | False | False | 1 | False | Down | None | None | Condensing | Single-Stage | Multiple-Speed | 0.5 | Standard |  | 40000 | 39000 | 950 | 581 | 31900 | 458 | 95.5 | 78 | [8 empty] | Federally-Regulated Consumer Product | 03/08/2017 |  | 03/08/2017
York | Evcon | RGF19100CE20MP11 | Natural Gas | Induced Draft | False | False | 1 | False | Horizontal |  | None | Condensing | Single-Stage |  | 0.75 | Premium |  | 100000 | 95000 |  |  | 97700 | 833 | 95.5 | 78 | [8 empty] | Federally-Regulated Consumer Product | 03/08/2017 |  | 03/08/2017
York | Fraser Johnston | TMLT060A12MP11 | Natural Gas | Induced Draft | False | False | 1 | False | Horizontal |  | None | Non-Condensing | Two-Stage Modulating |  | 0.33 | Standard |  | 60000 | 47000 |  |  | 58100 | 450 | 80 | 78 | [8 empty] | Federally-Regulated Consumer Product | 03/08/2017 |  | 03/08/2017
York | Evcon | TMLT060A12MP11 | LPG | Induced Draft | False | False | 1 | False | Horizontal |  | None | Non-Condensing | Two-Stage Modulating |  | 0.33 | Standard |  | 60000 | 47000 |  |  | 58100 | 450 | 80 | 78 | [8 empty] | Federally-Regulated Consumer Product | 03/08/2017 |  | 03/08/2017
York | Coleman | TGLS080C16MP11 | Natural Gas | Induced Draft | False | False | 1 | False | Up | None | None | Non-Condensing | Single-Stage | Multiple-Speed | 0.5 | Standard |  | 80000 | 64000 | 1602 | 1069 | 75100 | 1168 | 80 | 78 | [8 empty] | Federally-Regulated Consumer Product | 03/08/2017 |  | 03/08/2017
York | Guardian | RGF19080BP12MP11 | LPG | Induced Draft | False | False | 1 | False | Down |  | None | Condensing | Single-Stage |  | 0.5 | Standard |  | 80000 | 78000 |  |  | 80500 | 960 | 95.5 | 78 | [8 empty] | Federally-Regulated Consumer Product | 03/08/2017 |  | 03/08/2017
York | Luxaire | D7NX036D09006NX | Natural Gas | Induced Draft | False | True | 1 | False | Down |  | None | Non-Condensing | Two-Stage Modulating |  | 1 | Premium |  | 108000 | 89000 |  |  | 94500 | 338 | 81 | 78 | [8 empty] | Federally-Regulated Consumer Product | 03/08/2017 |  | 03/08/2017
York | Luxaire | D7NX024D05606NX | LPG | Induced Draft | False | True | 1 | False | Down |  | None | Non-Condensing | Two-Stage Modulating |  | 0.5 | Premium |  | 70000 | 57000 |  |  | 56100 | 215 | 81 | 78 | [8 empty] | Federally-Regulated Consumer Product | 03/08/2017 |  | 03/08/2017
York | Guardian | GG8S040A08MP11 | LPG | Induced Draft | False | False | 1 | False | Down | None | None | Non-Condensing | Single-Stage | Multiple-Speed | 0.2 | Standard |  | 40000 | 32000 | 717 | 489 | 38100 | 444 | 80 | 78 | [8 empty] | Federally-Regulated Consumer Product | 03/08/2017 |  | 03/08/2017
York | Fraser Johnston | TGLS130D20MP11 | Natural Gas | Induced Draft | False | False | 1 | False | Up | None | None | Non-Condensing | Single-Stage | Multiple-Speed | 1 | Standard |  | 130000 | 104000 | 2399 | 1324 | 114700 | 1265 | 80 | 78 | [8 empty] | Federally-Regulated Consumer Product | 03/08/2017 |  | 03/08/2017
York | Coleman | D6NZ042D09006NX | Natural Gas | Induced Draft | False | True | 1 | False | Down |  | None | Non-Condensing | Two-Stage Modulating |  | 0.75 | Premium |  | 108000 | 87000 |  |  | 95300 | 362 | 80 | 78 | [8 empty] | Federally-Regulated Consumer Product | 03/08/2017 |  | 03/08/2017
York | Evcon | D7NQ048D11006NX | LPG | Induced Draft | False | True | 1 | False | Horizontal |  | None | Non-Condensing | Two-Stage Modulating |  | 1 | Premium |  | 135000 | 110000 |  |  | 112900 | 413 | 81 | 78 | [8 empty] | Federally-Regulated Consumer Product | 03/08/2017 |  | 03/08/2017
York | York | TM9T060B12MP11 | LPG | Induced Draft | False | False | 1 | False | Up | None | None | Condensing | Two-Stage Modulating | Multiple-Speed | 0.5 | Standard |  | 60000 | 58000 | 1243 | 713 | 48700 | 371 | 96 | 78 | [8 empty] | Federally-Regulated Consumer Product | 03/08/2017 |  | 03/08/2017
York | York | TMLX060A12MP11 | Natural Gas | Induced Draft | False | False | 1 | False | Up |  | None | Non-Condensing | Single-Stage |  | 0.5 | Premium |  | 60000 | 48000 |  |  | 59100 | 243 | 80 | 78 | [8 empty] | Federally-Regulated Consumer Product | 03/08/2017 |  | 03/08/2017
York | Luxaire | TMLT120C20MP11 | Natural Gas | Induced Draft | False | False | 1 | False | Horizontal |  | None | Non-Condensing | Two-Stage Modulating |  | 1 | Standard |  | 120000 | 96000 |  |  | 116600 | 832 | 80 | 78 | [8 empty] | Federally-Regulated Consumer Product | 03/08/2017 |  | 03/08/2017
York | Luxaire | TM9X100C16MP11 | LPG | Induced Draft | False | False | 1 | False | Horizontal | None | None | Condensing | Single-Stage | Multiple-Speed | 0.5 | Premium |  | 100000 | 95000 | 1570 | 464 | 98400 | 638 | 95.5 | 78 | [8 empty] | Federally-Regulated Consumer Product | 03/08/2017 |  | 03/08/2017
York | York | TG9S120D20MP11 | LPG | Induced Draft | False | False | 1 | False | Down | None | None | Condensing | Single-Stage | Multiple-Speed | 1 | Standard |  | 120000 | 116000 | 1977 | 1190 | 112700 | 1311 | 95.5 | 78 | [8 empty] | Federally-Regulated Consumer Product | 03/08/2017 |  | 03/08/2017
York | Luxaire | D6NX036N09006NX | Natural Gas | Induced Draft | False | True | 1 | False | Horizontal |  | None | Non-Condensing | Single-Stage |  | 1 | Premium |  | 108000 | 87000 |  |  | 94400 | 1124 | 80.8 | 78 | [8 empty] | Federally-Regulated Consumer Product | 03/08/2017 |  | 03/08/2017
York | Evcon | TM9E120D20MP11 | Natural Gas | Induced Draft | False | False | 1 | False | Down |  | None | Condensing | Single-Stage |  | 0.75 | Premium |  | 120000 | 114000 |  |  | 115900 | 624 | 95 | 78 | [8 empty] | Federally-Regulated Consumer Product | 03/08/2017 |  | 03/08/2017
York | Guardian | GGLS080C16MP11 | Natural Gas | Induced Draft | False | False | 1 | False | Up | None | None | Non-Condensing | Single-Stage | Multiple-Speed | 0.5 | Standard |  | 80000 | 64000 | 1602 | 1069 | 75100 | 1168 | 80 | 78 | [8 empty] | Federally-Regulated Consumer Product | 03/08/2017 |  | 03/08/2017
York | Luxaire | TM8T080C16MP11 | Natural Gas | Induced Draft | False | False | 1 | False | Down |  | None | Non-Condensing | Two-Stage Modulating |  | 0.5 | Standard |  | 80000 | 63000 |  |  | 77500 | 607 | 80 | 78 | [8 empty] | Federally-Regulated Consumer Product | 03/08/2017 |  | 03/08/2017
York | Evcon | D6NQ042D09006NX | Natural Gas | Induced Draft | False | True | 1 | False | Horizontal |  | None | Non-Condensing | Two-Stage Modulating |  | 0.75 | Premium |  | 108000 | 87000 |  |  | 94900 | 259 | 80 | 78 | [8 empty] | Federally-Regulated Consumer Product | 03/08/2017 |  | 03/08/2017
York | Coleman | TMLX060A12MP11 | Natural Gas | Induced Draft | False | False | 1 | False | Up |  | None | Non-Condensing | Single-Stage |  | 0.5 | Premium |  | 60000 | 48000 |  |  | 59100 | 243 | 80 | 78 | [8 empty] | Federally-Regulated Consumer Product | 03/08/2017 |  | 03/08/2017
York | York | D6NX024D05606NX | LPG | Induced Draft | False | True | 1 | False | Horizontal |  | None | Non-Condensing | Two-Stage Modulating |  | 0.5 | Premium |  | 70000 | 56000 |  |  | 57600 | 151 | 80 | 78 | [8 empty] | Federally-Regulated Consumer Product | 03/08/2017 |  | 03/08/2017
York | Fraser Johnston | D6NZ060D09006NX | LPG | Induced Draft | False | True | 1 | False | Down |  | None | Non-Condensing | Two-Stage Modulating |  | 1 | Premium |  | 108000 | 87000 |  |  | 94100 | 544 | 80 | 78 | [8 empty] | Federally-Regulated Consumer Product | 03/08/2017 |  | 03/08/2017
York | York | YPLC080C16MP12 | LPG | Induced Draft | False | False | 1 | False | Horizontal |  | None | Non-Condensing | Step Modulating |  | 0.75 | Premium |  | 80000 | 62000 |  |  | 77700 | 199 | 80 | 78 | [8 empty] | Federally-Regulated Consumer Product | 03/08/2017 |  | 03/08/2017
York | Fraser Johnston | TM9X080B12MP11 | Natural Gas | Induced Draft | False | False | 1 | False | Up | None | None | Condensing | Single-Stage | Multiple-Speed | 0.5 | Premium |  | 80000 | 76000 | 1221 | 403 | 65700 | 408 | 95.5 | 78 | [8 empty] | Federally-Regulated Consumer Product | 03/08/2017 |  | 03/08/2017
York | Evcon | D6NQ024N05606NX | Natural Gas | Induced Draft | False | True | 1 | False | Down |  | None | Non-Condensing | Single-Stage |  | 0.5 | Premium |  | 70000 | 56000 |  |  | 56700 | 764 | 80.2 | 78 | [8 empty] | Federally-Regulated Consumer Product | 03/08/2017 |  | 03/08/2017
York | Fraser Johnston | TM9V100C16MP11 | Natural Gas | Induced Draft | False | False | 1 | False | Horizontal | None | None | Condensing | Two-Stage Modulating | Variable-Speed | 0.75 | Premium | 60 | 100000 | 96000 | 1818 | 519 | 95600 | 364 | 96 | 78 | [8 empty] | Federally-Regulated Consumer Product | 03/08/2017 |  | 03/08/2017
York | Fraser Johnston | TM8X100C16MP11 | LPG | Induced Draft | False | False | 1 | False | Down |  | None | Non-Condensing | Single-Stage |  | 0.5 | Premium |  | 100000 | 80000 |  |  | 98400 | 431 | 80 | 78 | [8 empty] | Federally-Regulated Consumer Product | 03/08/2017 |  | 03/08/2017
York | Evcon | D6NX048N09006NX | Natural Gas | Induced Draft | False | True | 1 | False | Horizontal |  | None | Non-Condensing | Single-Stage |  | 1 | Premium |  | 108000 | 87000 |  |  | 93800 | 1315 | 80.6 | 78 | [8 empty] | Federally-Regulated Consumer Product | 03/08/2017 |  | 03/08/2017
York | Fraser Johnston | TP9C060B12MP12 | LPG | Induced Draft | False | False | 1 | False | Down |  | None | Condensing | Step Modulating |  | 0.5 | Premium |  | 60000 | 58000 |  |  | 48400 | 241 | 97.5 | 78 | [8 empty] | Federally-Regulated Consumer Product | 03/08/2017 |  | 03/08/2017
York | Luxaire | TM9E120D20MP11 | Natural Gas | Induced Draft | False | False | 1 | False | Horizontal |  | None | Condensing | Single-Stage |  | 0.75 | Premium |  | 120000 | 114000 |  |  | 115900 | 624 | 95 | 78 | [8 empty] | Federally-Regulated Consumer Product | 03/08/2017 |  | 03/08/2017
York | Evcon | D6NZ060N11006NX | LPG | Induced Draft | False | True | 1 | False | Down |  | None | Non-Condensing | Single-Stage |  | 1 | Premium |  | 135000 | 108000 |  |  | 115300 | 1073 | 80.2 | 78 | [8 empty] | Federally-Regulated Consumer Product | 03/08/2017 |  | 03/08/2017
York | Fraser Johnston | D7NX048N06506NX | LPG | Induced Draft | False | True | 1 | False | Horizontal |  | None | Non-Condensing | Single-Stage |  | 1 | Premium |  | 80000 | 66000 |  |  | 77300 | 424 | 81 | 78 | [8 empty] | Federally-Regulated Consumer Product | 03/08/2017 |  | 03/08/2017
York | Coleman | TM9V120D20MP11 | LPG | Induced Draft | False | False | 1 | False | Horizontal | None | None | Condensing | Two-Stage Modulating | Variable-Speed | 1 | Premium | 60 | 120000 | 115000 | 2006 | 718 | 109300 | 407 | 96 | 78 | [8 empty] | Federally-Regulated Consumer Product | 03/08/2017 |  | 03/08/2017
York | York | D6NZ060N11006NX | Natural Gas | Induced Draft | False | True | 1 | False | Horizontal |  | None | Non-Condensing | Single-Stage |  | 1 | Premium |  | 135000 | 108000 |  |  | 115300 | 1073 | 80.2 | 78 | [8 empty] | Federally-Regulated Consumer Product | 03/08/2017 |  | 03/08/2017
York | Luxaire | X33E[D,T]5******** | LPG | Induced Draft | False | True | 3 | False | Horizontal |  | None | Non-Condensing | Step Modulating |  | 10 | Standard |  | 533000 | 426000 | [6 empty] | 80 | 80 | [6 empty] | Federally-Regulated Commercial & Industrial Equipment | 03/08/2017 |  | 03/08/2017
York | Luxaire | D6NX048N06506NX | Natural Gas | Induced Draft | False | True | 1 | False | Down |  | None | Non-Condensing | Single-Stage |  | 1 | Premium |  | 80000 | 64000 |  |  | 73900 | 1250 | 80.8 | 78 | [8 empty] | Federally-Regulated Consumer Product | 03/08/2017 |  | 03/08/2017
York | Luxaire | TG8S060A12MP11 | LPG | Induced Draft | False | False | 1 | False | Down | None | None | Non-Condensing | Single-Stage | Multiple-Speed | 0.33 | Standard |  | 60000 | 48000 | 1275 | 711 | 57400 | 623 | 80 | 78 | [8 empty] | Federally-Regulated Consumer Product | 03/08/2017 |  | 03/08/2017
York | York | D7NQ024N05606NX | Natural Gas | Induced Draft | False | True | 1 | False | Down |  | None | Non-Condensing | Single-Stage |  | 0.5 | Premium |  | 70000 | 57000 |  |  | 58300 | 241 | 81 | 78 | [8 empty] | Federally-Regulated Consumer Product | 03/08/2017 |  | 03/08/2017
York | Fraser Johnston | TMLT100C16MP11 | Natural Gas | Induced Draft | False | False | 1 | False | Horizontal |  | None | Non-Condensing | Two-Stage Modulating |  | 0.5 | Standard |  | 100000 | 80000 |  |  | 96500 | 850 | 80 | 78 | [8 empty] | Federally-Regulated Consumer Product | 03/08/2017 |  | 03/08/2017
York | Evcon | D6NQ030N05606NX | LPG | Induced Draft | False | True | 1 | False | Down |  | None | Non-Condensing | Single-Stage |  | 0.75 | Premium |  | 70000 | 56000 |  |  | 56700 | 764 | 80.5 | 78 | [8 empty] | Federally-Regulated Consumer Product | 03/08/2017 |  | 03/08/2017
York | Evcon | TM9E080C16MP11 | LPG | Induced Draft | False | False | 1 | False | Down |  | None | Condensing | Single-Stage |  | 0.5 | Premium |  | 80000 | 77000 |  |  | 82800 | 429 | 95 | 78 | [8 empty] | Federally-Regulated Consumer Product | 03/08/2017 |  | 03/08/2017
York | Evcon | TG8S120C20MP11 | Natural Gas | Induced Draft | False | False | 1 | False | Down | None | None | Non-Condensing | Single-Stage | Multiple-Speed | 1 | Standard |  | 120000 | 96000 | 2338 | 1286 | 115200 | 1150 | 80 | 78 | [8 empty] | Federally-Regulated Consumer Product | 03/08/2017 |  | 03/08/2017
York | Evcon | TMLV100C20MP11 | Natural Gas | Induced Draft | False | False | 1 | False | Down |  | None | Non-Condensing | Two-Stage Modulating |  | 1 | Premium |  | 100000 | 80000 |  |  | 95200 | 380 | 80 | 78 | [8 empty] | Federally-Regulated Consumer Product | 03/08/2017 |  | 03/08/2017
York | Luxaire | TG9S080C22MP11 | Natural Gas | Induced Draft | False | False | 1 | False | Up | None | None | Condensing | Single-Stage | Multiple-Speed | 1 | Standard |  | 80000 | 78000 | 2162 | 1285 | 80400 | 966 | 95.5 | 78 | [8 empty] | Federally-Regulated Consumer Product | 03/08/2017 |  | 03/08/2017
York | Coleman | TM9M100C20MP12 | Natural Gas | Induced Draft | False | False | 1 | False | Up |  | None | Condensing | Step Modulating |  | 1 | Standard |  | 100000 | 97000 |  |  | 93900 | 1231 | 97 | 78 | [8 empty] | Federally-Regulated Consumer Product | 03/08/2017 |  | 03/08/2017
York | Coleman | TG9S080C16MP11 | LPG | Induced Draft | False | False | 1 | False | Down | None | None | Condensing | Single-Stage | Multiple-Speed | 0.75 | Standard |  | 80000 | 78000 | 1671 | 838 | 80500 | 929 | 95.5 | 78 | [8 empty] | Federally-Regulated Consumer Product | 03/08/2017 |  | 03/08/2017
York | York | D6HQ036D07206NX | LPG | Induced Draft | False | True | 1 | False | Down |  | None | Non-Condensing | Two-Stage Modulating |  | 0.75 | Premium |  | 90000 | 72000 |  |  | 74700 | 273 | 80 | 78 | [8 empty] | Federally-Regulated Consumer Product | 03/08/2017 |  | 03/08/2017
York | Luxaire | G33D[D,T]3******** | LPG | Induced Draft | False | True | 3 | False | Horizontal |  | None | Non-Condensing | Step Modulating |  | 10 | Standard |  | 267000 | 213000 | [6 empty] | 80 | 80 | [6 empty] | Federally-Regulated Commercial & Industrial Equipment | 03/08/2017 |  | 03/08/2017
York | York | TG8S100C20MP11 | LPG | Induced Draft | False | False | 1 | False | Down | None | None | Non-Condensing | Single-Stage | Multiple-Speed | 1 | Standard |  | 100000 | 80000 | 2478 | 1307 | 95100 | 1178 | 80 | 78 | [8 empty] | Federally-Regulated Consumer Product | 03/08/2017 |  | 03/08/2017
York | York | TM8T100C20MP11 | Natural Gas | Induced Draft | False | False | 1 | False | Horizontal |  | None | Non-Condensing | Two-Stage Modulating |  | 1 | Standard |  | 100000 | 80000 |  |  | 97200 | 688 | 80 | 78 | [8 empty] | Federally-Regulated Consumer Product | 03/08/2017 |  | 03/08/2017
York | Guardian | RGF19060BP12MP11 | Natural Gas | Induced Draft | False | False | 1 | False | Horizontal |  | None | Condensing | Single-Stage |  | 0.5 | Standard |  | 60000 | 58000 |  |  | 48100 | 650 | 95.5 | 78 | [8 empty] | Federally-Regulated Consumer Product | 03/08/2017 |  | 03/08/2017
York | Luxaire | TMLT100C16MP11 | LPG | Induced Draft | False | False | 1 | False | Horizontal |  | None | Non-Condensing | Two-Stage Modulating |  | 0.5 | Standard |  | 100000 | 80000 |  |  | 96500 | 850 | 80 | 78 | [8 empty] | Federally-Regulated Consumer Product | 03/08/2017 |  | 03/08/2017
York | Luxaire | TM8V100C20MP11 | LPG | Induced Draft | False | False | 1 | False | Up |  | None | Non-Condensing | Two-Stage Modulating |  | 1 | Premium |  | 100000 | 80000 |  |  | 95200 | 380 | 80 | 78 | [8 empty] | Federally-Regulated Consumer Product | 03/08/2017 |  | 03/08/2017
York | Evcon | RGF1L080BP12MP11 | LPG | Induced Draft | False | False | 1 | False | Horizontal |  | None | Non-Condensing | Single-Stage |  | 0.33 | Standard |  | 80000 | 64000 |  |  | 76800 | 831 | 80 | 78 | [8 empty] | Federally-Regulated Consumer Product | 03/08/2017 |  | 03/08/2017
York | Coleman | TMLX120C20MP11 | LPG | Induced Draft | False | False | 1 | False | Up |  | None | Non-Condensing | Single-Stage |  | 0.75 | Premium |  | 120000 | 96000 |  |  | 117500 | 635 | 80 | 78 | [8 empty] | Federally-Regulated Consumer Product | 03/08/2017 |  | 03/08/2017
York | Luxaire | TGLS130D20MP11 | LPG | Induced Draft | False | False | 1 | False | Up | None | None | Non-Condensing | Single-Stage | Multiple-Speed | 1 | Standard |  | 130000 | 104000 | 2399 | 1324 | 114700 | 1265 | 80 | 78 | [8 empty] | Federally-Regulated Consumer Product | 03/08/2017 |  | 03/08/2017
York | Evcon | RGF1L100CE16MP11 | Natural Gas | Induced Draft | False | False | 1 | False | Up |  | None | Non-Condensing | Single-Stage |  | 0.5 | Premium |  | 100000 | 80000 |  |  | 98400 | 431 | 80 | 78 | [8 empty] | Federally-Regulated Consumer Product | 03/08/2017 |  | 03/08/2017
York | Luxaire | TM8X100C20MP11 | Natural Gas | Induced Draft | False | False | 1 | False | Up |  | None | Non-Condensing | Single-Stage |  | 0.75 | Premium |  | 100000 | 80000 |  |  | 97800 | 568 | 80 | 78 | [8 empty] | Federally-Regulated Consumer Product | 03/08/2017 |  | 03/08/2017
York | Coleman | D6NZ024N05606NX | Natural Gas | Induced Draft | False | True | 1 | False | Horizontal |  | None | Non-Condensing | Single-Stage |  | 0.5 | Premium |  | 70000 | 56000 |  |  | 56700 | 764 | 80.2 | 78 | [8 empty] | Federally-Regulated Consumer Product | 03/08/2017 |  | 03/08/2017
York | Luxaire | D6NZ036N05606NX | Natural Gas | Induced Draft | False | True | 1 | False | Down |  | None | Non-Condensing | Single-Stage |  | 0.75 | Premium |  | 70000 | 56000 |  |  | 56200 | 876 | 80.2 | 78 | [8 empty] | Federally-Regulated Consumer Product | 03/08/2017 |  | 03/08/2017
York | Evcon | TP9C080C16MP12 | Natural Gas | Induced Draft | False | False | 1 | False | Up |  | None | Condensing | Step Modulating |  | 0.75 | Premium |  | 80000 | 78000 |  |  | 80600 | 460 | 97.7 | 78 | [8 empty] | Federally-Regulated Consumer Product | 03/08/2017 |  | 03/08/2017
York | York | D7NQ060D09006NX | LPG | Induced Draft | False | True | 1 | False | Down |  | None | Non-Condensing | Two-Stage Modulating |  | 1 | Premium |  | 108000 | 89000 |  |  | 94500 | 338 | 81 | 78 | [8 empty] | Federally-Regulated Consumer Product | 03/08/2017 |  | 03/08/2017
York | York | YPLC100C20MP12 | LPG | Induced Draft | False | False | 1 | False | Up |  | None | Non-Condensing | Step Modulating |  | 1 | Premium |  | 100000 | 78000 |  |  | 97500 | 238 | 80 | 78 | [8 empty] | Federally-Regulated Consumer Product | 03/08/2017 |  | 03/08/2017
York | Coleman | ZS036*08*F**** | Natural Gas | Induced Draft | False | True | 1 | False | Down |  | None | Non-Condensing | Single-Stage |  | 1.5 | Standard |  | 100000 | 80000 |  |  | 93400 | 1438 | 80.5 | 78 | [8 empty] | Federally-Regulated Consumer Product | 03/08/2017 |  | 03/08/2017
York | Johnson Controls | H33D[D,T]5******** | Natural Gas | Induced Draft | False | True | 3 | False | Down |  | None | Non-Condensing | Step Modulating |  | 10 | Standard |  | 533000 | 426000 | [6 empty] | 80 | 80 | [6 empty] | Federally-Regulated Commercial & Industrial Equipment | 03/08/2017 |  | 03/08/2017
York | Evcon | RGF19100CP20MP11 | LPG | Induced Draft | False | False | 1 | False | Horizontal |  | None | Condensing | Single-Stage |  | 1 | Standard |  | 100000 | 97000 |  |  | 96600 | 1161 | 95.5 | 78 | [8 empty] | Federally-Regulated Consumer Product | 03/08/2017 |  | 03/08/2017
York | Guardian | GGLS120C16MP11 | LPG | Induced Draft | False | False | 1 | False | Horizontal | None | None | Non-Condensing | Single-Stage | Multiple-Speed | 0.5 | Standard |  | 120000 | 96000 | 1600 | 1002 | 115100 | 1166 | 80 | 78 | [8 empty] | Federally-Regulated Consumer Product | 03/08/2017 |  | 03/08/2017
York | York | D6NQ036D05606NX | Natural Gas | Induced Draft | False | True | 1 | False | Horizontal |  | None | Non-Condensing | Two-Stage Modulating |  | 0.75 | Premium |  | 70000 | 56000 |  |  | 58000 | 263 | 80 | 78 | [8 empty] | Federally-Regulated Consumer Product | 03/08/2017 |  | 03/08/2017
York | Luxaire | TGLS080C22MP11 | LPG | Induced Draft | False | False | 1 | False | Horizontal | None | None | Non-Condensing | Single-Stage | Multiple-Speed | 1 | Standard |  | 80000 | 64000 | 2448 | 1263 | 74800 | 1234 | 80 | 78 | [8 empty] | Federally-Regulated Consumer Product | 03/08/2017 |  | 03/08/2017
York | Evcon | D7NY060D11006NX | LPG | Induced Draft | False | True | 1 | False | Down |  | None | Non-Condensing | Two-Stage Modulating |  | 1 | Premium |  | 135000 | 110000 |  |  | 112900 | 413 | 81 | 78 | [8 empty] | Federally-Regulated Consumer Product | 03/08/2017 |  | 03/08/2017
York | Fraser Johnston | ZS048*10*F**** | LPG | Induced Draft | False | True | 1 | False | Horizontal |  | None | Non-Condensing | Single-Stage |  | 1.5 | Standard |  | 125000 | 100000 |  |  | 117500 | 510 | 80.3 | 78 | [8 empty] | Federally-Regulated Consumer Product | 03/08/2017 |  | 03/08/2017
York | Fraser Johnston | D6NX048N06506NX | LPG | Induced Draft | False | True | 1 | False | Horizontal |  | None | Non-Condensing | Single-Stage |  | 1 | Premium |  | 80000 | 64000 |  |  | 73900 | 1250 | 80.8 | 78 | [8 empty] | Federally-Regulated Consumer Product | 03/08/2017 |  | 03/08/2017
York | Luxaire | LPLC080C16MP12 | Natural Gas | Induced Draft | False | False | 1 | False | Up |  | None | Non-Condensing | Step Modulating |  | 0.75 | Premium |  | 80000 | 62000 |  |  | 77700 | 199 | 80 | 78 | [8 empty] | Federally-Regulated Consumer Product | 03/08/2017 |  | 03/08/2017
York | Luxaire | D7HQ060D11006NX | LPG | Induced Draft | False | True | 1 | False | Down |  | None | Non-Condensing | Two-Stage Modulating |  | 1 | Premium |  | 135000 | 110000 |  |  | 112900 | 413 | 81 | 78 | [8 empty] | Federally-Regulated Consumer Product | 03/08/2017 |  | 03/08/2017
York | Fraser Johnston | TM9X120D20MP11 | Natural Gas | Induced Draft | False | False | 1 | False | Horizontal | None | None | Condensing | Single-Stage | Multiple-Speed | 0.75 | Premium |  | 120000 | 114000 | 2036 | 671 | 114600 | 816 | 95.5 | 78 | [8 empty] | Federally-Regulated Consumer Product | 03/08/2017 |  | 03/08/2017
York | Evcon | TM8T080B12MP11 | Natural Gas | Induced Draft | False | False | 1 | False | Down |  | None | Non-Condensing | Two-Stage Modulating |  | 0.33 | Standard |  | 80000 | 63000 |  |  | 77700 | 568 | 80 | 78 | [8 empty] | Federally-Regulated Consumer Product | 03/08/2017 |  | 03/08/2017
York | York | TM8T120C20MP11 | LPG | Induced Draft | False | False | 1 | False | Up |  | None | Non-Condensing | Two-Stage Modulating |  | 1 | Standard |  | 120000 | 96000 |  |  | 116600 | 832 | 80 | 78 | [8 empty] | Federally-Regulated Consumer Product | 03/08/2017 |  | 03/08/2017
York | Fraser Johnston | D6NQ042D09006NX | LPG | Induced Draft | False | True | 1 | False | Horizontal |  | None | Non-Condensing | Two-Stage Modulating |  | 0.75 | Premium |  | 108000 | 87000 |  |  | 94900 | 259 | 80 | 78 | [8 empty] | Federally-Regulated Consumer Product | 03/08/2017 |  | 03/08/2017
York | York | ZR048*06*1**** | LPG | Induced Draft | False | True | 1 | False | Down |  | None | Non-Condensing | Single-Stage |  | 1.5 | Standard |  | 75000 | 60000 |  |  | 57700 | 396 | 80.9 | 78 | [8 empty] | Federally-Regulated Consumer Product | 03/08/2017 |  | 03/08/2017
York | Luxaire | LP9C060B12MP12 | Natural Gas | Induced Draft | False | False | 1 | False | Horizontal |  | None | Condensing | Step Modulating |  | 0.5 | Premium |  | 60000 | 58000 |  |  | 48400 | 241 | 97.5 | 78 | [8 empty] | Federally-Regulated Consumer Product | 03/08/2017 |  | 03/08/2017
York | Fraser Johnston | TGLS060A12MP11 | Natural Gas | Induced Draft | False | False | 1 | False | Up | None | None | Non-Condensing | Single-Stage | Multiple-Speed | 0.33 | Standard |  | 60000 | 48000 | 1275 | 711 | 57400 | 623 | 80 | 78 | [8 empty] | Federally-Regulated Consumer Product | 03/08/2017 |  | 03/08/2017
York | York | TG9S040A08MP11 | Natural Gas | Induced Draft | False | False | 1 | False | Down | None | None | Condensing | Single-Stage | Multiple-Speed | 0.5 | Standard |  | 40000 | 39000 | 950 | 581 | 31900 | 458 | 95.5 | 78 | [8 empty] | Federally-Regulated Consumer Product | 03/08/2017 |  | 03/08/2017
York | Fraser Johnston | D6NQ048N06506NX | LPG | Induced Draft | False | True | 1 | False | Down |  | None | Non-Condensing | Single-Stage |  | 1 | Premium |  | 80000 | 64000 |  |  | 73900 | 1250 | 80.8 | 78 | [8 empty] | Federally-Regulated Consumer Product | 03/08/2017 |  | 03/08/2017
York | Evcon | D6NQ060D11006NX | Natural Gas | Induced Draft | False | True | 1 | False | Horizontal |  | None | Non-Condensing | Two-Stage Modulating |  | 1 | Premium |  | 135000 | 108000 |  |  | 114400 | 300 | 80 | 78 | [8 empty] | Federally-Regulated Consumer Product | 03/08/2017 |  | 03/08/2017
York | Evcon | TGLS100C16MP11 | Natural Gas | Induced Draft | False | False | 1 | False | Down | None | None | Non-Condensing | Single-Stage | Multiple-Speed | 0.5 | Standard |  | 100000 | 80000 | 1820 | 1012 | 96100 | 930 | 80 | 78 | [8 empty] | Federally-Regulated Consumer Product | 03/08/2017 |  | 03/08/2017
York | Coleman | ZS048*10*F**** | Natural Gas | Induced Draft | False | True | 1 | False | Down |  | None | Non-Condensing | Single-Stage |  | 1.5 | Standard |  | 125000 | 100000 |  |  | 117500 | 510 | 80.3 | 78 | [8 empty] | Federally-Regulated Consumer Product | 03/08/2017 |  | 03/08/2017
York | York | TG8S080C16MP11 | LPG | Induced Draft | False | False | 1 | False | Down | None | None | Non-Condensing | Single-Stage | Multiple-Speed | 0.5 | Standard |  | 80000 | 64000 | 1602 | 1069 | 75100 | 1168 | 80 | 78 | [8 empty] | Federally-Regulated Consumer Product | 03/08/2017 |  | 03/08/2017
York | York | DGAA070BDT* | Natural Gas | Induced Draft | False | False | 1 | True | Down |  | None | Non-Condensing | Single-Stage |  | 0.33 | Standard |  | 70000 | 56000 |  |  | 57500 | 602 | 80 | 75 | [8 empty] | Federally-Regulated Consumer Product | 03/08/2017 |  | 03/08/2017
York | Luxaire | D6NQ060N11006NX | Natural Gas | Induced Draft | False | True | 1 | False | Down |  | None | Non-Condensing | Single-Stage |  | 1 | Premium |  | 135000 | 108000 |  |  | 115300 | 1073 | 80.2 | 78 | [8 empty] | Federally-Regulated Consumer Product | 03/08/2017 |  | 03/08/2017
York | York | TM9V100C16MP11 | Natural Gas | Induced Draft | False | False | 1 | False | Horizontal | None | None | Condensing | Two-Stage Modulating | Variable-Speed | 0.75 | Premium | 60 | 100000 | 96000 | 1818 | 519 | 95600 | 364 | 96 | 78 | [8 empty] | Federally-Regulated Consumer Product | 03/08/2017 |  | 03/08/2017
York | Evcon | TGLS130D20MP11 | LPG | Induced Draft | False | False | 1 | False | Down | None | None | Non-Condensing | Single-Stage | Multiple-Speed | 1 | Standard |  | 130000 | 104000 | 2399 | 1324 | 114700 | 1265 | 80 | 78 | [8 empty] | Federally-Regulated Consumer Product | 03/08/2017 |  | 03/08/2017
York | Fraser Johnston | TM8X100C16MP11 | Natural Gas | Induced Draft | False | False | 1 | False | Up |  | None | Non-Condensing | Single-Stage |  | 0.5 | Premium |  | 100000 | 80000 |  |  | 98400 | 431 | 80 | 78 | [8 empty] | Federally-Regulated Consumer Product | 03/08/2017 |  | 03/08/2017
York | Fraser Johnston | TM8X080B12MP11 | Natural Gas | Induced Draft | False | False | 1 | False | Down |  | None | Non-Condensing | Single-Stage |  | 0.5 | Premium |  | 80000 | 64000 |  |  | 78600 | 379 | 80 | 78 | [8 empty] | Federally-Regulated Consumer Product | 03/08/2017 |  | 03/08/2017
York | Luxaire | D6NZ048N11006NX | LPG | Induced Draft | False | True | 1 | False | Down |  | None | Non-Condensing | Single-Stage |  | 1 | Premium |  | 135000 | 108000 |  |  | 114000 | 1275 | 80.2 | 78 | [8 empty] | Federally-Regulated Consumer Product | 03/08/2017 |  | 03/08/2017
York | Coleman | TM9T100C16MP11 | LPG | Induced Draft | False | False | 1 | False | Down | None | None | Condensing | Two-Stage Modulating | Multiple-Speed | 0.75 | Standard |  | 100000 | 96000 | 1706 | 819 | 97000 | 874 | 96 | 78 | [8 empty] | Federally-Regulated Consumer Product | 03/08/2017 |  | 03/08/2017
York | York | TMLX060A12MP11 | Natural Gas | Induced Draft | False | False | 1 | False | Horizontal |  | None | Non-Condensing | Single-Stage |  | 0.5 | Premium |  | 60000 | 48000 |  |  | 59100 | 243 | 80 | 78 | [8 empty] | Federally-Regulated Consumer Product | 03/08/2017 |  | 03/08/2017
York | Evcon | TMLT100C20MP11 | Natural Gas | Induced Draft | False | False | 1 | False | Down |  | None | Non-Condensing | Two-Stage Modulating |  | 1 | Standard |  | 100000 | 80000 |  |  | 97200 | 688 | 80 | 78 | [8 empty] | Federally-Regulated Consumer Product | 03/08/2017 |  | 03/08/2017
York | Fraser Johnston | TP9C100C16MP12 | LPG | Induced Draft | False | False | 1 | False | Horizontal |  | None | Condensing | Step Modulating |  | 0.75 | Premium |  | 100000 | 97000 |  |  | 96500 | 536 | 97.7 | 78 | [8 empty] | Federally-Regulated Consumer Product | 03/08/2017 |  | 03/08/2017
York | Guardian | RGF19100CP16MP11 | Natural Gas | Induced Draft | False | False | 1 | False | Horizontal |  | None | Condensing | Single-Stage |  | 0.75 | Standard |  | 100000 | 97000 |  |  | 96400 | 1200 | 95.5 | 78 | [8 empty] | Federally-Regulated Consumer Product | 03/08/2017 |  | 03/08/2017
York | Evcon | TG9S040A08MP11 | LPG | Induced Draft | False | False | 1 | False | Down | None | None | Condensing | Single-Stage | Multiple-Speed | 0.5 | Standard |  | 40000 | 39000 | 950 | 581 | 31900 | 458 | 95.5 | 78 | [8 empty] | Federally-Regulated Consumer Product | 03/08/2017 |  | 03/08/2017
York | Luxaire | TM8T100C20MP11 | Natural Gas | Induced Draft | False | False | 1 | False | Up |  | None | Non-Condensing | Two-Stage Modulating |  | 1 | Standard |  | 100000 | 80000 |  |  | 97200 | 688 | 80 | 78 | [8 empty] | Federally-Regulated Consumer Product | 03/08/2017 |  | 03/08/2017
York | Guardian | RGF1L100CP16MP11 | LPG | Induced Draft | False | False | 1 | False | Down |  | None | Non-Condensing | Single-Stage |  | 0.5 | Standard |  | 100000 | 80000 |  |  | 96100 | 972 | 80 | 78 | [8 empty] | Federally-Regulated Consumer Product | 03/08/2017 |  | 03/08/2017
York | Evcon | TM8T100C20MP11 | Natural Gas | Induced Draft | False | False | 1 | False | Down |  | None | Non-Condensing | Two-Stage Modulating |  | 1 | Standard |  | 100000 | 80000 |  |  | 97200 | 688 | 80 | 78 | [8 empty] | Federally-Regulated Consumer Product | 03/08/2017 |  | 03/08/2017
York | York | D7HQ048D09006NX | LPG | Induced Draft | False | True | 1 | False | Horizontal |  | None | Non-Condensing | Two-Stage Modulating |  | 1 | Premium |  | 108000 | 89000 |  |  | 94500 | 338 | 81 | 78 | [8 empty] | Federally-Regulated Consumer Product | 03/08/2017 |  | 03/08/2017
York | Luxaire | D6NQ024D05606NX | LPG | Induced Draft | False | True | 1 | False | Down |  | None | Non-Condensing | Two-Stage Modulating |  | 0.5 | Premium |  | 70000 | 56000 |  |  | 57600 | 151 | 80 | 78 | [8 empty] | Federally-Regulated Consumer Product | 03/08/2017 |  | 03/08/2017
York | York | TPLC100C20MP12 | LPG | Induced Draft | False | False | 1 | False | Horizontal |  | None | Non-Condensing | Step Modulating |  | 1 | Premium |  | 100000 | 78000 |  |  | 97500 | 238 | 80 | 78 | [8 empty] | Federally-Regulated Consumer Product | 03/08/2017 |  | 03/08/2017
York | Coleman | TMLX120C20MP11 | Natural Gas | Induced Draft | False | False | 1 | False | Down |  | None | Non-Condensing | Single-Stage |  | 0.75 | Premium |  | 120000 | 96000 |  |  | 117500 | 635 | 80 | 78 | [8 empty] | Federally-Regulated Consumer Product | 03/08/2017 |  | 03/08/2017
York | Evcon | ZK048*06*F**** | Natural Gas | Induced Draft | False | True | 1 | False | Horizontal |  | None | Non-Condensing | Single-Stage |  | 1.5 | Standard |  | 75000 | 60000 |  |  | 57700 | 396 | 80.9 | 78 | [8 empty] | Federally-Regulated Consumer Product | 03/08/2017 |  | 03/08/2017
York | York | TG8S060A10MP11 | LPG | Induced Draft | False | False | 1 | False | Up | None | None | Non-Condensing | Single-Stage | Multiple-Speed | 0.33 | Standard |  | 60000 | 48000 | 1004 | 708 | 57700 | 553 | 80 | 78 | [8 empty] | Federally-Regulated Consumer Product | 03/08/2017 |  | 03/08/2017
York | Luxaire | TGLS130D20MP11 | Natural Gas | Induced Draft | False | False | 1 | False | Horizontal | None | None | Non-Condensing | Single-Stage | Multiple-Speed | 1 | Standard |  | 130000 | 104000 | 2399 | 1324 | 114700 | 1265 | 80 | 78 | [8 empty] | Federally-Regulated Consumer Product | 03/08/2017 |  | 03/08/2017
York | Coleman | D7HQ060D09006NX | LPG | Induced Draft | False | True | 1 | False | Horizontal |  | None | Non-Condensing | Two-Stage Modulating |  | 1 | Premium |  | 108000 | 89000 |  |  | 94500 | 338 | 81 | 78 | [8 empty] | Federally-Regulated Consumer Product | 03/08/2017 |  | 03/08/2017
York | Evcon | TP9C080B12MP12 | Natural Gas | Induced Draft | False | False | 1 | False | Up |  | None | Condensing | Step Modulating |  | 0.5 | Premium |  | 80000 | 77000 |  |  | 80800 | 435 | 97.5 | 78 | [8 empty] | Federally-Regulated Consumer Product | 03/08/2017 |  | 03/08/2017
York | York | D6NQ060N11006NX | LPG | Induced Draft | False | True | 1 | False | Down |  | None | Non-Condensing | Single-Stage |  | 1 | Premium |  | 135000 | 108000 |  |  | 115300 | 1073 | 80.2 | 78 | [8 empty] | Federally-Regulated Consumer Product | 03/08/2017 |  | 03/08/2017
York | York | Z33D[D,T]3******** | LPG | Induced Draft | False | True | 3 | False | Down |  | None | Non-Condensing | Step Modulating |  | 10 | Standard |  | 267000 | 213000 | [6 empty] | 80 | 80 | [6 empty] | Federally-Regulated Commercial & Industrial Equipment | 03/08/2017 |  | 03/08/2017
York | Evcon | D7NQ030N03606NX | LPG | Induced Draft | False | True | 1 | False | Down |  | None | Non-Condensing | Single-Stage |  | 0.75 | Premium |  | 45000 | 37000 |  |  | 38700 | 212 | 81 | 78 | [8 empty] | Federally-Regulated Consumer Product | 03/08/2017 |  | 03/08/2017
York | Evcon | TMLT120C20MP11 | Natural Gas | Induced Draft | False | False | 1 | False | Up |  | None | Non-Condensing | Two-Stage Modulating |  | 1 | Standard |  | 120000 | 96000 |  |  | 116600 | 832 | 80 | 78 | [8 empty] | Federally-Regulated Consumer Product | 03/08/2017 |  | 03/08/2017
York | Coleman | D6NZ048N09006NX | Natural Gas | Induced Draft | False | True | 1 | False | Down |  | None | Non-Condensing | Single-Stage |  | 1 | Premium |  | 108000 | 87000 |  |  | 93800 | 1315 | 80.9 | 78 | [8 empty] | Federally-Regulated Consumer Product | 03/08/2017 |  | 03/08/2017
York | Fraser Johnston | D6NZ024D05606NX | LPG | Induced Draft | False | True | 1 | False | Horizontal |  | None | Non-Condensing | Two-Stage Modulating |  | 0.5 | Premium |  | 70000 | 56000 |  |  | 57600 | 151 | 80 | 78 | [8 empty] | Federally-Regulated Consumer Product | 03/08/2017 |  | 03/08/2017
York | York | TMLX120C20MP11 | Natural Gas | Induced Draft | False | False | 1 | False | Horizontal |  | None | Non-Condensing | Single-Stage |  | 0.75 | Premium |  | 120000 | 96000 |  |  | 117500 | 635 | 80 | 78 | [8 empty] | Federally-Regulated Consumer Product | 03/08/2017 |  | 03/08/2017
York | Fraser Johnston | D6NQ030D05606NX | LPG | Induced Draft | False | True | 1 | False | Horizontal |  | None | Non-Condensing | Two-Stage Modulating |  | 0.75 | Premium |  | 70000 | 56000 |  |  | 55700 | 252 | 80 | 78 | [8 empty] | Federally-Regulated Consumer Product | 03/08/2017 |  | 03/08/2017
York | Luxaire | D6NQ060N09006NX | Natural Gas | Induced Draft | False | True | 1 | False | Horizontal |  | None | Non-Condensing | Single-Stage |  | 1 | Premium |  | 108000 | 87000 |  |  | 93400 | 1313 | 80.6 | 78 | [8 empty] | Federally-Regulated Consumer Product | 03/08/2017 |  | 03/08/2017
York | Evcon | D6NZ036N03606NX | LPG | Induced Draft | False | True | 1 | False | Horizontal |  | None | Non-Condensing | Single-Stage |  | 0.75 | Premium |  | 45000 | 36000 |  |  | 37300 | 590 | 80.4 | 78 | [8 empty] | Federally-Regulated Consumer Product | 03/08/2017 |  | 03/08/2017
York | Luxaire | TM9X060B12MP11 | LPG | Induced Draft | False | False | 1 | False | Down | None | None | Condensing | Single-Stage | Multiple-Speed | 0.5 | Premium |  | 60000 | 57000 | 1197 | 398 | 49000 | 394 | 95.5 | 78 | [8 empty] | Federally-Regulated Consumer Product | 03/08/2017 |  | 03/08/2017
York | Luxaire | TG8S080B12MP11 | Natural Gas | Induced Draft | False | False | 1 | False | Up | None | None | Non-Condensing | Single-Stage | Multiple-Speed | 0.33 | Standard |  | 80000 | 64000 | 1195 | 620 | 76700 | 793 | 80 | 78 | [8 empty] | Federally-Regulated Consumer Product | 03/08/2017 |  | 03/08/2017
York | Evcon | D6NX024N05606NX | LPG | Induced Draft | False | True | 1 | False | Down |  | None | Non-Condensing | Single-Stage |  | 0.5 | Premium |  | 70000 | 56000 |  |  | 56700 | 764 | 80.2 | 78 | [8 empty] | Federally-Regulated Consumer Product | 03/08/2017 |  | 03/08/2017
York | York | TM8V080B12MP11 | Natural Gas | Induced Draft | False | False | 1 | False | Horizontal |  | None | Non-Condensing | Two-Stage Modulating |  | 0.5 | Premium |  | 80000 | 63000 |  |  | 75800 | 315 | 80 | 78 | [8 empty] | Federally-Regulated Consumer Product | 03/08/2017 |  | 03/08/2017
York | Coleman | TMLV100C16MP11 | LPG | Induced Draft | False | False | 1 | False | Down |  | None | Non-Condensing | Two-Stage Modulating |  | 0.75 | Premium |  | 100000 | 80000 |  |  | 94700 | 368 | 80 | 78 | [8 empty] | Federally-Regulated Consumer Product | 03/08/2017 |  | 03/08/2017
York | Luxaire | TPLC060A12MP12 | Natural Gas | Induced Draft | False | False | 1 | False | Horizontal |  | None | Non-Condensing | Step Modulating |  | 0.5 | Premium |  | 60000 | 47000 |  |  | 58100 | 167 | 80 | 78 | [8 empty] | Federally-Regulated Consumer Product | 03/08/2017 |  | 03/08/2017
York | Coleman | TGLS100B12MP11 | Natural Gas | Induced Draft | False | False | 1 | False | Up | None | None | Non-Condensing | Single-Stage | Multiple-Speed | 0.33 | Standard |  | 100000 | 80000 | 1223 | 614 | 96100 | 935 | 80 | 78 | [8 empty] | Federally-Regulated Consumer Product | 03/08/2017 |  | 03/08/2017
York | Guardian | RGF19080BE12MP12 | LPG | Induced Draft | False | False | 1 | False | Horizontal |  | None | Condensing | Single-Stage |  | 0.5 | Premium |  | 80000 | 77000 |  |  | 83000 | 382 | 95 | 78 | [8 empty] | Federally-Regulated Consumer Product | 03/08/2017 |  | 03/08/2017
York | Johnson Controls | T33B[D,T]5******** | Natural Gas | Induced Draft | False | True | 3 | False | Down |  | None | Non-Condensing | Step Modulating |  | 10 | Standard |  | 533000 | 426000 | [6 empty] | 80 | 80 | [6 empty] | Federally-Regulated Commercial & Industrial Equipment | 03/08/2017 |  | 03/08/2017
York | York | D6NQ030D05606NX | Natural Gas | Induced Draft | False | True | 1 | False | Horizontal |  | None | Non-Condensing | Two-Stage Modulating |  | 0.75 | Premium |  | 70000 | 56000 |  |  | 55700 | 252 | 80 | 78 | [8 empty] | Federally-Regulated Consumer Product | 03/08/2017 |  | 03/08/2017
York | Evcon | TM9X080B12MP11 | Natural Gas | Induced Draft | False | False | 1 | False | Down | None | None | Condensing | Single-Stage | Multiple-Speed | 0.5 | Premium |  | 80000 | 76000 | 1221 | 403 | 65700 | 408 | 95.5 | 78 | [8 empty] | Federally-Regulated Consumer Product | 03/08/2017 |  | 03/08/2017
York | Fraser Johnston | TG8S040A08MP11 | Natural Gas | Induced Draft | False | False | 1 | False | Horizontal | None | None | Non-Condensing | Single-Stage | Multiple-Speed | 0.2 | Standard |  | 40000 | 32000 | 717 | 489 | 38100 | 444 | 80 | 78 | [8 empty] | Federally-Regulated Consumer Product | 03/08/2017 |  | 03/08/2017
York | Coleman | TM9V100C16MP11 | LPG | Induced Draft | False | False | 1 | False | Down | None | None | Condensing | Two-Stage Modulating | Variable-Speed | 0.75 | Premium | 60 | 100000 | 96000 | 1818 | 519 | 95600 | 364 | 96 | 78 | [8 empty] | Federally-Regulated Consumer Product | 03/08/2017 |  | 03/08/2017
York | Evcon | RGF1L120CP20MP11 | LPG | Induced Draft | False | False | 1 | False | Down |  | None | Non-Condensing | Single-Stage |  | 1 | Standard |  | 120000 | 96000 |  |  | 115200 | 1197 | 80 | 78 | [8 empty] | Federally-Regulated Consumer Product | 03/08/2017 |  | 03/08/2017
York | Guardian | GG8S120C16MP11 | Natural Gas | Induced Draft | False | False | 1 | False | Up | None | None | Non-Condensing | Single-Stage | Multiple-Speed | 0.5 | Standard |  | 120000 | 96000 | 1600 | 1002 | 115100 | 1166 | 80 | 78 | [8 empty] | Federally-Regulated Consumer Product | 03/08/2017 |  | 03/08/2017
York | Coleman | X33D[N,S]3******** | Natural Gas | Induced Draft | False | True | 3 | False | Down |  | None | Non-Condensing | Single-Stage |  | 10 | Standard |  | 267000 | 213000 | [6 empty] | 80 | 80 | [6 empty] | Federally-Regulated Commercial & Industrial Equipment | 03/08/2017 |  | 03/08/2017
York | York | D6NZ042D09006NX | Natural Gas | Induced Draft | False | True | 1 | False | Horizontal |  | None | Non-Condensing | Two-Stage Modulating |  | 0.75 | Premium |  | 108000 | 87000 |  |  | 95300 | 362 | 80 | 78 | [8 empty] | Federally-Regulated Consumer Product | 03/08/2017 |  | 03/08/2017
York | York | TPLC120C20MP11 | LPG | Induced Draft | False | False | 1 | False | Down | None | None | Non-Condensing | Step Modulating | Variable-Speed | 1 | Premium | 60 | 120000 | 95000 | 1990 | 650 | 119100 | 273 | 80 | 78 | [8 empty] | Federally-Regulated Consumer Product | 03/08/2017 |  | 03/08/2017
York | Luxaire | X33A[N,S]3******** | Natural Gas | Induced Draft | False | True | 3 | False | Horizontal |  | None | Non-Condensing | Single-Stage |  | 10 | Standard |  | 267000 | 213000 | [6 empty] | 80 | 80 | [6 empty] | Federally-Regulated Commercial & Industrial Equipment | 03/08/2017 |  | 03/08/2017
York | Luxaire | LP9C120D20MP12 | Natural Gas | Induced Draft | False | False | 1 | False | Horizontal |  | None | Condensing | Step Modulating |  | 1 | Premium |  | 120000 | 116000 |  |  | 112400 | 597 | 98 | 78 | [8 empty] | Federally-Regulated Consumer Product | 03/08/2017 |  | 03/08/2017
York | Evcon | RGF19080BE12MP12 | Natural Gas | Induced Draft | False | False | 1 | False | Down |  | None | Condensing | Single-Stage |  | 0.5 | Premium |  | 80000 | 77000 |  |  | 83000 | 382 | 95 | 78 | [8 empty] | Federally-Regulated Consumer Product | 03/08/2017 |  | 03/08/2017
York | Luxaire | TM8T080C16MP11 | LPG | Induced Draft | False | False | 1 | False | Horizontal |  | None | Non-Condensing | Two-Stage Modulating |  | 0.5 | Standard |  | 80000 | 63000 |  |  | 77500 | 607 | 80 | 78 | [8 empty] | Federally-Regulated Consumer Product | 03/08/2017 |  | 03/08/2017
York | Evcon | TGLS100C16MP11 | LPG | Induced Draft | False | False | 1 | False | Down | None | None | Non-Condensing | Single-Stage | Multiple-Speed | 0.5 | Standard |  | 100000 | 80000 | 1820 | 1012 | 96100 | 930 | 80 | 78 | [8 empty] | Federally-Regulated Consumer Product | 03/08/2017 |  | 03/08/2017
York | Guardian | RGF1L040AP08MP11 | Natural Gas | Induced Draft | False | False | 1 | False | Down |  | None | Non-Condensing | Single-Stage |  | 0.2 | Standard |  | 40000 | 32000 |  |  | 38300 | 473 | 80 | 78 | [8 empty] | Federally-Regulated Consumer Product | 03/08/2017 |  | 03/08/2017
York | Evcon | TG9S130D20MP11 | LPG | Induced Draft | False | False | 1 | False | Down | None | None | Condensing | Single-Stage | Multiple-Speed | 1 | Standard |  | 130000 | 125000 | 2047 | 1198 | 112700 | 1305 | 95.5 | 78 | [8 empty] | Federally-Regulated Consumer Product | 03/08/2017 |  | 03/08/2017
York | Evcon | D7NQ048N11006NX | Natural Gas | Induced Draft | False | True | 1 | False | Horizontal |  | None | Non-Condensing | Single-Stage |  | 1 | Premium |  | 135000 | 109000 |  |  | 116700 | 462 | 81 | 78 | [8 empty] | Federally-Regulated Consumer Product | 03/08/2017 |  | 03/08/2017
York | Luxaire | TG8S080C22MP11 | LPG | Induced Draft | False | False | 1 | False | Down | None | None | Non-Condensing | Single-Stage | Multiple-Speed | 1 | Standard |  | 80000 | 64000 | 2448 | 1263 | 74800 | 1234 | 80 | 78 | [8 empty] | Federally-Regulated Consumer Product | 03/08/2017 |  | 03/08/2017
York | Luxaire | D6NQ060N09006NX | LPG | Induced Draft | False | True | 1 | False | Down |  | None | Non-Condensing | Single-Stage |  | 1 | Premium |  | 108000 | 87000 |  |  | 93400 | 1313 | 80.6 | 78 | [8 empty] | Federally-Regulated Consumer Product | 03/08/2017 |  | 03/08/2017
York | York | D7NQ036D05606NX | Natural Gas | Induced Draft | False | True | 1 | False | Horizontal |  | None | Non-Condensing | Two-Stage Modulating |  | 0.75 | Premium |  | 70000 | 58000 |  |  | 54800 | 320 | 81 | 78 | [8 empty] | Federally-Regulated Consumer Product | 03/08/2017 |  | 03/08/2017
York | Coleman | TM8T120C20MP11 | Natural Gas | Induced Draft | False | False | 1 | False | Down |  | None | Non-Condensing | Two-Stage Modulating |  | 1 | Standard |  | 120000 | 96000 |  |  | 116600 | 832 | 80 | 78 | [8 empty] | Federally-Regulated Consumer Product | 03/08/2017 |  | 03/08/2017
York | Coleman | TM8T080B12MP11 | LPG | Induced Draft | False | False | 1 | False | Up |  | None | Non-Condensing | Two-Stage Modulating |  | 0.33 | Standard |  | 80000 | 63000 |  |  | 77700 | 568 | 80 | 78 | [8 empty] | Federally-Regulated Consumer Product | 03/08/2017 |  | 03/08/2017
York | York | D6NX024N05606NX | Natural Gas | Induced Draft | False | True | 1 | False | Down |  | None | Non-Condensing | Single-Stage |  | 0.5 | Premium |  | 70000 | 56000 |  |  | 56700 | 764 | 80.2 | 78 | [8 empty] | Federally-Regulated Consumer Product | 03/08/2017 |  | 03/08/2017
York | York | D6NZ048D09006NX | LPG | Induced Draft | False | True | 1 | False | Horizontal |  | None | Non-Condensing | Two-Stage Modulating |  | 1 | Premium |  | 108000 | 87000 |  |  | 94100 | 544 | 80 | 78 | [8 empty] | Federally-Regulated Consumer Product | 03/08/2017 |  | 03/08/2017
York | Luxaire | TMLV080B12MP11 | LPG | Induced Draft | False | False | 1 | False | Horizontal |  | None | Non-Condensing | Two-Stage Modulating |  | 0.5 | Premium |  | 80000 | 63000 |  |  | 75800 | 315 | 80 | 78 | [8 empty] | Federally-Regulated Consumer Product | 03/08/2017 |  | 03/08/2017
York | York | TPLC080C16MP11 | LPG | Induced Draft | False | False | 1 | False | Up | None | None | Non-Condensing | Step Modulating | Variable-Speed | 0.75 | Premium | 60 | 80000 | 62000 | 1715 | 600 | 79700 | 107 | 80 | 78 | [8 empty] | Federally-Regulated Consumer Product | 03/08/2017 |  | 03/08/2017
York | Luxaire | D6NQ036N03606NX | Natural Gas | Induced Draft | False | True | 1 | False | Horizontal |  | None | Non-Condensing | Single-Stage |  | 0.75 | Premium |  | 45000 | 36000 |  |  | 37300 | 590 | 80.4 | 78 | [8 empty] | Federally-Regulated Consumer Product | 03/08/2017 |  | 03/08/2017
York | Luxaire | D6NQ024N03606NX | Natural Gas | Induced Draft | False | True | 1 | False | Horizontal |  | None | Non-Condensing | Single-Stage |  | 0.5 | Premium |  | 45000 | 36000 |  |  | 37900 | 468 | 80.2 | 78 | [8 empty] | Federally-Regulated Consumer Product | 03/08/2017 |  | 03/08/2017
York | York | TM9X040A10MP11 | LPG | Induced Draft | False | False | 1 | False | Horizontal |  | None | Condensing | Single-Stage |  | 0.5 | Premium |  | 40000 | 38000 |  |  | 32700 | 256 | 95.5 | 78 | [8 empty] | Federally-Regulated Consumer Product | 03/08/2017 |  | 03/08/2017
York | Coleman | MG9S080B12MP11 | LPG | Induced Draft | False | False | 1 | True | Down |  | None | Condensing | Single-Stage |  | 0.5 | Standard |  | 80000 | 78000 |  |  | 80600 | 960 | 95.5 | 75 | [8 empty] | Federally-Regulated Consumer Product | 03/08/2017 |  | 03/08/2017
York | Luxaire | G33A[D,T]5******** | LPG | Induced Draft | False | True | 3 | False | Down |  | None | Non-Condensing | Step Modulating |  | 10 | Standard |  | 533000 | 426000 | [6 empty] | 80 | 80 | [6 empty] | Federally-Regulated Commercial & Industrial Equipment | 03/08/2017 |  | 03/08/2017
York | Fraser Johnston | D7NY060D09006NX | Natural Gas | Induced Draft | False | True | 1 | False | Down |  | None | Non-Condensing | Two-Stage Modulating |  | 1 | Premium |  | 108000 | 89000 |  |  | 94500 | 338 | 81 | 78 | [8 empty] | Federally-Regulated Consumer Product | 03/08/2017 |  | 03/08/2017
York | York | D6NQ060D09006NX | LPG | Induced Draft | False | True | 1 | False | Down |  | None | Non-Condensing | Two-Stage Modulating |  | 1 | Premium |  | 108000 | 87000 |  |  | 94100 | 287 | 80 | 78 | [8 empty] | Federally-Regulated Consumer Product | 03/08/2017 |  | 03/08/2017
York | Luxaire | TM9T080C16MP11 | LPG | Induced Draft | False | False | 1 | False | Down | None | None | Condensing | Two-Stage Modulating | Multiple-Speed | 0.75 | Standard |  | 80000 | 77000 | 1671 | 838 | 80400 | 849 | 96 | 78 | [8 empty] | Federally-Regulated Consumer Product | 03/08/2017 |  | 03/08/2017
York | Evcon | D7NX036D09006NX | LPG | Induced Draft | False | True | 1 | False | Horizontal |  | None | Non-Condensing | Two-Stage Modulating |  | 1 | Premium |  | 108000 | 89000 |  |  | 94500 | 338 | 81 | 78 | [8 empty] | Federally-Regulated Consumer Product | 03/08/2017 |  | 03/08/2017
York | York | YP9C100C20MP12 | LPG | Induced Draft | False | False | 1 | False | Down |  | None | Condensing | Step Modulating |  | 1 | Premium |  | 100000 | 97000 |  |  | 96400 | 558 | 97.7 | 78 | [8 empty] | Federally-Regulated Consumer Product | 03/08/2017 |  | 03/08/2017
York | Luxaire | LPLC100C20MP12 | Natural Gas | Induced Draft | False | False | 1 | False | Up |  | None | Non-Condensing | Step Modulating |  | 1 | Premium |  | 100000 | 78000 |  |  | 97500 | 238 | 80 | 78 | [8 empty] | Federally-Regulated Consumer Product | 03/08/2017 |  | 03/08/2017
York | Evcon | TP9C120D20MP12 | Natural Gas | Induced Draft | False | False | 1 | False | Up |  | None | Condensing | Step Modulating |  | 1 | Premium |  | 120000 | 116000 |  |  | 112400 | 597 | 98 | 78 | [8 empty] | Federally-Regulated Consumer Product | 03/08/2017 |  | 03/08/2017
York | Evcon | D7HQ036D07206NX | LPG | Induced Draft | False | True | 1 | False | Horizontal |  | None | Non-Condensing | Two-Stage Modulating |  | 0.75 | Premium |  | 90000 | 74000 |  |  | 73500 | 341 | 81 | 78 | [8 empty] | Federally-Regulated Consumer Product | 03/08/2017 |  | 03/08/2017
York | Fraser Johnston | D6NX048N09006NX | Natural Gas | Induced Draft | False | True | 1 | False | Horizontal |  | None | Non-Condensing | Single-Stage |  | 1 | Premium |  | 108000 | 87000 |  |  | 93800 | 1315 | 80.6 | 78 | [8 empty] | Federally-Regulated Consumer Product | 03/08/2017 |  | 03/08/2017
York | Fraser Johnston | TG8S100C20MP11 | Natural Gas | Induced Draft | False | False | 1 | False | Down | None | None | Non-Condensing | Single-Stage | Multiple-Speed | 1 | Standard |  | 100000 | 80000 | 2478 | 1307 | 95100 | 1178 | 80 | 78 | [8 empty] | Federally-Regulated Consumer Product | 03/08/2017 |  | 03/08/2017
York | York | D7NQ030N03606NX | Natural Gas | Induced Draft | False | True | 1 | False | Horizontal |  | None | Non-Condensing | Single-Stage |  | 0.75 | Premium |  | 45000 | 37000 |  |  | 38700 | 212 | 81 | 78 | [8 empty] | Federally-Regulated Consumer Product | 03/08/2017 |  | 03/08/2017
York | Luxaire | TM9T100C20MP11 | LPG | Induced Draft | False | False | 1 | False | Up | None | None | Condensing | Two-Stage Modulating | Multiple-Speed | 1 | Standard |  | 100000 | 96000 | 1934 | 1183 | 96500 | 1015 | 96 | 78 | [8 empty] | Federally-Regulated Consumer Product | 03/08/2017 |  | 03/08/2017
York | Evcon | D6NZ024N05606NX | LPG | Induced Draft | False | True | 1 | False | Down |  | None | Non-Condensing | Single-Stage |  | 0.5 | Premium |  | 70000 | 56000 |  |  | 56700 | 764 | 80.2 | 78 | [8 empty] | Federally-Regulated Consumer Product | 03/08/2017 |  | 03/08/2017
York | Luxaire | D6NZ036D05606NX | Natural Gas | Induced Draft | False | True | 1 | False | Down |  | None | Non-Condensing | Two-Stage Modulating |  | 0.75 | Premium |  | 70000 | 56000 |  |  | 58000 | 263 | 80 | 78 | [8 empty] | Federally-Regulated Consumer Product | 03/08/2017 |  | 03/08/2017
York | Luxaire | TG9S120D20MP11 | LPG | Induced Draft | False | False | 1 | False | Horizontal | None | None | Condensing | Single-Stage | Multiple-Speed | 1 | Standard |  | 120000 | 116000 | 1977 | 1190 | 112700 | 1311 | 95.5 | 78 | [8 empty] | Federally-Regulated Consumer Product | 03/08/2017 |  | 03/08/2017
York | Evcon | RGF1L120CE20MP11 | Natural Gas | Induced Draft | False | False | 1 | False | Down |  | None | Non-Condensing | Single-Stage |  | 0.75 | Premium |  | 120000 | 96000 |  |  | 117500 | 635 | 80 | 78 | [8 empty] | Federally-Regulated Consumer Product | 03/08/2017 |  | 03/08/2017
York | Coleman | TM9V080C16MP11 | Natural Gas | Induced Draft | False | False | 1 | False | Horizontal | None | None | Condensing | Two-Stage Modulating | Variable-Speed | 0.75 | Premium | 60 | 80000 | 77000 | 1787 | 544 | 79000 | 273 | 96 | 78 | [8 empty] | Federally-Regulated Consumer Product | 03/08/2017 |  | 03/08/2017
York | Evcon | TM9V040A10MP11 | LPG | Induced Draft | False | False | 1 | False | Horizontal |  | None | Condensing | Two-Stage Modulating |  | 0.5 | Premium |  | 40000 | 38000 |  |  | 30800 | 180 | 96 | 78 | [8 empty] | Federally-Regulated Consumer Product | 03/08/2017 |  | 03/08/2017
York | Coleman | TM8X060A12MP11 | Natural Gas | Induced Draft | False | False | 1 | False | Horizontal |  | None | Non-Condensing | Single-Stage |  | 0.5 | Premium |  | 60000 | 48000 |  |  | 59100 | 243 | 80 | 78 | [8 empty] | Federally-Regulated Consumer Product | 03/08/2017 |  | 03/08/2017
York | Luxaire | TP9C080B12MP12 | LPG | Induced Draft | False | False | 1 | False | Horizontal |  | None | Condensing | Step Modulating |  | 0.5 | Premium |  | 80000 | 77000 |  |  | 80800 | 435 | 97.5 | 78 | [8 empty] | Federally-Regulated Consumer Product | 03/08/2017 |  | 03/08/2017
York | Fraser Johnston | TM8T060A12MP11 | LPG | Induced Draft | False | False | 1 | False | Up |  | None | Non-Condensing | Two-Stage Modulating |  | 0.33 | Standard |  | 60000 | 47000 |  |  | 58100 | 450 | 80 | 78 | [8 empty] | Federally-Regulated Consumer Product | 03/08/2017 |  | 03/08/2017
York | York | D6NX048D09006NX | Natural Gas | Induced Draft | False | True | 1 | False | Horizontal |  | None | Non-Condensing | Two-Stage Modulating |  | 1 | Premium |  | 108000 | 87000 |  |  | 94100 | 544 | 80 | 78 | [8 empty] | Federally-Regulated Consumer Product | 03/08/2017 |  | 03/08/2017
York | York | TM9X080B12MP11 | LPG | Induced Draft | False | False | 1 | False | Up | None | None | Condensing | Single-Stage | Multiple-Speed | 0.5 | Premium |  | 80000 | 76000 | 1221 | 403 | 65700 | 408 | 95.5 | 78 | [8 empty] | Federally-Regulated Consumer Product | 03/08/2017 |  | 03/08/2017
York | York | D6NX036N06506NX | Natural Gas | Induced Draft | False | True | 1 | False | Down |  | None | Non-Condensing | Single-Stage |  | 1 | Premium |  | 80000 | 64000 |  |  | 74700 | 1140 | 80.6 | 78 | [8 empty] | Federally-Regulated Consumer Product | 03/08/2017 |  | 03/08/2017
York | Luxaire | ZK060*10*F**** | LPG | Induced Draft | False | True | 1 | False | Down |  | None | Non-Condensing | Single-Stage |  | 1.5 | Standard |  | 125000 | 100000 |  |  | 117500 | 510 | 80.3 | 78 | [8 empty] | Federally-Regulated Consumer Product | 03/08/2017 |  | 03/08/2017
York | York | TGLS080C22MP11 | Natural Gas | Induced Draft | False | False | 1 | False | Horizontal | None | None | Non-Condensing | Single-Stage | Multiple-Speed | 1 | Standard |  | 80000 | 64000 | 2448 | 1263 | 74800 | 1234 | 80 | 78 | [8 empty] | Federally-Regulated Consumer Product | 03/08/2017 |  | 03/08/2017
York | Evcon | ZS048*10*F**** | LPG | Induced Draft | False | True | 1 | False | Horizontal |  | None | Non-Condensing | Single-Stage |  | 1.5 | Standard |  | 125000 | 100000 |  |  | 117500 | 510 | 80.3 | 78 | [8 empty] | Federally-Regulated Consumer Product | 03/08/2017 |  | 03/08/2017
York | Fraser Johnston | D7NQ036N03606NX | Natural Gas | Induced Draft | False | True | 1 | False | Down |  | None | Non-Condensing | Single-Stage |  | 0.75 | Premium |  | 45000 | 36000 |  |  | 38500 | 238 | 81 | 78 | [8 empty] | Federally-Regulated Consumer Product | 03/08/2017 |  | 03/08/2017
York | Coleman | D6NQ060D11006NX | LPG | Induced Draft | False | True | 1 | False | Down |  | None | Non-Condensing | Two-Stage Modulating |  | 1 | Premium |  | 135000 | 108000 |  |  | 114400 | 300 | 80 | 78 | [8 empty] | Federally-Regulated Consumer Product | 03/08/2017 |  | 03/08/2017
York | York | MG9S080C16MP11 | Natural Gas | Induced Draft | False | False | 1 | True | Horizontal |  | None | Condensing | Single-Stage |  | 0.75 | Standard |  | 80000 | 78000 |  |  | 80500 | 968 | 95.5 | 75 | [8 empty] | Federally-Regulated Consumer Product | 03/08/2017 |  | 03/08/2017
York | York | TPLC100C16MP12 | Natural Gas | Induced Draft | False | False | 1 | False | Up |  | None | Non-Condensing | Step Modulating |  | 0.75 | Premium |  | 100000 | 78000 |  |  | 97300 | 253 | 80 | 78 | [8 empty] | Federally-Regulated Consumer Product | 03/08/2017 |  | 03/08/2017
York | Evcon | RGF19040AP08MP11 | Natural Gas | Induced Draft | False | False | 1 | False | Up |  | None | Condensing | Single-Stage |  | 0.5 | Standard |  | 40000 | 39000 |  |  | 31900 | 482 | 95.5 | 78 | [8 empty] | Federally-Regulated Consumer Product | 03/08/2017 |  | 03/08/2017
York | Evcon | TMLT080C16MP11 | Natural Gas | Induced Draft | False | False | 1 | False | Up |  | None | Non-Condensing | Two-Stage Modulating |  | 0.5 | Standard |  | 80000 | 63000 |  |  | 77500 | 607 | 80 | 78 | [8 empty] | Federally-Regulated Consumer Product | 03/08/2017 |  | 03/08/2017
York | Luxaire | TG9S060B12MP11 | LPG | Induced Draft | False | False | 1 | False | Up | None | None | Condensing | Single-Stage | Multiple-Speed | 0.5 | Standard |  | 60000 | 58000 | 1243 | 713 | 48100 | 622 | 95.5 | 78 | [8 empty] | Federally-Regulated Consumer Product | 03/08/2017 |  | 03/08/2017
York | Coleman | D6NQ060N09006NX | Natural Gas | Induced Draft | False | True | 1 | False | Down |  | None | Non-Condensing | Single-Stage |  | 1 | Premium |  | 108000 | 87000 |  |  | 93400 | 1313 | 80.6 | 78 | [8 empty] | Federally-Regulated Consumer Product | 03/08/2017 |  | 03/08/2017
York | Evcon | D6HQ048D09006NX | LPG | Induced Draft | False | True | 1 | False | Down |  | None | Non-Condensing | Two-Stage Modulating |  | 1 | Premium |  | 108000 | 87000 |  |  | 94100 | 287 | 80 | 78 | [8 empty] | Federally-Regulated Consumer Product | 03/08/2017 |  | 03/08/2017
York | Coleman | DGAA056BDT* | Natural Gas | Induced Draft | False | False | 1 | True | Down |  | None | Non-Condensing | Single-Stage |  | 0.33 | Standard |  | 56000 | 45000 |  |  | 57800 | 535 | 80 | 75 | [8 empty] | Federally-Regulated Consumer Product | 03/08/2017 |  | 03/08/2017
York | Evcon | TM9V080B12MP11 | Natural Gas | Induced Draft | False | False | 1 | False | Up | None | None | Condensing | Two-Stage Modulating | Variable-Speed | 0.5 | Premium | 60 | 80000 | 77000 | 1320 | 529 | 79500 | 339 | 96 | 78 | [8 empty] | Federally-Regulated Consumer Product | 03/08/2017 |  | 03/08/2017
York | Guardian | RGF19100CE20MP11 | LPG | Induced Draft | False | False | 1 | False | Horizontal |  | None | Condensing | Single-Stage |  | 0.75 | Premium |  | 100000 | 95000 |  |  | 97700 | 833 | 95.5 | 78 | [8 empty] | Federally-Regulated Consumer Product | 03/08/2017 |  | 03/08/2017
York | Evcon | TG9S060A10MP11 | Natural Gas | Induced Draft | False | False | 1 | False | Down | None | None | Condensing | Single-Stage | Multiple-Speed | 0.5 | Standard |  | 60000 | 58000 | 1103 | 769 | 47900 | 674 | 95.5 | 78 | [8 empty] | Federally-Regulated Consumer Product | 03/08/2017 |  | 03/08/2017
York | Evcon | TG9S080C16MP11 | LPG | Induced Draft | False | False | 1 | False | Up | None | None | Condensing | Single-Stage | Multiple-Speed | 0.75 | Standard |  | 80000 | 78000 | 1671 | 838 | 80500 | 929 | 95.5 | 78 | [8 empty] | Federally-Regulated Consumer Product | 03/08/2017 |  | 03/08/2017
York | York | D6NZ048N11006NX | Natural Gas | Induced Draft | False | True | 1 | False | Down |  | None | Non-Condensing | Single-Stage |  | 1 | Premium |  | 135000 | 108000 |  |  | 114000 | 1275 | 80.2 | 78 | [8 empty] | Federally-Regulated Consumer Product | 03/08/2017 |  | 03/08/2017
York | Fraser Johnston | ZK036*08*F**** | LPG | Induced Draft | False | True | 1 | False | Horizontal |  | None | Non-Condensing | Single-Stage |  | 1.5 | Standard |  | 100000 | 80000 |  |  | 93400 | 1438 | 80.5 | 78 | [8 empty] | Federally-Regulated Consumer Product | 03/08/2017 |  | 03/08/2017
York | Fraser Johnston | TGLS100C20MP11 | LPG | Induced Draft | False | False | 1 | False | Up | None | None | Non-Condensing | Single-Stage | Multiple-Speed | 1 | Standard |  | 100000 | 80000 | 2478 | 1307 | 95100 | 1178 | 80 | 78 | [8 empty] | Federally-Regulated Consumer Product | 03/08/2017 |  | 03/08/2017
York | Luxaire | ZS036*04*F**** | Natural Gas | Induced Draft | False | True | 1 | False | Horizontal |  | None | Non-Condensing | Single-Stage |  | 1.5 | Standard |  | 50000 | 40000 |  |  | 38000 | 371 | 80.9 | 78 | [8 empty] | Federally-Regulated Consumer Product | 03/08/2017 |  | 03/08/2017
York | Luxaire | D7NX036N09006NX | LPG | Induced Draft | False | True | 1 | False | Down |  | None | Non-Condensing | Single-Stage |  | 1 | Premium |  | 108000 | 88000 |  |  | 96900 | 467 | 81 | 78 | [8 empty] | Federally-Regulated Consumer Product | 03/08/2017 |  | 03/08/2017
York | Fraser Johnston | TG9S080C16MP11 | Natural Gas | Induced Draft | False | False | 1 | False | Horizontal | None | None | Condensing | Single-Stage | Multiple-Speed | 0.75 | Standard |  | 80000 | 78000 | 1671 | 838 | 80500 | 929 | 95.5 | 78 | [8 empty] | Federally-Regulated Consumer Product | 03/08/2017 |  | 03/08/2017
York | Coleman | ZS060*F0*F**** | Natural Gas | Induced Draft | False | True | 1 | False | Horizontal |  | None | Non-Condensing | Single-Stage |  | 1.5 | Standard |  | 125000 | 100000 |  |  | 117500 | 510 | 80.3 | 78 | [8 empty] | Federally-Regulated Consumer Product | 03/08/2017 |  | 03/08/2017
York | York | D6HQ030D05606NX | Natural Gas | Induced Draft | False | True | 1 | False | Down |  | None | Non-Condensing | Two-Stage Modulating |  | 0.75 | Premium |  | 70000 | 56000 |  |  | 55700 | 252 | 80 | 78 | [8 empty] | Federally-Regulated Consumer Product | 03/08/2017 |  | 03/08/2017
York | York | TGLS040A08MP11 | LPG | Induced Draft | False | False | 1 | False | Horizontal | None | None | Non-Condensing | Single-Stage | Multiple-Speed | 0.2 | Standard |  | 40000 | 32000 | 717 | 489 | 38300 | 473 | 80 | 78 | [8 empty] | Federally-Regulated Consumer Product | 03/08/2017 |  | 03/08/2017
York | Evcon | D7NQ036D05606NX | LPG | Induced Draft | False | True | 1 | False | Down |  | None | Non-Condensing | Two-Stage Modulating |  | 0.75 | Premium |  | 70000 | 58000 |  |  | 54800 | 320 | 81 | 78 | [8 empty] | Federally-Regulated Consumer Product | 03/08/2017 |  | 03/08/2017
York | Johnson Controls | S33A[D,T]5******** | LPG | Induced Draft | False | True | 3 | False | Horizontal |  | None | Non-Condensing | Step Modulating |  | 10 | Standard |  | 533000 | 426000 | [6 empty] | 80 | 80 | [6 empty] | Federally-Regulated Commercial & Industrial Equipment | 03/08/2017 |  | 03/08/2017
York | Luxaire | TM9T060B12MP11 | LPG | Induced Draft | False | False | 1 | False | Up | None | None | Condensing | Two-Stage Modulating | Multiple-Speed | 0.5 | Standard |  | 60000 | 58000 | 1243 | 713 | 48700 | 371 | 96 | 78 | [8 empty] | Federally-Regulated Consumer Product | 03/08/2017 |  | 03/08/2017
York | Evcon | D7NX048D11006NX | LPG | Induced Draft | False | True | 1 | False | Horizontal |  | None | Non-Condensing | Two-Stage Modulating |  | 1 | Premium |  | 135000 | 110000 |  |  | 112900 | 413 | 81 | 78 | [8 empty] | Federally-Regulated Consumer Product | 03/08/2017 |  | 03/08/2017
York | Guardian | RGF19100CE20MP12 | LPG | Induced Draft | False | False | 1 | False | Up |  | None | Condensing | Single-Stage |  | 0.75 | Premium |  | 100000 | 96000 |  |  | 99800 | 410 | 95 | 78 | [8 empty] | Federally-Regulated Consumer Product | 03/08/2017 |  | 03/08/2017
York | Luxaire | D6NX048D11006NX | Natural Gas | Induced Draft | False | True | 1 | False | Horizontal |  | None | Non-Condensing | Two-Stage Modulating |  | 1 | Premium |  | 135000 | 108000 |  |  | 114400 | 262 | 80 | 78 | [8 empty] | Federally-Regulated Consumer Product | 03/08/2017 |  | 03/08/2017
York | Evcon | D7NQ060D11006NX | LPG | Induced Draft | False | True | 1 | False | Down |  | None | Non-Condensing | Two-Stage Modulating |  | 1 | Premium |  | 135000 | 110000 |  |  | 112900 | 413 | 81 | 78 | [8 empty] | Federally-Regulated Consumer Product | 03/08/2017 |  | 03/08/2017
York | Evcon | TMLV080B12MP11 | Natural Gas | Induced Draft | False | False | 1 | False | Down |  | None | Non-Condensing | Two-Stage Modulating |  | 0.5 | Premium |  | 80000 | 63000 |  |  | 75800 | 315 | 80 | 78 | [8 empty] | Federally-Regulated Consumer Product | 03/08/2017 |  | 03/08/2017
York | Coleman | CPLC080B12MP12 | LPG | Induced Draft | False | False | 1 | False | Up |  | None | Non-Condensing | Step Modulating |  | 0.5 | Premium |  | 80000 | 62000 |  |  | 77900 | 235 | 80 | 78 | [8 empty] | Federally-Regulated Consumer Product | 03/08/2017 |  | 03/08/2017
York | Luxaire | D6NZ060N11006NX | LPG | Induced Draft | False | True | 1 | False | Horizontal |  | None | Non-Condensing | Single-Stage |  | 1 | Premium |  | 135000 | 108000 |  |  | 115300 | 1073 | 80.2 | 78 | [8 empty] | Federally-Regulated Consumer Product | 03/08/2017 |  | 03/08/2017
York | Luxaire | TM8X120C20MP11 | Natural Gas | Induced Draft | False | False | 1 | False | Down |  | None | Non-Condensing | Single-Stage |  | 0.75 | Premium |  | 120000 | 96000 |  |  | 117500 | 635 | 80 | 78 | [8 empty] | Federally-Regulated Consumer Product | 03/08/2017 |  | 03/08/2017
York | Coleman | D6HQ030D05606NX | LPG | Induced Draft | False | True | 1 | False | Horizontal |  | None | Non-Condensing | Two-Stage Modulating |  | 0.75 | Premium |  | 70000 | 56000 |  |  | 55700 | 252 | 80 | 78 | [8 empty] | Federally-Regulated Consumer Product | 03/08/2017 |  | 03/08/2017
York | Evcon | TM9E080B12MP11 | Natural Gas | Induced Draft | False | False | 1 | False | Up |  | None | Condensing | Single-Stage |  | 0.5 | Premium |  | 80000 | 77000 |  |  | 83000 | 382 | 95 | 78 | [8 empty] | Federally-Regulated Consumer Product | 03/08/2017 |  | 03/08/2017
York | Luxaire | LPLC120C20MP12 | Natural Gas | Induced Draft | False | False | 1 | False | Down |  | None | Non-Condensing | Step Modulating |  | 1 | Premium |  | 120000 | 95000 |  |  | 115200 | 484 | 80 | 78 | [8 empty] | Federally-Regulated Consumer Product | 03/08/2017 |  | 03/08/2017
York | York | D6NZ024N05606NX | LPG | Induced Draft | False | True | 1 | False | Down |  | None | Non-Condensing | Single-Stage |  | 0.5 | Premium |  | 70000 | 56000 |  |  | 56700 | 764 | 80.2 | 78 | [8 empty] | Federally-Regulated Consumer Product | 03/08/2017 |  | 03/08/2017
York | Coleman | CP9C100C16MP12 | LPG | Induced Draft | False | False | 1 | False | Down |  | None | Condensing | Step Modulating |  | 0.75 | Premium |  | 100000 | 97000 |  |  | 96500 | 536 | 97.7 | 78 | [8 empty] | Federally-Regulated Consumer Product | 03/08/2017 |  | 03/08/2017
York | York | TGLS080C16MP11 | Natural Gas | Induced Draft | False | False | 1 | False | Horizontal | None | None | Non-Condensing | Single-Stage | Multiple-Speed | 0.5 | Standard |  | 80000 | 64000 | 1602 | 1069 | 75100 | 1168 | 80 | 78 | [8 empty] | Federally-Regulated Consumer Product | 03/08/2017 |  | 03/08/2017
York | York | TPLC080C16MP11 | Natural Gas | Induced Draft | False | False | 1 | False | Down | None | None | Non-Condensing | Step Modulating | Variable-Speed | 0.75 | Premium | 60 | 80000 | 62000 | 1715 | 600 | 79700 | 107 | 80 | 78 | [8 empty] | Federally-Regulated Consumer Product | 03/08/2017 |  | 03/08/2017
York | Luxaire | X33D[D,T]5******** | LPG | Induced Draft | False | True | 3 | False | Horizontal |  | None | Non-Condensing | Step Modulating |  | 10 | Standard |  | 533000 | 426000 | [6 empty] | 80 | 80 | [6 empty] | Federally-Regulated Commercial & Industrial Equipment | 03/08/2017 |  | 03/08/2017
York | Luxaire | TG8S100C20MP11 | LPG | Induced Draft | False | False | 1 | False | Up | None | None | Non-Condensing | Single-Stage | Multiple-Speed | 1 | Standard |  | 100000 | 80000 | 2478 | 1307 | 95100 | 1178 | 80 | 78 | [8 empty] | Federally-Regulated Consumer Product | 03/08/2017 |  | 03/08/2017
York | Luxaire | TM8T080C16MP11 | Natural Gas | Induced Draft | False | False | 1 | False | Horizontal |  | None | Non-Condensing | Two-Stage Modulating |  | 0.5 | Standard |  | 80000 | 63000 |  |  | 77500 | 607 | 80 | 78 | [8 empty] | Federally-Regulated Consumer Product | 03/08/2017 |  | 03/08/2017
York | York | D7NQ042N06506NX | Natural Gas | Induced Draft | False | True | 1 | False | Down |  | None | Non-Condensing | Single-Stage |  | 1 | Premium |  | 80000 | 66000 |  |  | 77300 | 424 | 81 | 78 | [8 empty] | Federally-Regulated Consumer Product | 03/08/2017 |  | 03/08/2017
York | Guardian | RGF1L100CP16MP11 | Natural Gas | Induced Draft | False | False | 1 | False | Up |  | None | Non-Condensing | Single-Stage |  | 0.5 | Standard |  | 100000 | 80000 |  |  | 96100 | 972 | 80 | 78 | [8 empty] | Federally-Regulated Consumer Product | 03/08/2017 |  | 03/08/2017
York | Coleman | TM9M060B12MP12 | Natural Gas | Induced Draft | False | False | 1 | False | Down |  | None | Condensing | Step Modulating |  | 0.5 | Standard |  | 60000 | 58000 |  |  | 46700 | 716 | 97 | 78 | [8 empty] | Federally-Regulated Consumer Product | 03/08/2017 |  | 03/08/2017
York | Fraser Johnston | TM8T060A12MP11 | Natural Gas | Induced Draft | False | False | 1 | False | Down |  | None | Non-Condensing | Two-Stage Modulating |  | 0.33 | Standard |  | 60000 | 47000 |  |  | 58100 | 450 | 80 | 78 | [8 empty] | Federally-Regulated Consumer Product | 03/08/2017 |  | 03/08/2017
York | Evcon | TGLS080C22MP11 | Natural Gas | Induced Draft | False | False | 1 | False | Up | None | None | Non-Condensing | Single-Stage | Multiple-Speed | 1 | Standard |  | 80000 | 64000 | 2448 | 1263 | 74800 | 1234 | 80 | 78 | [8 empty] | Federally-Regulated Consumer Product | 03/08/2017 |  | 03/08/2017
York | Luxaire | D6HQ048D09006NX | LPG | Induced Draft | False | True | 1 | False | Horizontal |  | None | Non-Condensing | Two-Stage Modulating |  | 1 | Premium |  | 108000 | 87000 |  |  | 94100 | 287 | 80 | 78 | [8 empty] | Federally-Regulated Consumer Product | 03/08/2017 |  | 03/08/2017
York | Evcon | TG9S080C16MP11 | Natural Gas | Induced Draft | False | False | 1 | False | Horizontal | None | None | Condensing | Single-Stage | Multiple-Speed | 0.75 | Standard |  | 80000 | 78000 | 1671 | 838 | 80500 | 929 | 95.5 | 78 | [8 empty] | Federally-Regulated Consumer Product | 03/08/2017 |  | 03/08/2017
York | York | D7NQ048D09006NX | Natural Gas | Induced Draft | False | True | 1 | False | Horizontal |  | None | Non-Condensing | Two-Stage Modulating |  | 1 | Premium |  | 108000 | 89000 |  |  | 94500 | 338 | 81 | 78 | [8 empty] | Federally-Regulated Consumer Product | 03/08/2017 |  | 03/08/2017
York | Luxaire | G33E[D,T]5******** | Natural Gas | Induced Draft | False | True | 3 | False | Down |  | None | Non-Condensing | Step Modulating |  | 10 | Standard |  | 533000 | 426000 | [6 empty] | 80 | 80 | [6 empty] | Federally-Regulated Commercial & Industrial Equipment | 03/08/2017 |  | 03/08/2017
York | York | TM9E100C16MP11 | LPG | Induced Draft | False | False | 1 | False | Horizontal |  | None | Condensing | Single-Stage |  | 0.5 | Premium |  | 100000 | 96000 |  |  | 99600 | 463 | 95 | 78 | [8 empty] | Federally-Regulated Consumer Product | 03/08/2017 |  | 03/08/2017
York | Fraser Johnston | D6NZ024N05606NX | Natural Gas | Induced Draft | False | True | 1 | False | Horizontal |  | None | Non-Condensing | Single-Stage |  | 0.5 | Premium |  | 70000 | 56000 |  |  | 56700 | 764 | 80.2 | 78 | [8 empty] | Federally-Regulated Consumer Product | 03/08/2017 |  | 03/08/2017
York | York | D6NZ030D05606NX | Natural Gas | Induced Draft | False | True | 1 | False | Down |  | None | Non-Condensing | Two-Stage Modulating |  | 0.75 | Premium |  | 70000 | 56000 |  |  | 55700 | 252 | 80 | 78 | [8 empty] | Federally-Regulated Consumer Product | 03/08/2017 |  | 03/08/2017
York | Guardian | GG8S060A12MP11 | Natural Gas | Induced Draft | False | False | 1 | False | Up | None | None | Non-Condensing | Single-Stage | Multiple-Speed | 0.33 | Standard |  | 60000 | 48000 | 1275 | 711 | 57400 | 623 | 80 | 78 | [8 empty] | Federally-Regulated Consumer Product | 03/08/2017 |  | 03/08/2017
York | Fraser Johnston | D6NZ048D11006NX | Natural Gas | Induced Draft | False | True | 1 | False | Horizontal |  | None | Non-Condensing | Two-Stage Modulating |  | 1 | Premium |  | 135000 | 108000 |  |  | 114400 | 262 | 80 | 78 | [8 empty] | Federally-Regulated Consumer Product | 03/08/2017 |  | 03/08/2017
York | Coleman | CP9C120D20MP12 | Natural Gas | Induced Draft | False | False | 1 | False | Down |  | None | Condensing | Step Modulating |  | 1 | Premium |  | 120000 | 116000 |  |  | 112400 | 597 | 98 | 78 | [8 empty] | Federally-Regulated Consumer Product | 03/08/2017 |  | 03/08/2017
York | Fraser Johnston | TP9C100C20MP12 | Natural Gas | Induced Draft | False | False | 1 | False | Up |  | None | Condensing | Step Modulating |  | 1 | Premium |  | 100000 | 97000 |  |  | 96400 | 558 | 97.7 | 78 | [8 empty] | Federally-Regulated Consumer Product | 03/08/2017 |  | 03/08/2017
York | Luxaire | TMLX120C20MP11 | Natural Gas | Induced Draft | False | False | 1 | False | Up |  | None | Non-Condensing | Single-Stage |  | 0.75 | Premium |  | 120000 | 96000 |  |  | 117500 | 635 | 80 | 78 | [8 empty] | Federally-Regulated Consumer Product | 03/08/2017 |  | 03/08/2017
York | Luxaire | D7NQ060D11006NX | LPG | Induced Draft | False | True | 1 | False | Down |  | None | Non-Condensing | Two-Stage Modulating |  | 1 | Premium |  | 135000 | 110000 |  |  | 112900 | 413 | 81 | 78 | [8 empty] | Federally-Regulated Consumer Product | 03/08/2017 |  | 03/08/2017
York | Evcon | RGF1L060AE12MP11 | Natural Gas | Induced Draft | False | False | 1 | False | Up |  | None | Non-Condensing | Single-Stage |  | 0.5 | Premium |  | 60000 | 48000 |  |  | 59100 | 243 | 80 | 78 | [8 empty] | Federally-Regulated Consumer Product | 03/08/2017 |  | 03/08/2017
York | Coleman | TG8S060A12MP11 | LPG | Induced Draft | False | False | 1 | False | Horizontal | None | None | Non-Condensing | Single-Stage | Multiple-Speed | 0.33 | Standard |  | 60000 | 48000 | 1275 | 711 | 57400 | 623 | 80 | 78 | [8 empty] | Federally-Regulated Consumer Product | 03/08/2017 |  | 03/08/2017
York | Luxaire | D6NX036N06506NX | LPG | Induced Draft | False | True | 1 | False | Down |  | None | Non-Condensing | Single-Stage |  | 1 | Premium |  | 80000 | 64000 |  |  | 74700 | 1140 | 80.6 | 78 | [8 empty] | Federally-Regulated Consumer Product | 03/08/2017 |  | 03/08/2017
York | Coleman | D7NX048N09006NX | LPG | Induced Draft | False | True | 1 | False | Horizontal |  | None | Non-Condensing | Single-Stage |  | 1 | Premium |  | 108000 | 88000 |  |  | 96900 | 467 | 81 | 78 | [8 empty] | Federally-Regulated Consumer Product | 03/08/2017 |  | 03/08/2017
York | Coleman | TM9E040A10MP11 | LPG | Induced Draft | False | False | 1 | False | Horizontal |  | None | Condensing | Single-Stage |  | 0.5 | Premium |  | 40000 | 38000 |  |  | 33100 | 195 | 95 | 78 | [8 empty] | Federally-Regulated Consumer Product | 03/08/2017 |  | 03/08/2017
York | Guardian | GGLS100C20MP11 | Natural Gas | Induced Draft | False | False | 1 | False | Horizontal | None | None | Non-Condensing | Single-Stage | Multiple-Speed | 1 | Standard |  | 100000 | 80000 | 2478 | 1307 | 95100 | 1178 | 80 | 78 | [8 empty] | Federally-Regulated Consumer Product | 03/08/2017 |  | 03/08/2017
York | Evcon | TG8S120C16MP11 | LPG | Induced Draft | False | False | 1 | False | Up | None | None | Non-Condensing | Single-Stage | Multiple-Speed | 0.5 | Standard |  | 120000 | 96000 | 1600 | 1002 | 115100 | 1166 | 80 | 78 | [8 empty] | Federally-Regulated Consumer Product | 03/08/2017 |  | 03/08/2017
York | Luxaire | D7NQ036D05606NX | Natural Gas | Induced Draft | False | True | 1 | False | Horizontal |  | None | Non-Condensing | Two-Stage Modulating |  | 0.75 | Premium |  | 70000 | 58000 |  |  | 54800 | 320 | 81 | 78 | [8 empty] | Federally-Regulated Consumer Product | 03/08/2017 |  | 03/08/2017
York | Luxaire | TM8T120C20MP11 | Natural Gas | Induced Draft | False | False | 1 | False | Up |  | None | Non-Condensing | Two-Stage Modulating |  | 1 | Standard |  | 120000 | 96000 |  |  | 116600 | 832 | 80 | 78 | [8 empty] | Federally-Regulated Consumer Product | 03/08/2017 |  | 03/08/2017
York | Luxaire | TMLT100C16MP11 | Natural Gas | Induced Draft | False | False | 1 | False | Horizontal |  | None | Non-Condensing | Two-Stage Modulating |  | 0.5 | Standard |  | 100000 | 80000 |  |  | 96500 | 850 | 80 | 78 | [8 empty] | Federally-Regulated Consumer Product | 03/08/2017 |  | 03/08/2017
York | Evcon | ZS060*F0*F**** | LPG | Induced Draft | False | True | 1 | False | Down |  | None | Non-Condensing | Single-Stage |  | 1.5 | Standard |  | 125000 | 100000 |  |  | 117500 | 510 | 80.3 | 78 | [8 empty] | Federally-Regulated Consumer Product | 03/08/2017 |  | 03/08/2017
York | Guardian | RGF1L080CP16MP11 | LPG | Induced Draft | False | False | 1 | False | Horizontal |  | None | Non-Condensing | Single-Stage |  | 0.5 | Standard |  | 80000 | 64000 |  |  | 75100 | 1215 | 80 | 78 | [8 empty] | Federally-Regulated Consumer Product | 03/08/2017 |  | 03/08/2017
York | Luxaire | D7NQ048D09006NX | LPG | Induced Draft | False | True | 1 | False | Horizontal |  | None | Non-Condensing | Two-Stage Modulating |  | 1 | Premium |  | 108000 | 89000 |  |  | 94500 | 338 | 81 | 78 | [8 empty] | Federally-Regulated Consumer Product | 03/08/2017 |  | 03/08/2017
York | Coleman | TM9E100C16MP11 | LPG | Induced Draft | False | False | 1 | False | Up |  | None | Condensing | Single-Stage |  | 0.5 | Premium |  | 100000 | 96000 |  |  | 99600 | 463 | 95 | 78 | [8 empty] | Federally-Regulated Consumer Product | 03/08/2017 |  | 03/08/2017
York | Luxaire | TM8T080C16MP11 | Natural Gas | Induced Draft | False | False | 1 | False | Up |  | None | Non-Condensing | Two-Stage Modulating |  | 0.5 | Standard |  | 80000 | 63000 |  |  | 77500 | 607 | 80 | 78 | [8 empty] | Federally-Regulated Consumer Product | 03/08/2017 |  | 03/08/2017
York | York | D7NQ024N05606NX | LPG | Induced Draft | False | True | 1 | False | Horizontal |  | None | Non-Condensing | Single-Stage |  | 0.5 | Premium |  | 70000 | 57000 |  |  | 58300 | 241 | 81 | 78 | [8 empty] | Federally-Regulated Consumer Product | 03/08/2017 |  | 03/08/2017
York | Coleman | D6NZ048N06506NX | LPG | Induced Draft | False | True | 1 | False | Down |  | None | Non-Condensing | Single-Stage |  | 1 | Premium |  | 80000 | 64000 |  |  | 73900 | 1250 | 80.8 | 78 | [8 empty] | Federally-Regulated Consumer Product | 03/08/2017 |  | 03/08/2017
York | York | D6NQ024D05606NX | Natural Gas | Induced Draft | False | True | 1 | False | Down |  | None | Non-Condensing | Two-Stage Modulating |  | 0.5 | Premium |  | 70000 | 56000 |  |  | 57600 | 151 | 80 | 78 | [8 empty] | Federally-Regulated Consumer Product | 03/08/2017 |  | 03/08/2017
York | Guardian | GGLS100C16MP11 | Natural Gas | Induced Draft | False | False | 1 | False | Up | None | None | Non-Condensing | Single-Stage | Multiple-Speed | 0.5 | Standard |  | 100000 | 80000 | 1820 | 1012 | 96100 | 930 | 80 | 78 | [8 empty] | Federally-Regulated Consumer Product | 03/08/2017 |  | 03/08/2017
York | Fraser Johnston | TM8X080C16MP11 | Natural Gas | Induced Draft | False | False | 1 | False | Up |  | None | Non-Condensing | Single-Stage |  | 0.5 | Premium |  | 80000 | 64000 |  |  | 78300 | 444 | 80 | 78 | [8 empty] | Federally-Regulated Consumer Product | 03/08/2017 |  | 03/08/2017
York | York | TGLS040A08MP11 | Natural Gas | Induced Draft | False | False | 1 | False | Down | None | None | Non-Condensing | Single-Stage | Multiple-Speed | 0.2 | Standard |  | 40000 | 32000 | 717 | 489 | 38300 | 473 | 80 | 78 | [8 empty] | Federally-Regulated Consumer Product | 03/08/2017 |  | 03/08/2017
York | Coleman | TGLS040A08MP11 | Natural Gas | Induced Draft | False | False | 1 | False | Down | None | None | Non-Condensing | Single-Stage | Multiple-Speed | 0.2 | Standard |  | 40000 | 32000 | 717 | 489 | 38300 | 473 | 80 | 78 | [8 empty] | Federally-Regulated Consumer Product | 03/08/2017 |  | 03/08/2017
York | York | TMLV080C16MP11 | Natural Gas | Induced Draft | False | False | 1 | False | Up |  | None | Non-Condensing | Two-Stage Modulating |  | 0.75 | Premium |  | 80000 | 63000 |  |  | 76900 | 323 | 80 | 78 | [8 empty] | Federally-Regulated Consumer Product | 03/08/2017 |  | 03/08/2017
York | Fraser Johnston | TG9S080C22MP11 | LPG | Induced Draft | False | False | 1 | False | Horizontal | None | None | Condensing | Single-Stage | Multiple-Speed | 1 | Standard |  | 80000 | 78000 | 2162 | 1285 | 80400 | 966 | 95.5 | 78 | [8 empty] | Federally-Regulated Consumer Product | 03/08/2017 |  | 03/08/2017
York | Coleman | ZS048*06*F**** | LPG | Induced Draft | False | True | 1 | False | Down |  | None | Non-Condensing | Single-Stage |  | 1.5 | Standard |  | 75000 | 60000 |  |  | 57700 | 396 | 80.9 | 78 | [8 empty] | Federally-Regulated Consumer Product | 03/08/2017 |  | 03/08/2017
York | Evcon | D6NZ024N05606NX | LPG | Induced Draft | False | True | 1 | False | Horizontal |  | None | Non-Condensing | Single-Stage |  | 0.5 | Premium |  | 70000 | 56000 |  |  | 56700 | 764 | 80.2 | 78 | [8 empty] | Federally-Regulated Consumer Product | 03/08/2017 |  | 03/08/2017
York | York | D6NQ048N06506NX | Natural Gas | Induced Draft | False | True | 1 | False | Horizontal |  | None | Non-Condensing | Single-Stage |  | 1 | Premium |  | 80000 | 64000 |  |  | 73900 | 1250 | 80.8 | 78 | [8 empty] | Federally-Regulated Consumer Product | 03/08/2017 |  | 03/08/2017
York | Luxaire | D6NZ042D09006NX | Natural Gas | Induced Draft | False | True | 1 | False | Down |  | None | Non-Condensing | Two-Stage Modulating |  | 0.75 | Premium |  | 108000 | 87000 |  |  | 95300 | 362 | 80 | 78 | [8 empty] | Federally-Regulated Consumer Product | 03/08/2017 |  | 03/08/2017
York | Coleman | CP9C060B12MP12 | LPG | Induced Draft | False | False | 1 | False | Horizontal |  | None | Condensing | Step Modulating |  | 0.5 | Premium |  | 60000 | 58000 |  |  | 48400 | 241 | 97.5 | 78 | [8 empty] | Federally-Regulated Consumer Product | 03/08/2017 |  | 03/08/2017
York | Luxaire | TM8X080C16MP11 | Natural Gas | Induced Draft | False | False | 1 | False | Horizontal |  | None | Non-Condensing | Single-Stage |  | 0.5 | Premium |  | 80000 | 64000 |  |  | 78300 | 444 | 80 | 78 | [8 empty] | Federally-Regulated Consumer Product | 03/08/2017 |  | 03/08/2017
York | Coleman | D7HQ036D07206NX | LPG | Induced Draft | False | True | 1 | False | Horizontal |  | None | Non-Condensing | Two-Stage Modulating |  | 0.75 | Premium |  | 90000 | 74000 |  |  | 73500 | 341 | 81 | 78 | [8 empty] | Federally-Regulated Consumer Product | 03/08/2017 |  | 03/08/2017
York | Fraser Johnston | D7NQ036D05606NX | LPG | Induced Draft | False | True | 1 | False | Horizontal |  | None | Non-Condensing | Two-Stage Modulating |  | 0.75 | Premium |  | 70000 | 58000 |  |  | 54800 | 320 | 81 | 78 | [8 empty] | Federally-Regulated Consumer Product | 03/08/2017 |  | 03/08/2017
York | York | TM9E080B12MP11 | Natural Gas | Induced Draft | False | False | 1 | False | Down |  | None | Condensing | Single-Stage |  | 0.5 | Premium |  | 80000 | 77000 |  |  | 83000 | 382 | 95 | 78 | [8 empty] | Federally-Regulated Consumer Product | 03/08/2017 |  | 03/08/2017
York | York | D6NQ024N05606NX | LPG | Induced Draft | False | True | 1 | False | Down |  | None | Non-Condensing | Single-Stage |  | 0.5 | Premium |  | 70000 | 56000 |  |  | 56700 | 764 | 80.2 | 78 | [8 empty] | Federally-Regulated Consumer Product | 03/08/2017 |  | 03/08/2017
York | Guardian | GG8S100C20MP11 | LPG | Induced Draft | False | False | 1 | False | Up | None | None | Non-Condensing | Single-Stage | Multiple-Speed | 1 | Standard |  | 100000 | 80000 | 2478 | 1307 | 95100 | 1178 | 80 | 78 | [8 empty] | Federally-Regulated Consumer Product | 03/08/2017 |  | 03/08/2017
York | Evcon | D6NZ060N09006NX | Natural Gas | Induced Draft | False | True | 1 | False | Down |  | None | Non-Condensing | Single-Stage |  | 1 | Premium |  | 108000 | 87000 |  |  | 93400 | 1313 | 80.9 | 78 | [8 empty] | Federally-Regulated Consumer Product | 03/08/2017 |  | 03/08/2017
York | Coleman | TG9S040A08MP11 | Natural Gas | Induced Draft | False | False | 1 | False | Up | None | None | Condensing | Single-Stage | Multiple-Speed | 0.5 | Standard |  | 40000 | 39000 | 950 | 581 | 31900 | 458 | 95.5 | 78 | [8 empty] | Federally-Regulated Consumer Product | 03/08/2017 |  | 03/08/2017
York | Evcon | TM8T080B12MP11 | Natural Gas | Induced Draft | False | False | 1 | False | Horizontal |  | None | Non-Condensing | Two-Stage Modulating |  | 0.33 | Standard |  | 80000 | 63000 |  |  | 77700 | 568 | 80 | 78 | [8 empty] | Federally-Regulated Consumer Product | 03/08/2017 |  | 03/08/2017
York | Fraser Johnston | TGLS100C20MP11 | Natural Gas | Induced Draft | False | False | 1 | False | Down | None | None | Non-Condensing | Single-Stage | Multiple-Speed | 1 | Standard |  | 100000 | 80000 | 2478 | 1307 | 95100 | 1178 | 80 | 78 | [8 empty] | Federally-Regulated Consumer Product | 03/08/2017 |  | 03/08/2017
York | Fraser Johnston | TG9S120D20MP11 | Natural Gas | Induced Draft | False | False | 1 | False | Down | None | None | Condensing | Single-Stage | Multiple-Speed | 1 | Standard |  | 120000 | 116000 | 1977 | 1190 | 112700 | 1311 | 95.5 | 78 | [8 empty] | Federally-Regulated Consumer Product | 03/08/2017 |  | 03/08/2017
York | Fraser Johnston | TM9E040A10MP11 | Natural Gas | Induced Draft | False | False | 1 | False | Down |  | None | Condensing | Single-Stage |  | 0.5 | Premium |  | 40000 | 38000 |  |  | 33100 | 195 | 95 | 78 | [8 empty] | Federally-Regulated Consumer Product | 03/08/2017 |  | 03/08/2017
York | Fraser Johnston | D6NQ048N11006NX | LPG | Induced Draft | False | True | 1 | False | Down |  | None | Non-Condensing | Single-Stage |  | 1 | Premium |  | 135000 | 108000 |  |  | 114000 | 1275 | 80.5 | 78 | [8 empty] | Federally-Regulated Consumer Product | 03/08/2017 |  | 03/08/2017
York | Luxaire | G33A[N,S]3******** | LPG | Induced Draft | False | True | 3 | False | Horizontal |  | None | Non-Condensing | Single-Stage |  | 10 | Standard |  | 267000 | 213000 | [6 empty] | 80 | 80 | [6 empty] | Federally-Regulated Commercial & Industrial Equipment | 03/08/2017 |  | 03/08/2017
York | Coleman | D7NX048N09006NX | Natural Gas | Induced Draft | False | True | 1 | False | Down |  | None | Non-Condensing | Single-Stage |  | 1 | Premium |  | 108000 | 88000 |  |  | 96900 | 467 | 81 | 78 | [8 empty] | Federally-Regulated Consumer Product | 03/08/2017 |  | 03/08/2017
York | Fraser Johnston | TM9M100C20MP12 | Natural Gas | Induced Draft | False | False | 1 | False | Down |  | None | Condensing | Step Modulating |  | 1 | Standard |  | 100000 | 97000 |  |  | 93900 | 1231 | 97 | 78 | [8 empty] | Federally-Regulated Consumer Product | 03/08/2017 |  | 03/08/2017
York | Fraser Johnston | TGLS100C20MP11 | LPG | Induced Draft | False | False | 1 | False | Down | None | None | Non-Condensing | Single-Stage | Multiple-Speed | 1 | Standard |  | 100000 | 80000 | 2478 | 1307 | 95100 | 1178 | 80 | 78 | [8 empty] | Federally-Regulated Consumer Product | 03/08/2017 |  | 03/08/2017
York | Fraser Johnston | D6NZ024D05606NX | Natural Gas | Induced Draft | False | True | 1 | False | Horizontal |  | None | Non-Condensing | Two-Stage Modulating |  | 0.5 | Premium |  | 70000 | 56000 |  |  | 57600 | 151 | 80 | 78 | [8 empty] | Federally-Regulated Consumer Product | 03/08/2017 |  | 03/08/2017
York | Coleman | TM8V100C16MP11 | Natural Gas | Induced Draft | False | False | 1 | False | Horizontal |  | None | Non-Condensing | Two-Stage Modulating |  | 0.75 | Premium |  | 100000 | 80000 |  |  | 94700 | 368 | 80 | 78 | [8 empty] | Federally-Regulated Consumer Product | 03/08/2017 |  | 03/08/2017
York | Coleman | TG9S060A10MP11 | Natural Gas | Induced Draft | False | False | 1 | False | Down | None | None | Condensing | Single-Stage | Multiple-Speed | 0.5 | Standard |  | 60000 | 58000 | 1103 | 769 | 47900 | 674 | 95.5 | 78 | [8 empty] | Federally-Regulated Consumer Product | 03/08/2017 |  | 03/08/2017
York | Coleman | D6NZ036N03606NX | LPG | Induced Draft | False | True | 1 | False | Horizontal |  | None | Non-Condensing | Single-Stage |  | 0.75 | Premium |  | 45000 | 36000 |  |  | 37300 | 590 | 80.4 | 78 | [8 empty] | Federally-Regulated Consumer Product | 03/08/2017 |  | 03/08/2017
York | Luxaire | TPLC080B12MP12 | Natural Gas | Induced Draft | False | False | 1 | False | Horizontal |  | None | Non-Condensing | Step Modulating |  | 0.5 | Premium |  | 80000 | 62000 |  |  | 77900 | 235 | 80 | 78 | [8 empty] | Federally-Regulated Consumer Product | 03/08/2017 |  | 03/08/2017
York | York | TP9C080C16MP12 | LPG | Induced Draft | False | False | 1 | False | Horizontal |  | None | Condensing | Step Modulating |  | 0.75 | Premium |  | 80000 | 78000 |  |  | 80600 | 460 | 97.7 | 78 | [8 empty] | Federally-Regulated Consumer Product | 03/08/2017 |  | 03/08/2017
York | Coleman | TM8X080C16MP11 | Natural Gas | Induced Draft | False | False | 1 | False | Up |  | None | Non-Condensing | Single-Stage |  | 0.5 | Premium |  | 80000 | 64000 |  |  | 78300 | 444 | 80 | 78 | [8 empty] | Federally-Regulated Consumer Product | 03/08/2017 |  | 03/08/2017
York | Luxaire | D7NX048N06506NX | LPG | Induced Draft | False | True | 1 | False | Horizontal |  | None | Non-Condensing | Single-Stage |  | 1 | Premium |  | 80000 | 66000 |  |  | 77300 | 424 | 81 | 78 | [8 empty] | Federally-Regulated Consumer Product | 03/08/2017 |  | 03/08/2017
York | Guardian | RGF1L100CP16MP11 | Natural Gas | Induced Draft | False | False | 1 | False | Down |  | None | Non-Condensing | Single-Stage |  | 0.5 | Standard |  | 100000 | 80000 |  |  | 96100 | 972 | 80 | 78 | [8 empty] | Federally-Regulated Consumer Product | 03/08/2017 |  | 03/08/2017
York | Evcon | TGLS100B12MP11 | Natural Gas | Induced Draft | False | False | 1 | False | Down | None | None | Non-Condensing | Single-Stage | Multiple-Speed | 0.33 | Standard |  | 100000 | 80000 | 1223 | 614 | 96100 | 935 | 80 | 78 | [8 empty] | Federally-Regulated Consumer Product | 03/08/2017 |  | 03/08/2017
York | Evcon | D7NQ060D09006NX | Natural Gas | Induced Draft | False | True | 1 | False | Horizontal |  | None | Non-Condensing | Two-Stage Modulating |  | 1 | Premium |  | 108000 | 89000 |  |  | 94500 | 338 | 81 | 78 | [8 empty] | Federally-Regulated Consumer Product | 03/08/2017 |  | 03/08/2017
York | York | TGLS060A10MP11 | LPG | Induced Draft | False | False | 1 | False | Down | None | None | Non-Condensing | Single-Stage | Multiple-Speed | 0.33 | Standard |  | 60000 | 48000 | 1004 | 708 | 57700 | 553 | 80 | 78 | [8 empty] | Federally-Regulated Consumer Product | 03/08/2017 |  | 03/08/2017
York | York | TMLV080B12MP11 | LPG | Induced Draft | False | False | 1 | False | Down |  | None | Non-Condensing | Two-Stage Modulating |  | 0.5 | Premium |  | 80000 | 63000 |  |  | 75800 | 315 | 80 | 78 | [8 empty] | Federally-Regulated Consumer Product | 03/08/2017 |  | 03/08/2017
York | Coleman | TPLC080B12MP12 | Natural Gas | Induced Draft | False | False | 1 | False | Down |  | None | Non-Condensing | Step Modulating |  | 0.5 | Premium |  | 80000 | 62000 |  |  | 77900 | 235 | 80 | 78 | [8 empty] | Federally-Regulated Consumer Product | 03/08/2017 |  | 03/08/2017
York | Fraser Johnston | D7HQ036D05606NX | LPG | Induced Draft | False | True | 1 | False | Horizontal |  | None | Non-Condensing | Two-Stage Modulating |  | 0.75 | Premium |  | 70000 | 58000 |  |  | 54800 | 320 | 81 | 78 | [8 empty] | Federally-Regulated Consumer Product | 03/08/2017 |  | 03/08/2017
York | Coleman | ZS060*F0*F**** | LPG | Induced Draft | False | True | 1 | False | Horizontal |  | None | Non-Condensing | Single-Stage |  | 1.5 | Standard |  | 125000 | 100000 |  |  | 117500 | 510 | 80.3 | 78 | [8 empty] | Federally-Regulated Consumer Product | 03/08/2017 |  | 03/08/2017
York | Coleman | X33E[D,T]5******** | LPG | Induced Draft | False | True | 3 | False | Horizontal |  | None | Non-Condensing | Step Modulating |  | 10 | Standard |  | 533000 | 426000 | [6 empty] | 80 | 80 | [6 empty] | Federally-Regulated Commercial & Industrial Equipment | 03/08/2017 |  | 03/08/2017
York | Coleman | TM9E040A10MP11 | Natural Gas | Induced Draft | False | False | 1 | False | Up |  | None | Condensing | Single-Stage |  | 0.5 | Premium |  | 40000 | 38000 |  |  | 33100 | 195 | 95 | 78 | [8 empty] | Federally-Regulated Consumer Product | 03/08/2017 |  | 03/08/2017
York | Coleman | TM9M100C16MP12 | Natural Gas | Induced Draft | False | False | 1 | False | Horizontal |  | None | Condensing | Step Modulating |  | 0.75 | Standard |  | 100000 | 97000 |  |  | 93000 | 1500 | 97 | 78 | [8 empty] | Federally-Regulated Consumer Product | 03/08/2017 |  | 03/08/2017
York | Coleman | D6NX048D11006NX | LPG | Induced Draft | False | True | 1 | False | Down |  | None | Non-Condensing | Two-Stage Modulating |  | 1 | Premium |  | 135000 | 108000 |  |  | 114400 | 262 | 80 | 78 | [8 empty] | Federally-Regulated Consumer Product | 03/08/2017 |  | 03/08/2017
York | Evcon | TM9X120D20MP11 | Natural Gas | Induced Draft | False | False | 1 | False | Down | None | None | Condensing | Single-Stage | Multiple-Speed | 0.75 | Premium |  | 120000 | 114000 | 2036 | 671 | 114600 | 816 | 95.5 | 78 | [8 empty] | Federally-Regulated Consumer Product | 03/08/2017 |  | 03/08/2017
York | Fraser Johnston | TP9C080C16MP12 | Natural Gas | Induced Draft | False | False | 1 | False | Up |  | None | Condensing | Step Modulating |  | 0.75 | Premium |  | 80000 | 78000 |  |  | 80600 | 460 | 97.7 | 78 | [8 empty] | Federally-Regulated Consumer Product | 03/08/2017 |  | 03/08/2017
York | Johnson Controls | T33A[D,T]3******** | LPG | Induced Draft | False | True | 3 | False | Horizontal |  | None | Non-Condensing | Step Modulating |  | 10 | Standard |  | 267000 | 213000 | [6 empty] | 80 | 80 | [6 empty] | Federally-Regulated Commercial & Industrial Equipment | 03/08/2017 |  | 03/08/2017
York | Fraser Johnston | D6NZ036N07206NX | Natural Gas | Induced Draft | False | True | 1 | False | Horizontal |  | None | Non-Condensing | Single-Stage |  | 0.75 | Premium |  | 90000 | 72000 |  |  | 75500 | 1056 | 80.1 | 78 | [8 empty] | Federally-Regulated Consumer Product | 03/08/2017 |  | 03/08/2017
York | Coleman | TMLV060A12MP11 | LPG | Induced Draft | False | False | 1 | False | Horizontal |  | None | Non-Condensing | Two-Stage Modulating |  | 0.5 | Premium |  | 60000 | 47000 |  |  | 57000 | 259 | 80 | 78 | [8 empty] | Federally-Regulated Consumer Product | 03/08/2017 |  | 03/08/2017
York | Fraser Johnston | D6NX048N06506NX | Natural Gas | Induced Draft | False | True | 1 | False | Horizontal |  | None | Non-Condensing | Single-Stage |  | 1 | Premium |  | 80000 | 64000 |  |  | 73900 | 1250 | 80.8 | 78 | [8 empty] | Federally-Regulated Consumer Product | 03/08/2017 |  | 03/08/2017
York | Coleman | D6NZ048N06506NX | Natural Gas | Induced Draft | False | True | 1 | False | Down |  | None | Non-Condensing | Single-Stage |  | 1 | Premium |  | 80000 | 64000 |  |  | 73900 | 1250 | 80.8 | 78 | [8 empty] | Federally-Regulated Consumer Product | 03/08/2017 |  | 03/08/2017
York | Luxaire | D7HQ036D05606NX | Natural Gas | Induced Draft | False | True | 1 | False | Down |  | None | Non-Condensing | Two-Stage Modulating |  | 0.75 | Premium |  | 70000 | 58000 |  |  | 54800 | 320 | 81 | 78 | [8 empty] | Federally-Regulated Consumer Product | 03/08/2017 |  | 03/08/2017
York | Fraser Johnston | D7NQ024N05606NX | LPG | Induced Draft | False | True | 1 | False | Horizontal |  | None | Non-Condensing | Single-Stage |  | 0.5 | Premium |  | 70000 | 57000 |  |  | 58300 | 241 | 81 | 78 | [8 empty] | Federally-Regulated Consumer Product | 03/08/2017 |  | 03/08/2017
York | Coleman | X33B[D,T]3******** | Natural Gas | Induced Draft | False | True | 3 | False | Horizontal |  | None | Non-Condensing | Step Modulating |  | 10 | Standard |  | 267000 | 213000 | [6 empty] | 80 | 80 | [6 empty] | Federally-Regulated Commercial & Industrial Equipment | 03/08/2017 |  | 03/08/2017
York | York | ZR060*10*1**** | LPG | Induced Draft | False | True | 1 | False | Down |  | None | Non-Condensing | Single-Stage |  | 1.5 | Standard |  | 125000 | 100000 |  |  | 117500 | 510 | 80.3 | 78 | [8 empty] | Federally-Regulated Consumer Product | 03/08/2017 |  | 03/08/2017
York | York | YP9C080B12MP12 | LPG | Induced Draft | False | False | 1 | False | Up |  | None | Condensing | Step Modulating |  | 0.5 | Premium |  | 80000 | 77000 |  |  | 80800 | 435 | 97.5 | 78 | [8 empty] | Federally-Regulated Consumer Product | 03/08/2017 |  | 03/08/2017
York | York | D6NZ048N06506NX | LPG | Induced Draft | False | True | 1 | False | Horizontal |  | None | Non-Condensing | Single-Stage |  | 1 | Premium |  | 80000 | 64000 |  |  | 73900 | 1250 | 80.8 | 78 | [8 empty] | Federally-Regulated Consumer Product | 03/08/2017 |  | 03/08/2017
York | Luxaire | TP9C060B12MP12 | LPG | Induced Draft | False | False | 1 | False | Up |  | None | Condensing | Step Modulating |  | 0.5 | Premium |  | 60000 | 58000 |  |  | 48400 | 241 | 97.5 | 78 | [8 empty] | Federally-Regulated Consumer Product | 03/08/2017 |  | 03/08/2017
York | Guardian | RGF19100CE16MP11 | LPG | Induced Draft | False | False | 1 | False | Up |  | None | Condensing | Single-Stage |  | 0.5 | Premium |  | 100000 | 95000 |  |  | 98400 | 638 | 95.5 | 78 | [8 empty] | Federally-Regulated Consumer Product | 03/08/2017 |  | 03/08/2017
York | Luxaire | G33D[N,S]3******** | Natural Gas | Induced Draft | False | True | 3 | False | Down |  | None | Non-Condensing | Single-Stage |  | 10 | Standard |  | 267000 | 213000 | [6 empty] | 80 | 80 | [6 empty] | Federally-Regulated Commercial & Industrial Equipment | 03/08/2017 |  | 03/08/2017
York | Guardian | RGF19120DP20MP11 | LPG | Induced Draft | False | False | 1 | False | Up |  | None | Condensing | Single-Stage |  | 1 | Standard |  | 120000 | 116000 |  |  | 112600 | 1359 | 95.5 | 78 | [8 empty] | Federally-Regulated Consumer Product | 03/08/2017 |  | 03/08/2017
York | Luxaire | TG9S080C16MP11 | Natural Gas | Induced Draft | False | False | 1 | False | Up | None | None | Condensing | Single-Stage | Multiple-Speed | 0.75 | Standard |  | 80000 | 78000 | 1671 | 838 | 80500 | 929 | 95.5 | 78 | [8 empty] | Federally-Regulated Consumer Product | 03/08/2017 |  | 03/08/2017
York | Evcon | TP9C080C16MP12 | Natural Gas | Induced Draft | False | False | 1 | False | Horizontal |  | None | Condensing | Step Modulating |  | 0.75 | Premium |  | 80000 | 78000 |  |  | 80600 | 460 | 97.7 | 78 | [8 empty] | Federally-Regulated Consumer Product | 03/08/2017 |  | 03/08/2017
York | Luxaire | TG9S040A08MP11 | Natural Gas | Induced Draft | False | False | 1 | False | Horizontal | None | None | Condensing | Single-Stage | Multiple-Speed | 0.5 | Standard |  | 40000 | 39000 | 950 | 581 | 31900 | 458 | 95.5 | 78 | [8 empty] | Federally-Regulated Consumer Product | 03/08/2017 |  | 03/08/2017
York | Fraser Johnston | D7NQ036N07206NX | LPG | Induced Draft | False | True | 1 | False | Down |  | None | Non-Condensing | Single-Stage |  | 0.75 | Premium |  | 90000 | 73000 |  |  | 76900 | 510 | 81 | 78 | [8 empty] | Federally-Regulated Consumer Product | 03/08/2017 |  | 03/08/2017
York | Fraser Johnston | D6NY060D11006NX | Natural Gas | Induced Draft | False | True | 1 | False | Horizontal |  | None | Non-Condensing | Two-Stage Modulating |  | 1 | Premium |  | 135000 | 108000 |  |  | 114400 | 300 | 80 | 78 | [8 empty] | Federally-Regulated Consumer Product | 03/08/2017 |  | 03/08/2017
York | Coleman | TG9S100C20MP11 | Natural Gas | Induced Draft | False | False | 1 | False | Up | None | None | Condensing | Single-Stage | Multiple-Speed | 1 | Standard |  | 100000 | 97000 | 1934 | 1183 | 96600 | 1118 | 95.5 | 78 | [8 empty] | Federally-Regulated Consumer Product | 03/08/2017 |  | 03/08/2017
York | Fraser Johnston | ZS060*F0*F**** | LPG | Induced Draft | False | True | 1 | False | Horizontal |  | None | Non-Condensing | Single-Stage |  | 1.5 | Standard |  | 125000 | 100000 |  |  | 117500 | 510 | 80.3 | 78 | [8 empty] | Federally-Regulated Consumer Product | 03/08/2017 |  | 03/08/2017
York | Luxaire | TGLS120C20MP11 | LPG | Induced Draft | False | False | 1 | False | Horizontal | None | None | Non-Condensing | Single-Stage | Multiple-Speed | 1 | Standard |  | 120000 | 96000 | 2338 | 1286 | 115200 | 1150 | 80 | 78 | [8 empty] | Federally-Regulated Consumer Product | 03/08/2017 |  | 03/08/2017
York | York | D7NQ030N05606NX | Natural Gas | Induced Draft | False | True | 1 | False | Down |  | None | Non-Condensing | Single-Stage |  | 0.75 | Premium |  | 70000 | 57000 |  |  | 57800 | 372 | 81 | 78 | [8 empty] | Federally-Regulated Consumer Product | 03/08/2017 |  | 03/08/2017
York | Evcon | TM9X120D20MP11 | LPG | Induced Draft | False | False | 1 | False | Down | None | None | Condensing | Single-Stage | Multiple-Speed | 0.75 | Premium |  | 120000 | 114000 | 2036 | 671 | 114600 | 816 | 95.5 | 78 | [8 empty] | Federally-Regulated Consumer Product | 03/08/2017 |  | 03/08/2017
York | Coleman | D6NQ042N09006NX | Natural Gas | Induced Draft | False | True | 1 | False | Horizontal |  | None | Non-Condensing | Single-Stage |  | 1 | Premium |  | 108000 | 87000 |  |  | 94400 | 1124 | 80.6 | 78 | [8 empty] | Federally-Regulated Consumer Product | 03/08/2017 |  | 03/08/2017
York | Fraser Johnston | D6NZ060D11006NX | Natural Gas | Induced Draft | False | True | 1 | False | Down |  | None | Non-Condensing | Two-Stage Modulating |  | 1 | Premium |  | 135000 | 108000 |  |  | 114400 | 262 | 80 | 78 | [8 empty] | Federally-Regulated Consumer Product | 03/08/2017 |  | 03/08/2017
York | York | TM9X100C16MP11 | Natural Gas | Induced Draft | False | False | 1 | False | Up | None | None | Condensing | Single-Stage | Multiple-Speed | 0.5 | Premium |  | 100000 | 95000 | 1570 | 464 | 98400 | 638 | 95.5 | 78 | [8 empty] | Federally-Regulated Consumer Product | 03/08/2017 |  | 03/08/2017
York | York | TM9X100C20MP11 | LPG | Induced Draft | False | False | 1 | False | Up | None | None | Condensing | Single-Stage | Multiple-Speed | 0.75 | Premium |  | 100000 | 95000 | 1989 | 660 | 97700 | 833 | 95.5 | 78 | [8 empty] | Federally-Regulated Consumer Product | 03/08/2017 |  | 03/08/2017
York | Luxaire | TM8X100C16MP11 | LPG | Induced Draft | False | False | 1 | False | Horizontal |  | None | Non-Condensing | Single-Stage |  | 0.5 | Premium |  | 100000 | 80000 |  |  | 98400 | 431 | 80 | 78 | [8 empty] | Federally-Regulated Consumer Product | 03/08/2017 |  | 03/08/2017
York | Luxaire | LPLC080C16MP12 | Natural Gas | Induced Draft | False | False | 1 | False | Horizontal |  | None | Non-Condensing | Step Modulating |  | 0.75 | Premium |  | 80000 | 62000 |  |  | 77700 | 199 | 80 | 78 | [8 empty] | Federally-Regulated Consumer Product | 03/08/2017 |  | 03/08/2017
York | Coleman | TM8X080B12MP11 | Natural Gas | Induced Draft | False | False | 1 | False | Horizontal |  | None | Non-Condensing | Single-Stage |  | 0.5 | Premium |  | 80000 | 64000 |  |  | 78600 | 379 | 80 | 78 | [8 empty] | Federally-Regulated Consumer Product | 03/08/2017 |  | 03/08/2017
York | Luxaire | TMLT100C20MP11 | LPG | Induced Draft | False | False | 1 | False | Horizontal |  | None | Non-Condensing | Two-Stage Modulating |  | 1 | Standard |  | 100000 | 80000 |  |  | 97200 | 688 | 80 | 78 | [8 empty] | Federally-Regulated Consumer Product | 03/08/2017 |  | 03/08/2017
York | Johnson Controls | H33A[D,T]3******** | Natural Gas | Induced Draft | False | True | 3 | False | Horizontal |  | None | Non-Condensing | Step Modulating |  | 10 | Standard |  | 267000 | 213000 | [6 empty] | 80 | 80 | [6 empty] | Federally-Regulated Commercial & Industrial Equipment | 03/08/2017 |  | 03/08/2017
York | York | YPAL060N******** | Natural Gas | Induced Draft | False | True | 3 | False | Horizontal | None | None | Non-Condensing | Step Modulating | Single-Speed | 10 | Standard |  | 375000 | 300000 | [6 empty] | 80 | 80 | [5 empty] | 3 | Federally-Regulated Commercial & Industrial Equipment | 03/08/2017 |  | 03/08/2017
York | Fraser Johnston | TM9E120D20MP11 | Natural Gas | Induced Draft | False | False | 1 | False | Up |  | None | Condensing | Single-Stage |  | 0.75 | Premium |  | 120000 | 114000 |  |  | 115900 | 624 | 95 | 78 | [8 empty] | Federally-Regulated Consumer Product | 03/08/2017 |  | 03/08/2017
York | Evcon | D7NY060D09006NX | LPG | Induced Draft | False | True | 1 | False | Horizontal |  | None | Non-Condensing | Two-Stage Modulating |  | 1 | Premium |  | 108000 | 89000 |  |  | 94500 | 338 | 81 | 78 | [8 empty] | Federally-Regulated Consumer Product | 03/08/2017 |  | 03/08/2017
York | Fraser Johnston | D6NQ036N05606NX | Natural Gas | Induced Draft | False | True | 1 | False | Down |  | None | Non-Condensing | Single-Stage |  | 0.75 | Premium |  | 70000 | 56000 |  |  | 56200 | 876 | 80.2 | 78 | [8 empty] | Federally-Regulated Consumer Product | 03/08/2017 |  | 03/08/2017
York | Evcon | TM8T080B12MP11 | Natural Gas | Induced Draft | False | False | 1 | False | Up |  | None | Non-Condensing | Two-Stage Modulating |  | 0.33 | Standard |  | 80000 | 63000 |  |  | 77700 | 568 | 80 | 78 | [8 empty] | Federally-Regulated Consumer Product | 03/08/2017 |  | 03/08/2017
York | York | TMLT100C16MP11 | LPG | Induced Draft | False | False | 1 | False | Down |  | None | Non-Condensing | Two-Stage Modulating |  | 0.5 | Standard |  | 100000 | 80000 |  |  | 96500 | 850 | 80 | 78 | [8 empty] | Federally-Regulated Consumer Product | 03/08/2017 |  | 03/08/2017
York | Evcon | D6NX036N06506NX | Natural Gas | Induced Draft | False | True | 1 | False | Down |  | None | Non-Condensing | Single-Stage |  | 1 | Premium |  | 80000 | 64000 |  |  | 74700 | 1140 | 80.6 | 78 | [8 empty] | Federally-Regulated Consumer Product | 03/08/2017 |  | 03/08/2017
York | York | TM8X100C20MP11 | LPG | Induced Draft | False | False | 1 | False | Down |  | None | Non-Condensing | Single-Stage |  | 0.75 | Premium |  | 100000 | 80000 |  |  | 97800 | 568 | 80 | 78 | [8 empty] | Federally-Regulated Consumer Product | 03/08/2017 |  | 03/08/2017
York | Evcon | TGLS040A08MP11 | LPG | Induced Draft | False | False | 1 | False | Up | None | None | Non-Condensing | Single-Stage | Multiple-Speed | 0.2 | Standard |  | 40000 | 32000 | 717 | 489 | 38300 | 473 | 80 | 78 | [8 empty] | Federally-Regulated Consumer Product | 03/08/2017 |  | 03/08/2017
York | Luxaire | TM8X060A12MP11 | Natural Gas | Induced Draft | False | False | 1 | False | Down |  | None | Non-Condensing | Single-Stage |  | 0.5 | Premium |  | 60000 | 48000 |  |  | 59100 | 243 | 80 | 78 | [8 empty] | Federally-Regulated Consumer Product | 03/08/2017 |  | 03/08/2017
York | Luxaire | TGLS100C16MP11 | LPG | Induced Draft | False | False | 1 | False | Horizontal | None | None | Non-Condensing | Single-Stage | Multiple-Speed | 0.5 | Standard |  | 100000 | 80000 | 1820 | 1012 | 96100 | 930 | 80 | 78 | [8 empty] | Federally-Regulated Consumer Product | 03/08/2017 |  | 03/08/2017
York | Coleman | ZS048*10*F**** | LPG | Induced Draft | False | True | 1 | False | Down |  | None | Non-Condensing | Single-Stage |  | 1.5 | Standard |  | 125000 | 100000 |  |  | 117500 | 510 | 80.3 | 78 | [8 empty] | Federally-Regulated Consumer Product | 03/08/2017 |  | 03/08/2017
York | Coleman | TM9V120D20MP11 | Natural Gas | Induced Draft | False | False | 1 | False | Down | None | None | Condensing | Two-Stage Modulating | Variable-Speed | 1 | Premium | 60 | 120000 | 115000 | 2006 | 718 | 109300 | 407 | 96 | 78 | [8 empty] | Federally-Regulated Consumer Product | 03/08/2017 |  | 03/08/2017
York | Coleman | TM9M060B12MP12 | Natural Gas | Induced Draft | False | False | 1 | False | Up |  | None | Condensing | Step Modulating |  | 0.5 | Standard |  | 60000 | 58000 |  |  | 46700 | 716 | 97 | 78 | [8 empty] | Federally-Regulated Consumer Product | 03/08/2017 |  | 03/08/2017
York | Evcon | RGF19080CE16MP12 | LPG | Induced Draft | False | False | 1 | False | Down |  | None | Condensing | Single-Stage |  | 0.5 | Premium |  | 80000 | 77000 |  |  | 82800 | 429 | 95 | 78 | [8 empty] | Federally-Regulated Consumer Product | 03/08/2017 |  | 03/08/2017
York | York | D7NQ024D05606NX | LPG | Induced Draft | False | True | 1 | False | Horizontal |  | None | Non-Condensing | Two-Stage Modulating |  | 0.5 | Premium |  | 70000 | 57000 |  |  | 56100 | 215 | 81 | 78 | [8 empty] | Federally-Regulated Consumer Product | 03/08/2017 |  | 03/08/2017
York | Guardian | RGF19080BP12MP11 | Natural Gas | Induced Draft | False | False | 1 | False | Up |  | None | Condensing | Single-Stage |  | 0.5 | Standard |  | 80000 | 78000 |  |  | 80500 | 960 | 95.5 | 78 | [8 empty] | Federally-Regulated Consumer Product | 03/08/2017 |  | 03/08/2017
York | Luxaire | TM9X120D20MP11 | Natural Gas | Induced Draft | False | False | 1 | False | Up | None | None | Condensing | Single-Stage | Multiple-Speed | 0.75 | Premium |  | 120000 | 114000 | 2036 | 671 | 114600 | 816 | 95.5 | 78 | [8 empty] | Federally-Regulated Consumer Product | 03/08/2017 |  | 03/08/2017
York | Luxaire | D6NQ042D09006NX | LPG | Induced Draft | False | True | 1 | False | Down |  | None | Non-Condensing | Two-Stage Modulating |  | 0.75 | Premium |  | 108000 | 87000 |  |  | 94900 | 259 | 80 | 78 | [8 empty] | Federally-Regulated Consumer Product | 03/08/2017 |  | 03/08/2017
York | Johnson Controls | S33D[N,S]3******** | LPG | Induced Draft | False | True | 3 | False | Horizontal |  | None | Non-Condensing | Single-Stage |  | 10 | Standard |  | 267000 | 213000 | [6 empty] | 80 | 80 | [6 empty] | Federally-Regulated Commercial & Industrial Equipment | 03/08/2017 |  | 03/08/2017
York | Evcon | TM9V060B12MP11 | LPG | Induced Draft | False | False | 1 | False | Up | None | None | Condensing | Two-Stage Modulating | Variable-Speed | 0.5 | Premium | 60 | 60000 | 58000 | 1343 | 456 | 47800 | 284 | 96 | 78 | [8 empty] | Federally-Regulated Consumer Product | 03/08/2017 |  | 03/08/2017
York | Coleman | D7NX048N06506NX | Natural Gas | Induced Draft | False | True | 1 | False | Down |  | None | Non-Condensing | Single-Stage |  | 1 | Premium |  | 80000 | 66000 |  |  | 77300 | 424 | 81 | 78 | [8 empty] | Federally-Regulated Consumer Product | 03/08/2017 |  | 03/08/2017
York | Luxaire | D6NZ024N03606NX | Natural Gas | Induced Draft | False | True | 1 | False | Down |  | None | Non-Condensing | Single-Stage |  | 0.5 | Premium |  | 45000 | 36000 |  |  | 37900 | 468 | 80.2 | 78 | [8 empty] | Federally-Regulated Consumer Product | 03/08/2017 |  | 03/08/2017
York | Luxaire | X33E[N,S]3******** | Natural Gas | Induced Draft | False | True | 3 | False | Down |  | None | Non-Condensing | Single-Stage |  | 10 | Standard |  | 267000 | 213000 | [6 empty] | 80 | 80 | [6 empty] | Federally-Regulated Commercial & Industrial Equipment | 03/08/2017 |  | 03/08/2017
York | Fraser Johnston | D6NZ060N06506NX | Natural Gas | Induced Draft | False | True | 1 | False | Horizontal |  | None | Non-Condensing | Single-Stage |  | 1 | Premium |  | 80000 | 64000 |  |  | 75500 | 910 | 80.7 | 78 | [8 empty] | Federally-Regulated Consumer Product | 03/08/2017 |  | 03/08/2017
York | Evcon | D7NQ042D09006NX | LPG | Induced Draft | False | True | 1 | False | Horizontal |  | None | Non-Condensing | Two-Stage Modulating |  | 1 | Premium |  | 108000 | 89000 |  |  | 94500 | 338 | 81 | 78 | [8 empty] | Federally-Regulated Consumer Product | 03/08/2017 |  | 03/08/2017
York | Coleman | G33E[D,T]5******** | LPG | Induced Draft | False | True | 3 | False | Down |  | None | Non-Condensing | Step Modulating |  | 10 | Standard |  | 533000 | 426000 | [6 empty] | 80 | 80 | [6 empty] | Federally-Regulated Commercial & Industrial Equipment | 03/08/2017 |  | 03/08/2017
York | Luxaire | D6NQ048D09006NX | LPG | Induced Draft | False | True | 1 | False | Horizontal |  | None | Non-Condensing | Two-Stage Modulating |  | 1 | Premium |  | 108000 | 87000 |  |  | 94100 | 287 | 80 | 78 | [8 empty] | Federally-Regulated Consumer Product | 03/08/2017 |  | 03/08/2017
York | Evcon | TM8V100C20MP11 | Natural Gas | Induced Draft | False | False | 1 | False | Up |  | None | Non-Condensing | Two-Stage Modulating |  | 1 | Premium |  | 100000 | 80000 |  |  | 95200 | 380 | 80 | 78 | [8 empty] | Federally-Regulated Consumer Product | 03/08/2017 |  | 03/08/2017
York | Johnson Controls | H33A[D,T]5******** | Natural Gas | Induced Draft | False | True | 3 | False | Down |  | None | Non-Condensing | Step Modulating |  | 10 | Standard |  | 533000 | 426000 | [6 empty] | 80 | 80 | [6 empty] | Federally-Regulated Commercial & Industrial Equipment | 03/08/2017 |  | 03/08/2017
York | Evcon | RGF19060BE12MP11 | Natural Gas | Induced Draft | False | False | 1 | False | Horizontal |  | None | Condensing | Single-Stage |  | 0.5 | Premium |  | 60000 | 57000 |  |  | 49000 | 394 | 95.5 | 78 | [8 empty] | Federally-Regulated Consumer Product | 03/08/2017 |  | 03/08/2017
York | Fraser Johnston | TMLT080C16MP11 | Natural Gas | Induced Draft | False | False | 1 | False | Horizontal |  | None | Non-Condensing | Two-Stage Modulating |  | 0.5 | Standard |  | 80000 | 63000 |  |  | 77500 | 607 | 80 | 78 | [8 empty] | Federally-Regulated Consumer Product | 03/08/2017 |  | 03/08/2017
York | York | TMLV120C20MP11 | LPG | Induced Draft | False | False | 1 | False | Horizontal |  | None | Non-Condensing | Two-Stage Modulating |  | 1 | Premium |  | 120000 | 96000 |  |  | 111300 | 456 | 80 | 78 | [8 empty] | Federally-Regulated Consumer Product | 03/08/2017 |  | 03/08/2017
York | Fraser Johnston | TPLC100C20MP12 | Natural Gas | Induced Draft | False | False | 1 | False | Horizontal |  | None | Non-Condensing | Step Modulating |  | 1 | Premium |  | 100000 | 78000 |  |  | 97500 | 238 | 80 | 78 | [8 empty] | Federally-Regulated Consumer Product | 03/08/2017 |  | 03/08/2017
York | York | TM9T060B12MP11 | Natural Gas | Induced Draft | False | False | 1 | False | Horizontal | None | None | Condensing | Two-Stage Modulating | Multiple-Speed | 0.5 | Standard |  | 60000 | 58000 | 1243 | 713 | 48700 | 371 | 96 | 78 | [8 empty] | Federally-Regulated Consumer Product | 03/08/2017 |  | 03/08/2017
York | Evcon | D7NQ024N05606NX | LPG | Induced Draft | False | True | 1 | False | Down |  | None | Non-Condensing | Single-Stage |  | 0.5 | Premium |  | 70000 | 57000 |  |  | 58300 | 241 | 81 | 78 | [8 empty] | Federally-Regulated Consumer Product | 03/08/2017 |  | 03/08/2017
York | Evcon | TMLV100C16MP11 | LPG | Induced Draft | False | False | 1 | False | Horizontal |  | None | Non-Condensing | Two-Stage Modulating |  | 0.75 | Premium |  | 100000 | 80000 |  |  | 94700 | 368 | 80 | 78 | [8 empty] | Federally-Regulated Consumer Product | 03/08/2017 |  | 03/08/2017
York | Evcon | D6NQ048D09006NX | LPG | Induced Draft | False | True | 1 | False | Horizontal |  | None | Non-Condensing | Two-Stage Modulating |  | 1 | Premium |  | 108000 | 87000 |  |  | 94100 | 287 | 80 | 78 | [8 empty] | Federally-Regulated Consumer Product | 03/08/2017 |  | 03/08/2017
York | Coleman | D6NZ030N05606NX | LPG | Induced Draft | False | True | 1 | False | Down |  | None | Non-Condensing | Single-Stage |  | 0.75 | Premium |  | 70000 | 56000 |  |  | 56700 | 764 | 80.5 | 78 | [8 empty] | Federally-Regulated Consumer Product | 03/08/2017 |  | 03/08/2017
York | Guardian | RGF1L120CE20MP11 | Natural Gas | Induced Draft | False | False | 1 | False | Up |  | None | Non-Condensing | Single-Stage |  | 0.75 | Premium |  | 120000 | 96000 |  |  | 117500 | 635 | 80 | 78 | [8 empty] | Federally-Regulated Consumer Product | 03/08/2017 |  | 03/08/2017
York | Guardian | GG8S130D20MP11 | LPG | Induced Draft | False | False | 1 | False | Horizontal | None | None | Non-Condensing | Single-Stage | Multiple-Speed | 1 | Standard |  | 130000 | 104000 | 2399 | 1324 | 114700 | 1265 | 80 | 78 | [8 empty] | Federally-Regulated Consumer Product | 03/08/2017 |  | 03/08/2017
York | Evcon | TMLV060A12MP11 | Natural Gas | Induced Draft | False | False | 1 | False | Down |  | None | Non-Condensing | Two-Stage Modulating |  | 0.5 | Premium |  | 60000 | 47000 |  |  | 57000 | 259 | 80 | 78 | [8 empty] | Federally-Regulated Consumer Product | 03/08/2017 |  | 03/08/2017
York | Coleman | TG9S060A10MP11 | LPG | Induced Draft | False | False | 1 | False | Up | None | None | Condensing | Single-Stage | Multiple-Speed | 0.5 | Standard |  | 60000 | 58000 | 1103 | 769 | 47900 | 674 | 95.5 | 78 | [8 empty] | Federally-Regulated Consumer Product | 03/08/2017 |  | 03/08/2017
York | Luxaire | TG8S100B12MP11 | Natural Gas | Induced Draft | False | False | 1 | False | Down | None | None | Non-Condensing | Single-Stage | Multiple-Speed | 0.33 | Standard |  | 100000 | 80000 | 1223 | 614 | 96100 | 935 | 80 | 78 | [8 empty] | Federally-Regulated Consumer Product | 03/08/2017 |  | 03/08/2017
York | Luxaire | D7HQ042D09006NX | LPG | Induced Draft | False | True | 1 | False | Down |  | None | Non-Condensing | Two-Stage Modulating |  | 1 | Premium |  | 108000 | 89000 |  |  | 94500 | 338 | 81 | 78 | [8 empty] | Federally-Regulated Consumer Product | 03/08/2017 |  | 03/08/2017
York | Fraser Johnston | D7NQ036N05606NX | Natural Gas | Induced Draft | False | True | 1 | False | Horizontal |  | None | Non-Condensing | Single-Stage |  | 0.75 | Premium |  | 70000 | 57000 |  |  | 57700 | 375 | 81 | 78 | [8 empty] | Federally-Regulated Consumer Product | 03/08/2017 |  | 03/08/2017
York | Luxaire | TG9S100C20MP11 | LPG | Induced Draft | False | False | 1 | False | Down | None | None | Condensing | Single-Stage | Multiple-Speed | 1 | Standard |  | 100000 | 97000 | 1934 | 1183 | 96600 | 1118 | 95.5 | 78 | [8 empty] | Federally-Regulated Consumer Product | 03/08/2017 |  | 03/08/2017
York | Evcon | TM9T120D20MP11 | LPG | Induced Draft | False | False | 1 | False | Horizontal | None | None | Condensing | Two-Stage Modulating | Multiple-Speed | 1 | Standard |  | 120000 | 115000 | 1977 | 1190 | 113900 | 801 | 96 | 78 | [8 empty] | Federally-Regulated Consumer Product | 03/08/2017 |  | 03/08/2017
York | Evcon | D6HQ060D11006NX | LPG | Induced Draft | False | True | 1 | False | Horizontal |  | None | Non-Condensing | Two-Stage Modulating |  | 1 | Premium |  | 135000 | 108000 |  |  | 114400 | 300 | 80 | 78 | [8 empty] | Federally-Regulated Consumer Product | 03/08/2017 |  | 03/08/2017
York | York | Z33A[D,T]5******** | Natural Gas | Induced Draft | False | True | 3 | False | Down |  | None | Non-Condensing | Step Modulating |  | 10 | Standard |  | 533000 | 426000 | [6 empty] | 80 | 80 | [6 empty] | Federally-Regulated Commercial & Industrial Equipment | 03/08/2017 |  | 03/08/2017
York | Coleman | D6NZ060D11006NX | Natural Gas | Induced Draft | False | True | 1 | False | Horizontal |  | None | Non-Condensing | Two-Stage Modulating |  | 1 | Premium |  | 135000 | 108000 |  |  | 114400 | 262 | 80 | 78 | [8 empty] | Federally-Regulated Consumer Product | 03/08/2017 |  | 03/08/2017
York | Evcon | TG9S120D20MP11 | Natural Gas | Induced Draft | False | False | 1 | False | Horizontal | None | None | Condensing | Single-Stage | Multiple-Speed | 1 | Standard |  | 120000 | 116000 | 1977 | 1190 | 112700 | 1311 | 95.5 | 78 | [8 empty] | Federally-Regulated Consumer Product | 03/08/2017 |  | 03/08/2017
York | Fraser Johnston | TM8T100C16MP11 | Natural Gas | Induced Draft | False | False | 1 | False | Horizontal |  | None | Non-Condensing | Two-Stage Modulating |  | 0.5 | Standard |  | 100000 | 80000 |  |  | 96500 | 850 | 80 | 78 | [8 empty] | Federally-Regulated Consumer Product | 03/08/2017 |  | 03/08/2017
York | Coleman | TM8X060A12MP11 | Natural Gas | Induced Draft | False | False | 1 | False | Up |  | None | Non-Condensing | Single-Stage |  | 0.5 | Premium |  | 60000 | 48000 |  |  | 59100 | 243 | 80 | 78 | [8 empty] | Federally-Regulated Consumer Product | 03/08/2017 |  | 03/08/2017
York | Fraser Johnston | D6NQ042N09006NX | Natural Gas | Induced Draft | False | True | 1 | False | Horizontal |  | None | Non-Condensing | Single-Stage |  | 1 | Premium |  | 108000 | 87000 |  |  | 94400 | 1124 | 80.6 | 78 | [8 empty] | Federally-Regulated Consumer Product | 03/08/2017 |  | 03/08/2017
York | Luxaire | TM9V120D20MP11 | Natural Gas | Induced Draft | False | False | 1 | False | Horizontal | None | None | Condensing | Two-Stage Modulating | Variable-Speed | 1 | Premium | 60 | 120000 | 115000 | 2006 | 718 | 109300 | 407 | 96 | 78 | [8 empty] | Federally-Regulated Consumer Product | 03/08/2017 |  | 03/08/2017
York | Coleman | MG9S100C16MP11 | LPG | Induced Draft | False | False | 1 | True | Up |  | None | Condensing | Single-Stage |  | 0.75 | Standard |  | 100000 | 97000 |  |  | 96400 | 1200 | 95.5 | 75 | [8 empty] | Federally-Regulated Consumer Product | 03/08/2017 |  | 03/08/2017
York | York | D6NQ060N09006NX | LPG | Induced Draft | False | True | 1 | False | Horizontal |  | None | Non-Condensing | Single-Stage |  | 1 | Premium |  | 108000 | 87000 |  |  | 93400 | 1313 | 80.6 | 78 | [8 empty] | Federally-Regulated Consumer Product | 03/08/2017 |  | 03/08/2017
York | Coleman | TM9M100C20MP12 | LPG | Induced Draft | False | False | 1 | False | Horizontal |  | None | Condensing | Step Modulating |  | 1 | Standard |  | 100000 | 97000 |  |  | 93900 | 1231 | 97 | 78 | [8 empty] | Federally-Regulated Consumer Product | 03/08/2017 |  | 03/08/2017
York | Fraser Johnston | TMLX100C20MP11 | LPG | Induced Draft | False | False | 1 | False | Up |  | None | Non-Condensing | Single-Stage |  | 0.75 | Premium |  | 100000 | 80000 |  |  | 97800 | 568 | 80 | 78 | [8 empty] | Federally-Regulated Consumer Product | 03/08/2017 |  | 03/08/2017
York | Coleman | TPLC060A12MP12 | Natural Gas | Induced Draft | False | False | 1 | False | Horizontal |  | None | Non-Condensing | Step Modulating |  | 0.5 | Premium |  | 60000 | 47000 |  |  | 58100 | 167 | 80 | 78 | [8 empty] | Federally-Regulated Consumer Product | 03/08/2017 |  | 03/08/2017
York | Coleman | TM8T080C16MP11 | Natural Gas | Induced Draft | False | False | 1 | False | Horizontal |  | None | Non-Condensing | Two-Stage Modulating |  | 0.5 | Standard |  | 80000 | 63000 |  |  | 77500 | 607 | 80 | 78 | [8 empty] | Federally-Regulated Consumer Product | 03/08/2017 |  | 03/08/2017
York | Evcon | TM9V040A10MP11 | Natural Gas | Induced Draft | False | False | 1 | False | Up |  | None | Condensing | Two-Stage Modulating |  | 0.5 | Premium |  | 40000 | 38000 |  |  | 30800 | 180 | 96 | 78 | [8 empty] | Federally-Regulated Consumer Product | 03/08/2017 |  | 03/08/2017
York | Evcon | RGF19100CE20MP11 | LPG | Induced Draft | False | False | 1 | False | Down |  | None | Condensing | Single-Stage |  | 0.75 | Premium |  | 100000 | 95000 |  |  | 97700 | 833 | 95.5 | 78 | [8 empty] | Federally-Regulated Consumer Product | 03/08/2017 |  | 03/08/2017
York | Evcon | D7NX048D09006NX | Natural Gas | Induced Draft | False | True | 1 | False | Down |  | None | Non-Condensing | Two-Stage Modulating |  | 1 | Premium |  | 108000 | 89000 |  |  | 94500 | 338 | 81 | 78 | [8 empty] | Federally-Regulated Consumer Product | 03/08/2017 |  | 03/08/2017
York | Fraser Johnston | D7NQ042N09006NX | Natural Gas | Induced Draft | False | True | 1 | False | Down |  | None | Non-Condensing | Single-Stage |  | 1 | Premium |  | 108000 | 88000 |  |  | 96900 | 467 | 81 | 78 | [8 empty] | Federally-Regulated Consumer Product | 03/08/2017 |  | 03/08/2017
York | Evcon | TGLS120C16MP11 | Natural Gas | Induced Draft | False | False | 1 | False | Down | None | None | Non-Condensing | Single-Stage | Multiple-Speed | 0.5 | Standard |  | 120000 | 96000 | 1600 | 1002 | 115100 | 1166 | 80 | 78 | [8 empty] | Federally-Regulated Consumer Product | 03/08/2017 |  | 03/08/2017
York | Evcon | RGF1L080BE12MP11 | LPG | Induced Draft | False | False | 1 | False | Up |  | None | Non-Condensing | Single-Stage |  | 0.5 | Premium |  | 80000 | 64000 |  |  | 78600 | 379 | 80 | 78 | [8 empty] | Federally-Regulated Consumer Product | 03/08/2017 |  | 03/08/2017
York | Luxaire | TM8X100C20MP11 | LPG | Induced Draft | False | False | 1 | False | Horizontal |  | None | Non-Condensing | Single-Stage |  | 0.75 | Premium |  | 100000 | 80000 |  |  | 97800 | 568 | 80 | 78 | [8 empty] | Federally-Regulated Consumer Product | 03/08/2017 |  | 03/08/2017
York | Evcon | TM8V080B12MP11 | Natural Gas | Induced Draft | False | False | 1 | False | Up |  | None | Non-Condensing | Two-Stage Modulating |  | 0.5 | Premium |  | 80000 | 63000 |  |  | 75800 | 315 | 80 | 78 | [8 empty] | Federally-Regulated Consumer Product | 03/08/2017 |  | 03/08/2017
York | York | TM8T100C16MP11 | LPG | Induced Draft | False | False | 1 | False | Up |  | None | Non-Condensing | Two-Stage Modulating |  | 0.5 | Standard |  | 100000 | 80000 |  |  | 96500 | 850 | 80 | 78 | [8 empty] | Federally-Regulated Consumer Product | 03/08/2017 |  | 03/08/2017
York | Luxaire | D7NX024N05606NX | LPG | Induced Draft | False | True | 1 | False | Horizontal |  | None | Non-Condensing | Single-Stage |  | 0.5 | Premium |  | 70000 | 57000 |  |  | 58300 | 241 | 81 | 78 | [8 empty] | Federally-Regulated Consumer Product | 03/08/2017 |  | 03/08/2017
York | Evcon | TG8S040A08MP11 | LPG | Induced Draft | False | False | 1 | False | Down | None | None | Non-Condensing | Single-Stage | Multiple-Speed | 0.2 | Standard |  | 40000 | 32000 | 717 | 489 | 38100 | 444 | 80 | 78 | [8 empty] | Federally-Regulated Consumer Product | 03/08/2017 |  | 03/08/2017
York | Coleman | D7NQ030N05606NX | Natural Gas | Induced Draft | False | True | 1 | False | Horizontal |  | None | Non-Condensing | Single-Stage |  | 0.75 | Premium |  | 70000 | 57000 |  |  | 57800 | 372 | 81 | 78 | [8 empty] | Federally-Regulated Consumer Product | 03/08/2017 |  | 03/08/2017
York | Evcon | RGF19060BE12MP11 | LPG | Induced Draft | False | False | 1 | False | Horizontal |  | None | Condensing | Single-Stage |  | 0.5 | Premium |  | 60000 | 57000 |  |  | 49000 | 394 | 95.5 | 78 | [8 empty] | Federally-Regulated Consumer Product | 03/08/2017 |  | 03/08/2017
York | Guardian | RGF19080CE16MP12 | Natural Gas | Induced Draft | False | False | 1 | False | Up |  | None | Condensing | Single-Stage |  | 0.5 | Premium |  | 80000 | 77000 |  |  | 82800 | 429 | 95 | 78 | [8 empty] | Federally-Regulated Consumer Product | 03/08/2017 |  | 03/08/2017
York | Coleman | TM9T100C20MP11 | Natural Gas | Induced Draft | False | False | 1 | False | Horizontal | None | None | Condensing | Two-Stage Modulating | Multiple-Speed | 1 | Standard |  | 100000 | 96000 | 1934 | 1183 | 96500 | 1015 | 96 | 78 | [8 empty] | Federally-Regulated Consumer Product | 03/08/2017 |  | 03/08/2017
York | Luxaire | TM9M060B12MP12 | LPG | Induced Draft | False | False | 1 | False | Horizontal |  | None | Condensing | Step Modulating |  | 0.5 | Standard |  | 60000 | 58000 |  |  | 46700 | 716 | 97 | 78 | [8 empty] | Federally-Regulated Consumer Product | 03/08/2017 |  | 03/08/2017
York | Coleman | TPLC100C16MP12 | Natural Gas | Induced Draft | False | False | 1 | False | Up |  | None | Non-Condensing | Step Modulating |  | 0.75 | Premium |  | 100000 | 78000 |  |  | 97300 | 253 | 80 | 78 | [8 empty] | Federally-Regulated Consumer Product | 03/08/2017 |  | 03/08/2017
York | York | MG9S060B12MP11 | LPG | Induced Draft | False | False | 1 | True | Up |  | None | Condensing | Single-Stage |  | 0.5 | Standard |  | 60000 | 58000 |  |  | 48100 | 650 | 95.5 | 75 | [8 empty] | Federally-Regulated Consumer Product | 03/08/2017 |  | 03/08/2017
York | Fraser Johnston | D6NX024D05606NX | Natural Gas | Induced Draft | False | True | 1 | False | Horizontal |  | None | Non-Condensing | Two-Stage Modulating |  | 0.5 | Premium |  | 70000 | 56000 |  |  | 57600 | 151 | 80 | 78 | [8 empty] | Federally-Regulated Consumer Product | 03/08/2017 |  | 03/08/2017