York | Fraser Johnston | D6NZ030N05606NX | LPG | Induced Draft | False | True | 1 | False | Down |  | None | Non-Condensing | Single-Stage |  | 0.75 | Premium |  | 70000 | 56000 |  |  | 56700 | 764 | 80.5 | 78 | [8 empty] | Federally-Regulated Consumer Product | 03/08/2017 |  | 03/08/2017
York | Guardian | GG9S120D20MP11 | Natural Gas | Induced Draft | False | False | 1 | False | Horizontal | None | None | Condensing | Single-Stage | Multiple-Speed | 1 | Standard |  | 120000 | 116000 | 1977 | 1190 | 112700 | 1311 | 95.5 | 78 | [8 empty] | Federally-Regulated Consumer Product | 03/08/2017 |  | 03/08/2017
York | Evcon | D6NX024D05606NX | Natural Gas | Induced Draft | False | True | 1 | False | Down |  | None | Non-Condensing | Two-Stage Modulating |  | 0.5 | Premium |  | 70000 | 56000 |  |  | 57600 | 151 | 80 | 78 | [8 empty] | Federally-Regulated Consumer Product | 03/08/2017 |  | 03/08/2017
York | Luxaire | TGLS040A08MP11 | LPG | Induced Draft | False | False | 1 | False | Up | None | None | Non-Condensing | Single-Stage | Multiple-Speed | 0.2 | Standard |  | 40000 | 32000 | 717 | 489 | 38300 | 473 | 80 | 78 | [8 empty] | Federally-Regulated Consumer Product | 03/08/2017 |  | 03/08/2017
York | Fraser Johnston | TM8T100C16MP11 | LPG | Induced Draft | False | False | 1 | False | Down |  | None | Non-Condensing | Two-Stage Modulating |  | 0.5 | Standard |  | 100000 | 80000 |  |  | 96500 | 850 | 80 | 78 | [8 empty] | Federally-Regulated Consumer Product | 03/08/2017 |  | 03/08/2017
York | Guardian | RGF1L100CP20MP11 | LPG | Induced Draft | False | False | 1 | False | Up |  | None | Non-Condensing | Single-Stage |  | 1 | Standard |  | 100000 | 80000 |  |  | 95100 | 1226 | 80 | 78 | [8 empty] | Federally-Regulated Consumer Product | 03/08/2017 |  | 03/08/2017
York | York | TG8S080B12MP11 | LPG | Induced Draft | False | False | 1 | False | Horizontal | None | None | Non-Condensing | Single-Stage | Multiple-Speed | 0.33 | Standard |  | 80000 | 64000 | 1195 | 620 | 76700 | 793 | 80 | 78 | [8 empty] | Federally-Regulated Consumer Product | 03/08/2017 |  | 03/08/2017
York | Evcon | D6NZ048N09006NX | LPG | Induced Draft | False | True | 1 | False | Down |  | None | Non-Condensing | Single-Stage |  | 1 | Premium |  | 108000 | 87000 |  |  | 93800 | 1315 | 80.9 | 78 | [8 empty] | Federally-Regulated Consumer Product | 03/08/2017 |  | 03/08/2017
York | Coleman | D6NZ042D09006NX | LPG | Induced Draft | False | True | 1 | False | Down |  | None | Non-Condensing | Two-Stage Modulating |  | 0.75 | Premium |  | 108000 | 87000 |  |  | 95300 | 362 | 80 | 78 | [8 empty] | Federally-Regulated Consumer Product | 03/08/2017 |  | 03/08/2017
York | Evcon | TM9X060B12MP11 | Natural Gas | Induced Draft | False | False | 1 | False | Down | None | None | Condensing | Single-Stage | Multiple-Speed | 0.5 | Premium |  | 60000 | 57000 | 1197 | 398 | 49000 | 394 | 95.5 | 78 | [8 empty] | Federally-Regulated Consumer Product | 03/08/2017 |  | 03/08/2017
York | Evcon | D6NQ048D11006NX | LPG | Induced Draft | False | True | 1 | False | Down |  | None | Non-Condensing | Two-Stage Modulating |  | 1 | Premium |  | 135000 | 108000 |  |  | 114400 | 300 | 80 | 78 | [8 empty] | Federally-Regulated Consumer Product | 03/08/2017 |  | 03/08/2017
York | Evcon | TG8S120C16MP11 | LPG | Induced Draft | False | False | 1 | False | Down | None | None | Non-Condensing | Single-Stage | Multiple-Speed | 0.5 | Standard |  | 120000 | 96000 | 1600 | 1002 | 115100 | 1166 | 80 | 78 | [8 empty] | Federally-Regulated Consumer Product | 03/08/2017 |  | 03/08/2017
York | Fraser Johnston | TM8X120C20MP11 | LPG | Induced Draft | False | False | 1 | False | Up |  | None | Non-Condensing | Single-Stage |  | 0.75 | Premium |  | 120000 | 96000 |  |  | 117500 | 635 | 80 | 78 | [8 empty] | Federally-Regulated Consumer Product | 03/08/2017 |  | 03/08/2017
York | Fraser Johnston | TG9S120D20MP11 | LPG | Induced Draft | False | False | 1 | False | Down | None | None | Condensing | Single-Stage | Multiple-Speed | 1 | Standard |  | 120000 | 116000 | 1977 | 1190 | 112700 | 1311 | 95.5 | 78 | [8 empty] | Federally-Regulated Consumer Product | 03/08/2017 |  | 03/08/2017
York | Fraser Johnston | D6NZ048N11006NX | LPG | Induced Draft | False | True | 1 | False | Horizontal |  | None | Non-Condensing | Single-Stage |  | 1 | Premium |  | 135000 | 108000 |  |  | 114000 | 1275 | 80.2 | 78 | [8 empty] | Federally-Regulated Consumer Product | 03/08/2017 |  | 03/08/2017
York | Guardian | GG9S080C16MP11 | Natural Gas | Induced Draft | False | False | 1 | False | Down | None | None | Condensing | Single-Stage | Multiple-Speed | 0.75 | Standard |  | 80000 | 78000 | 1671 | 838 | 80500 | 929 | 95.5 | 78 | [8 empty] | Federally-Regulated Consumer Product | 03/08/2017 |  | 03/08/2017
York | York | D7NQ042D09006NX | Natural Gas | Induced Draft | False | True | 1 | False | Down |  | None | Non-Condensing | Two-Stage Modulating |  | 1 | Premium |  | 108000 | 89000 |  |  | 94500 | 338 | 81 | 78 | [8 empty] | Federally-Regulated Consumer Product | 03/08/2017 |  | 03/08/2017
York | Evcon | D7NQ048D09006NX | LPG | Induced Draft | False | True | 1 | False | Horizontal |  | None | Non-Condensing | Two-Stage Modulating |  | 1 | Premium |  | 108000 | 89000 |  |  | 94500 | 338 | 81 | 78 | [8 empty] | Federally-Regulated Consumer Product | 03/08/2017 |  | 03/08/2017
York | Luxaire | D6NZ030N05606NX | Natural Gas | Induced Draft | False | True | 1 | False | Horizontal |  | None | Non-Condensing | Single-Stage |  | 0.75 | Premium |  | 70000 | 56000 |  |  | 56700 | 764 | 80.5 | 78 | [8 empty] | Federally-Regulated Consumer Product | 03/08/2017 |  | 03/08/2017
York | Evcon | D7NQ048N09006NX | Natural Gas | Induced Draft | False | True | 1 | False | Horizontal |  | None | Non-Condensing | Single-Stage |  | 1 | Premium |  | 108000 | 88000 |  |  | 96900 | 467 | 81 | 78 | [8 empty] | Federally-Regulated Consumer Product | 03/08/2017 |  | 03/08/2017
York | Coleman | DGAA090BDT* | Natural Gas | Induced Draft | False | False | 1 | True | Down |  | None | Non-Condensing | Single-Stage |  | 0.33 | Standard |  | 90000 | 72000 |  |  | 77700 | 573 | 80 | 75 | [8 empty] | Federally-Regulated Consumer Product | 03/08/2017 |  | 03/08/2017
York | Luxaire | LPLC120C20MP12 | LPG | Induced Draft | False | False | 1 | False | Down |  | None | Non-Condensing | Step Modulating |  | 1 | Premium |  | 120000 | 95000 |  |  | 115200 | 484 | 80 | 78 | [8 empty] | Federally-Regulated Consumer Product | 03/08/2017 |  | 03/08/2017
York | Coleman | CPLC080B12MP12 | LPG | Induced Draft | False | False | 1 | False | Down |  | None | Non-Condensing | Step Modulating |  | 0.5 | Premium |  | 80000 | 62000 |  |  | 77900 | 235 | 80 | 78 | [8 empty] | Federally-Regulated Consumer Product | 03/08/2017 |  | 03/08/2017
York | York | YP9C100C16MP12 | LPG | Induced Draft | False | False | 1 | False | Down |  | None | Condensing | Step Modulating |  | 0.75 | Premium |  | 100000 | 97000 |  |  | 96500 | 536 | 97.7 | 78 | [8 empty] | Federally-Regulated Consumer Product | 03/08/2017 |  | 03/08/2017
York | Guardian | GG9S100C16MP11 | LPG | Induced Draft | False | False | 1 | False | Horizontal | None | None | Condensing | Single-Stage | Multiple-Speed | 0.75 | Standard |  | 100000 | 97000 | 1706 | 819 | 96500 | 1156 | 95.5 | 78 | [8 empty] | Federally-Regulated Consumer Product | 03/08/2017 |  | 03/08/2017
York | Evcon | TGLS060A10MP11 | LPG | Induced Draft | False | False | 1 | False | Down | None | None | Non-Condensing | Single-Stage | Multiple-Speed | 0.33 | Standard |  | 60000 | 48000 | 1004 | 708 | 57700 | 553 | 80 | 78 | [8 empty] | Federally-Regulated Consumer Product | 03/08/2017 |  | 03/08/2017
York | Coleman | TMLT100C20MP11 | LPG | Induced Draft | False | False | 1 | False | Down |  | None | Non-Condensing | Two-Stage Modulating |  | 1 | Standard |  | 100000 | 80000 |  |  | 97200 | 688 | 80 | 78 | [8 empty] | Federally-Regulated Consumer Product | 03/08/2017 |  | 03/08/2017
York | York | TM8T100C20MP11 | Natural Gas | Induced Draft | False | False | 1 | False | Up |  | None | Non-Condensing | Two-Stage Modulating |  | 1 | Standard |  | 100000 | 80000 |  |  | 97200 | 688 | 80 | 78 | [8 empty] | Federally-Regulated Consumer Product | 03/08/2017 |  | 03/08/2017
York | Luxaire | TMLT100C16MP11 | Natural Gas | Induced Draft | False | False | 1 | False | Up |  | None | Non-Condensing | Two-Stage Modulating |  | 0.5 | Standard |  | 100000 | 80000 |  |  | 96500 | 850 | 80 | 78 | [8 empty] | Federally-Regulated Consumer Product | 03/08/2017 |  | 03/08/2017
York | York | YPAL051M******** | Natural Gas | Induced Draft | False | True | 3 | False | Down | None | None | Non-Condensing | Step Modulating | Single-Speed | 10 | Standard |  | 375000 | 300000 | [6 empty] | 80 | 80 | [5 empty] | 3 | Federally-Regulated Commercial & Industrial Equipment | 03/08/2017 |  | 03/08/2017
York | Luxaire | TMLV060A12MP11 | LPG | Induced Draft | False | False | 1 | False | Up |  | None | Non-Condensing | Two-Stage Modulating |  | 0.5 | Premium |  | 60000 | 47000 |  |  | 57000 | 259 | 80 | 78 | [8 empty] | Federally-Regulated Consumer Product | 03/08/2017 |  | 03/08/2017
York | Coleman | TPLC100C20MP12 | Natural Gas | Induced Draft | False | False | 1 | False | Up |  | None | Non-Condensing | Step Modulating |  | 1 | Premium |  | 100000 | 78000 |  |  | 97500 | 238 | 80 | 78 | [8 empty] | Federally-Regulated Consumer Product | 03/08/2017 |  | 03/08/2017
York | Guardian | GG8S120C20MP11 | LPG | Induced Draft | False | False | 1 | False | Down | None | None | Non-Condensing | Single-Stage | Multiple-Speed | 1 | Standard |  | 120000 | 96000 | 2338 | 1286 | 115200 | 1150 | 80 | 78 | [8 empty] | Federally-Regulated Consumer Product | 03/08/2017 |  | 03/08/2017
York | Luxaire | D6NQ024N05606NX | LPG | Induced Draft | False | True | 1 | False | Down |  | None | Non-Condensing | Single-Stage |  | 0.5 | Premium |  | 70000 | 56000 |  |  | 56700 | 764 | 80.2 | 78 | [8 empty] | Federally-Regulated Consumer Product | 03/08/2017 |  | 03/08/2017
York | Evcon | RGF19100CE20MP11 | LPG | Induced Draft | False | False | 1 | False | Horizontal |  | None | Condensing | Single-Stage |  | 0.75 | Premium |  | 100000 | 95000 |  |  | 97700 | 833 | 95.5 | 78 | [8 empty] | Federally-Regulated Consumer Product | 03/08/2017 |  | 03/08/2017
York | Evcon | TM9V100C16MP11 | Natural Gas | Induced Draft | False | False | 1 | False | Up | None | None | Condensing | Two-Stage Modulating | Variable-Speed | 0.75 | Premium | 60 | 100000 | 96000 | 1818 | 519 | 95600 | 364 | 96 | 78 | [8 empty] | Federally-Regulated Consumer Product | 03/08/2017 |  | 03/08/2017
York | Evcon | TG9S100C16MP11 | Natural Gas | Induced Draft | False | False | 1 | False | Down | None | None | Condensing | Single-Stage | Multiple-Speed | 0.75 | Standard |  | 100000 | 97000 | 1706 | 819 | 96500 | 1156 | 95.5 | 78 | [8 empty] | Federally-Regulated Consumer Product | 03/08/2017 |  | 03/08/2017
York | Johnson Controls | S33D[D,T]5******** | Natural Gas | Induced Draft | False | True | 3 | False | Down |  | None | Non-Condensing | Step Modulating |  | 10 | Standard |  | 533000 | 426000 | [6 empty] | 80 | 80 | [6 empty] | Federally-Regulated Commercial & Industrial Equipment | 03/08/2017 |  | 03/08/2017
York | Coleman | D7HQ024D05606NX | LPG | Induced Draft | False | True | 1 | False | Down |  | None | Non-Condensing | Two-Stage Modulating |  | 0.5 | Premium |  | 70000 | 57000 |  |  | 56100 | 215 | 81 | 78 | [8 empty] | Federally-Regulated Consumer Product | 03/08/2017 |  | 03/08/2017
York | Luxaire | G33B[D,T]5******** | LPG | Induced Draft | False | True | 3 | False | Down |  | None | Non-Condensing | Step Modulating |  | 10 | Standard |  | 533000 | 426000 | [6 empty] | 80 | 80 | [6 empty] | Federally-Regulated Commercial & Industrial Equipment | 03/08/2017 |  | 03/08/2017
York | Luxaire | D7NY060D11006NX | LPG | Induced Draft | False | True | 1 | False | Horizontal |  | None | Non-Condensing | Two-Stage Modulating |  | 1 | Premium |  | 135000 | 110000 |  |  | 112900 | 413 | 81 | 78 | [8 empty] | Federally-Regulated Consumer Product | 03/08/2017 |  | 03/08/2017
York | Fraser Johnston | D7NX036N06506NX | LPG | Induced Draft | False | True | 1 | False | Horizontal |  | None | Non-Condensing | Single-Stage |  | 1 | Premium |  | 80000 | 66000 |  |  | 77300 | 424 | 81 | 78 | [8 empty] | Federally-Regulated Consumer Product | 03/08/2017 |  | 03/08/2017
York | York | D6NQ024N05606NX | LPG | Induced Draft | False | True | 1 | False | Horizontal |  | None | Non-Condensing | Single-Stage |  | 0.5 | Premium |  | 70000 | 56000 |  |  | 56700 | 764 | 80.2 | 78 | [8 empty] | Federally-Regulated Consumer Product | 03/08/2017 |  | 03/08/2017
York | Fraser Johnston | D6NQ060D09006NX | Natural Gas | Induced Draft | False | True | 1 | False | Down |  | None | Non-Condensing | Two-Stage Modulating |  | 1 | Premium |  | 108000 | 87000 |  |  | 94100 | 287 | 80 | 78 | [8 empty] | Federally-Regulated Consumer Product | 03/08/2017 |  | 03/08/2017
York | Luxaire | D7NQ042N06506NX | Natural Gas | Induced Draft | False | True | 1 | False | Down |  | None | Non-Condensing | Single-Stage |  | 1 | Premium |  | 80000 | 66000 |  |  | 77300 | 424 | 81 | 78 | [8 empty] | Federally-Regulated Consumer Product | 03/08/2017 |  | 03/08/2017
York | Luxaire | TMLT120C20MP11 | LPG | Induced Draft | False | False | 1 | False | Horizontal |  | None | Non-Condensing | Two-Stage Modulating |  | 1 | Standard |  | 120000 | 96000 |  |  | 116600 | 832 | 80 | 78 | [8 empty] | Federally-Regulated Consumer Product | 03/08/2017 |  | 03/08/2017
York | Guardian | RGF19100CE16MP11 | Natural Gas | Induced Draft | False | False | 1 | False | Down |  | None | Condensing | Single-Stage |  | 0.5 | Premium |  | 100000 | 95000 |  |  | 98400 | 638 | 95.5 | 78 | [8 empty] | Federally-Regulated Consumer Product | 03/08/2017 |  | 03/08/2017
York | Johnson Controls | H33B[N,S]3******** | LPG | Induced Draft | False | True | 3 | False | Down |  | None | Non-Condensing | Single-Stage |  | 10 | Standard |  | 267000 | 213000 | [6 empty] | 80 | 80 | [6 empty] | Federally-Regulated Commercial & Industrial Equipment | 03/08/2017 |  | 03/08/2017
York | Evcon | D6NX048D09006NX | Natural Gas | Induced Draft | False | True | 1 | False | Down |  | None | Non-Condensing | Two-Stage Modulating |  | 1 | Premium |  | 108000 | 87000 |  |  | 94100 | 544 | 80 | 78 | [8 empty] | Federally-Regulated Consumer Product | 03/08/2017 |  | 03/08/2017
York | Coleman | D6HQ036D07206NX | Natural Gas | Induced Draft | False | True | 1 | False | Horizontal |  | None | Non-Condensing | Two-Stage Modulating |  | 0.75 | Premium |  | 90000 | 72000 |  |  | 74700 | 273 | 80 | 78 | [8 empty] | Federally-Regulated Consumer Product | 03/08/2017 |  | 03/08/2017
York | Coleman | D6NX048D11006NX | Natural Gas | Induced Draft | False | True | 1 | False | Down |  | None | Non-Condensing | Two-Stage Modulating |  | 1 | Premium |  | 135000 | 108000 |  |  | 114400 | 262 | 80 | 78 | [8 empty] | Federally-Regulated Consumer Product | 03/08/2017 |  | 03/08/2017
York | Luxaire | LP9C120D20MP12 | Natural Gas | Induced Draft | False | False | 1 | False | Up |  | None | Condensing | Step Modulating |  | 1 | Premium |  | 120000 | 116000 |  |  | 112400 | 597 | 98 | 78 | [8 empty] | Federally-Regulated Consumer Product | 03/08/2017 |  | 03/08/2017
York | York | TMLX120C20MP11 | LPG | Induced Draft | False | False | 1 | False | Up |  | None | Non-Condensing | Single-Stage |  | 0.75 | Premium |  | 120000 | 96000 |  |  | 117500 | 635 | 80 | 78 | [8 empty] | Federally-Regulated Consumer Product | 03/08/2017 |  | 03/08/2017
York | York | TP9C080B12MP12 | LPG | Induced Draft | False | False | 1 | False | Horizontal |  | None | Condensing | Step Modulating |  | 0.5 | Premium |  | 80000 | 77000 |  |  | 80800 | 435 | 97.5 | 78 | [8 empty] | Federally-Regulated Consumer Product | 03/08/2017 |  | 03/08/2017
York | Luxaire | D7NQ060D11006NX | Natural Gas | Induced Draft | False | True | 1 | False | Down |  | None | Non-Condensing | Two-Stage Modulating |  | 1 | Premium |  | 135000 | 110000 |  |  | 112900 | 413 | 81 | 78 | [8 empty] | Federally-Regulated Consumer Product | 03/08/2017 |  | 03/08/2017
York | York | TM9M120D20MP12 | LPG | Induced Draft | False | False | 1 | False | Down |  | None | Condensing | Step Modulating |  | 1 | Standard |  | 120000 | 116000 |  |  | 111200 | 1144 | 97 | 78 | [8 empty] | Federally-Regulated Consumer Product | 03/08/2017 |  | 03/08/2017
York | Coleman | D6NZ048D11006NX | Natural Gas | Induced Draft | False | True | 1 | False | Horizontal |  | None | Non-Condensing | Two-Stage Modulating |  | 1 | Premium |  | 135000 | 108000 |  |  | 114400 | 262 | 80 | 78 | [8 empty] | Federally-Regulated Consumer Product | 03/08/2017 |  | 03/08/2017
York | York | D7NQ024N03606NX | Natural Gas | Induced Draft | False | True | 1 | False | Horizontal |  | None | Non-Condensing | Single-Stage |  | 0.5 | Premium |  | 45000 | 37000 |  |  | 38700 | 201 | 81 | 78 | [8 empty] | Federally-Regulated Consumer Product | 03/08/2017 |  | 03/08/2017
York | York | TM8X100C16MP11 | LPG | Induced Draft | False | False | 1 | False | Down |  | None | Non-Condensing | Single-Stage |  | 0.5 | Premium |  | 100000 | 80000 |  |  | 98400 | 431 | 80 | 78 | [8 empty] | Federally-Regulated Consumer Product | 03/08/2017 |  | 03/08/2017
York | Coleman | TM9E120D20MP11 | Natural Gas | Induced Draft | False | False | 1 | False | Horizontal |  | None | Condensing | Single-Stage |  | 0.75 | Premium |  | 120000 | 114000 |  |  | 115900 | 624 | 95 | 78 | [8 empty] | Federally-Regulated Consumer Product | 03/08/2017 |  | 03/08/2017
York | Guardian | GG9S130D20MP11 | LPG | Induced Draft | False | False | 1 | False | Up | None | None | Condensing | Single-Stage | Multiple-Speed | 1 | Standard |  | 130000 | 125000 | 2047 | 1198 | 112700 | 1305 | 95.5 | 78 | [8 empty] | Federally-Regulated Consumer Product | 03/08/2017 |  | 03/08/2017
York | Coleman | TMLT080C16MP11 | LPG | Induced Draft | False | False | 1 | False | Up |  | None | Non-Condensing | Two-Stage Modulating |  | 0.5 | Standard |  | 80000 | 63000 |  |  | 77500 | 607 | 80 | 78 | [8 empty] | Federally-Regulated Consumer Product | 03/08/2017 |  | 03/08/2017
York | Luxaire | D7NQ036D05606NX | LPG | Induced Draft | False | True | 1 | False | Down |  | None | Non-Condensing | Two-Stage Modulating |  | 0.75 | Premium |  | 70000 | 58000 |  |  | 54800 | 320 | 81 | 78 | [8 empty] | Federally-Regulated Consumer Product | 03/08/2017 |  | 03/08/2017
York | Evcon | TM9V080C16MP11 | LPG | Induced Draft | False | False | 1 | False | Horizontal | None | None | Condensing | Two-Stage Modulating | Variable-Speed | 0.75 | Premium | 60 | 80000 | 77000 | 1787 | 544 | 79000 | 273 | 96 | 78 | [8 empty] | Federally-Regulated Consumer Product | 03/08/2017 |  | 03/08/2017
York | Luxaire | D7NX024N03606NX | LPG | Induced Draft | False | True | 1 | False | Down |  | None | Non-Condensing | Single-Stage |  | 0.5 | Premium |  | 45000 | 37000 |  |  | 38700 | 201 | 81 | 78 | [8 empty] | Federally-Regulated Consumer Product | 03/08/2017 |  | 03/08/2017
York | York | TM9T120D20MP11 | Natural Gas | Induced Draft | False | False | 1 | False | Down | None | None | Condensing | Two-Stage Modulating | Multiple-Speed | 1 | Standard |  | 120000 | 115000 | 1977 | 1190 | 113900 | 801 | 96 | 78 | [8 empty] | Federally-Regulated Consumer Product | 03/08/2017 |  | 03/08/2017
York | York | TMLT100C16MP11 | LPG | Induced Draft | False | False | 1 | False | Up |  | None | Non-Condensing | Two-Stage Modulating |  | 0.5 | Standard |  | 100000 | 80000 |  |  | 96500 | 850 | 80 | 78 | [8 empty] | Federally-Regulated Consumer Product | 03/08/2017 |  | 03/08/2017
York | York | YP9C100C20MP12 | Natural Gas | Induced Draft | False | False | 1 | False | Up |  | None | Condensing | Step Modulating |  | 1 | Premium |  | 100000 | 97000 |  |  | 96400 | 558 | 97.7 | 78 | [8 empty] | Federally-Regulated Consumer Product | 03/08/2017 |  | 03/08/2017
York | York | ZR048*06*1**** | Natural Gas | Induced Draft | False | True | 1 | False | Horizontal |  | None | Non-Condensing | Single-Stage |  | 1.5 | Standard |  | 75000 | 60000 |  |  | 57700 | 396 | 80.9 | 78 | [8 empty] | Federally-Regulated Consumer Product | 03/08/2017 |  | 03/08/2017
York | Fraser Johnston | TP9C080C16MP12 | Natural Gas | Induced Draft | False | False | 1 | False | Down |  | None | Condensing | Step Modulating |  | 0.75 | Premium |  | 80000 | 78000 |  |  | 80600 | 460 | 97.7 | 78 | [8 empty] | Federally-Regulated Consumer Product | 03/08/2017 |  | 03/08/2017
York | Fraser Johnston | TM9X100C16MP11 | LPG | Induced Draft | False | False | 1 | False | Down | None | None | Condensing | Single-Stage | Multiple-Speed | 0.5 | Premium |  | 100000 | 95000 | 1570 | 464 | 98400 | 638 | 95.5 | 78 | [8 empty] | Federally-Regulated Consumer Product | 03/08/2017 |  | 03/08/2017
York | Fraser Johnston | TM9V080C16MP11 | Natural Gas | Induced Draft | False | False | 1 | False | Horizontal | None | None | Condensing | Two-Stage Modulating | Variable-Speed | 0.75 | Premium | 60 | 80000 | 77000 | 1787 | 544 | 79000 | 273 | 96 | 78 | [8 empty] | Federally-Regulated Consumer Product | 03/08/2017 |  | 03/08/2017
York | Evcon | TM9E080C16MP11 | LPG | Induced Draft | False | False | 1 | False | Horizontal |  | None | Condensing | Single-Stage |  | 0.5 | Premium |  | 80000 | 77000 |  |  | 82800 | 429 | 95 | 78 | [8 empty] | Federally-Regulated Consumer Product | 03/08/2017 |  | 03/08/2017
York | Coleman | TM9X100C16MP11 | LPG | Induced Draft | False | False | 1 | False | Down | None | None | Condensing | Single-Stage | Multiple-Speed | 0.5 | Premium |  | 100000 | 95000 | 1570 | 464 | 98400 | 638 | 95.5 | 78 | [8 empty] | Federally-Regulated Consumer Product | 03/08/2017 |  | 03/08/2017
York | Evcon | RGF19080BP12MP11 | Natural Gas | Induced Draft | False | False | 1 | False | Horizontal |  | None | Condensing | Single-Stage |  | 0.5 | Standard |  | 80000 | 78000 |  |  | 80500 | 960 | 95.5 | 78 | [8 empty] | Federally-Regulated Consumer Product | 03/08/2017 |  | 03/08/2017
York | York | ZR036*08*1**** | Natural Gas | Induced Draft | False | True | 1 | False | Down |  | None | Non-Condensing | Single-Stage |  | 1.5 | Standard |  | 100000 | 80000 |  |  | 93400 | 1438 | 80.5 | 78 | [8 empty] | Federally-Regulated Consumer Product | 03/08/2017 |  | 03/08/2017
York | Fraser Johnston | ZS060*08*F**** | Natural Gas | Induced Draft | False | True | 1 | False | Down |  | None | Non-Condensing | Single-Stage |  | 1.5 | Standard |  | 100000 | 80000 |  |  | 93400 | 1438 | 80.5 | 78 | [8 empty] | Federally-Regulated Consumer Product | 03/08/2017 |  | 03/08/2017
York | Evcon | D7NQ060N09006NX | Natural Gas | Induced Draft | False | True | 1 | False | Down |  | None | Non-Condensing | Single-Stage |  | 1 | Premium |  | 108000 | 88000 |  |  | 96900 | 467 | 81 | 78 | [8 empty] | Federally-Regulated Consumer Product | 03/08/2017 |  | 03/08/2017
York | Evcon | D7NY060D09006NX | Natural Gas | Induced Draft | False | True | 1 | False | Horizontal |  | None | Non-Condensing | Two-Stage Modulating |  | 1 | Premium |  | 108000 | 89000 |  |  | 94500 | 338 | 81 | 78 | [8 empty] | Federally-Regulated Consumer Product | 03/08/2017 |  | 03/08/2017
York | Evcon | TMLX120C20MP11 | LPG | Induced Draft | False | False | 1 | False | Down |  | None | Non-Condensing | Single-Stage |  | 0.75 | Premium |  | 120000 | 96000 |  |  | 117500 | 635 | 80 | 78 | [8 empty] | Federally-Regulated Consumer Product | 03/08/2017 |  | 03/08/2017
York | York | TM9E060B12MP11 | Natural Gas | Induced Draft | False | False | 1 | False | Down |  | None | Condensing | Single-Stage |  | 0.5 | Premium |  | 60000 | 57000 |  |  | 49600 | 284 | 95 | 78 | [8 empty] | Federally-Regulated Consumer Product | 03/08/2017 |  | 03/08/2017
York | Evcon | TG8S080C16MP11 | LPG | Induced Draft | False | False | 1 | False | Horizontal | None | None | Non-Condensing | Single-Stage | Multiple-Speed | 0.5 | Standard |  | 80000 | 64000 | 1602 | 1069 | 75100 | 1168 | 80 | 78 | [8 empty] | Federally-Regulated Consumer Product | 03/08/2017 |  | 03/08/2017
York | Evcon | TP9C100C16MP12 | LPG | Induced Draft | False | False | 1 | False | Up |  | None | Condensing | Step Modulating |  | 0.75 | Premium |  | 100000 | 97000 |  |  | 96500 | 536 | 97.7 | 78 | [8 empty] | Federally-Regulated Consumer Product | 03/08/2017 |  | 03/08/2017
York | Coleman | TP9C080B12MP12 | Natural Gas | Induced Draft | False | False | 1 | False | Horizontal |  | None | Condensing | Step Modulating |  | 0.5 | Premium |  | 80000 | 77000 |  |  | 80800 | 435 | 97.5 | 78 | [8 empty] | Federally-Regulated Consumer Product | 03/08/2017 |  | 03/08/2017
York | Evcon | RGF1L100CP16MP11 | Natural Gas | Induced Draft | False | False | 1 | False | Horizontal |  | None | Non-Condensing | Single-Stage |  | 0.5 | Standard |  | 100000 | 80000 |  |  | 96100 | 972 | 80 | 78 | [8 empty] | Federally-Regulated Consumer Product | 03/08/2017 |  | 03/08/2017
York | Evcon | D6NZ042D09006NX | Natural Gas | Induced Draft | False | True | 1 | False | Horizontal |  | None | Non-Condensing | Two-Stage Modulating |  | 0.75 | Premium |  | 108000 | 87000 |  |  | 95300 | 362 | 80 | 78 | [8 empty] | Federally-Regulated Consumer Product | 03/08/2017 |  | 03/08/2017
York | Evcon | TG8S100C16MP11 | LPG | Induced Draft | False | False | 1 | False | Down | None | None | Non-Condensing | Single-Stage | Multiple-Speed | 0.5 | Standard |  | 100000 | 80000 | 1820 | 1012 | 96100 | 930 | 80 | 78 | [8 empty] | Federally-Regulated Consumer Product | 03/08/2017 |  | 03/08/2017
York | Johnson Controls | H33B[N,S]3******** | LPG | Induced Draft | False | True | 3 | False | Horizontal |  | None | Non-Condensing | Single-Stage |  | 10 | Standard |  | 267000 | 213000 | [6 empty] | 80 | 80 | [6 empty] | Federally-Regulated Commercial & Industrial Equipment | 03/08/2017 |  | 03/08/2017
York | Luxaire | D7HQ024D05606NX | Natural Gas | Induced Draft | False | True | 1 | False | Horizontal |  | None | Non-Condensing | Two-Stage Modulating |  | 0.5 | Premium |  | 70000 | 57000 |  |  | 56100 | 215 | 81 | 78 | [8 empty] | Federally-Regulated Consumer Product | 03/08/2017 |  | 03/08/2017
York | Luxaire | D6NQ036D07206NX | LPG | Induced Draft | False | True | 1 | False | Down |  | None | Non-Condensing | Two-Stage Modulating |  | 0.75 | Premium |  | 90000 | 72000 |  |  | 74700 | 273 | 80 | 78 | [8 empty] | Federally-Regulated Consumer Product | 03/08/2017 |  | 03/08/2017
York | Fraser Johnston | D6NQ024D05606NX | Natural Gas | Induced Draft | False | True | 1 | False | Horizontal |  | None | Non-Condensing | Two-Stage Modulating |  | 0.5 | Premium |  | 70000 | 56000 |  |  | 57600 | 151 | 80 | 78 | [8 empty] | Federally-Regulated Consumer Product | 03/08/2017 |  | 03/08/2017
York | Evcon | D7NQ060N11006NX | Natural Gas | Induced Draft | False | True | 1 | False | Down |  | None | Non-Condensing | Single-Stage |  | 1 | Premium |  | 135000 | 109000 |  |  | 116700 | 462 | 81 | 78 | [8 empty] | Federally-Regulated Consumer Product | 03/08/2017 |  | 03/08/2017
York | Luxaire | D6NQ036N03606NX | LPG | Induced Draft | False | True | 1 | False | Horizontal |  | None | Non-Condensing | Single-Stage |  | 0.75 | Premium |  | 45000 | 36000 |  |  | 37300 | 590 | 80.4 | 78 | [8 empty] | Federally-Regulated Consumer Product | 03/08/2017 |  | 03/08/2017
York | Fraser Johnston | TP9C080B12MP12 | Natural Gas | Induced Draft | False | False | 1 | False | Horizontal |  | None | Condensing | Step Modulating |  | 0.5 | Premium |  | 80000 | 77000 |  |  | 80800 | 435 | 97.5 | 78 | [8 empty] | Federally-Regulated Consumer Product | 03/08/2017 |  | 03/08/2017
York | Coleman | TM9X080B12MP11 | LPG | Induced Draft | False | False | 1 | False | Horizontal | None | None | Condensing | Single-Stage | Multiple-Speed | 0.5 | Premium |  | 80000 | 76000 | 1221 | 403 | 65700 | 408 | 95.5 | 78 | [8 empty] | Federally-Regulated Consumer Product | 03/08/2017 |  | 03/08/2017
York | York | D6NZ036N03606NX | Natural Gas | Induced Draft | False | True | 1 | False | Horizontal |  | None | Non-Condensing | Single-Stage |  | 0.75 | Premium |  | 45000 | 36000 |  |  | 37300 | 590 | 80.4 | 78 | [8 empty] | Federally-Regulated Consumer Product | 03/08/2017 |  | 03/08/2017
York | Evcon | TM9X100C16MP11 | Natural Gas | Induced Draft | False | False | 1 | False | Down | None | None | Condensing | Single-Stage | Multiple-Speed | 0.5 | Premium |  | 100000 | 95000 | 1570 | 464 | 98400 | 638 | 95.5 | 78 | [8 empty] | Federally-Regulated Consumer Product | 03/08/2017 |  | 03/08/2017
York | Luxaire | TMLT120C20MP11 | Natural Gas | Induced Draft | False | False | 1 | False | Up |  | None | Non-Condensing | Two-Stage Modulating |  | 1 | Standard |  | 120000 | 96000 |  |  | 116600 | 832 | 80 | 78 | [8 empty] | Federally-Regulated Consumer Product | 03/08/2017 |  | 03/08/2017
York | Guardian | GGLS060A10MP11 | LPG | Induced Draft | False | False | 1 | False | Down | None | None | Non-Condensing | Single-Stage | Multiple-Speed | 0.33 | Standard |  | 60000 | 48000 | 1004 | 708 | 57700 | 553 | 80 | 78 | [8 empty] | Federally-Regulated Consumer Product | 03/08/2017 |  | 03/08/2017
York | Evcon | RGF1L120CP20MP11 | Natural Gas | Induced Draft | False | False | 1 | False | Down |  | None | Non-Condensing | Single-Stage |  | 1 | Standard |  | 120000 | 96000 |  |  | 115200 | 1197 | 80 | 78 | [8 empty] | Federally-Regulated Consumer Product | 03/08/2017 |  | 03/08/2017
York | Evcon | D6NZ030D05606NX | Natural Gas | Induced Draft | False | True | 1 | False | Down |  | None | Non-Condensing | Two-Stage Modulating |  | 0.75 | Premium |  | 70000 | 56000 |  |  | 55700 | 252 | 80 | 78 | [8 empty] | Federally-Regulated Consumer Product | 03/08/2017 |  | 03/08/2017
York | Luxaire | TG9S080C22MP11 | Natural Gas | Induced Draft | False | False | 1 | False | Horizontal | None | None | Condensing | Single-Stage | Multiple-Speed | 1 | Standard |  | 80000 | 78000 | 2162 | 1285 | 80400 | 966 | 95.5 | 78 | [8 empty] | Federally-Regulated Consumer Product | 03/08/2017 |  | 03/08/2017
York | Luxaire | TMLX120C20MP11 | LPG | Induced Draft | False | False | 1 | False | Up |  | None | Non-Condensing | Single-Stage |  | 0.75 | Premium |  | 120000 | 96000 |  |  | 117500 | 635 | 80 | 78 | [8 empty] | Federally-Regulated Consumer Product | 03/08/2017 |  | 03/08/2017
York | Coleman | TG8S120C20MP11 | LPG | Induced Draft | False | False | 1 | False | Horizontal | None | None | Non-Condensing | Single-Stage | Multiple-Speed | 1 | Standard |  | 120000 | 96000 | 2338 | 1286 | 115200 | 1150 | 80 | 78 | [8 empty] | Federally-Regulated Consumer Product | 03/08/2017 |  | 03/08/2017
York | Evcon | TM9V040A10MP11 | LPG | Induced Draft | False | False | 1 | False | Down |  | None | Condensing | Two-Stage Modulating |  | 0.5 | Premium |  | 40000 | 38000 |  |  | 30800 | 180 | 96 | 78 | [8 empty] | Federally-Regulated Consumer Product | 03/08/2017 |  | 03/08/2017
York | Fraser Johnston | TMLX100C20MP11 | LPG | Induced Draft | False | False | 1 | False | Horizontal |  | None | Non-Condensing | Single-Stage |  | 0.75 | Premium |  | 100000 | 80000 |  |  | 97800 | 568 | 80 | 78 | [8 empty] | Federally-Regulated Consumer Product | 03/08/2017 |  | 03/08/2017
York | Fraser Johnston | D7NX048N09006NX | LPG | Induced Draft | False | True | 1 | False | Horizontal |  | None | Non-Condensing | Single-Stage |  | 1 | Premium |  | 108000 | 88000 |  |  | 96900 | 467 | 81 | 78 | [8 empty] | Federally-Regulated Consumer Product | 03/08/2017 |  | 03/08/2017
York | Luxaire | TMLT120C20MP11 | Natural Gas | Induced Draft | False | False | 1 | False | Down |  | None | Non-Condensing | Two-Stage Modulating |  | 1 | Standard |  | 120000 | 96000 |  |  | 116600 | 832 | 80 | 78 | [8 empty] | Federally-Regulated Consumer Product | 03/08/2017 |  | 03/08/2017
York | Coleman | D6NZ042D09006NX | LPG | Induced Draft | False | True | 1 | False | Horizontal |  | None | Non-Condensing | Two-Stage Modulating |  | 0.75 | Premium |  | 108000 | 87000 |  |  | 95300 | 362 | 80 | 78 | [8 empty] | Federally-Regulated Consumer Product | 03/08/2017 |  | 03/08/2017
York | Fraser Johnston | TPLC120C20MP12 | LPG | Induced Draft | False | False | 1 | False | Up |  | None | Non-Condensing | Step Modulating |  | 1 | Premium |  | 120000 | 95000 |  |  | 115200 | 484 | 80 | 78 | [8 empty] | Federally-Regulated Consumer Product | 03/08/2017 |  | 03/08/2017
York | Evcon | TP9C120D20MP12 | LPG | Induced Draft | False | False | 1 | False | Down |  | None | Condensing | Step Modulating |  | 1 | Premium |  | 120000 | 116000 |  |  | 112400 | 597 | 98 | 78 | [8 empty] | Federally-Regulated Consumer Product | 03/08/2017 |  | 03/08/2017
York | York | TG9S120D16MP11 | Natural Gas | Induced Draft | False | False | 1 | False | Down | None | None | Condensing | Single-Stage | Multiple-Speed | 0.75 | Standard |  | 120000 | 116000 | 1805 | 876 | 113200 | 1185 | 95.5 | 78 | [8 empty] | Federally-Regulated Consumer Product | 03/08/2017 |  | 03/08/2017
York | Fraser Johnston | TM8X100C20MP11 | LPG | Induced Draft | False | False | 1 | False | Down |  | None | Non-Condensing | Single-Stage |  | 0.75 | Premium |  | 100000 | 80000 |  |  | 97800 | 568 | 80 | 78 | [8 empty] | Federally-Regulated Consumer Product | 03/08/2017 |  | 03/08/2017
York | Coleman | TG8S040A08MP11 | Natural Gas | Induced Draft | False | False | 1 | False | Horizontal | None | None | Non-Condensing | Single-Stage | Multiple-Speed | 0.2 | Standard |  | 40000 | 32000 | 717 | 489 | 38100 | 444 | 80 | 78 | [8 empty] | Federally-Regulated Consumer Product | 03/08/2017 |  | 03/08/2017
York | Luxaire | TG8S100C20MP11 | LPG | Induced Draft | False | False | 1 | False | Horizontal | None | None | Non-Condensing | Single-Stage | Multiple-Speed | 1 | Standard |  | 100000 | 80000 | 2478 | 1307 | 95100 | 1178 | 80 | 78 | [8 empty] | Federally-Regulated Consumer Product | 03/08/2017 |  | 03/08/2017
York | Coleman | TM8V120C20MP11 | Natural Gas | Induced Draft | False | False | 1 | False | Down |  | None | Non-Condensing | Two-Stage Modulating |  | 1 | Premium |  | 120000 | 96000 |  |  | 111300 | 456 | 80 | 78 | [8 empty] | Federally-Regulated Consumer Product | 03/08/2017 |  | 03/08/2017
York | York | TM9M100C16MP12 | Natural Gas | Induced Draft | False | False | 1 | False | Down |  | None | Condensing | Step Modulating |  | 0.75 | Standard |  | 100000 | 97000 |  |  | 93000 | 1500 | 97 | 78 | [8 empty] | Federally-Regulated Consumer Product | 03/08/2017 |  | 03/08/2017
York | Evcon | ZK048*10*F**** | Natural Gas | Induced Draft | False | True | 1 | False | Down |  | None | Non-Condensing | Single-Stage |  | 1.5 | Standard |  | 125000 | 100000 |  |  | 117500 | 510 | 80.3 | 78 | [8 empty] | Federally-Regulated Consumer Product | 03/08/2017 |  | 03/08/2017
York | Luxaire | TGLS040A08MP11 | Natural Gas | Induced Draft | False | False | 1 | False | Horizontal | None | None | Non-Condensing | Single-Stage | Multiple-Speed | 0.2 | Standard |  | 40000 | 32000 | 717 | 489 | 38300 | 473 | 80 | 78 | [8 empty] | Federally-Regulated Consumer Product | 03/08/2017 |  | 03/08/2017
York | Fraser Johnston | TM9T060B12MP11 | LPG | Induced Draft | False | False | 1 | False | Up | None | None | Condensing | Two-Stage Modulating | Multiple-Speed | 0.5 | Standard |  | 60000 | 58000 | 1243 | 713 | 48700 | 371 | 96 | 78 | [8 empty] | Federally-Regulated Consumer Product | 03/08/2017 |  | 03/08/2017
York | Coleman | TP9C060B12MP12 | LPG | Induced Draft | False | False | 1 | False | Down |  | None | Condensing | Step Modulating |  | 0.5 | Premium |  | 60000 | 58000 |  |  | 48400 | 241 | 97.5 | 78 | [8 empty] | Federally-Regulated Consumer Product | 03/08/2017 |  | 03/08/2017
York | Fraser Johnston | TPLC080C16MP12 | LPG | Induced Draft | False | False | 1 | False | Up |  | None | Non-Condensing | Step Modulating |  | 0.75 | Premium |  | 80000 | 62000 |  |  | 77700 | 199 | 80 | 78 | [8 empty] | Federally-Regulated Consumer Product | 03/08/2017 |  | 03/08/2017
York | Evcon | TM9X100C20MP11 | Natural Gas | Induced Draft | False | False | 1 | False | Down | None | None | Condensing | Single-Stage | Multiple-Speed | 0.75 | Premium |  | 100000 | 95000 | 1989 | 660 | 97700 | 833 | 95.5 | 78 | [8 empty] | Federally-Regulated Consumer Product | 03/08/2017 |  | 03/08/2017
York | Coleman | TM9E120D20MP11 | LPG | Induced Draft | False | False | 1 | False | Down |  | None | Condensing | Single-Stage |  | 0.75 | Premium |  | 120000 | 114000 |  |  | 115900 | 624 | 95 | 78 | [8 empty] | Federally-Regulated Consumer Product | 03/08/2017 |  | 03/08/2017
York | York | YPLC100C20MP12 | Natural Gas | Induced Draft | False | False | 1 | False | Down |  | None | Non-Condensing | Step Modulating |  | 1 | Premium |  | 100000 | 78000 |  |  | 97500 | 238 | 80 | 78 | [8 empty] | Federally-Regulated Consumer Product | 03/08/2017 |  | 03/08/2017
York | Coleman | TM9X060B12MP11 | LPG | Induced Draft | False | False | 1 | False | Horizontal | None | None | Condensing | Single-Stage | Multiple-Speed | 0.5 | Premium |  | 60000 | 57000 | 1197 | 398 | 49000 | 394 | 95.5 | 78 | [8 empty] | Federally-Regulated Consumer Product | 03/08/2017 |  | 03/08/2017
York | York | TP9C080B12MP12 | Natural Gas | Induced Draft | False | False | 1 | False | Down |  | None | Condensing | Step Modulating |  | 0.5 | Premium |  | 80000 | 77000 |  |  | 80800 | 435 | 97.5 | 78 | [8 empty] | Federally-Regulated Consumer Product | 03/08/2017 |  | 03/08/2017
York | Luxaire | D7NQ048N06506NX | Natural Gas | Induced Draft | False | True | 1 | False | Down |  | None | Non-Condensing | Single-Stage |  | 1 | Premium |  | 80000 | 66000 |  |  | 77300 | 424 | 81 | 78 | [8 empty] | Federally-Regulated Consumer Product | 03/08/2017 |  | 03/08/2017
York | Evcon | ZK048*06*F**** | LPG | Induced Draft | False | True | 1 | False | Down |  | None | Non-Condensing | Single-Stage |  | 1.5 | Standard |  | 75000 | 60000 |  |  | 57700 | 396 | 80.9 | 78 | [8 empty] | Federally-Regulated Consumer Product | 03/08/2017 |  | 03/08/2017
York | Coleman | D7NQ036N03606NX | Natural Gas | Induced Draft | False | True | 1 | False | Horizontal |  | None | Non-Condensing | Single-Stage |  | 0.75 | Premium |  | 45000 | 36000 |  |  | 38500 | 238 | 81 | 78 | [8 empty] | Federally-Regulated Consumer Product | 03/08/2017 |  | 03/08/2017
York | Guardian | GG9S040A08MP11 | Natural Gas | Induced Draft | False | False | 1 | False | Down | None | None | Condensing | Single-Stage | Multiple-Speed | 0.5 | Standard |  | 40000 | 39000 | 950 | 581 | 31900 | 458 | 95.5 | 78 | [8 empty] | Federally-Regulated Consumer Product | 03/08/2017 |  | 03/08/2017
York | Coleman | D6NZ042N09006NX | Natural Gas | Induced Draft | False | True | 1 | False | Horizontal |  | None | Non-Condensing | Single-Stage |  | 1 | Premium |  | 108000 | 87000 |  |  | 94400 | 1124 | 80.8 | 78 | [8 empty] | Federally-Regulated Consumer Product | 03/08/2017 |  | 03/08/2017
York | York | D6HQ036D05606NX | Natural Gas | Induced Draft | False | True | 1 | False | Down |  | None | Non-Condensing | Two-Stage Modulating |  | 0.75 | Premium |  | 70000 | 56000 |  |  | 58000 | 263 | 80 | 78 | [8 empty] | Federally-Regulated Consumer Product | 03/08/2017 |  | 03/08/2017
York | Evcon | D7NX024D05606NX | Natural Gas | Induced Draft | False | True | 1 | False | Horizontal |  | None | Non-Condensing | Two-Stage Modulating |  | 0.5 | Premium |  | 70000 | 57000 |  |  | 56100 | 215 | 81 | 78 | [8 empty] | Federally-Regulated Consumer Product | 03/08/2017 |  | 03/08/2017
York | York | TM8X100C16MP11 | LPG | Induced Draft | False | False | 1 | False | Up |  | None | Non-Condensing | Single-Stage |  | 0.5 | Premium |  | 100000 | 80000 |  |  | 98400 | 431 | 80 | 78 | [8 empty] | Federally-Regulated Consumer Product | 03/08/2017 |  | 03/08/2017
York | Evcon | D6NQ036N07206NX | LPG | Induced Draft | False | True | 1 | False | Down |  | None | Non-Condensing | Single-Stage |  | 0.75 | Premium |  | 90000 | 72000 |  |  | 75500 | 1056 | 80.1 | 78 | [8 empty] | Federally-Regulated Consumer Product | 03/08/2017 |  | 03/08/2017
York | Fraser Johnston | TGLS120C16MP11 | LPG | Induced Draft | False | False | 1 | False | Up | None | None | Non-Condensing | Single-Stage | Multiple-Speed | 0.5 | Standard |  | 120000 | 96000 | 1600 | 1002 | 115100 | 1166 | 80 | 78 | [8 empty] | Federally-Regulated Consumer Product | 03/08/2017 |  | 03/08/2017
York | Coleman | TPLC060A12MP12 | Natural Gas | Induced Draft | False | False | 1 | False | Up |  | None | Non-Condensing | Step Modulating |  | 0.5 | Premium |  | 60000 | 47000 |  |  | 58100 | 167 | 80 | 78 | [8 empty] | Federally-Regulated Consumer Product | 03/08/2017 |  | 03/08/2017
York | Guardian | RGF1L040AP08MP11 | LPG | Induced Draft | False | False | 1 | False | Up |  | None | Non-Condensing | Single-Stage |  | 0.2 | Standard |  | 40000 | 32000 |  |  | 38300 | 473 | 80 | 78 | [8 empty] | Federally-Regulated Consumer Product | 03/08/2017 |  | 03/08/2017
York | Fraser Johnston | TM9V100C20MP11 | LPG | Induced Draft | False | False | 1 | False | Horizontal | None | None | Condensing | Two-Stage Modulating | Variable-Speed | 1 | Premium | 60 | 100000 | 96000 | 2019 | 576 | 94300 | 386 | 96 | 78 | [8 empty] | Federally-Regulated Consumer Product | 03/08/2017 |  | 03/08/2017
York | Guardian | GG9S060A10MP11 | LPG | Induced Draft | False | False | 1 | False | Down | None | None | Condensing | Single-Stage | Multiple-Speed | 0.5 | Standard |  | 60000 | 58000 | 1103 | 769 | 47900 | 674 | 95.5 | 78 | [8 empty] | Federally-Regulated Consumer Product | 03/08/2017 |  | 03/08/2017
York | York | TM9M080B12MP12 | LPG | Induced Draft | False | False | 1 | False | Up |  | None | Condensing | Step Modulating |  | 0.5 | Standard |  | 80000 | 77000 |  |  | 77900 | 1113 | 97 | 78 | [8 empty] | Federally-Regulated Consumer Product | 03/08/2017 |  | 03/08/2017
York | York | D7NY060D09006NX | LPG | Induced Draft | False | True | 1 | False | Down |  | None | Non-Condensing | Two-Stage Modulating |  | 1 | Premium |  | 108000 | 89000 |  |  | 94500 | 338 | 81 | 78 | [8 empty] | Federally-Regulated Consumer Product | 03/08/2017 |  | 03/08/2017
York | Guardian | GGLS080B12MP11 | Natural Gas | Induced Draft | False | False | 1 | False | Horizontal | None | None | Non-Condensing | Single-Stage | Multiple-Speed | 0.33 | Standard |  | 80000 | 64000 | 1195 | 620 | 76700 | 793 | 80 | 78 | [8 empty] | Federally-Regulated Consumer Product | 03/08/2017 |  | 03/08/2017
York | Coleman | TM8T100C20MP11 | LPG | Induced Draft | False | False | 1 | False | Horizontal |  | None | Non-Condensing | Two-Stage Modulating |  | 1 | Standard |  | 100000 | 80000 |  |  | 97200 | 688 | 80 | 78 | [8 empty] | Federally-Regulated Consumer Product | 03/08/2017 |  | 03/08/2017
York | Fraser Johnston | TPLC100C20MP12 | LPG | Induced Draft | False | False | 1 | False | Up |  | None | Non-Condensing | Step Modulating |  | 1 | Premium |  | 100000 | 78000 |  |  | 97500 | 238 | 80 | 78 | [8 empty] | Federally-Regulated Consumer Product | 03/08/2017 |  | 03/08/2017
York | York | TM9V060B12MP11 | LPG | Induced Draft | False | False | 1 | False | Down | None | None | Condensing | Two-Stage Modulating | Variable-Speed | 0.5 | Premium | 60 | 60000 | 58000 | 1343 | 456 | 47800 | 284 | 96 | 78 | [8 empty] | Federally-Regulated Consumer Product | 03/08/2017 |  | 03/08/2017
York | Guardian | GGLS060A12MP11 | LPG | Induced Draft | False | False | 1 | False | Up | None | None | Non-Condensing | Single-Stage | Multiple-Speed | 0.33 | Standard |  | 60000 | 48000 | 1275 | 711 | 57400 | 623 | 80 | 78 | [8 empty] | Federally-Regulated Consumer Product | 03/08/2017 |  | 03/08/2017
York | York | TPLC080C16MP11 | LPG | Induced Draft | False | False | 1 | False | Horizontal | None | None | Non-Condensing | Step Modulating | Variable-Speed | 0.75 | Premium | 60 | 80000 | 62000 | 1715 | 600 | 79700 | 107 | 80 | 78 | [8 empty] | Federally-Regulated Consumer Product | 03/08/2017 |  | 03/08/2017
York | Luxaire | D6NX048D11006NX | Natural Gas | Induced Draft | False | True | 1 | False | Down |  | None | Non-Condensing | Two-Stage Modulating |  | 1 | Premium |  | 135000 | 108000 |  |  | 114400 | 262 | 80 | 78 | [8 empty] | Federally-Regulated Consumer Product | 03/08/2017 |  | 03/08/2017
York | Fraser Johnston | TM8X080C16MP11 | Natural Gas | Induced Draft | False | False | 1 | False | Down |  | None | Non-Condensing | Single-Stage |  | 0.5 | Premium |  | 80000 | 64000 |  |  | 78300 | 444 | 80 | 78 | [8 empty] | Federally-Regulated Consumer Product | 03/08/2017 |  | 03/08/2017
York | York | TG8S080B12MP11 | Natural Gas | Induced Draft | False | False | 1 | False | Down | None | None | Non-Condensing | Single-Stage | Multiple-Speed | 0.33 | Standard |  | 80000 | 64000 | 1195 | 620 | 76700 | 793 | 80 | 78 | [8 empty] | Federally-Regulated Consumer Product | 03/08/2017 |  | 03/08/2017
York | York | TG8S130D20MP11 | LPG | Induced Draft | False | False | 1 | False | Horizontal | None | None | Non-Condensing | Single-Stage | Multiple-Speed | 1 | Standard |  | 130000 | 104000 | 2399 | 1324 | 114700 | 1265 | 80 | 78 | [8 empty] | Federally-Regulated Consumer Product | 03/08/2017 |  | 03/08/2017
York | Guardian | GG9S080C22MP11 | LPG | Induced Draft | False | False | 1 | False | Down | None | None | Condensing | Single-Stage | Multiple-Speed | 1 | Standard |  | 80000 | 78000 | 2162 | 1285 | 80400 | 966 | 95.5 | 78 | [8 empty] | Federally-Regulated Consumer Product | 03/08/2017 |  | 03/08/2017
York | Luxaire | TMLX100C20MP11 | Natural Gas | Induced Draft | False | False | 1 | False | Up |  | None | Non-Condensing | Single-Stage |  | 0.75 | Premium |  | 100000 | 80000 |  |  | 97800 | 568 | 80 | 78 | [8 empty] | Federally-Regulated Consumer Product | 03/08/2017 |  | 03/08/2017
York | Guardian | RGF1L080CP16MP11 | LPG | Induced Draft | False | False | 1 | False | Up |  | None | Non-Condensing | Single-Stage |  | 0.5 | Standard |  | 80000 | 64000 |  |  | 75100 | 1215 | 80 | 78 | [8 empty] | Federally-Regulated Consumer Product | 03/08/2017 |  | 03/08/2017
York | York | TM9E080C16MP11 | Natural Gas | Induced Draft | False | False | 1 | False | Down |  | None | Condensing | Single-Stage |  | 0.5 | Premium |  | 80000 | 77000 |  |  | 82800 | 429 | 95 | 78 | [8 empty] | Federally-Regulated Consumer Product | 03/08/2017 |  | 03/08/2017
York | Fraser Johnston | TGLS130D20MP11 | Natural Gas | Induced Draft | False | False | 1 | False | Down | None | None | Non-Condensing | Single-Stage | Multiple-Speed | 1 | Standard |  | 130000 | 104000 | 2399 | 1324 | 114700 | 1265 | 80 | 78 | [8 empty] | Federally-Regulated Consumer Product | 03/08/2017 |  | 03/08/2017
York | Coleman | TPLC120C20MP12 | Natural Gas | Induced Draft | False | False | 1 | False | Down |  | None | Non-Condensing | Step Modulating |  | 1 | Premium |  | 120000 | 95000 |  |  | 115200 | 484 | 80 | 78 | [8 empty] | Federally-Regulated Consumer Product | 03/08/2017 |  | 03/08/2017
York | Luxaire | D6NQ030N03606NX | Natural Gas | Induced Draft | False | True | 1 | False | Down |  | None | Non-Condensing | Single-Stage |  | 0.75 | Premium |  | 45000 | 36000 |  |  | 37900 | 468 | 80.5 | 78 | [8 empty] | Federally-Regulated Consumer Product | 03/08/2017 |  | 03/08/2017
York | Coleman | CP9C120D20MP12 | LPG | Induced Draft | False | False | 1 | False | Up |  | None | Condensing | Step Modulating |  | 1 | Premium |  | 120000 | 116000 |  |  | 112400 | 597 | 98 | 78 | [8 empty] | Federally-Regulated Consumer Product | 03/08/2017 |  | 03/08/2017
York | Coleman | D6NX036N06506NX | LPG | Induced Draft | False | True | 1 | False | Down |  | None | Non-Condensing | Single-Stage |  | 1 | Premium |  | 80000 | 64000 |  |  | 74700 | 1140 | 80.6 | 78 | [8 empty] | Federally-Regulated Consumer Product | 03/08/2017 |  | 03/08/2017
York | Fraser Johnston | TMLT060A12MP11 | LPG | Induced Draft | False | False | 1 | False | Horizontal |  | None | Non-Condensing | Two-Stage Modulating |  | 0.33 | Standard |  | 60000 | 47000 |  |  | 58100 | 450 | 80 | 78 | [8 empty] | Federally-Regulated Consumer Product | 03/08/2017 |  | 03/08/2017
York | Luxaire | TMLT080C16MP11 | Natural Gas | Induced Draft | False | False | 1 | False | Up |  | None | Non-Condensing | Two-Stage Modulating |  | 0.5 | Standard |  | 80000 | 63000 |  |  | 77500 | 607 | 80 | 78 | [8 empty] | Federally-Regulated Consumer Product | 03/08/2017 |  | 03/08/2017
York | Evcon | TG9S080C16MP11 | Natural Gas | Induced Draft | False | False | 1 | False | Up | None | None | Condensing | Single-Stage | Multiple-Speed | 0.75 | Standard |  | 80000 | 78000 | 1671 | 838 | 80500 | 929 | 95.5 | 78 | [8 empty] | Federally-Regulated Consumer Product | 03/08/2017 |  | 03/08/2017
York | York | D7NQ060D11006NX | Natural Gas | Induced Draft | False | True | 1 | False | Horizontal |  | None | Non-Condensing | Two-Stage Modulating |  | 1 | Premium |  | 135000 | 110000 |  |  | 112900 | 413 | 81 | 78 | [8 empty] | Federally-Regulated Consumer Product | 03/08/2017 |  | 03/08/2017
York | Luxaire | TGLS120C16MP11 | LPG | Induced Draft | False | False | 1 | False | Up | None | None | Non-Condensing | Single-Stage | Multiple-Speed | 0.5 | Standard |  | 120000 | 96000 | 1600 | 1002 | 115100 | 1166 | 80 | 78 | [8 empty] | Federally-Regulated Consumer Product | 03/08/2017 |  | 03/08/2017
York | York | MG9S100C20MP11 | LPG | Induced Draft | False | False | 1 | True | Up |  | None | Condensing | Single-Stage |  | 1 | Standard |  | 100000 | 97000 |  |  | 96600 | 1161 | 95.5 | 75 | [8 empty] | Federally-Regulated Consumer Product | 03/08/2017 |  | 03/08/2017
York | York | TG8S080B12MP11 | Natural Gas | Induced Draft | False | False | 1 | False | Horizontal | None | None | Non-Condensing | Single-Stage | Multiple-Speed | 0.33 | Standard |  | 80000 | 64000 | 1195 | 620 | 76700 | 793 | 80 | 78 | [8 empty] | Federally-Regulated Consumer Product | 03/08/2017 |  | 03/08/2017
York | York | TPLC120C20MP11 | Natural Gas | Induced Draft | False | False | 1 | False | Up | None | None | Non-Condensing | Step Modulating | Variable-Speed | 1 | Premium | 60 | 120000 | 95000 | 1990 | 650 | 119100 | 273 | 80 | 78 | [8 empty] | Federally-Regulated Consumer Product | 03/08/2017 |  | 03/08/2017
York | York | Z33D[N,S]3******** | LPG | Induced Draft | False | True | 3 | False | Horizontal |  | None | Non-Condensing | Single-Stage |  | 10 | Standard |  | 267000 | 213000 | [6 empty] | 80 | 80 | [6 empty] | Federally-Regulated Commercial & Industrial Equipment | 03/08/2017 |  | 03/08/2017
York | Coleman | G33B[D,T]3******** | LPG | Induced Draft | False | True | 3 | False | Horizontal |  | None | Non-Condensing | Step Modulating |  | 10 | Standard |  | 267000 | 213000 | [6 empty] | 80 | 80 | [6 empty] | Federally-Regulated Commercial & Industrial Equipment | 03/08/2017 |  | 03/08/2017
York | York | D6NQ048D09006NX | Natural Gas | Induced Draft | False | True | 1 | False | Down |  | None | Non-Condensing | Two-Stage Modulating |  | 1 | Premium |  | 108000 | 87000 |  |  | 94100 | 287 | 80 | 78 | [8 empty] | Federally-Regulated Consumer Product | 03/08/2017 |  | 03/08/2017
York | York | DGAH077BBS* | Natural Gas | Induced Draft | False | False | 1 | True | Down |  | None | Non-Condensing | Single-Stage |  | 0.17 | Standard |  | 77000 | 62000 |  |  | 76900 | 733 | 80 | 75 | [8 empty] | Federally-Regulated Consumer Product | 03/08/2017 |  | 03/08/2017
York | York | TGLS120C20MP11 | Natural Gas | Induced Draft | False | False | 1 | False | Horizontal | None | None | Non-Condensing | Single-Stage | Multiple-Speed | 1 | Standard |  | 120000 | 96000 | 2338 | 1286 | 115200 | 1150 | 80 | 78 | [8 empty] | Federally-Regulated Consumer Product | 03/08/2017 |  | 03/08/2017
York | Coleman | ZS060*08*F**** | Natural Gas | Induced Draft | False | True | 1 | False | Down |  | None | Non-Condensing | Single-Stage |  | 1.5 | Standard |  | 100000 | 80000 |  |  | 93400 | 1438 | 80.5 | 78 | [8 empty] | Federally-Regulated Consumer Product | 03/08/2017 |  | 03/08/2017
York | York | D6NZ036D07206NX | LPG | Induced Draft | False | True | 1 | False | Down |  | None | Non-Condensing | Two-Stage Modulating |  | 0.75 | Premium |  | 90000 | 72000 |  |  | 74700 | 273 | 80 | 78 | [8 empty] | Federally-Regulated Consumer Product | 03/08/2017 |  | 03/08/2017
York | Luxaire | TM8V060A12MP11 | LPG | Induced Draft | False | False | 1 | False | Horizontal |  | None | Non-Condensing | Two-Stage Modulating |  | 0.5 | Premium |  | 60000 | 47000 |  |  | 57000 | 259 | 80 | 78 | [8 empty] | Federally-Regulated Consumer Product | 03/08/2017 |  | 03/08/2017
York | Coleman | TG9S120D20MP11 | LPG | Induced Draft | False | False | 1 | False | Up | None | None | Condensing | Single-Stage | Multiple-Speed | 1 | Standard |  | 120000 | 116000 | 1977 | 1190 | 112700 | 1311 | 95.5 | 78 | [8 empty] | Federally-Regulated Consumer Product | 03/08/2017 |  | 03/08/2017
York | Fraser Johnston | TM9M100C16MP12 | Natural Gas | Induced Draft | False | False | 1 | False | Up |  | None | Condensing | Step Modulating |  | 0.75 | Standard |  | 100000 | 97000 |  |  | 93000 | 1500 | 97 | 78 | [8 empty] | Federally-Regulated Consumer Product | 03/08/2017 |  | 03/08/2017
York | Evcon | D7NQ024D05606NX | LPG | Induced Draft | False | True | 1 | False | Horizontal |  | None | Non-Condensing | Two-Stage Modulating |  | 0.5 | Premium |  | 70000 | 57000 |  |  | 56100 | 215 | 81 | 78 | [8 empty] | Federally-Regulated Consumer Product | 03/08/2017 |  | 03/08/2017
York | Evcon | ZK060*08*F**** | Natural Gas | Induced Draft | False | True | 1 | False | Down |  | None | Non-Condensing | Single-Stage |  | 1.5 | Standard |  | 100000 | 80000 |  |  | 93400 | 1438 | 80.5 | 78 | [8 empty] | Federally-Regulated Consumer Product | 03/08/2017 |  | 03/08/2017
York | Luxaire | D6HQ060D11006NX | Natural Gas | Induced Draft | False | True | 1 | False | Down |  | None | Non-Condensing | Two-Stage Modulating |  | 1 | Premium |  | 135000 | 108000 |  |  | 114400 | 300 | 80 | 78 | [8 empty] | Federally-Regulated Consumer Product | 03/08/2017 |  | 03/08/2017
York | Guardian | GG9S080C16MP11 | Natural Gas | Induced Draft | False | False | 1 | False | Horizontal | None | None | Condensing | Single-Stage | Multiple-Speed | 0.75 | Standard |  | 80000 | 78000 | 1671 | 838 | 80500 | 929 | 95.5 | 78 | [8 empty] | Federally-Regulated Consumer Product | 03/08/2017 |  | 03/08/2017
York | Fraser Johnston | D6NQ024D05606NX | LPG | Induced Draft | False | True | 1 | False | Down |  | None | Non-Condensing | Two-Stage Modulating |  | 0.5 | Premium |  | 70000 | 56000 |  |  | 57600 | 151 | 80 | 78 | [8 empty] | Federally-Regulated Consumer Product | 03/08/2017 |  | 03/08/2017
York | Evcon | RGF19100CP20MP11 | LPG | Induced Draft | False | False | 1 | False | Down |  | None | Condensing | Single-Stage |  | 1 | Standard |  | 100000 | 97000 |  |  | 96600 | 1161 | 95.5 | 78 | [8 empty] | Federally-Regulated Consumer Product | 03/08/2017 |  | 03/08/2017
York | Evcon | D7HQ060D09006NX | LPG | Induced Draft | False | True | 1 | False | Down |  | None | Non-Condensing | Two-Stage Modulating |  | 1 | Premium |  | 108000 | 89000 |  |  | 94500 | 338 | 81 | 78 | [8 empty] | Federally-Regulated Consumer Product | 03/08/2017 |  | 03/08/2017
York | Evcon | TGLS080B12MP11 | Natural Gas | Induced Draft | False | False | 1 | False | Horizontal | None | None | Non-Condensing | Single-Stage | Multiple-Speed | 0.33 | Standard |  | 80000 | 64000 | 1195 | 620 | 76700 | 793 | 80 | 78 | [8 empty] | Federally-Regulated Consumer Product | 03/08/2017 |  | 03/08/2017
York | Fraser Johnston | TM9T080B12MP11 | Natural Gas | Induced Draft | False | False | 1 | False | Up | None | None | Condensing | Two-Stage Modulating | Multiple-Speed | 0.5 | Standard |  | 80000 | 77000 | 1370 | 854 | 81300 | 588 | 96 | 78 | [8 empty] | Federally-Regulated Consumer Product | 03/08/2017 |  | 03/08/2017
York | Coleman | D7NX048D09006NX | LPG | Induced Draft | False | True | 1 | False | Horizontal |  | None | Non-Condensing | Two-Stage Modulating |  | 1 | Premium |  | 108000 | 89000 |  |  | 94500 | 338 | 81 | 78 | [8 empty] | Federally-Regulated Consumer Product | 03/08/2017 |  | 03/08/2017
York | York | TM9V100C16MP11 | Natural Gas | Induced Draft | False | False | 1 | False | Up | None | None | Condensing | Two-Stage Modulating | Variable-Speed | 0.75 | Premium | 60 | 100000 | 96000 | 1818 | 519 | 95600 | 364 | 96 | 78 | [8 empty] | Federally-Regulated Consumer Product | 03/08/2017 |  | 03/08/2017
York | Evcon | TMLT100C16MP11 | LPG | Induced Draft | False | False | 1 | False | Down |  | None | Non-Condensing | Two-Stage Modulating |  | 0.5 | Standard |  | 100000 | 80000 |  |  | 96500 | 850 | 80 | 78 | [8 empty] | Federally-Regulated Consumer Product | 03/08/2017 |  | 03/08/2017
York | York | TM9X120D20MP11 | Natural Gas | Induced Draft | False | False | 1 | False | Down | None | None | Condensing | Single-Stage | Multiple-Speed | 0.75 | Premium |  | 120000 | 114000 | 2036 | 671 | 114600 | 816 | 95.5 | 78 | [8 empty] | Federally-Regulated Consumer Product | 03/08/2017 |  | 03/08/2017
York | Guardian | RGF19060BE12MP11 | Natural Gas | Induced Draft | False | False | 1 | False | Horizontal |  | None | Condensing | Single-Stage |  | 0.5 | Premium |  | 60000 | 57000 |  |  | 49000 | 394 | 95.5 | 78 | [8 empty] | Federally-Regulated Consumer Product | 03/08/2017 |  | 03/08/2017
York | Evcon | TMLV120C20MP11 | LPG | Induced Draft | False | False | 1 | False | Up |  | None | Non-Condensing | Two-Stage Modulating |  | 1 | Premium |  | 120000 | 96000 |  |  | 111300 | 456 | 80 | 78 | [8 empty] | Federally-Regulated Consumer Product | 03/08/2017 |  | 03/08/2017
York | Luxaire | TG8S100B12MP11 | Natural Gas | Induced Draft | False | False | 1 | False | Up | None | None | Non-Condensing | Single-Stage | Multiple-Speed | 0.33 | Standard |  | 100000 | 80000 | 1223 | 614 | 96100 | 935 | 80 | 78 | [8 empty] | Federally-Regulated Consumer Product | 03/08/2017 |  | 03/08/2017
York | Coleman | TMLX120C20MP11 | LPG | Induced Draft | False | False | 1 | False | Down |  | None | Non-Condensing | Single-Stage |  | 0.75 | Premium |  | 120000 | 96000 |  |  | 117500 | 635 | 80 | 78 | [8 empty] | Federally-Regulated Consumer Product | 03/08/2017 |  | 03/08/2017
York | Coleman | TM9V080B12MP11 | Natural Gas | Induced Draft | False | False | 1 | False | Horizontal | None | None | Condensing | Two-Stage Modulating | Variable-Speed | 0.5 | Premium | 60 | 80000 | 77000 | 1320 | 529 | 79500 | 339 | 96 | 78 | [8 empty] | Federally-Regulated Consumer Product | 03/08/2017 |  | 03/08/2017
York | Coleman | D6NZ060D09006NX | LPG | Induced Draft | False | True | 1 | False | Horizontal |  | None | Non-Condensing | Two-Stage Modulating |  | 1 | Premium |  | 108000 | 87000 |  |  | 94100 | 544 | 80 | 78 | [8 empty] | Federally-Regulated Consumer Product | 03/08/2017 |  | 03/08/2017
York | Coleman | TG8S130D20MP11 | LPG | Induced Draft | False | False | 1 | False | Up | None | None | Non-Condensing | Single-Stage | Multiple-Speed | 1 | Standard |  | 130000 | 104000 | 2399 | 1324 | 114700 | 1265 | 80 | 78 | [8 empty] | Federally-Regulated Consumer Product | 03/08/2017 |  | 03/08/2017
York | Johnson Controls | S33E[D,T]3******** | Natural Gas | Induced Draft | False | True | 3 | False | Horizontal |  | None | Non-Condensing | Step Modulating |  | 10 | Standard |  | 267000 | 213000 | [6 empty] | 80 | 80 | [6 empty] | Federally-Regulated Commercial & Industrial Equipment | 03/08/2017 |  | 03/08/2017
York | Luxaire | TM8T100C20MP11 | Natural Gas | Induced Draft | False | False | 1 | False | Horizontal |  | None | Non-Condensing | Two-Stage Modulating |  | 1 | Standard |  | 100000 | 80000 |  |  | 97200 | 688 | 80 | 78 | [8 empty] | Federally-Regulated Consumer Product | 03/08/2017 |  | 03/08/2017
York | Luxaire | TGLS100B12MP11 | LPG | Induced Draft | False | False | 1 | False | Down | None | None | Non-Condensing | Single-Stage | Multiple-Speed | 0.33 | Standard |  | 100000 | 80000 | 1223 | 614 | 96100 | 935 | 80 | 78 | [8 empty] | Federally-Regulated Consumer Product | 03/08/2017 |  | 03/08/2017
York | Evcon | TM9T120D20MP11 | Natural Gas | Induced Draft | False | False | 1 | False | Horizontal | None | None | Condensing | Two-Stage Modulating | Multiple-Speed | 1 | Standard |  | 120000 | 115000 | 1977 | 1190 | 113900 | 801 | 96 | 78 | [8 empty] | Federally-Regulated Consumer Product | 03/08/2017 |  | 03/08/2017
York | Fraser Johnston | TM8V100C16MP11 | Natural Gas | Induced Draft | False | False | 1 | False | Horizontal |  | None | Non-Condensing | Two-Stage Modulating |  | 0.75 | Premium |  | 100000 | 80000 |  |  | 94700 | 368 | 80 | 78 | [8 empty] | Federally-Regulated Consumer Product | 03/08/2017 |  | 03/08/2017
York | Fraser Johnston | D6NQ036D05606NX | LPG | Induced Draft | False | True | 1 | False | Horizontal |  | None | Non-Condensing | Two-Stage Modulating |  | 0.75 | Premium |  | 70000 | 56000 |  |  | 58000 | 263 | 80 | 78 | [8 empty] | Federally-Regulated Consumer Product | 03/08/2017 |  | 03/08/2017
York | Luxaire | LP9C100C20MP12 | LPG | Induced Draft | False | False | 1 | False | Horizontal |  | None | Condensing | Step Modulating |  | 1 | Premium |  | 100000 | 97000 |  |  | 96400 | 558 | 97.7 | 78 | [8 empty] | Federally-Regulated Consumer Product | 03/08/2017 |  | 03/08/2017
York | Fraser Johnston | D7NQ024D05606NX | Natural Gas | Induced Draft | False | True | 1 | False | Down |  | None | Non-Condensing | Two-Stage Modulating |  | 0.5 | Premium |  | 70000 | 57000 |  |  | 56100 | 215 | 81 | 78 | [8 empty] | Federally-Regulated Consumer Product | 03/08/2017 |  | 03/08/2017
York | Coleman | G33E[D,T]3******** | LPG | Induced Draft | False | True | 3 | False | Down |  | None | Non-Condensing | Step Modulating |  | 10 | Standard |  | 267000 | 213000 | [6 empty] | 80 | 80 | [6 empty] | Federally-Regulated Commercial & Industrial Equipment | 03/08/2017 |  | 03/08/2017
York | Luxaire | TPLC080B12MP12 | Natural Gas | Induced Draft | False | False | 1 | False | Down |  | None | Non-Condensing | Step Modulating |  | 0.5 | Premium |  | 80000 | 62000 |  |  | 77900 | 235 | 80 | 78 | [8 empty] | Federally-Regulated Consumer Product | 03/08/2017 |  | 03/08/2017
York | Fraser Johnston | TP9C120D20MP12 | LPG | Induced Draft | False | False | 1 | False | Down |  | None | Condensing | Step Modulating |  | 1 | Premium |  | 120000 | 116000 |  |  | 112400 | 597 | 98 | 78 | [8 empty] | Federally-Regulated Consumer Product | 03/08/2017 |  | 03/08/2017
York | Luxaire | TGLS100C20MP11 | LPG | Induced Draft | False | False | 1 | False | Up | None | None | Non-Condensing | Single-Stage | Multiple-Speed | 1 | Standard |  | 100000 | 80000 | 2478 | 1307 | 95100 | 1178 | 80 | 78 | [8 empty] | Federally-Regulated Consumer Product | 03/08/2017 |  | 03/08/2017
York | Evcon | D7NQ024N03606NX | Natural Gas | Induced Draft | False | True | 1 | False | Down |  | None | Non-Condensing | Single-Stage |  | 0.5 | Premium |  | 45000 | 37000 |  |  | 38700 | 201 | 81 | 78 | [8 empty] | Federally-Regulated Consumer Product | 03/08/2017 |  | 03/08/2017
York | York | TM8T080B12MP11 | Natural Gas | Induced Draft | False | False | 1 | False | Down |  | None | Non-Condensing | Two-Stage Modulating |  | 0.33 | Standard |  | 80000 | 63000 |  |  | 77700 | 568 | 80 | 78 | [8 empty] | Federally-Regulated Consumer Product | 03/08/2017 |  | 03/08/2017
York | Evcon | D6NQ042N09006NX | Natural Gas | Induced Draft | False | True | 1 | False | Down |  | None | Non-Condensing | Single-Stage |  | 1 | Premium |  | 108000 | 87000 |  |  | 94400 | 1124 | 80.6 | 78 | [8 empty] | Federally-Regulated Consumer Product | 03/08/2017 |  | 03/08/2017
York | Coleman | D7NX024D05606NX | Natural Gas | Induced Draft | False | True | 1 | False | Horizontal |  | None | Non-Condensing | Two-Stage Modulating |  | 0.5 | Premium |  | 70000 | 57000 |  |  | 56100 | 215 | 81 | 78 | [8 empty] | Federally-Regulated Consumer Product | 03/08/2017 |  | 03/08/2017
York | Luxaire | LPLC080B12MP12 | LPG | Induced Draft | False | False | 1 | False | Up |  | None | Non-Condensing | Step Modulating |  | 0.5 | Premium |  | 80000 | 62000 |  |  | 77900 | 235 | 80 | 78 | [8 empty] | Federally-Regulated Consumer Product | 03/08/2017 |  | 03/08/2017
York | York | D6NY060D09006NX | Natural Gas | Induced Draft | False | True | 1 | False | Horizontal |  | None | Non-Condensing | Two-Stage Modulating |  | 1 | Premium |  | 108000 | 87000 |  |  | 94100 | 287 | 80 | 78 | [8 empty] | Federally-Regulated Consumer Product | 03/08/2017 |  | 03/08/2017
York | Coleman | TPLC100C16MP12 | LPG | Induced Draft | False | False | 1 | False | Horizontal |  | None | Non-Condensing | Step Modulating |  | 0.75 | Premium |  | 100000 | 78000 |  |  | 97300 | 253 | 80 | 78 | [8 empty] | Federally-Regulated Consumer Product | 03/08/2017 |  | 03/08/2017
York | Evcon | TPLC060A12MP12 | LPG | Induced Draft | False | False | 1 | False | Down |  | None | Non-Condensing | Step Modulating |  | 0.5 | Premium |  | 60000 | 47000 |  |  | 58100 | 167 | 80 | 78 | [8 empty] | Federally-Regulated Consumer Product | 03/08/2017 |  | 03/08/2017
York | York | Z33A[D,T]5******** | LPG | Induced Draft | False | True | 3 | False | Horizontal |  | None | Non-Condensing | Step Modulating |  | 10 | Standard |  | 533000 | 426000 | [6 empty] | 80 | 80 | [6 empty] | Federally-Regulated Commercial & Industrial Equipment | 03/08/2017 |  | 03/08/2017
York | Evcon | TM9E120D20MP11 | LPG | Induced Draft | False | False | 1 | False | Horizontal |  | None | Condensing | Single-Stage |  | 0.75 | Premium |  | 120000 | 114000 |  |  | 115900 | 624 | 95 | 78 | [8 empty] | Federally-Regulated Consumer Product | 03/08/2017 |  | 03/08/2017
York | Luxaire | TG9S060A10MP11 | LPG | Induced Draft | False | False | 1 | False | Horizontal | None | None | Condensing | Single-Stage | Multiple-Speed | 0.5 | Standard |  | 60000 | 58000 | 1103 | 769 | 47900 | 674 | 95.5 | 78 | [8 empty] | Federally-Regulated Consumer Product | 03/08/2017 |  | 03/08/2017
York | Luxaire | D7NQ048N09006NX | Natural Gas | Induced Draft | False | True | 1 | False | Horizontal |  | None | Non-Condensing | Single-Stage |  | 1 | Premium |  | 108000 | 88000 |  |  | 96900 | 467 | 81 | 78 | [8 empty] | Federally-Regulated Consumer Product | 03/08/2017 |  | 03/08/2017
York | York | D6NQ060N09006NX | Natural Gas | Induced Draft | False | True | 1 | False | Horizontal |  | None | Non-Condensing | Single-Stage |  | 1 | Premium |  | 108000 | 87000 |  |  | 93400 | 1313 | 80.6 | 78 | [8 empty] | Federally-Regulated Consumer Product | 03/08/2017 |  | 03/08/2017
York | Fraser Johnston | D6NQ042N06506NX | LPG | Induced Draft | False | True | 1 | False | Down |  | None | Non-Condensing | Single-Stage |  | 1 | Premium |  | 80000 | 64000 |  |  | 74700 | 1140 | 80.8 | 78 | [8 empty] | Federally-Regulated Consumer Product | 03/08/2017 |  | 03/08/2017
York | Coleman | D7NX024N03606NX | LPG | Induced Draft | False | True | 1 | False | Down |  | None | Non-Condensing | Single-Stage |  | 0.5 | Premium |  | 45000 | 37000 |  |  | 38700 | 201 | 81 | 78 | [8 empty] | Federally-Regulated Consumer Product | 03/08/2017 |  | 03/08/2017
York | Johnson Controls | H33B[N,S]3******** | Natural Gas | Induced Draft | False | True | 3 | False | Down |  | None | Non-Condensing | Single-Stage |  | 10 | Standard |  | 267000 | 213000 | [6 empty] | 80 | 80 | [6 empty] | Federally-Regulated Commercial & Industrial Equipment | 03/08/2017 |  | 03/08/2017
York | Fraser Johnston | TMLT100C20MP11 | LPG | Induced Draft | False | False | 1 | False | Horizontal |  | None | Non-Condensing | Two-Stage Modulating |  | 1 | Standard |  | 100000 | 80000 |  |  | 97200 | 688 | 80 | 78 | [8 empty] | Federally-Regulated Consumer Product | 03/08/2017 |  | 03/08/2017
York | Coleman | D6NZ036N03606NX | Natural Gas | Induced Draft | False | True | 1 | False | Down |  | None | Non-Condensing | Single-Stage |  | 0.75 | Premium |  | 45000 | 36000 |  |  | 37300 | 590 | 80.4 | 78 | [8 empty] | Federally-Regulated Consumer Product | 03/08/2017 |  | 03/08/2017
York | Luxaire | D7NQ036D07206NX | LPG | Induced Draft | False | True | 1 | False | Down |  | None | Non-Condensing | Two-Stage Modulating |  | 0.75 | Premium |  | 90000 | 74000 |  |  | 73500 | 341 | 81 | 78 | [8 empty] | Federally-Regulated Consumer Product | 03/08/2017 |  | 03/08/2017
York | Johnson Controls | T33A[D,T]5******** | Natural Gas | Induced Draft | False | True | 3 | False | Down |  | None | Non-Condensing | Step Modulating |  | 10 | Standard |  | 533000 | 426000 | [6 empty] | 80 | 80 | [6 empty] | Federally-Regulated Commercial & Industrial Equipment | 03/08/2017 |  | 03/08/2017
York | Guardian | GG9S120D20MP11 | Natural Gas | Induced Draft | False | False | 1 | False | Down | None | None | Condensing | Single-Stage | Multiple-Speed | 1 | Standard |  | 120000 | 116000 | 1977 | 1190 | 112700 | 1311 | 95.5 | 78 | [8 empty] | Federally-Regulated Consumer Product | 03/08/2017 |  | 03/08/2017
York | Luxaire | TMLX060A12MP11 | LPG | Induced Draft | False | False | 1 | False | Down |  | None | Non-Condensing | Single-Stage |  | 0.5 | Premium |  | 60000 | 48000 |  |  | 59100 | 243 | 80 | 78 | [8 empty] | Federally-Regulated Consumer Product | 03/08/2017 |  | 03/08/2017
York | Coleman | TG8S100C16MP11 | LPG | Induced Draft | False | False | 1 | False | Up | None | None | Non-Condensing | Single-Stage | Multiple-Speed | 0.5 | Standard |  | 100000 | 80000 | 1820 | 1012 | 96100 | 930 | 80 | 78 | [8 empty] | Federally-Regulated Consumer Product | 03/08/2017 |  | 03/08/2017
York | Fraser Johnston | D7NX024N05606NX | Natural Gas | Induced Draft | False | True | 1 | False | Down |  | None | Non-Condensing | Single-Stage |  | 0.5 | Premium |  | 70000 | 57000 |  |  | 58300 | 241 | 81 | 78 | [8 empty] | Federally-Regulated Consumer Product | 03/08/2017 |  | 03/08/2017
York | York | ZF060*08*1**** | LPG | Induced Draft | False | True | 1 | False | Horizontal |  | None | Non-Condensing | Single-Stage |  | 1.5 | Standard |  | 100000 | 80000 |  |  | 93400 | 1438 | 80.5 | 78 | [8 empty] | Federally-Regulated Consumer Product | 03/08/2017 |  | 03/08/2017
York | Evcon | D6NZ048N09006NX | Natural Gas | Induced Draft | False | True | 1 | False | Horizontal |  | None | Non-Condensing | Single-Stage |  | 1 | Premium |  | 108000 | 87000 |  |  | 93800 | 1315 | 80.9 | 78 | [8 empty] | Federally-Regulated Consumer Product | 03/08/2017 |  | 03/08/2017
York | Fraser Johnston | D7NX024D05606NX | LPG | Induced Draft | False | True | 1 | False | Down |  | None | Non-Condensing | Two-Stage Modulating |  | 0.5 | Premium |  | 70000 | 57000 |  |  | 56100 | 215 | 81 | 78 | [8 empty] | Federally-Regulated Consumer Product | 03/08/2017 |  | 03/08/2017
York | York | TM9T100C20MP11 | Natural Gas | Induced Draft | False | False | 1 | False | Up | None | None | Condensing | Two-Stage Modulating | Multiple-Speed | 1 | Standard |  | 100000 | 96000 | 1934 | 1183 | 96500 | 1015 | 96 | 78 | [8 empty] | Federally-Regulated Consumer Product | 03/08/2017 |  | 03/08/2017
York | Evcon | TMLX100C20MP11 | Natural Gas | Induced Draft | False | False | 1 | False | Down |  | None | Non-Condensing | Single-Stage |  | 0.75 | Premium |  | 100000 | 80000 |  |  | 97800 | 568 | 80 | 78 | [8 empty] | Federally-Regulated Consumer Product | 03/08/2017 |  | 03/08/2017
York | Fraser Johnston | D6NQ048D09006NX | LPG | Induced Draft | False | True | 1 | False | Down |  | None | Non-Condensing | Two-Stage Modulating |  | 1 | Premium |  | 108000 | 87000 |  |  | 94100 | 287 | 80 | 78 | [8 empty] | Federally-Regulated Consumer Product | 03/08/2017 |  | 03/08/2017
York | Fraser Johnston | TG9S060B12MP11 | LPG | Induced Draft | False | False | 1 | False | Down | None | None | Condensing | Single-Stage | Multiple-Speed | 0.5 | Standard |  | 60000 | 58000 | 1243 | 713 | 48100 | 622 | 95.5 | 78 | [8 empty] | Federally-Regulated Consumer Product | 03/08/2017 |  | 03/08/2017
York | Coleman | TM9X060B12MP11 | Natural Gas | Induced Draft | False | False | 1 | False | Horizontal | None | None | Condensing | Single-Stage | Multiple-Speed | 0.5 | Premium |  | 60000 | 57000 | 1197 | 398 | 49000 | 394 | 95.5 | 78 | [8 empty] | Federally-Regulated Consumer Product | 03/08/2017 |  | 03/08/2017
York | Fraser Johnston | D6HQ030D05606NX | Natural Gas | Induced Draft | False | True | 1 | False | Down |  | None | Non-Condensing | Two-Stage Modulating |  | 0.75 | Premium |  | 70000 | 56000 |  |  | 55700 | 252 | 80 | 78 | [8 empty] | Federally-Regulated Consumer Product | 03/08/2017 |  | 03/08/2017
York | York | YPLC080B12MP12 | LPG | Induced Draft | False | False | 1 | False | Down |  | None | Non-Condensing | Step Modulating |  | 0.5 | Premium |  | 80000 | 62000 |  |  | 77900 | 235 | 80 | 78 | [8 empty] | Federally-Regulated Consumer Product | 03/08/2017 |  | 03/08/2017
York | Johnson Controls | V33B[D,T]5******** | Natural Gas | Induced Draft | False | True | 3 | False | Horizontal |  | None | Non-Condensing | Step Modulating |  | 10 | Standard |  | 533000 | 426000 | [6 empty] | 80 | 80 | [6 empty] | Federally-Regulated Commercial & Industrial Equipment | 03/08/2017 |  | 03/08/2017
York | York | D7NX036N09006NX | LPG | Induced Draft | False | True | 1 | False | Horizontal |  | None | Non-Condensing | Single-Stage |  | 1 | Premium |  | 108000 | 88000 |  |  | 96900 | 467 | 81 | 78 | [8 empty] | Federally-Regulated Consumer Product | 03/08/2017 |  | 03/08/2017
York | Luxaire | TP9C080B12MP12 | LPG | Induced Draft | False | False | 1 | False | Up |  | None | Condensing | Step Modulating |  | 0.5 | Premium |  | 80000 | 77000 |  |  | 80800 | 435 | 97.5 | 78 | [8 empty] | Federally-Regulated Consumer Product | 03/08/2017 |  | 03/08/2017
York | Luxaire | TM9V100C16MP11 | LPG | Induced Draft | False | False | 1 | False | Up | None | None | Condensing | Two-Stage Modulating | Variable-Speed | 0.75 | Premium | 60 | 100000 | 96000 | 1818 | 519 | 95600 | 364 | 96 | 78 | [8 empty] | Federally-Regulated Consumer Product | 03/08/2017 |  | 03/08/2017
York | Fraser Johnston | TM9T080C16MP11 | Natural Gas | Induced Draft | False | False | 1 | False | Horizontal | None | None | Condensing | Two-Stage Modulating | Multiple-Speed | 0.75 | Standard |  | 80000 | 77000 | 1671 | 838 | 80400 | 849 | 96 | 78 | [8 empty] | Federally-Regulated Consumer Product | 03/08/2017 |  | 03/08/2017
York | Luxaire | TG8S100B12MP11 | LPG | Induced Draft | False | False | 1 | False | Horizontal | None | None | Non-Condensing | Single-Stage | Multiple-Speed | 0.33 | Standard |  | 100000 | 80000 | 1223 | 614 | 96100 | 935 | 80 | 78 | [8 empty] | Federally-Regulated Consumer Product | 03/08/2017 |  | 03/08/2017
York | Coleman | TMLX100C16MP11 | Natural Gas | Induced Draft | False | False | 1 | False | Horizontal |  | None | Non-Condensing | Single-Stage |  | 0.5 | Premium |  | 100000 | 80000 |  |  | 98400 | 431 | 80 | 78 | [8 empty] | Federally-Regulated Consumer Product | 03/08/2017 |  | 03/08/2017
York | Guardian | GG9S100C16MP11 | Natural Gas | Induced Draft | False | False | 1 | False | Down | None | None | Condensing | Single-Stage | Multiple-Speed | 0.75 | Standard |  | 100000 | 97000 | 1706 | 819 | 96500 | 1156 | 95.5 | 78 | [8 empty] | Federally-Regulated Consumer Product | 03/08/2017 |  | 03/08/2017
York | Guardian | RGF1L060AE12MP11 | LPG | Induced Draft | False | False | 1 | False | Up |  | None | Non-Condensing | Single-Stage |  | 0.5 | Premium |  | 60000 | 48000 |  |  | 59100 | 243 | 80 | 78 | [8 empty] | Federally-Regulated Consumer Product | 03/08/2017 |  | 03/08/2017
York | Coleman | DGAH077BBS* | LPG | Induced Draft | False | False | 1 | True | Down |  | None | Non-Condensing | Single-Stage |  | 0.17 | Standard |  | 77000 | 62000 |  |  | 76900 | 733 | 80 | 75 | [8 empty] | Federally-Regulated Consumer Product | 03/08/2017 |  | 03/08/2017
York | Fraser Johnston | D7NQ048D09006NX | LPG | Induced Draft | False | True | 1 | False | Down |  | None | Non-Condensing | Two-Stage Modulating |  | 1 | Premium |  | 108000 | 89000 |  |  | 94500 | 338 | 81 | 78 | [8 empty] | Federally-Regulated Consumer Product | 03/08/2017 |  | 03/08/2017
York | Evcon | D6HQ036D07206NX | LPG | Induced Draft | False | True | 1 | False | Down |  | None | Non-Condensing | Two-Stage Modulating |  | 0.75 | Premium |  | 90000 | 72000 |  |  | 74700 | 273 | 80 | 78 | [8 empty] | Federally-Regulated Consumer Product | 03/08/2017 |  | 03/08/2017
York | Luxaire | TG8S060A12MP11 | Natural Gas | Induced Draft | False | False | 1 | False | Horizontal | None | None | Non-Condensing | Single-Stage | Multiple-Speed | 0.33 | Standard |  | 60000 | 48000 | 1275 | 711 | 57400 | 623 | 80 | 78 | [8 empty] | Federally-Regulated Consumer Product | 03/08/2017 |  | 03/08/2017
York | Fraser Johnston | D7NQ030N03606NX | LPG | Induced Draft | False | True | 1 | False | Horizontal |  | None | Non-Condensing | Single-Stage |  | 0.75 | Premium |  | 45000 | 37000 |  |  | 38700 | 212 | 81 | 78 | [8 empty] | Federally-Regulated Consumer Product | 03/08/2017 |  | 03/08/2017
York | Evcon | TM8V060A12MP11 | LPG | Induced Draft | False | False | 1 | False | Horizontal |  | None | Non-Condensing | Two-Stage Modulating |  | 0.5 | Premium |  | 60000 | 47000 |  |  | 57000 | 259 | 80 | 78 | [8 empty] | Federally-Regulated Consumer Product | 03/08/2017 |  | 03/08/2017
York | Luxaire | ZS048*10*F**** | Natural Gas | Induced Draft | False | True | 1 | False | Horizontal |  | None | Non-Condensing | Single-Stage |  | 1.5 | Standard |  | 125000 | 100000 |  |  | 117500 | 510 | 80.3 | 78 | [8 empty] | Federally-Regulated Consumer Product | 03/08/2017 |  | 03/08/2017
York | York | TM9X120D20MP11 | Natural Gas | Induced Draft | False | False | 1 | False | Horizontal | None | None | Condensing | Single-Stage | Multiple-Speed | 0.75 | Premium |  | 120000 | 114000 | 2036 | 671 | 114600 | 816 | 95.5 | 78 | [8 empty] | Federally-Regulated Consumer Product | 03/08/2017 |  | 03/08/2017
York | Luxaire | D6NZ048N11006NX | Natural Gas | Induced Draft | False | True | 1 | False | Down |  | None | Non-Condensing | Single-Stage |  | 1 | Premium |  | 135000 | 108000 |  |  | 114000 | 1275 | 80.2 | 78 | [8 empty] | Federally-Regulated Consumer Product | 03/08/2017 |  | 03/08/2017
York | Fraser Johnston | TPLC080C16MP12 | LPG | Induced Draft | False | False | 1 | False | Down |  | None | Non-Condensing | Step Modulating |  | 0.75 | Premium |  | 80000 | 62000 |  |  | 77700 | 199 | 80 | 78 | [8 empty] | Federally-Regulated Consumer Product | 03/08/2017 |  | 03/08/2017
York | Fraser Johnston | TP9C080C16MP12 | LPG | Induced Draft | False | False | 1 | False | Up |  | None | Condensing | Step Modulating |  | 0.75 | Premium |  | 80000 | 78000 |  |  | 80600 | 460 | 97.7 | 78 | [8 empty] | Federally-Regulated Consumer Product | 03/08/2017 |  | 03/08/2017
York | Evcon | TMLT100C16MP11 | LPG | Induced Draft | False | False | 1 | False | Horizontal |  | None | Non-Condensing | Two-Stage Modulating |  | 0.5 | Standard |  | 100000 | 80000 |  |  | 96500 | 850 | 80 | 78 | [8 empty] | Federally-Regulated Consumer Product | 03/08/2017 |  | 03/08/2017
York | York | D7HQ060D11006NX | LPG | Induced Draft | False | True | 1 | False | Horizontal |  | None | Non-Condensing | Two-Stage Modulating |  | 1 | Premium |  | 135000 | 110000 |  |  | 112900 | 413 | 81 | 78 | [8 empty] | Federally-Regulated Consumer Product | 03/08/2017 |  | 03/08/2017
York | York | D6NQ060N09006NX | Natural Gas | Induced Draft | False | True | 1 | False | Down |  | None | Non-Condensing | Single-Stage |  | 1 | Premium |  | 108000 | 87000 |  |  | 93400 | 1313 | 80.6 | 78 | [8 empty] | Federally-Regulated Consumer Product | 03/08/2017 |  | 03/08/2017
York | Coleman | TM8T080B12MP11 | LPG | Induced Draft | False | False | 1 | False | Horizontal |  | None | Non-Condensing | Two-Stage Modulating |  | 0.33 | Standard |  | 80000 | 63000 |  |  | 77700 | 568 | 80 | 78 | [8 empty] | Federally-Regulated Consumer Product | 03/08/2017 |  | 03/08/2017
York | York | TM9M080C16MP12 | Natural Gas | Induced Draft | False | False | 1 | False | Horizontal |  | None | Condensing | Step Modulating |  | 0.75 | Standard |  | 80000 | 78000 |  |  | 76300 | 1530 | 97 | 78 | [8 empty] | Federally-Regulated Consumer Product | 03/08/2017 |  | 03/08/2017
York | Coleman | TG8S130D20MP11 | Natural Gas | Induced Draft | False | False | 1 | False | Horizontal | None | None | Non-Condensing | Single-Stage | Multiple-Speed | 1 | Standard |  | 130000 | 104000 | 2399 | 1324 | 114700 | 1265 | 80 | 78 | [8 empty] | Federally-Regulated Consumer Product | 03/08/2017 |  | 03/08/2017
York | Luxaire | TG9S060B12MP11 | LPG | Induced Draft | False | False | 1 | False | Down | None | None | Condensing | Single-Stage | Multiple-Speed | 0.5 | Standard |  | 60000 | 58000 | 1243 | 713 | 48100 | 622 | 95.5 | 78 | [8 empty] | Federally-Regulated Consumer Product | 03/08/2017 |  | 03/08/2017
York | Evcon | TP9C080B12MP12 | Natural Gas | Induced Draft | False | False | 1 | False | Horizontal |  | None | Condensing | Step Modulating |  | 0.5 | Premium |  | 80000 | 77000 |  |  | 80800 | 435 | 97.5 | 78 | [8 empty] | Federally-Regulated Consumer Product | 03/08/2017 |  | 03/08/2017
York | Coleman | D7NQ042D09006NX | Natural Gas | Induced Draft | False | True | 1 | False | Horizontal |  | None | Non-Condensing | Two-Stage Modulating |  | 1 | Premium |  | 108000 | 89000 |  |  | 94500 | 338 | 81 | 78 | [8 empty] | Federally-Regulated Consumer Product | 03/08/2017 |  | 03/08/2017
York | Coleman | D7HQ048D11006NX | LPG | Induced Draft | False | True | 1 | False | Down |  | None | Non-Condensing | Two-Stage Modulating |  | 1 | Premium |  | 135000 | 110000 |  |  | 112900 | 413 | 81 | 78 | [8 empty] | Federally-Regulated Consumer Product | 03/08/2017 |  | 03/08/2017
York | Evcon | D7NQ030N05606NX | Natural Gas | Induced Draft | False | True | 1 | False | Horizontal |  | None | Non-Condensing | Single-Stage |  | 0.75 | Premium |  | 70000 | 57000 |  |  | 57800 | 372 | 81 | 78 | [8 empty] | Federally-Regulated Consumer Product | 03/08/2017 |  | 03/08/2017
York | Fraser Johnston | TMLV080C16MP11 | Natural Gas | Induced Draft | False | False | 1 | False | Up |  | None | Non-Condensing | Two-Stage Modulating |  | 0.75 | Premium |  | 80000 | 63000 |  |  | 76900 | 323 | 80 | 78 | [8 empty] | Federally-Regulated Consumer Product | 03/08/2017 |  | 03/08/2017
York | York | D6NX048D11006NX | LPG | Induced Draft | False | True | 1 | False | Down |  | None | Non-Condensing | Two-Stage Modulating |  | 1 | Premium |  | 135000 | 108000 |  |  | 114400 | 262 | 80 | 78 | [8 empty] | Federally-Regulated Consumer Product | 03/08/2017 |  | 03/08/2017
York | Fraser Johnston | TM8T100C20MP11 | LPG | Induced Draft | False | False | 1 | False | Horizontal |  | None | Non-Condensing | Two-Stage Modulating |  | 1 | Standard |  | 100000 | 80000 |  |  | 97200 | 688 | 80 | 78 | [8 empty] | Federally-Regulated Consumer Product | 03/08/2017 |  | 03/08/2017
York | Fraser Johnston | TG9S060A10MP11 | Natural Gas | Induced Draft | False | False | 1 | False | Down | None | None | Condensing | Single-Stage | Multiple-Speed | 0.5 | Standard |  | 60000 | 58000 | 1103 | 769 | 47900 | 674 | 95.5 | 78 | [8 empty] | Federally-Regulated Consumer Product | 03/08/2017 |  | 03/08/2017
York | York | D6NQ060N06506NX | LPG | Induced Draft | False | True | 1 | False | Down |  | None | Non-Condensing | Single-Stage |  | 1 | Premium |  | 80000 | 64000 |  |  | 75500 | 910 | 80.8 | 78 | [8 empty] | Federally-Regulated Consumer Product | 03/08/2017 |  | 03/08/2017
York | Evcon | D6NZ060N11006NX | Natural Gas | Induced Draft | False | True | 1 | False | Down |  | None | Non-Condensing | Single-Stage |  | 1 | Premium |  | 135000 | 108000 |  |  | 115300 | 1073 | 80.2 | 78 | [8 empty] | Federally-Regulated Consumer Product | 03/08/2017 |  | 03/08/2017
York | York | D6NX048D11006NX | Natural Gas | Induced Draft | False | True | 1 | False | Down |  | None | Non-Condensing | Two-Stage Modulating |  | 1 | Premium |  | 135000 | 108000 |  |  | 114400 | 262 | 80 | 78 | [8 empty] | Federally-Regulated Consumer Product | 03/08/2017 |  | 03/08/2017
York | York | TM9T100C20MP11 | LPG | Induced Draft | False | False | 1 | False | Down | None | None | Condensing | Two-Stage Modulating | Multiple-Speed | 1 | Standard |  | 100000 | 96000 | 1934 | 1183 | 96500 | 1015 | 96 | 78 | [8 empty] | Federally-Regulated Consumer Product | 03/08/2017 |  | 03/08/2017
York | Coleman | D7NQ036N03606NX | LPG | Induced Draft | False | True | 1 | False | Down |  | None | Non-Condensing | Single-Stage |  | 0.75 | Premium |  | 45000 | 36000 |  |  | 38500 | 238 | 81 | 78 | [8 empty] | Federally-Regulated Consumer Product | 03/08/2017 |  | 03/08/2017
York | York | TPLC060A12MP12 | LPG | Induced Draft | False | False | 1 | False | Horizontal |  | None | Non-Condensing | Step Modulating |  | 0.5 | Premium |  | 60000 | 47000 |  |  | 58100 | 167 | 80 | 78 | [8 empty] | Federally-Regulated Consumer Product | 03/08/2017 |  | 03/08/2017
York | Fraser Johnston | TP9C080C16MP12 | Natural Gas | Induced Draft | False | False | 1 | False | Horizontal |  | None | Condensing | Step Modulating |  | 0.75 | Premium |  | 80000 | 78000 |  |  | 80600 | 460 | 97.7 | 78 | [8 empty] | Federally-Regulated Consumer Product | 03/08/2017 |  | 03/08/2017
York | Coleman | X33E[N,S]3******** | Natural Gas | Induced Draft | False | True | 3 | False | Horizontal |  | None | Non-Condensing | Single-Stage |  | 10 | Standard |  | 267000 | 213000 | [6 empty] | 80 | 80 | [6 empty] | Federally-Regulated Commercial & Industrial Equipment | 03/08/2017 |  | 03/08/2017
York | Coleman | X33B[D,T]5******** | LPG | Induced Draft | False | True | 3 | False | Down |  | None | Non-Condensing | Step Modulating |  | 10 | Standard |  | 533000 | 426000 | [6 empty] | 80 | 80 | [6 empty] | Federally-Regulated Commercial & Industrial Equipment | 03/08/2017 |  | 03/08/2017
York | York | D7NX024D05606NX | LPG | Induced Draft | False | True | 1 | False | Down |  | None | Non-Condensing | Two-Stage Modulating |  | 0.5 | Premium |  | 70000 | 57000 |  |  | 56100 | 215 | 81 | 78 | [8 empty] | Federally-Regulated Consumer Product | 03/08/2017 |  | 03/08/2017
York | Evcon | TG8S120C20MP11 | LPG | Induced Draft | False | False | 1 | False | Horizontal | None | None | Non-Condensing | Single-Stage | Multiple-Speed | 1 | Standard |  | 120000 | 96000 | 2338 | 1286 | 115200 | 1150 | 80 | 78 | [8 empty] | Federally-Regulated Consumer Product | 03/08/2017 |  | 03/08/2017
York | Coleman | D6NX036N09006NX | LPG | Induced Draft | False | True | 1 | False | Down |  | None | Non-Condensing | Single-Stage |  | 1 | Premium |  | 108000 | 87000 |  |  | 94400 | 1124 | 80.8 | 78 | [8 empty] | Federally-Regulated Consumer Product | 03/08/2017 |  | 03/08/2017
York | Fraser Johnston | TM9M100C20MP12 | LPG | Induced Draft | False | False | 1 | False | Horizontal |  | None | Condensing | Step Modulating |  | 1 | Standard |  | 100000 | 97000 |  |  | 93900 | 1231 | 97 | 78 | [8 empty] | Federally-Regulated Consumer Product | 03/08/2017 |  | 03/08/2017
York | Fraser Johnston | TG9S080C16MP11 | LPG | Induced Draft | False | False | 1 | False | Down | None | None | Condensing | Single-Stage | Multiple-Speed | 0.75 | Standard |  | 80000 | 78000 | 1671 | 838 | 80500 | 929 | 95.5 | 78 | [8 empty] | Federally-Regulated Consumer Product | 03/08/2017 |  | 03/08/2017
York | Coleman | D6NZ042N09006NX | Natural Gas | Induced Draft | False | True | 1 | False | Down |  | None | Non-Condensing | Single-Stage |  | 1 | Premium |  | 108000 | 87000 |  |  | 94400 | 1124 | 80.8 | 78 | [8 empty] | Federally-Regulated Consumer Product | 03/08/2017 |  | 03/08/2017
York | Fraser Johnston | D6NX036N09006NX | LPG | Induced Draft | False | True | 1 | False | Horizontal |  | None | Non-Condensing | Single-Stage |  | 1 | Premium |  | 108000 | 87000 |  |  | 94400 | 1124 | 80.8 | 78 | [8 empty] | Federally-Regulated Consumer Product | 03/08/2017 |  | 03/08/2017
York | Coleman | TGLS040A08MP11 | LPG | Induced Draft | False | False | 1 | False | Up | None | None | Non-Condensing | Single-Stage | Multiple-Speed | 0.2 | Standard |  | 40000 | 32000 | 717 | 489 | 38300 | 473 | 80 | 78 | [8 empty] | Federally-Regulated Consumer Product | 03/08/2017 |  | 03/08/2017
York | Coleman | D6NZ036N03606NX | LPG | Induced Draft | False | True | 1 | False | Down |  | None | Non-Condensing | Single-Stage |  | 0.75 | Premium |  | 45000 | 36000 |  |  | 37300 | 590 | 80.4 | 78 | [8 empty] | Federally-Regulated Consumer Product | 03/08/2017 |  | 03/08/2017
York | Fraser Johnston | TPLC080B12MP12 | LPG | Induced Draft | False | False | 1 | False | Horizontal |  | None | Non-Condensing | Step Modulating |  | 0.5 | Premium |  | 80000 | 62000 |  |  | 77900 | 235 | 80 | 78 | [8 empty] | Federally-Regulated Consumer Product | 03/08/2017 |  | 03/08/2017
York | Evcon | TG8S080B12MP11 | Natural Gas | Induced Draft | False | False | 1 | False | Down | None | None | Non-Condensing | Single-Stage | Multiple-Speed | 0.33 | Standard |  | 80000 | 64000 | 1195 | 620 | 76700 | 793 | 80 | 78 | [8 empty] | Federally-Regulated Consumer Product | 03/08/2017 |  | 03/08/2017
York | Coleman | TMLX100C16MP11 | LPG | Induced Draft | False | False | 1 | False | Horizontal |  | None | Non-Condensing | Single-Stage |  | 0.5 | Premium |  | 100000 | 80000 |  |  | 98400 | 431 | 80 | 78 | [8 empty] | Federally-Regulated Consumer Product | 03/08/2017 |  | 03/08/2017
York | York | TM9V040A10MP11 | Natural Gas | Induced Draft | False | False | 1 | False | Horizontal |  | None | Condensing | Two-Stage Modulating |  | 0.5 | Premium |  | 40000 | 38000 |  |  | 30800 | 180 | 96 | 78 | [8 empty] | Federally-Regulated Consumer Product | 03/08/2017 |  | 03/08/2017
York | York | D6NZ060D11006NX | LPG | Induced Draft | False | True | 1 | False | Horizontal |  | None | Non-Condensing | Two-Stage Modulating |  | 1 | Premium |  | 135000 | 108000 |  |  | 114400 | 262 | 80 | 78 | [8 empty] | Federally-Regulated Consumer Product | 03/08/2017 |  | 03/08/2017
York | Coleman | TM9X060B12MP11 | LPG | Induced Draft | False | False | 1 | False | Up | None | None | Condensing | Single-Stage | Multiple-Speed | 0.5 | Premium |  | 60000 | 57000 | 1197 | 398 | 49000 | 394 | 95.5 | 78 | [8 empty] | Federally-Regulated Consumer Product | 03/08/2017 |  | 03/08/2017
York | Guardian | GGLS130D20MP11 | LPG | Induced Draft | False | False | 1 | False | Down | None | None | Non-Condensing | Single-Stage | Multiple-Speed | 1 | Standard |  | 130000 | 104000 | 2399 | 1324 | 114700 | 1265 | 80 | 78 | [8 empty] | Federally-Regulated Consumer Product | 03/08/2017 |  | 03/08/2017
York | Luxaire | X33E[D,T]5******** | Natural Gas | Induced Draft | False | True | 3 | False | Horizontal |  | None | Non-Condensing | Step Modulating |  | 10 | Standard |  | 533000 | 426000 | [6 empty] | 80 | 80 | [6 empty] | Federally-Regulated Commercial & Industrial Equipment | 03/08/2017 |  | 03/08/2017
York | Fraser Johnston | D7NX024N03606NX | Natural Gas | Induced Draft | False | True | 1 | False | Horizontal |  | None | Non-Condensing | Single-Stage |  | 0.5 | Premium |  | 45000 | 37000 |  |  | 38700 | 201 | 81 | 78 | [8 empty] | Federally-Regulated Consumer Product | 03/08/2017 |  | 03/08/2017
York | Evcon | TM8X060A12MP11 | LPG | Induced Draft | False | False | 1 | False | Down |  | None | Non-Condensing | Single-Stage |  | 0.5 | Premium |  | 60000 | 48000 |  |  | 59100 | 243 | 80 | 78 | [8 empty] | Federally-Regulated Consumer Product | 03/08/2017 |  | 03/08/2017
York | Fraser Johnston | TG9S130D20MP11 | LPG | Induced Draft | False | False | 1 | False | Down | None | None | Condensing | Single-Stage | Multiple-Speed | 1 | Standard |  | 130000 | 125000 | 2047 | 1198 | 112700 | 1305 | 95.5 | 78 | [8 empty] | Federally-Regulated Consumer Product | 03/08/2017 |  | 03/08/2017
York | Fraser Johnston | D7HQ048D09006NX | LPG | Induced Draft | False | True | 1 | False | Horizontal |  | None | Non-Condensing | Two-Stage Modulating |  | 1 | Premium |  | 108000 | 89000 |  |  | 94500 | 338 | 81 | 78 | [8 empty] | Federally-Regulated Consumer Product | 03/08/2017 |  | 03/08/2017
York | York | TM9X080C16MP11 | Natural Gas | Induced Draft | False | False | 1 | False | Down | None | None | Condensing | Single-Stage | Multiple-Speed | 0.5 | Premium |  | 80000 | 76000 | 1558 | 457 | 65200 | 513 | 95.5 | 78 | [8 empty] | Federally-Regulated Consumer Product | 03/08/2017 |  | 03/08/2017
York | Fraser Johnston | TMLX060A12MP11 | Natural Gas | Induced Draft | False | False | 1 | False | Up |  | None | Non-Condensing | Single-Stage |  | 0.5 | Premium |  | 60000 | 48000 |  |  | 59100 | 243 | 80 | 78 | [8 empty] | Federally-Regulated Consumer Product | 03/08/2017 |  | 03/08/2017
York | Evcon | D7NQ042N09006NX | Natural Gas | Induced Draft | False | True | 1 | False | Horizontal |  | None | Non-Condensing | Single-Stage |  | 1 | Premium |  | 108000 | 88000 |  |  | 96900 | 467 | 81 | 78 | [8 empty] | Federally-Regulated Consumer Product | 03/08/2017 |  | 03/08/2017
York | Luxaire | TGLS080C22MP11 | Natural Gas | Induced Draft | False | False | 1 | False | Down | None | None | Non-Condensing | Single-Stage | Multiple-Speed | 1 | Standard |  | 80000 | 64000 | 2448 | 1263 | 74800 | 1234 | 80 | 78 | [8 empty] | Federally-Regulated Consumer Product | 03/08/2017 |  | 03/08/2017
York | Luxaire | D7NQ030D05606NX | LPG | Induced Draft | False | True | 1 | False | Down |  | None | Non-Condensing | Two-Stage Modulating |  | 0.75 | Premium |  | 70000 | 57000 |  |  | 56100 | 216 | 81 | 78 | [8 empty] | Federally-Regulated Consumer Product | 03/08/2017 |  | 03/08/2017
York | York | D6NZ036D05606NX | Natural Gas | Induced Draft | False | True | 1 | False | Horizontal |  | None | Non-Condensing | Two-Stage Modulating |  | 0.75 | Premium |  | 70000 | 56000 |  |  | 58000 | 263 | 80 | 78 | [8 empty] | Federally-Regulated Consumer Product | 03/08/2017 |  | 03/08/2017
York | York | TG9S080C16MP11 | LPG | Induced Draft | False | False | 1 | False | Down | None | None | Condensing | Single-Stage | Multiple-Speed | 0.75 | Standard |  | 80000 | 78000 | 1671 | 838 | 80500 | 929 | 95.5 | 78 | [8 empty] | Federally-Regulated Consumer Product | 03/08/2017 |  | 03/08/2017
York | Luxaire | TM9E040A10MP11 | Natural Gas | Induced Draft | False | False | 1 | False | Horizontal |  | None | Condensing | Single-Stage |  | 0.5 | Premium |  | 40000 | 38000 |  |  | 33100 | 195 | 95 | 78 | [8 empty] | Federally-Regulated Consumer Product | 03/08/2017 |  | 03/08/2017
York | York | D6NZ042D09006NX | LPG | Induced Draft | False | True | 1 | False | Horizontal |  | None | Non-Condensing | Two-Stage Modulating |  | 0.75 | Premium |  | 108000 | 87000 |  |  | 95300 | 362 | 80 | 78 | [8 empty] | Federally-Regulated Consumer Product | 03/08/2017 |  | 03/08/2017
York | Coleman | TG8S060A10MP11 | LPG | Induced Draft | False | False | 1 | False | Down | None | None | Non-Condensing | Single-Stage | Multiple-Speed | 0.33 | Standard |  | 60000 | 48000 | 1004 | 708 | 57700 | 553 | 80 | 78 | [8 empty] | Federally-Regulated Consumer Product | 03/08/2017 |  | 03/08/2017
York | Fraser Johnston | D6NZ042N06506NX | Natural Gas | Induced Draft | False | True | 1 | False | Down |  | None | Non-Condensing | Single-Stage |  | 1 | Premium |  | 80000 | 64000 |  |  | 74700 | 1140 | 80.6 | 78 | [8 empty] | Federally-Regulated Consumer Product | 03/08/2017 |  | 03/08/2017
York | Luxaire | D7NQ036D07206NX | LPG | Induced Draft | False | True | 1 | False | Horizontal |  | None | Non-Condensing | Two-Stage Modulating |  | 0.75 | Premium |  | 90000 | 74000 |  |  | 73500 | 341 | 81 | 78 | [8 empty] | Federally-Regulated Consumer Product | 03/08/2017 |  | 03/08/2017
York | Evcon | TG8S080B12MP11 | Natural Gas | Induced Draft | False | False | 1 | False | Up | None | None | Non-Condensing | Single-Stage | Multiple-Speed | 0.33 | Standard |  | 80000 | 64000 | 1195 | 620 | 76700 | 793 | 80 | 78 | [8 empty] | Federally-Regulated Consumer Product | 03/08/2017 |  | 03/08/2017
York | Coleman | D6NQ042N06506NX | Natural Gas | Induced Draft | False | True | 1 | False | Horizontal |  | None | Non-Condensing | Single-Stage |  | 1 | Premium |  | 80000 | 64000 |  |  | 74700 | 1140 | 80.8 | 78 | [8 empty] | Federally-Regulated Consumer Product | 03/08/2017 |  | 03/08/2017
York | Coleman | TM9T060B12MP11 | Natural Gas | Induced Draft | False | False | 1 | False | Horizontal | None | None | Condensing | Two-Stage Modulating | Multiple-Speed | 0.5 | Standard |  | 60000 | 58000 | 1243 | 713 | 48700 | 371 | 96 | 78 | [8 empty] | Federally-Regulated Consumer Product | 03/08/2017 |  | 03/08/2017
York | York | TM8X080C16MP11 | LPG | Induced Draft | False | False | 1 | False | Up |  | None | Non-Condensing | Single-Stage |  | 0.5 | Premium |  | 80000 | 64000 |  |  | 78300 | 444 | 80 | 78 | [8 empty] | Federally-Regulated Consumer Product | 03/08/2017 |  | 03/08/2017
York | Guardian | GG9S040A08MP11 | Natural Gas | Induced Draft | False | False | 1 | False | Horizontal | None | None | Condensing | Single-Stage | Multiple-Speed | 0.5 | Standard |  | 40000 | 39000 | 950 | 581 | 31900 | 458 | 95.5 | 78 | [8 empty] | Federally-Regulated Consumer Product | 03/08/2017 |  | 03/08/2017
York | Luxaire | D6NQ030N05606NX | LPG | Induced Draft | False | True | 1 | False | Down |  | None | Non-Condensing | Single-Stage |  | 0.75 | Premium |  | 70000 | 56000 |  |  | 56700 | 764 | 80.5 | 78 | [8 empty] | Federally-Regulated Consumer Product | 03/08/2017 |  | 03/08/2017
York | Fraser Johnston | D6NQ036N07206NX | LPG | Induced Draft | False | True | 1 | False | Down |  | None | Non-Condensing | Single-Stage |  | 0.75 | Premium |  | 90000 | 72000 |  |  | 75500 | 1056 | 80.1 | 78 | [8 empty] | Federally-Regulated Consumer Product | 03/08/2017 |  | 03/08/2017
York | York | TM9V080C16MP11 | Natural Gas | Induced Draft | False | False | 1 | False | Down | None | None | Condensing | Two-Stage Modulating | Variable-Speed | 0.75 | Premium | 60 | 80000 | 77000 | 1787 | 544 | 79000 | 273 | 96 | 78 | [8 empty] | Federally-Regulated Consumer Product | 03/08/2017 |  | 03/08/2017
York | Evcon | TM9M100C20MP12 | Natural Gas | Induced Draft | False | False | 1 | False | Down |  | None | Condensing | Step Modulating |  | 1 | Standard |  | 100000 | 97000 |  |  | 93900 | 1231 | 97 | 78 | [8 empty] | Federally-Regulated Consumer Product | 03/08/2017 |  | 03/08/2017
York | Evcon | TMLV100C16MP11 | Natural Gas | Induced Draft | False | False | 1 | False | Up |  | None | Non-Condensing | Two-Stage Modulating |  | 0.75 | Premium |  | 100000 | 80000 |  |  | 94700 | 368 | 80 | 78 | [8 empty] | Federally-Regulated Consumer Product | 03/08/2017 |  | 03/08/2017
York | Coleman | TM8X100C16MP11 | LPG | Induced Draft | False | False | 1 | False | Down |  | None | Non-Condensing | Single-Stage |  | 0.5 | Premium |  | 100000 | 80000 |  |  | 98400 | 431 | 80 | 78 | [8 empty] | Federally-Regulated Consumer Product | 03/08/2017 |  | 03/08/2017
York | Luxaire | D6NQ024N03606NX | LPG | Induced Draft | False | True | 1 | False | Horizontal |  | None | Non-Condensing | Single-Stage |  | 0.5 | Premium |  | 45000 | 36000 |  |  | 37900 | 468 | 80.2 | 78 | [8 empty] | Federally-Regulated Consumer Product | 03/08/2017 |  | 03/08/2017
York | Coleman | MG9S100C20MP11 | Natural Gas | Induced Draft | False | False | 1 | True | Down |  | None | Condensing | Single-Stage |  | 1 | Standard |  | 100000 | 97000 |  |  | 96600 | 1161 | 95.5 | 75 | [8 empty] | Federally-Regulated Consumer Product | 03/08/2017 |  | 03/08/2017
York | Fraser Johnston | TP9C080B12MP12 | Natural Gas | Induced Draft | False | False | 1 | False | Down |  | None | Condensing | Step Modulating |  | 0.5 | Premium |  | 80000 | 77000 |  |  | 80800 | 435 | 97.5 | 78 | [8 empty] | Federally-Regulated Consumer Product | 03/08/2017 |  | 03/08/2017
York | York | TP9C080C16MP12 | LPG | Induced Draft | False | False | 1 | False | Up |  | None | Condensing | Step Modulating |  | 0.75 | Premium |  | 80000 | 78000 |  |  | 80600 | 460 | 97.7 | 78 | [8 empty] | Federally-Regulated Consumer Product | 03/08/2017 |  | 03/08/2017
York | Coleman | TGLS080B12MP11 | Natural Gas | Induced Draft | False | False | 1 | False | Down | None | None | Non-Condensing | Single-Stage | Multiple-Speed | 0.33 | Standard |  | 80000 | 64000 | 1195 | 620 | 76700 | 793 | 80 | 78 | [8 empty] | Federally-Regulated Consumer Product | 03/08/2017 |  | 03/08/2017
York | Luxaire | TM9M100C16MP12 | Natural Gas | Induced Draft | False | False | 1 | False | Horizontal |  | None | Condensing | Step Modulating |  | 0.75 | Standard |  | 100000 | 97000 |  |  | 93000 | 1500 | 97 | 78 | [8 empty] | Federally-Regulated Consumer Product | 03/08/2017 |  | 03/08/2017
York | York | TM9E120D20MP11 | LPG | Induced Draft | False | False | 1 | False | Up |  | None | Condensing | Single-Stage |  | 0.75 | Premium |  | 120000 | 114000 |  |  | 115900 | 624 | 95 | 78 | [8 empty] | Federally-Regulated Consumer Product | 03/08/2017 |  | 03/08/2017
York | York | Z33A[D,T]3******** | Natural Gas | Induced Draft | False | True | 3 | False | Horizontal |  | None | Non-Condensing | Step Modulating |  | 10 | Standard |  | 267000 | 213000 | [6 empty] | 80 | 80 | [6 empty] | Federally-Regulated Commercial & Industrial Equipment | 03/08/2017 |  | 03/08/2017
York | Evcon | RGF19120DE20MP11 | LPG | Induced Draft | False | False | 1 | False | Horizontal |  | None | Condensing | Single-Stage |  | 0.75 | Premium |  | 120000 | 114000 |  |  | 114600 | 816 | 95.5 | 78 | [8 empty] | Federally-Regulated Consumer Product | 03/08/2017 |  | 03/08/2017
York | Evcon | TM9T080C16MP11 | Natural Gas | Induced Draft | False | False | 1 | False | Up | None | None | Condensing | Two-Stage Modulating | Multiple-Speed | 0.75 | Standard |  | 80000 | 77000 | 1671 | 838 | 80400 | 849 | 96 | 78 | [8 empty] | Federally-Regulated Consumer Product | 03/08/2017 |  | 03/08/2017
York | York | D6NZ060N09006NX | LPG | Induced Draft | False | True | 1 | False | Down |  | None | Non-Condensing | Single-Stage |  | 1 | Premium |  | 108000 | 87000 |  |  | 93400 | 1313 | 80.9 | 78 | [8 empty] | Federally-Regulated Consumer Product | 03/08/2017 |  | 03/08/2017
York | Johnson Controls | T33B[D,T]3******** | Natural Gas | Induced Draft | False | True | 3 | False | Horizontal |  | None | Non-Condensing | Step Modulating |  | 10 | Standard |  | 267000 | 213000 | [6 empty] | 80 | 80 | [6 empty] | Federally-Regulated Commercial & Industrial Equipment | 03/08/2017 |  | 03/08/2017
York | Coleman | D6NQ060N11006NX | LPG | Induced Draft | False | True | 1 | False | Down |  | None | Non-Condensing | Single-Stage |  | 1 | Premium |  | 135000 | 108000 |  |  | 115300 | 1073 | 80.2 | 78 | [8 empty] | Federally-Regulated Consumer Product | 03/08/2017 |  | 03/08/2017
York | Coleman | D6NZ060D09006NX | LPG | Induced Draft | False | True | 1 | False | Down |  | None | Non-Condensing | Two-Stage Modulating |  | 1 | Premium |  | 108000 | 87000 |  |  | 94100 | 544 | 80 | 78 | [8 empty] | Federally-Regulated Consumer Product | 03/08/2017 |  | 03/08/2017
York | Fraser Johnston | D7NX036D09006NX | Natural Gas | Induced Draft | False | True | 1 | False | Down |  | None | Non-Condensing | Two-Stage Modulating |  | 1 | Premium |  | 108000 | 89000 |  |  | 94500 | 338 | 81 | 78 | [8 empty] | Federally-Regulated Consumer Product | 03/08/2017 |  | 03/08/2017
York | Coleman | TGLS100C20MP11 | LPG | Induced Draft | False | False | 1 | False | Up | None | None | Non-Condensing | Single-Stage | Multiple-Speed | 1 | Standard |  | 100000 | 80000 | 2478 | 1307 | 95100 | 1178 | 80 | 78 | [8 empty] | Federally-Regulated Consumer Product | 03/08/2017 |  | 03/08/2017
York | Fraser Johnston | TM9M080B12MP12 | Natural Gas | Induced Draft | False | False | 1 | False | Up |  | None | Condensing | Step Modulating |  | 0.5 | Standard |  | 80000 | 77000 |  |  | 77900 | 1113 | 97 | 78 | [8 empty] | Federally-Regulated Consumer Product | 03/08/2017 |  | 03/08/2017
York | Luxaire | TG9S080C22MP11 | LPG | Induced Draft | False | False | 1 | False | Down | None | None | Condensing | Single-Stage | Multiple-Speed | 1 | Standard |  | 80000 | 78000 | 2162 | 1285 | 80400 | 966 | 95.5 | 78 | [8 empty] | Federally-Regulated Consumer Product | 03/08/2017 |  | 03/08/2017
York | Luxaire | TMLV100C16MP11 | LPG | Induced Draft | False | False | 1 | False | Up |  | None | Non-Condensing | Two-Stage Modulating |  | 0.75 | Premium |  | 100000 | 80000 |  |  | 94700 | 368 | 80 | 78 | [8 empty] | Federally-Regulated Consumer Product | 03/08/2017 |  | 03/08/2017
York | Luxaire | ZS048*06*F**** | Natural Gas | Induced Draft | False | True | 1 | False | Down |  | None | Non-Condensing | Single-Stage |  | 1.5 | Standard |  | 75000 | 60000 |  |  | 57700 | 396 | 80.9 | 78 | [8 empty] | Federally-Regulated Consumer Product | 03/08/2017 |  | 03/08/2017
York | York | TMLV080C16MP11 | LPG | Induced Draft | False | False | 1 | False | Down |  | None | Non-Condensing | Two-Stage Modulating |  | 0.75 | Premium |  | 80000 | 63000 |  |  | 76900 | 323 | 80 | 78 | [8 empty] | Federally-Regulated Consumer Product | 03/08/2017 |  | 03/08/2017
York | Coleman | TM9V060B12MP11 | LPG | Induced Draft | False | False | 1 | False | Horizontal | None | None | Condensing | Two-Stage Modulating | Variable-Speed | 0.5 | Premium | 60 | 60000 | 58000 | 1343 | 456 | 47800 | 284 | 96 | 78 | [8 empty] | Federally-Regulated Consumer Product | 03/08/2017 |  | 03/08/2017
York | York | TMLT100C20MP11 | Natural Gas | Induced Draft | False | False | 1 | False | Horizontal |  | None | Non-Condensing | Two-Stage Modulating |  | 1 | Standard |  | 100000 | 80000 |  |  | 97200 | 688 | 80 | 78 | [8 empty] | Federally-Regulated Consumer Product | 03/08/2017 |  | 03/08/2017
York | Evcon | TM9X080B12MP11 | LPG | Induced Draft | False | False | 1 | False | Up | None | None | Condensing | Single-Stage | Multiple-Speed | 0.5 | Premium |  | 80000 | 76000 | 1221 | 403 | 65700 | 408 | 95.5 | 78 | [8 empty] | Federally-Regulated Consumer Product | 03/08/2017 |  | 03/08/2017
York | York | TM9M080C16MP12 | LPG | Induced Draft | False | False | 1 | False | Down |  | None | Condensing | Step Modulating |  | 0.75 | Standard |  | 80000 | 78000 |  |  | 76300 | 1530 | 97 | 78 | [8 empty] | Federally-Regulated Consumer Product | 03/08/2017 |  | 03/08/2017
York | Evcon | RGF19080CP16MP11 | Natural Gas | Induced Draft | False | False | 1 | False | Down |  | None | Condensing | Single-Stage |  | 0.75 | Standard |  | 80000 | 78000 |  |  | 80500 | 968 | 95.5 | 78 | [8 empty] | Federally-Regulated Consumer Product | 03/08/2017 |  | 03/08/2017
York | Evcon | TM9M080B12MP12 | LPG | Induced Draft | False | False | 1 | False | Down |  | None | Condensing | Step Modulating |  | 0.5 | Standard |  | 80000 | 77000 |  |  | 77900 | 1113 | 97 | 78 | [8 empty] | Federally-Regulated Consumer Product | 03/08/2017 |  | 03/08/2017
York | York | TG9S080B12MP11 | Natural Gas | Induced Draft | False | False | 1 | False | Up | None | None | Condensing | Single-Stage | Multiple-Speed | 0.5 | Standard |  | 80000 | 78000 | 1370 | 854 | 80600 | 920 | 95.5 | 78 | [8 empty] | Federally-Regulated Consumer Product | 03/08/2017 |  | 03/08/2017
York | Evcon | TG8S130D20MP11 | LPG | Induced Draft | False | False | 1 | False | Horizontal | None | None | Non-Condensing | Single-Stage | Multiple-Speed | 1 | Standard |  | 130000 | 104000 | 2399 | 1324 | 114700 | 1265 | 80 | 78 | [8 empty] | Federally-Regulated Consumer Product | 03/08/2017 |  | 03/08/2017
York | Evcon | D6NQ060N11006NX | LPG | Induced Draft | False | True | 1 | False | Down |  | None | Non-Condensing | Single-Stage |  | 1 | Premium |  | 135000 | 108000 |  |  | 115300 | 1073 | 80.2 | 78 | [8 empty] | Federally-Regulated Consumer Product | 03/08/2017 |  | 03/08/2017
York | Evcon | TPLC120C20MP12 | LPG | Induced Draft | False | False | 1 | False | Down |  | None | Non-Condensing | Step Modulating |  | 1 | Premium |  | 120000 | 95000 |  |  | 115200 | 484 | 80 | 78 | [8 empty] | Federally-Regulated Consumer Product | 03/08/2017 |  | 03/08/2017
York | Coleman | X33A[D,T]5******** | LPG | Induced Draft | False | True | 3 | False | Down |  | None | Non-Condensing | Step Modulating |  | 10 | Standard |  | 533000 | 426000 | [6 empty] | 80 | 80 | [6 empty] | Federally-Regulated Commercial & Industrial Equipment | 03/08/2017 |  | 03/08/2017
York | Evcon | TP9C100C16MP12 | Natural Gas | Induced Draft | False | False | 1 | False | Horizontal |  | None | Condensing | Step Modulating |  | 0.75 | Premium |  | 100000 | 97000 |  |  | 96500 | 536 | 97.7 | 78 | [8 empty] | Federally-Regulated Consumer Product | 03/08/2017 |  | 03/08/2017
York | Coleman | TG9S100C16MP11 | Natural Gas | Induced Draft | False | False | 1 | False | Horizontal | None | None | Condensing | Single-Stage | Multiple-Speed | 0.75 | Standard |  | 100000 | 97000 | 1706 | 819 | 96500 | 1156 | 95.5 | 78 | [8 empty] | Federally-Regulated Consumer Product | 03/08/2017 |  | 03/08/2017
York | Evcon | D7NY060D09006NX | LPG | Induced Draft | False | True | 1 | False | Down |  | None | Non-Condensing | Two-Stage Modulating |  | 1 | Premium |  | 108000 | 89000 |  |  | 94500 | 338 | 81 | 78 | [8 empty] | Federally-Regulated Consumer Product | 03/08/2017 |  | 03/08/2017
York | Fraser Johnston | D6NZ048N11006NX | Natural Gas | Induced Draft | False | True | 1 | False | Down |  | None | Non-Condensing | Single-Stage |  | 1 | Premium |  | 135000 | 108000 |  |  | 114000 | 1275 | 80.2 | 78 | [8 empty] | Federally-Regulated Consumer Product | 03/08/2017 |  | 03/08/2017
York | York | D6NZ048N09006NX | LPG | Induced Draft | False | True | 1 | False | Down |  | None | Non-Condensing | Single-Stage |  | 1 | Premium |  | 108000 | 87000 |  |  | 93800 | 1315 | 80.9 | 78 | [8 empty] | Federally-Regulated Consumer Product | 03/08/2017 |  | 03/08/2017
York | York | TMLT080B12MP11 | LPG | Induced Draft | False | False | 1 | False | Down |  | None | Non-Condensing | Two-Stage Modulating |  | 0.33 | Standard |  | 80000 | 63000 |  |  | 77700 | 568 | 80 | 78 | [8 empty] | Federally-Regulated Consumer Product | 03/08/2017 |  | 03/08/2017
York | Evcon | TMLX120C20MP11 | Natural Gas | Induced Draft | False | False | 1 | False | Horizontal |  | None | Non-Condensing | Single-Stage |  | 0.75 | Premium |  | 120000 | 96000 |  |  | 117500 | 635 | 80 | 78 | [8 empty] | Federally-Regulated Consumer Product | 03/08/2017 |  | 03/08/2017
York | Evcon | TMLV080B12MP11 | LPG | Induced Draft | False | False | 1 | False | Up |  | None | Non-Condensing | Two-Stage Modulating |  | 0.5 | Premium |  | 80000 | 63000 |  |  | 75800 | 315 | 80 | 78 | [8 empty] | Federally-Regulated Consumer Product | 03/08/2017 |  | 03/08/2017
York | Evcon | TMLT060A12MP11 | LPG | Induced Draft | False | False | 1 | False | Up |  | None | Non-Condensing | Two-Stage Modulating |  | 0.33 | Standard |  | 60000 | 47000 |  |  | 58100 | 450 | 80 | 78 | [8 empty] | Federally-Regulated Consumer Product | 03/08/2017 |  | 03/08/2017
York | York | TPLC060A12MP11 | Natural Gas | Induced Draft | False | False | 1 | False | Up | None | None | Non-Condensing | Step Modulating | Variable-Speed | 0.5 | Premium | 60 | 60000 | 47000 | 1340 | 440 | 59700 | 88 | 80 | 78 | [8 empty] | Federally-Regulated Consumer Product | 03/08/2017 |  | 03/08/2017
York | Coleman | D6NQ048D09006NX | Natural Gas | Induced Draft | False | True | 1 | False | Horizontal |  | None | Non-Condensing | Two-Stage Modulating |  | 1 | Premium |  | 108000 | 87000 |  |  | 94100 | 287 | 80 | 78 | [8 empty] | Federally-Regulated Consumer Product | 03/08/2017 |  | 03/08/2017
York | Luxaire | D6NZ048D11006NX | LPG | Induced Draft | False | True | 1 | False | Horizontal |  | None | Non-Condensing | Two-Stage Modulating |  | 1 | Premium |  | 135000 | 108000 |  |  | 114400 | 262 | 80 | 78 | [8 empty] | Federally-Regulated Consumer Product | 03/08/2017 |  | 03/08/2017
York | Luxaire | G33B[D,T]3******** | LPG | Induced Draft | False | True | 3 | False | Horizontal |  | None | Non-Condensing | Step Modulating |  | 10 | Standard |  | 267000 | 213000 | [6 empty] | 80 | 80 | [6 empty] | Federally-Regulated Commercial & Industrial Equipment | 03/08/2017 |  | 03/08/2017
York | Guardian | RGF19100CE16MP12 | LPG | Induced Draft | False | False | 1 | False | Down |  | None | Condensing | Single-Stage |  | 0.5 | Premium |  | 100000 | 96000 |  |  | 99600 | 463 | 95 | 78 | [8 empty] | Federally-Regulated Consumer Product | 03/08/2017 |  | 03/08/2017
York | Guardian | GG8S080C16MP11 | LPG | Induced Draft | False | False | 1 | False | Horizontal | None | None | Non-Condensing | Single-Stage | Multiple-Speed | 0.5 | Standard |  | 80000 | 64000 | 1602 | 1069 | 75100 | 1168 | 80 | 78 | [8 empty] | Federally-Regulated Consumer Product | 03/08/2017 |  | 03/08/2017
York | Evcon | RGF1L080BE12MP11 | LPG | Induced Draft | False | False | 1 | False | Horizontal |  | None | Non-Condensing | Single-Stage |  | 0.5 | Premium |  | 80000 | 64000 |  |  | 78600 | 379 | 80 | 78 | [8 empty] | Federally-Regulated Consumer Product | 03/08/2017 |  | 03/08/2017
York | Coleman | D7NQ042N06506NX | LPG | Induced Draft | False | True | 1 | False | Down |  | None | Non-Condensing | Single-Stage |  | 1 | Premium |  | 80000 | 66000 |  |  | 77300 | 424 | 81 | 78 | [8 empty] | Federally-Regulated Consumer Product | 03/08/2017 |  | 03/08/2017
York | York | D7HQ048D09006NX | Natural Gas | Induced Draft | False | True | 1 | False | Horizontal |  | None | Non-Condensing | Two-Stage Modulating |  | 1 | Premium |  | 108000 | 89000 |  |  | 94500 | 338 | 81 | 78 | [8 empty] | Federally-Regulated Consumer Product | 03/08/2017 |  | 03/08/2017
York | Luxaire | TM8T080B12MP11 | LPG | Induced Draft | False | False | 1 | False | Down |  | None | Non-Condensing | Two-Stage Modulating |  | 0.33 | Standard |  | 80000 | 63000 |  |  | 77700 | 568 | 80 | 78 | [8 empty] | Federally-Regulated Consumer Product | 03/08/2017 |  | 03/08/2017
York | Evcon | RGF19100CE16MP12 | Natural Gas | Induced Draft | False | False | 1 | False | Down |  | None | Condensing | Single-Stage |  | 0.5 | Premium |  | 100000 | 96000 |  |  | 99600 | 463 | 95 | 78 | [8 empty] | Federally-Regulated Consumer Product | 03/08/2017 |  | 03/08/2017
York | Evcon | RGF19100CE20MP12 | Natural Gas | Induced Draft | False | False | 1 | False | Horizontal |  | None | Condensing | Single-Stage |  | 0.75 | Premium |  | 100000 | 96000 |  |  | 99800 | 410 | 95 | 78 | [8 empty] | Federally-Regulated Consumer Product | 03/08/2017 |  | 03/08/2017
York | Guardian | RGF1L080BP12MP11 | Natural Gas | Induced Draft | False | False | 1 | False | Down |  | None | Non-Condensing | Single-Stage |  | 0.33 | Standard |  | 80000 | 64000 |  |  | 76800 | 831 | 80 | 78 | [8 empty] | Federally-Regulated Consumer Product | 03/08/2017 |  | 03/08/2017
York | York | TMLT080C16MP11 | LPG | Induced Draft | False | False | 1 | False | Down |  | None | Non-Condensing | Two-Stage Modulating |  | 0.5 | Standard |  | 80000 | 63000 |  |  | 77500 | 607 | 80 | 78 | [8 empty] | Federally-Regulated Consumer Product | 03/08/2017 |  | 03/08/2017
York | Fraser Johnston | TM9M080B12MP12 | LPG | Induced Draft | False | False | 1 | False | Down |  | None | Condensing | Step Modulating |  | 0.5 | Standard |  | 80000 | 77000 |  |  | 77900 | 1113 | 97 | 78 | [8 empty] | Federally-Regulated Consumer Product | 03/08/2017 |  | 03/08/2017
York | Guardian | RGF1L100CE20MP11 | Natural Gas | Induced Draft | False | False | 1 | False | Down |  | None | Non-Condensing | Single-Stage |  | 0.75 | Premium |  | 100000 | 80000 |  |  | 97800 | 568 | 80 | 78 | [8 empty] | Federally-Regulated Consumer Product | 03/08/2017 |  | 03/08/2017
York | Luxaire | TM9V100C16MP11 | LPG | Induced Draft | False | False | 1 | False | Down | None | None | Condensing | Two-Stage Modulating | Variable-Speed | 0.75 | Premium | 60 | 100000 | 96000 | 1818 | 519 | 95600 | 364 | 96 | 78 | [8 empty] | Federally-Regulated Consumer Product | 03/08/2017 |  | 03/08/2017
York | York | TMLT100C20MP11 | LPG | Induced Draft | False | False | 1 | False | Down |  | None | Non-Condensing | Two-Stage Modulating |  | 1 | Standard |  | 100000 | 80000 |  |  | 97200 | 688 | 80 | 78 | [8 empty] | Federally-Regulated Consumer Product | 03/08/2017 |  | 03/08/2017
York | Coleman | TMLX120C20MP11 | LPG | Induced Draft | False | False | 1 | False | Horizontal |  | None | Non-Condensing | Single-Stage |  | 0.75 | Premium |  | 120000 | 96000 |  |  | 117500 | 635 | 80 | 78 | [8 empty] | Federally-Regulated Consumer Product | 03/08/2017 |  | 03/08/2017
York | Fraser Johnston | TM9E040A10MP11 | Natural Gas | Induced Draft | False | False | 1 | False | Horizontal |  | None | Condensing | Single-Stage |  | 0.5 | Premium |  | 40000 | 38000 |  |  | 33100 | 195 | 95 | 78 | [8 empty] | Federally-Regulated Consumer Product | 03/08/2017 |  | 03/08/2017
York | Coleman | TG8S100B12MP11 | LPG | Induced Draft | False | False | 1 | False | Horizontal | None | None | Non-Condensing | Single-Stage | Multiple-Speed | 0.33 | Standard |  | 100000 | 80000 | 1223 | 614 | 96100 | 935 | 80 | 78 | [8 empty] | Federally-Regulated Consumer Product | 03/08/2017 |  | 03/08/2017
York | Coleman | TM9V100C20MP11 | Natural Gas | Induced Draft | False | False | 1 | False | Up | None | None | Condensing | Two-Stage Modulating | Variable-Speed | 1 | Premium | 60 | 100000 | 96000 | 2019 | 576 | 94300 | 386 | 96 | 78 | [8 empty] | Federally-Regulated Consumer Product | 03/08/2017 |  | 03/08/2017
York | Coleman | X33E[D,T]3******** | LPG | Induced Draft | False | True | 3 | False | Horizontal |  | None | Non-Condensing | Step Modulating |  | 10 | Standard |  | 267000 | 213000 | [6 empty] | 80 | 80 | [6 empty] | Federally-Regulated Commercial & Industrial Equipment | 03/08/2017 |  | 03/08/2017
York | York | TG8S100C20MP11 | LPG | Induced Draft | False | False | 1 | False | Horizontal | None | None | Non-Condensing | Single-Stage | Multiple-Speed | 1 | Standard |  | 100000 | 80000 | 2478 | 1307 | 95100 | 1178 | 80 | 78 | [8 empty] | Federally-Regulated Consumer Product | 03/08/2017 |  | 03/08/2017
York | Coleman | D6NQ060N09006NX | LPG | Induced Draft | False | True | 1 | False | Horizontal |  | None | Non-Condensing | Single-Stage |  | 1 | Premium |  | 108000 | 87000 |  |  | 93400 | 1313 | 80.6 | 78 | [8 empty] | Federally-Regulated Consumer Product | 03/08/2017 |  | 03/08/2017
York | Evcon | RGF19120DE20MP11 | Natural Gas | Induced Draft | False | False | 1 | False | Down |  | None | Condensing | Single-Stage |  | 0.75 | Premium |  | 120000 | 114000 |  |  | 114600 | 816 | 95.5 | 78 | [8 empty] | Federally-Regulated Consumer Product | 03/08/2017 |  | 03/08/2017
York | Fraser Johnston | TM9V120D20MP11 | Natural Gas | Induced Draft | False | False | 1 | False | Up | None | None | Condensing | Two-Stage Modulating | Variable-Speed | 1 | Premium | 60 | 120000 | 115000 | 2006 | 718 | 109300 | 407 | 96 | 78 | [8 empty] | Federally-Regulated Consumer Product | 03/08/2017 |  | 03/08/2017
York | Evcon | D6NQ042N06506NX | LPG | Induced Draft | False | True | 1 | False | Down |  | None | Non-Condensing | Single-Stage |  | 1 | Premium |  | 80000 | 64000 |  |  | 74700 | 1140 | 80.8 | 78 | [8 empty] | Federally-Regulated Consumer Product | 03/08/2017 |  | 03/08/2017
York | Luxaire | TG8S040A08MP11 | Natural Gas | Induced Draft | False | False | 1 | False | Down | None | None | Non-Condensing | Single-Stage | Multiple-Speed | 0.2 | Standard |  | 40000 | 32000 | 717 | 489 | 38100 | 444 | 80 | 78 | [8 empty] | Federally-Regulated Consumer Product | 03/08/2017 |  | 03/08/2017
York | Fraser Johnston | ZK036*04*F**** | Natural Gas | Induced Draft | False | True | 1 | False | Horizontal |  | None | Non-Condensing | Single-Stage |  | 1.5 | Standard |  | 50000 | 40000 |  |  | 38000 | 371 | 80.9 | 78 | [8 empty] | Federally-Regulated Consumer Product | 03/08/2017 |  | 03/08/2017
York | York | D6NZ030N03606NX | Natural Gas | Induced Draft | False | True | 1 | False | Down |  | None | Non-Condensing | Single-Stage |  | 0.75 | Premium |  | 45000 | 36000 |  |  | 37900 | 468 | 80.5 | 78 | [8 empty] | Federally-Regulated Consumer Product | 03/08/2017 |  | 03/08/2017
York | Luxaire | TG9S060A10MP11 | LPG | Induced Draft | False | False | 1 | False | Up | None | None | Condensing | Single-Stage | Multiple-Speed | 0.5 | Standard |  | 60000 | 58000 | 1103 | 769 | 47900 | 674 | 95.5 | 78 | [8 empty] | Federally-Regulated Consumer Product | 03/08/2017 |  | 03/08/2017
York | Luxaire | D6NQ060N11006NX | LPG | Induced Draft | False | True | 1 | False | Horizontal |  | None | Non-Condensing | Single-Stage |  | 1 | Premium |  | 135000 | 108000 |  |  | 115300 | 1073 | 80.2 | 78 | [8 empty] | Federally-Regulated Consumer Product | 03/08/2017 |  | 03/08/2017
York | Johnson Controls | H33E[D,T]3******** | Natural Gas | Induced Draft | False | True | 3 | False | Horizontal |  | None | Non-Condensing | Step Modulating |  | 10 | Standard |  | 267000 | 213000 | [6 empty] | 80 | 80 | [6 empty] | Federally-Regulated Commercial & Industrial Equipment | 03/08/2017 |  | 03/08/2017
York | Guardian | RGF1L080BP12MP11 | LPG | Induced Draft | False | False | 1 | False | Up |  | None | Non-Condensing | Single-Stage |  | 0.33 | Standard |  | 80000 | 64000 |  |  | 76800 | 831 | 80 | 78 | [8 empty] | Federally-Regulated Consumer Product | 03/08/2017 |  | 03/08/2017
York | Luxaire | D7NQ024D05606NX | Natural Gas | Induced Draft | False | True | 1 | False | Down |  | None | Non-Condensing | Two-Stage Modulating |  | 0.5 | Premium |  | 70000 | 57000 |  |  | 56100 | 215 | 81 | 78 | [8 empty] | Federally-Regulated Consumer Product | 03/08/2017 |  | 03/08/2017
York | Evcon | TM8X080B12MP11 | Natural Gas | Induced Draft | False | False | 1 | False | Down |  | None | Non-Condensing | Single-Stage |  | 0.5 | Premium |  | 80000 | 64000 |  |  | 78600 | 379 | 80 | 78 | [8 empty] | Federally-Regulated Consumer Product | 03/08/2017 |  | 03/08/2017
York | Coleman | TM8V120C20MP11 | Natural Gas | Induced Draft | False | False | 1 | False | Horizontal |  | None | Non-Condensing | Two-Stage Modulating |  | 1 | Premium |  | 120000 | 96000 |  |  | 111300 | 456 | 80 | 78 | [8 empty] | Federally-Regulated Consumer Product | 03/08/2017 |  | 03/08/2017
York | Coleman | TM8X080C16MP11 | LPG | Induced Draft | False | False | 1 | False | Horizontal |  | None | Non-Condensing | Single-Stage |  | 0.5 | Premium |  | 80000 | 64000 |  |  | 78300 | 444 | 80 | 78 | [8 empty] | Federally-Regulated Consumer Product | 03/08/2017 |  | 03/08/2017
York | Evcon | D7NQ060D09006NX | LPG | Induced Draft | False | True | 1 | False | Horizontal |  | None | Non-Condensing | Two-Stage Modulating |  | 1 | Premium |  | 108000 | 89000 |  |  | 94500 | 338 | 81 | 78 | [8 empty] | Federally-Regulated Consumer Product | 03/08/2017 |  | 03/08/2017
York | Fraser Johnston | ZS036*04*F**** | LPG | Induced Draft | False | True | 1 | False | Horizontal |  | None | Non-Condensing | Single-Stage |  | 1.5 | Standard |  | 50000 | 40000 |  |  | 38000 | 371 | 80.9 | 78 | [8 empty] | Federally-Regulated Consumer Product | 03/08/2017 |  | 03/08/2017
York | Evcon | TM9M080C16MP12 | Natural Gas | Induced Draft | False | False | 1 | False | Down |  | None | Condensing | Step Modulating |  | 0.75 | Standard |  | 80000 | 78000 |  |  | 76300 | 1530 | 97 | 78 | [8 empty] | Federally-Regulated Consumer Product | 03/08/2017 |  | 03/08/2017
York | York | D7HQ060D09006NX | Natural Gas | Induced Draft | False | True | 1 | False | Down |  | None | Non-Condensing | Two-Stage Modulating |  | 1 | Premium |  | 108000 | 89000 |  |  | 94500 | 338 | 81 | 78 | [8 empty] | Federally-Regulated Consumer Product | 03/08/2017 |  | 03/08/2017
York | Evcon | TM9E080C16MP11 | Natural Gas | Induced Draft | False | False | 1 | False | Horizontal |  | None | Condensing | Single-Stage |  | 0.5 | Premium |  | 80000 | 77000 |  |  | 82800 | 429 | 95 | 78 | [8 empty] | Federally-Regulated Consumer Product | 03/08/2017 |  | 03/08/2017
York | Fraser Johnston | D6NQ048D11006NX | LPG | Induced Draft | False | True | 1 | False | Down |  | None | Non-Condensing | Two-Stage Modulating |  | 1 | Premium |  | 135000 | 108000 |  |  | 114400 | 300 | 80 | 78 | [8 empty] | Federally-Regulated Consumer Product | 03/08/2017 |  | 03/08/2017
York | York | TM9V120D20MP11 | Natural Gas | Induced Draft | False | False | 1 | False | Down | None | None | Condensing | Two-Stage Modulating | Variable-Speed | 1 | Premium | 60 | 120000 | 115000 | 2006 | 718 | 109300 | 407 | 96 | 78 | [8 empty] | Federally-Regulated Consumer Product | 03/08/2017 |  | 03/08/2017
York | York | TG8S060A10MP11 | Natural Gas | Induced Draft | False | False | 1 | False | Down | None | None | Non-Condensing | Single-Stage | Multiple-Speed | 0.33 | Standard |  | 60000 | 48000 | 1004 | 708 | 57700 | 553 | 80 | 78 | [8 empty] | Federally-Regulated Consumer Product | 03/08/2017 |  | 03/08/2017
York | Fraser Johnston | TPLC080B12MP12 | LPG | Induced Draft | False | False | 1 | False | Up |  | None | Non-Condensing | Step Modulating |  | 0.5 | Premium |  | 80000 | 62000 |  |  | 77900 | 235 | 80 | 78 | [8 empty] | Federally-Regulated Consumer Product | 03/08/2017 |  | 03/08/2017
York | Fraser Johnston | TGLS060A12MP11 | Natural Gas | Induced Draft | False | False | 1 | False | Horizontal | None | None | Non-Condensing | Single-Stage | Multiple-Speed | 0.33 | Standard |  | 60000 | 48000 | 1275 | 711 | 57400 | 623 | 80 | 78 | [8 empty] | Federally-Regulated Consumer Product | 03/08/2017 |  | 03/08/2017
York | Coleman | TG8S120C16MP11 | Natural Gas | Induced Draft | False | False | 1 | False | Up | None | None | Non-Condensing | Single-Stage | Multiple-Speed | 0.5 | Standard |  | 120000 | 96000 | 1600 | 1002 | 115100 | 1166 | 80 | 78 | [8 empty] | Federally-Regulated Consumer Product | 03/08/2017 |  | 03/08/2017
York | Coleman | TM9X100C16MP11 | Natural Gas | Induced Draft | False | False | 1 | False | Up | None | None | Condensing | Single-Stage | Multiple-Speed | 0.5 | Premium |  | 100000 | 95000 | 1570 | 464 | 98400 | 638 | 95.5 | 78 | [8 empty] | Federally-Regulated Consumer Product | 03/08/2017 |  | 03/08/2017
York | Fraser Johnston | D6NX024N05606NX | Natural Gas | Induced Draft | False | True | 1 | False | Down |  | None | Non-Condensing | Single-Stage |  | 0.5 | Premium |  | 70000 | 56000 |  |  | 56700 | 764 | 80.2 | 78 | [8 empty] | Federally-Regulated Consumer Product | 03/08/2017 |  | 03/08/2017
York | Luxaire | TGLS100C16MP11 | Natural Gas | Induced Draft | False | False | 1 | False | Down | None | None | Non-Condensing | Single-Stage | Multiple-Speed | 0.5 | Standard |  | 100000 | 80000 | 1820 | 1012 | 96100 | 930 | 80 | 78 | [8 empty] | Federally-Regulated Consumer Product | 03/08/2017 |  | 03/08/2017
York | Luxaire | D6NZ024D05606NX | Natural Gas | Induced Draft | False | True | 1 | False | Down |  | None | Non-Condensing | Two-Stage Modulating |  | 0.5 | Premium |  | 70000 | 56000 |  |  | 57600 | 151 | 80 | 78 | [8 empty] | Federally-Regulated Consumer Product | 03/08/2017 |  | 03/08/2017
York | Coleman | TGLS100B12MP11 | LPG | Induced Draft | False | False | 1 | False | Down | None | None | Non-Condensing | Single-Stage | Multiple-Speed | 0.33 | Standard |  | 100000 | 80000 | 1223 | 614 | 96100 | 935 | 80 | 78 | [8 empty] | Federally-Regulated Consumer Product | 03/08/2017 |  | 03/08/2017
York | Coleman | CPLC060A12MP12 | LPG | Induced Draft | False | False | 1 | False | Down |  | None | Non-Condensing | Step Modulating |  | 0.5 | Premium |  | 60000 | 47000 |  |  | 58100 | 167 | 80 | 78 | [8 empty] | Federally-Regulated Consumer Product | 03/08/2017 |  | 03/08/2017
York | York | TM9M100C20MP12 | Natural Gas | Induced Draft | False | False | 1 | False | Horizontal |  | None | Condensing | Step Modulating |  | 1 | Standard |  | 100000 | 97000 |  |  | 93900 | 1231 | 97 | 78 | [8 empty] | Federally-Regulated Consumer Product | 03/08/2017 |  | 03/08/2017
York | Luxaire | LPLC080B12MP12 | Natural Gas | Induced Draft | False | False | 1 | False | Horizontal |  | None | Non-Condensing | Step Modulating |  | 0.5 | Premium |  | 80000 | 62000 |  |  | 77900 | 235 | 80 | 78 | [8 empty] | Federally-Regulated Consumer Product | 03/08/2017 |  | 03/08/2017
York | Coleman | TPLC080B12MP12 | LPG | Induced Draft | False | False | 1 | False | Horizontal |  | None | Non-Condensing | Step Modulating |  | 0.5 | Premium |  | 80000 | 62000 |  |  | 77900 | 235 | 80 | 78 | [8 empty] | Federally-Regulated Consumer Product | 03/08/2017 |  | 03/08/2017
York | Coleman | X33A[D,T]5******** | Natural Gas | Induced Draft | False | True | 3 | False | Horizontal |  | None | Non-Condensing | Step Modulating |  | 10 | Standard |  | 533000 | 426000 | [6 empty] | 80 | 80 | [6 empty] | Federally-Regulated Commercial & Industrial Equipment | 03/08/2017 |  | 03/08/2017
York | York | D6NQ042D09006NX | Natural Gas | Induced Draft | False | True | 1 | False | Down |  | None | Non-Condensing | Two-Stage Modulating |  | 0.75 | Premium |  | 108000 | 87000 |  |  | 94900 | 259 | 80 | 78 | [8 empty] | Federally-Regulated Consumer Product | 03/08/2017 |  | 03/08/2017
York | Evcon | D7NQ060D11006NX | Natural Gas | Induced Draft | False | True | 1 | False | Horizontal |  | None | Non-Condensing | Two-Stage Modulating |  | 1 | Premium |  | 135000 | 110000 |  |  | 112900 | 413 | 81 | 78 | [8 empty] | Federally-Regulated Consumer Product | 03/08/2017 |  | 03/08/2017
York | Luxaire | D6NQ036N03606NX | LPG | Induced Draft | False | True | 1 | False | Down |  | None | Non-Condensing | Single-Stage |  | 0.75 | Premium |  | 45000 | 36000 |  |  | 37300 | 590 | 80.4 | 78 | [8 empty] | Federally-Regulated Consumer Product | 03/08/2017 |  | 03/08/2017
York | Luxaire | TMLX100C16MP11 | LPG | Induced Draft | False | False | 1 | False | Up |  | None | Non-Condensing | Single-Stage |  | 0.5 | Premium |  | 100000 | 80000 |  |  | 98400 | 431 | 80 | 78 | [8 empty] | Federally-Regulated Consumer Product | 03/08/2017 |  | 03/08/2017
York | Coleman | TM8T100C20MP11 | Natural Gas | Induced Draft | False | False | 1 | False | Up |  | None | Non-Condensing | Two-Stage Modulating |  | 1 | Standard |  | 100000 | 80000 |  |  | 97200 | 688 | 80 | 78 | [8 empty] | Federally-Regulated Consumer Product | 03/08/2017 |  | 03/08/2017
York | York | TM9T080B12MP11 | Natural Gas | Induced Draft | False | False | 1 | False | Up | None | None | Condensing | Two-Stage Modulating | Multiple-Speed | 0.5 | Standard |  | 80000 | 77000 | 1370 | 854 | 81300 | 588 | 96 | 78 | [8 empty] | Federally-Regulated Consumer Product | 03/08/2017 |  | 03/08/2017
York | Luxaire | D6NZ036D07206NX | Natural Gas | Induced Draft | False | True | 1 | False | Horizontal |  | None | Non-Condensing | Two-Stage Modulating |  | 0.75 | Premium |  | 90000 | 72000 |  |  | 74700 | 273 | 80 | 78 | [8 empty] | Federally-Regulated Consumer Product | 03/08/2017 |  | 03/08/2017
York | Fraser Johnston | ZS048*06*F**** | Natural Gas | Induced Draft | False | True | 1 | False | Horizontal |  | None | Non-Condensing | Single-Stage |  | 1.5 | Standard |  | 75000 | 60000 |  |  | 57700 | 396 | 80.9 | 78 | [8 empty] | Federally-Regulated Consumer Product | 03/08/2017 |  | 03/08/2017
York | Evcon | D6NQ048N09006NX | LPG | Induced Draft | False | True | 1 | False | Horizontal |  | None | Non-Condensing | Single-Stage |  | 1 | Premium |  | 108000 | 87000 |  |  | 93800 | 1315 | 80.6 | 78 | [8 empty] | Federally-Regulated Consumer Product | 03/08/2017 |  | 03/08/2017
York | Luxaire | TG8S040A08MP11 | LPG | Induced Draft | False | False | 1 | False | Horizontal | None | None | Non-Condensing | Single-Stage | Multiple-Speed | 0.2 | Standard |  | 40000 | 32000 | 717 | 489 | 38100 | 444 | 80 | 78 | [8 empty] | Federally-Regulated Consumer Product | 03/08/2017 |  | 03/08/2017
York | York | YPLC100C16MP12 | Natural Gas | Induced Draft | False | False | 1 | False | Down |  | None | Non-Condensing | Step Modulating |  | 0.75 | Premium |  | 100000 | 78000 |  |  | 97300 | 253 | 80 | 78 | [8 empty] | Federally-Regulated Consumer Product | 03/08/2017 |  | 03/08/2017
York | Evcon | D6HQ030D05606NX | Natural Gas | Induced Draft | False | True | 1 | False | Horizontal |  | None | Non-Condensing | Two-Stage Modulating |  | 0.75 | Premium |  | 70000 | 56000 |  |  | 55700 | 252 | 80 | 78 | [8 empty] | Federally-Regulated Consumer Product | 03/08/2017 |  | 03/08/2017
York | Luxaire | TM9V040A10MP11 | LPG | Induced Draft | False | False | 1 | False | Down |  | None | Condensing | Two-Stage Modulating |  | 0.5 | Premium |  | 40000 | 38000 |  |  | 30800 | 180 | 96 | 78 | [8 empty] | Federally-Regulated Consumer Product | 03/08/2017 |  | 03/08/2017
York | Luxaire | D7NQ060N11006NX | LPG | Induced Draft | False | True | 1 | False | Horizontal |  | None | Non-Condensing | Single-Stage |  | 1 | Premium |  | 135000 | 109000 |  |  | 116700 | 462 | 81 | 78 | [8 empty] | Federally-Regulated Consumer Product | 03/08/2017 |  | 03/08/2017
York | Fraser Johnston | ZK036*08*F**** | Natural Gas | Induced Draft | False | True | 1 | False | Down |  | None | Non-Condensing | Single-Stage |  | 1.5 | Standard |  | 100000 | 80000 |  |  | 93400 | 1438 | 80.5 | 78 | [8 empty] | Federally-Regulated Consumer Product | 03/08/2017 |  | 03/08/2017
York | Luxaire | D7NQ036N07206NX | Natural Gas | Induced Draft | False | True | 1 | False | Horizontal |  | None | Non-Condensing | Single-Stage |  | 0.75 | Premium |  | 90000 | 73000 |  |  | 76900 | 510 | 81 | 78 | [8 empty] | Federally-Regulated Consumer Product | 03/08/2017 |  | 03/08/2017
York | Coleman | TMLT100C20MP11 | LPG | Induced Draft | False | False | 1 | False | Horizontal |  | None | Non-Condensing | Two-Stage Modulating |  | 1 | Standard |  | 100000 | 80000 |  |  | 97200 | 688 | 80 | 78 | [8 empty] | Federally-Regulated Consumer Product | 03/08/2017 |  | 03/08/2017
York | Fraser Johnston | TM8X060A12MP11 | LPG | Induced Draft | False | False | 1 | False | Horizontal |  | None | Non-Condensing | Single-Stage |  | 0.5 | Premium |  | 60000 | 48000 |  |  | 59100 | 243 | 80 | 78 | [8 empty] | Federally-Regulated Consumer Product | 03/08/2017 |  | 03/08/2017
Allied Air | Armstrong | PRPGE1636-072**-*** | LPG | Induced Draft | True | True | 1 | False | Up |  | None | Non-Condensing | Two-Stage Modulating |  | 0.5 | Premium |  | 72000 | 59000 |  |  | 57400 | 289 | 81 | 78 | [8 empty] | Federally-Regulated Consumer Product | 09/16/2016 |  | 03/22/2017
Allied Air | Armstrong | PRPGE1636-072**-*** | LPG | Induced Draft | True | True | 1 | False | Horizontal |  | None | Non-Condensing | Two-Stage Modulating |  | 0.5 | Premium |  | 72000 | 59000 |  |  | 57400 | 289 | 81 | 78 | [8 empty] | Federally-Regulated Consumer Product | 09/16/2016 |  | 03/22/2017
Allied Air | Armstrong | PRPGE1636-072**-*** | Natural Gas | Induced Draft | True | True | 1 | False | Up |  | None | Non-Condensing | Two-Stage Modulating |  | 0.5 | Premium |  | 72000 | 59000 |  |  | 57400 | 289 | 81 | 78 | [8 empty] | Federally-Regulated Consumer Product | 09/16/2016 |  | 03/22/2017
Allied Air | Armstrong | PRPGE1636-072**-*** | Natural Gas | Induced Draft | True | True | 1 | False | Horizontal |  | None | Non-Condensing | Two-Stage Modulating |  | 0.5 | Premium |  | 72000 | 59000 |  |  | 57400 | 289 | 81 | 78 | [8 empty] | Federally-Regulated Consumer Product | 09/16/2016 |  | 03/22/2017
Allied Air | ARMSTRONG AIR | PRPGE1636-072**-*** | LPG | Induced Draft | True | True | 1 | False | Up |  | None | Non-Condensing | Two-Stage Modulating |  | 0.5 | Premium |  | 72000 | 59000 |  |  | 57400 | 289 | 81 | 78 | [8 empty] | Federally-Regulated Consumer Product | 09/16/2016 |  | 03/22/2017
Allied Air | ARMSTRONG AIR | PRPGE1636-072**-*** | LPG | Induced Draft | True | True | 1 | False | Horizontal |  | None | Non-Condensing | Two-Stage Modulating |  | 0.5 | Premium |  | 72000 | 59000 |  |  | 57400 | 289 | 81 | 78 | [8 empty] | Federally-Regulated Consumer Product | 09/16/2016 |  | 03/22/2017
Allied Air | ARMSTRONG AIR | PRPGE1636-072**-*** | Natural Gas | Induced Draft | True | True | 1 | False | Up |  | None | Non-Condensing | Two-Stage Modulating |  | 0.5 | Premium |  | 72000 | 59000 |  |  | 57400 | 289 | 81 | 78 | [8 empty] | Federally-Regulated Consumer Product | 09/16/2016 |  | 03/22/2017
Allied Air | ARMSTRONG AIR | PRPGE1636-072**-*** | Natural Gas | Induced Draft | True | True | 1 | False | Horizontal |  | None | Non-Condensing | Two-Stage Modulating |  | 0.5 | Premium |  | 72000 | 59000 |  |  | 57400 | 289 | 81 | 78 | [8 empty] | Federally-Regulated Consumer Product | 09/16/2016 |  | 03/22/2017
Rheem Sales Company, Inc. | Sure | SGEA15024AJT061AA | LPG | Induced Draft | True | True | 1 | False | Down |  | None | Non-Condensing | Single-Stage |  | 0.33 | Standard |  | 60000 | 48000 |  |  | 58000 | 371 | 81 | 78 | [8 empty] | Federally-Regulated Consumer Product | 02/01/2017 |  | 03/22/2017
Rheem Sales Company, Inc. | Sure | SGEA15024AJT061AA | LPG | Induced Draft | True | True | 1 | False | Horizontal |  | None | Non-Condensing | Single-Stage |  | 0.33 | Standard |  | 60000 | 48000 |  |  | 58000 | 371 | 81 | 78 | [8 empty] | Federally-Regulated Consumer Product | 02/01/2017 |  | 03/22/2017
Rheem Sales Company, Inc. | Sure | SGEA15024AJT061AA | Natural Gas | Induced Draft | True | True | 1 | False | Down |  | None | Non-Condensing | Single-Stage |  | 0.33 | Standard |  | 60000 | 48000 |  |  | 58000 | 371 | 81 | 78 | [8 empty] | Federally-Regulated Consumer Product | 02/01/2017 |  | 03/22/2017
Rheem Sales Company, Inc. | Sure | SGEA15024AJT061AA | Natural Gas | Induced Draft | True | True | 1 | False | Horizontal |  | None | Non-Condensing | Single-Stage |  | 0.33 | Standard |  | 60000 | 48000 |  |  | 58000 | 371 | 81 | 78 | [8 empty] | Federally-Regulated Consumer Product | 02/01/2017 |  | 03/22/2017
Rheem Sales Company, Inc. | Sure | SGEA15024AJT06XAA | LPG | Induced Draft | True | True | 1 | False | Down |  | None | Non-Condensing | Single-Stage |  | 0.33 | Standard |  | 60000 | 48000 |  |  | 58000 | 371 | 81 | 78 | [8 empty] | Federally-Regulated Consumer Product | 11/29/2016 |  | 03/22/2017
Rheem Sales Company, Inc. | Sure | SGEA15024AJT06XAA | LPG | Induced Draft | True | True | 1 | False | Horizontal |  | None | Non-Condensing | Single-Stage |  | 0.33 | Standard |  | 60000 | 48000 |  |  | 58000 | 371 | 81 | 78 | [8 empty] | Federally-Regulated Consumer Product | 11/29/2016 |  | 03/22/2017
Rheem Sales Company, Inc. | Sure | SGEA15024AJT06XAA | Natural Gas | Induced Draft | True | True | 1 | False | Down |  | None | Non-Condensing | Single-Stage |  | 0.33 | Standard |  | 60000 | 48000 |  |  | 58000 | 371 | 81 | 78 | [8 empty] | Federally-Regulated Consumer Product | 11/29/2016 |  | 03/22/2017
Rheem Sales Company, Inc. | Sure | SGEA15024AJT06XAA | Natural Gas | Induced Draft | True | True | 1 | False | Horizontal |  | None | Non-Condensing | Single-Stage |  | 0.33 | Standard |  | 60000 | 48000 |  |  | 58000 | 371 | 81 | 78 | [8 empty] | Federally-Regulated Consumer Product | 11/29/2016 |  | 03/22/2017
Rheem Sales Company, Inc. | Sure | SGEA15024AJT081AA | LPG | Induced Draft | True | True | 1 | False | Down |  | None | Non-Condensing | Single-Stage |  | 0.33 | Standard |  | 80000 | 65000 |  |  | 76000 | 595 | 81 | 78 | [8 empty] | Federally-Regulated Consumer Product | 02/01/2017 |  | 03/22/2017
Rheem Sales Company, Inc. | Sure | SGEA15024AJT081AA | LPG | Induced Draft | True | True | 1 | False | Horizontal |  | None | Non-Condensing | Single-Stage |  | 0.33 | Standard |  | 80000 | 65000 |  |  | 76000 | 595 | 81 | 78 | [8 empty] | Federally-Regulated Consumer Product | 02/01/2017 |  | 03/22/2017
Rheem Sales Company, Inc. | Sure | SGEA15024AJT081AA | Natural Gas | Induced Draft | True | True | 1 | False | Down |  | None | Non-Condensing | Single-Stage |  | 0.33 | Standard |  | 80000 | 65000 |  |  | 76000 | 595 | 81 | 78 | [8 empty] | Federally-Regulated Consumer Product | 02/01/2017 |  | 03/22/2017
Rheem Sales Company, Inc. | Sure | SGEA15024AJT081AA | Natural Gas | Induced Draft | True | True | 1 | False | Horizontal |  | None | Non-Condensing | Single-Stage |  | 0.33 | Standard |  | 80000 | 65000 |  |  | 76000 | 595 | 81 | 78 | [8 empty] | Federally-Regulated Consumer Product | 02/01/2017 |  | 03/22/2017
Rheem Sales Company, Inc. | Sure | SGEA15024AJT08XAA | LPG | Induced Draft | True | True | 1 | False | Down |  | None | Non-Condensing | Single-Stage |  | 0.33 | Standard |  | 80000 | 65000 |  |  | 76000 | 595 | 81 | 78 | [8 empty] | Federally-Regulated Consumer Product | 11/29/2016 |  | 03/22/2017
Rheem Sales Company, Inc. | Sure | SGEA15024AJT08XAA | LPG | Induced Draft | True | True | 1 | False | Horizontal |  | None | Non-Condensing | Single-Stage |  | 0.33 | Standard |  | 80000 | 65000 |  |  | 76000 | 595 | 81 | 78 | [8 empty] | Federally-Regulated Consumer Product | 11/29/2016 |  | 03/22/2017
Rheem Sales Company, Inc. | Sure | SGEA15024AJT08XAA | Natural Gas | Induced Draft | True | True | 1 | False | Down |  | None | Non-Condensing | Single-Stage |  | 0.33 | Standard |  | 80000 | 65000 |  |  | 76000 | 595 | 81 | 78 | [8 empty] | Federally-Regulated Consumer Product | 11/29/2016 |  | 03/22/2017
Rheem Sales Company, Inc. | Sure | SGEA15024AJT08XAA | Natural Gas | Induced Draft | True | True | 1 | False | Horizontal |  | None | Non-Condensing | Single-Stage |  | 0.33 | Standard |  | 80000 | 65000 |  |  | 76000 | 595 | 81 | 78 | [8 empty] | Federally-Regulated Consumer Product | 11/29/2016 |  | 03/22/2017
Rheem Sales Company, Inc. | Sure | SGEA15030AJT061AA | LPG | Induced Draft | True | True | 1 | False | Down |  | None | Non-Condensing | Single-Stage |  | 0.5 | Standard |  | 60000 | 48000 |  |  | 58000 | 371 | 81 | 78 | [8 empty] | Federally-Regulated Consumer Product | 11/29/2016 |  | 03/22/2017
Rheem Sales Company, Inc. | Sure | SGEA15030AJT061AA | LPG | Induced Draft | True | True | 1 | False | Horizontal |  | None | Non-Condensing | Single-Stage |  | 0.5 | Standard |  | 60000 | 48000 |  |  | 58000 | 371 | 81 | 78 | [8 empty] | Federally-Regulated Consumer Product | 11/29/2016 |  | 03/22/2017
Rheem Sales Company, Inc. | Sure | SGEA15030AJT061AA | Natural Gas | Induced Draft | True | True | 1 | False | Down |  | None | Non-Condensing | Single-Stage |  | 0.5 | Standard |  | 60000 | 48000 |  |  | 58000 | 371 | 81 | 78 | [8 empty] | Federally-Regulated Consumer Product | 11/29/2016 |  | 03/22/2017
Rheem Sales Company, Inc. | Sure | SGEA15030AJT061AA | Natural Gas | Induced Draft | True | True | 1 | False | Horizontal |  | None | Non-Condensing | Single-Stage |  | 0.5 | Standard |  | 60000 | 48000 |  |  | 58000 | 371 | 81 | 78 | [8 empty] | Federally-Regulated Consumer Product | 11/29/2016 |  | 03/22/2017
Rheem Sales Company, Inc. | Sure | SGEA15030AJT06XAA | LPG | Induced Draft | True | True | 1 | False | Down |  | None | Non-Condensing | Single-Stage |  | 0.5 | Standard |  | 60000 | 48000 |  |  | 58000 | 371 | 81 | 78 | [8 empty] | Federally-Regulated Consumer Product | 02/09/2017 |  | 03/22/2017
Rheem Sales Company, Inc. | Sure | SGEA15030AJT06XAA | LPG | Induced Draft | True | True | 1 | False | Horizontal |  | None | Non-Condensing | Single-Stage |  | 0.5 | Standard |  | 60000 | 48000 |  |  | 58000 | 371 | 81 | 78 | [8 empty] | Federally-Regulated Consumer Product | 02/09/2017 |  | 03/22/2017
Rheem Sales Company, Inc. | Sure | SGEA15030AJT06XAA | Natural Gas | Induced Draft | True | True | 1 | False | Down |  | None | Non-Condensing | Single-Stage |  | 0.5 | Standard |  | 60000 | 48000 |  |  | 58000 | 371 | 81 | 78 | [8 empty] | Federally-Regulated Consumer Product | 02/09/2017 |  | 03/22/2017
Rheem Sales Company, Inc. | Sure | SGEA15030AJT06XAA | Natural Gas | Induced Draft | True | True | 1 | False | Horizontal |  | None | Non-Condensing | Single-Stage |  | 0.5 | Standard |  | 60000 | 48000 |  |  | 58000 | 371 | 81 | 78 | [8 empty] | Federally-Regulated Consumer Product | 02/09/2017 |  | 03/22/2017
Rheem Sales Company, Inc. | Sure | SGEA15030AJT081AA | LPG | Induced Draft | True | True | 1 | False | Down |  | None | Non-Condensing | Single-Stage |  | 0.5 | Standard |  | 80000 | 65000 |  |  | 76000 | 595 | 81 | 78 | [8 empty] | Federally-Regulated Consumer Product | 02/01/2017 |  | 03/22/2017
Rheem Sales Company, Inc. | Sure | SGEA15030AJT081AA | LPG | Induced Draft | True | True | 1 | False | Horizontal |  | None | Non-Condensing | Single-Stage |  | 0.5 | Standard |  | 80000 | 65000 |  |  | 76000 | 595 | 81 | 78 | [8 empty] | Federally-Regulated Consumer Product | 02/01/2017 |  | 03/22/2017
Rheem Sales Company, Inc. | Sure | SGEA15030AJT081AA | Natural Gas | Induced Draft | True | True | 1 | False | Down |  | None | Non-Condensing | Single-Stage |  | 0.5 | Standard |  | 80000 | 65000 |  |  | 76000 | 595 | 81 | 78 | [8 empty] | Federally-Regulated Consumer Product | 02/01/2017 |  | 03/22/2017
Rheem Sales Company, Inc. | Sure | SGEA15030AJT081AA | Natural Gas | Induced Draft | True | True | 1 | False | Horizontal |  | None | Non-Condensing | Single-Stage |  | 0.5 | Standard |  | 80000 | 65000 |  |  | 76000 | 595 | 81 | 78 | [8 empty] | Federally-Regulated Consumer Product | 02/01/2017 |  | 03/22/2017
Rheem Sales Company, Inc. | Sure | SGEA15030AJT08XAA | LPG | Induced Draft | True | True | 1 | False | Down |  | None | Non-Condensing | Single-Stage |  | 0.5 | Standard |  | 80000 | 65000 |  |  | 76000 | 595 | 81 | 78 | [8 empty] | Federally-Regulated Consumer Product | 11/29/2016 |  | 03/22/2017
Rheem Sales Company, Inc. | Sure | SGEA15030AJT08XAA | LPG | Induced Draft | True | True | 1 | False | Horizontal |  | None | Non-Condensing | Single-Stage |  | 0.5 | Standard |  | 80000 | 65000 |  |  | 76000 | 595 | 81 | 78 | [8 empty] | Federally-Regulated Consumer Product | 11/29/2016 |  | 03/22/2017
Rheem Sales Company, Inc. | Sure | SGEA15030AJT08XAA | Natural Gas | Induced Draft | True | True | 1 | False | Down |  | None | Non-Condensing | Single-Stage |  | 0.5 | Standard |  | 80000 | 65000 |  |  | 76000 | 595 | 81 | 78 | [8 empty] | Federally-Regulated Consumer Product | 11/29/2016 |  | 03/22/2017
Rheem Sales Company, Inc. | Sure | SGEA15030AJT08XAA | Natural Gas | Induced Draft | True | True | 1 | False | Horizontal |  | None | Non-Condensing | Single-Stage |  | 0.5 | Standard |  | 80000 | 65000 |  |  | 76000 | 595 | 81 | 78 | [8 empty] | Federally-Regulated Consumer Product | 11/29/2016 |  | 03/22/2017
Rheem Sales Company, Inc. | Sure | SGEA15036AJT061AA | LPG | Induced Draft | True | True | 1 | False | Down |  | None | Non-Condensing | Single-Stage |  | 0.5 | Standard |  | 60000 | 48000 |  |  | 58000 | 367 | 81 | 78 | [8 empty] | Federally-Regulated Consumer Product | 11/29/2016 |  | 03/22/2017
Rheem Sales Company, Inc. | Sure | SGEA15036AJT061AA | LPG | Induced Draft | True | True | 1 | False | Horizontal |  | None | Non-Condensing | Single-Stage |  | 0.5 | Standard |  | 60000 | 48000 |  |  | 58000 | 367 | 81 | 78 | [8 empty] | Federally-Regulated Consumer Product | 11/29/2016 |  | 03/22/2017
Rheem Sales Company, Inc. | Sure | SGEA15036AJT061AA | Natural Gas | Induced Draft | True | True | 1 | False | Down |  | None | Non-Condensing | Single-Stage |  | 0.5 | Standard |  | 60000 | 48000 |  |  | 58000 | 367 | 81 | 78 | [8 empty] | Federally-Regulated Consumer Product | 11/29/2016 |  | 03/22/2017
Rheem Sales Company, Inc. | Sure | SGEA15036AJT061AA | Natural Gas | Induced Draft | True | True | 1 | False | Horizontal |  | None | Non-Condensing | Single-Stage |  | 0.5 | Standard |  | 60000 | 48000 |  |  | 58000 | 367 | 81 | 78 | [8 empty] | Federally-Regulated Consumer Product | 11/29/2016 |  | 03/22/2017
Rheem Sales Company, Inc. | Sure | SGEA15036AJT06XAA | LPG | Induced Draft | True | True | 1 | False | Down |  | None | Non-Condensing | Single-Stage |  | 0.5 | Standard |  | 60000 | 48000 |  |  | 58000 | 367 | 81 | 78 | [8 empty] | Federally-Regulated Consumer Product | 11/29/2016 |  | 03/22/2017
Rheem Sales Company, Inc. | Sure | SGEA15036AJT06XAA | LPG | Induced Draft | True | True | 1 | False | Horizontal |  | None | Non-Condensing | Single-Stage |  | 0.5 | Standard |  | 60000 | 48000 |  |  | 58000 | 367 | 81 | 78 | [8 empty] | Federally-Regulated Consumer Product | 11/29/2016 |  | 03/22/2017
Rheem Sales Company, Inc. | Sure | SGEA15036AJT06XAA | Natural Gas | Induced Draft | True | True | 1 | False | Down |  | None | Non-Condensing | Single-Stage |  | 0.5 | Standard |  | 60000 | 48000 |  |  | 58000 | 367 | 81 | 78 | [8 empty] | Federally-Regulated Consumer Product | 11/29/2016 |  | 03/22/2017
Rheem Sales Company, Inc. | Sure | SGEA15036AJT06XAA | Natural Gas | Induced Draft | True | True | 1 | False | Horizontal |  | None | Non-Condensing | Single-Stage |  | 0.5 | Standard |  | 60000 | 48000 |  |  | 58000 | 367 | 81 | 78 | [8 empty] | Federally-Regulated Consumer Product | 11/29/2016 |  | 03/22/2017
Rheem Sales Company, Inc. | Sure | SGEA15036AJT081AA | LPG | Induced Draft | True | True | 1 | False | Down |  | None | Non-Condensing | Single-Stage |  | 0.5 | Standard |  | 80000 | 65000 |  |  | 75000 | 740 | 81 | 78 | [8 empty] | Federally-Regulated Consumer Product | 02/09/2017 |  | 03/22/2017
Rheem Sales Company, Inc. | Sure | SGEA15036AJT081AA | LPG | Induced Draft | True | True | 1 | False | Horizontal |  | None | Non-Condensing | Single-Stage |  | 0.5 | Standard |  | 80000 | 65000 |  |  | 75000 | 740 | 81 | 78 | [8 empty] | Federally-Regulated Consumer Product | 02/09/2017 |  | 03/22/2017
Rheem Sales Company, Inc. | Sure | SGEA15036AJT081AA | Natural Gas | Induced Draft | True | True | 1 | False | Down |  | None | Non-Condensing | Single-Stage |  | 0.5 | Standard |  | 80000 | 65000 |  |  | 75000 | 740 | 81 | 78 | [8 empty] | Federally-Regulated Consumer Product | 02/09/2017 |  | 03/22/2017
Rheem Sales Company, Inc. | Sure | SGEA15036AJT081AA | Natural Gas | Induced Draft | True | True | 1 | False | Horizontal |  | None | Non-Condensing | Single-Stage |  | 0.5 | Standard |  | 80000 | 65000 |  |  | 75000 | 740 | 81 | 78 | [8 empty] | Federally-Regulated Consumer Product | 02/09/2017 |  | 03/22/2017
Rheem Sales Company, Inc. | Sure | SGEA15036AJT08XAA | LPG | Induced Draft | True | True | 1 | False | Down |  | None | Non-Condensing | Single-Stage |  | 0.5 | Standard |  | 80000 | 65000 |  |  | 75000 | 740 | 81 | 78 | [8 empty] | Federally-Regulated Consumer Product | 02/09/2017 |  | 03/22/2017
Rheem Sales Company, Inc. | Sure | SGEA15036AJT08XAA | LPG | Induced Draft | True | True | 1 | False | Horizontal |  | None | Non-Condensing | Single-Stage |  | 0.5 | Standard |  | 80000 | 65000 |  |  | 75000 | 740 | 81 | 78 | [8 empty] | Federally-Regulated Consumer Product | 02/09/2017 |  | 03/22/2017
Rheem Sales Company, Inc. | Sure | SGEA15036AJT08XAA | Natural Gas | Induced Draft | True | True | 1 | False | Down |  | None | Non-Condensing | Single-Stage |  | 0.5 | Standard |  | 80000 | 65000 |  |  | 75000 | 740 | 81 | 78 | [8 empty] | Federally-Regulated Consumer Product | 02/09/2017 |  | 03/22/2017
Rheem Sales Company, Inc. | Sure | SGEA15036AJT08XAA | Natural Gas | Induced Draft | True | True | 1 | False | Horizontal |  | None | Non-Condensing | Single-Stage |  | 0.5 | Standard |  | 80000 | 65000 |  |  | 75000 | 740 | 81 | 78 | [8 empty] | Federally-Regulated Consumer Product | 02/09/2017 |  | 03/22/2017
Rheem Sales Company, Inc. | Sure | SGEA15036AJT101AA | LPG | Induced Draft | True | True | 1 | False | Down |  | None | Non-Condensing | Single-Stage |  | 0.5 | Standard |  | 100000 | 81000 |  |  | 95000 | 802 | 81 | 78 | [8 empty] | Federally-Regulated Consumer Product | 02/01/2017 |  | 03/22/2017
Rheem Sales Company, Inc. | Sure | SGEA15036AJT101AA | LPG | Induced Draft | True | True | 1 | False | Horizontal |  | None | Non-Condensing | Single-Stage |  | 0.5 | Standard |  | 100000 | 81000 |  |  | 95000 | 802 | 81 | 78 | [8 empty] | Federally-Regulated Consumer Product | 02/01/2017 |  | 03/22/2017
Rheem Sales Company, Inc. | Sure | SGEA15036AJT101AA | Natural Gas | Induced Draft | True | True | 1 | False | Down |  | None | Non-Condensing | Single-Stage |  | 0.5 | Standard |  | 100000 | 81000 |  |  | 95000 | 802 | 81 | 78 | [8 empty] | Federally-Regulated Consumer Product | 02/01/2017 |  | 03/22/2017
Rheem Sales Company, Inc. | Sure | SGEA15036AJT101AA | Natural Gas | Induced Draft | True | True | 1 | False | Horizontal |  | None | Non-Condensing | Single-Stage |  | 0.5 | Standard |  | 100000 | 81000 |  |  | 95000 | 802 | 81 | 78 | [8 empty] | Federally-Regulated Consumer Product | 02/01/2017 |  | 03/22/2017
Rheem Sales Company, Inc. | Sure | SGEA15036AJT10XAA | LPG | Induced Draft | True | True | 1 | False | Down |  | None | Non-Condensing | Single-Stage |  | 0.5 | Standard |  | 100000 | 81000 |  |  | 95000 | 802 | 81 | 78 | [8 empty] | Federally-Regulated Consumer Product | 11/29/2016 |  | 03/22/2017
Rheem Sales Company, Inc. | Sure | SGEA15036AJT10XAA | LPG | Induced Draft | True | True | 1 | False | Horizontal |  | None | Non-Condensing | Single-Stage |  | 0.5 | Standard |  | 100000 | 81000 |  |  | 95000 | 802 | 81 | 78 | [8 empty] | Federally-Regulated Consumer Product | 11/29/2016 |  | 03/22/2017
Rheem Sales Company, Inc. | Sure | SGEA15036AJT10XAA | Natural Gas | Induced Draft | True | True | 1 | False | Down |  | None | Non-Condensing | Single-Stage |  | 0.5 | Standard |  | 100000 | 81000 |  |  | 95000 | 802 | 81 | 78 | [8 empty] | Federally-Regulated Consumer Product | 11/29/2016 |  | 03/22/2017
Rheem Sales Company, Inc. | Sure | SGEA15036AJT10XAA | Natural Gas | Induced Draft | True | True | 1 | False | Horizontal |  | None | Non-Condensing | Single-Stage |  | 0.5 | Standard |  | 100000 | 81000 |  |  | 95000 | 802 | 81 | 78 | [8 empty] | Federally-Regulated Consumer Product | 11/29/2016 |  | 03/22/2017
Rheem Sales Company, Inc. | Sure | SGEA15042AJT081AA | LPG | Induced Draft | True | True | 1 | False | Down |  | None | Non-Condensing | Single-Stage |  | 0.75 | Standard |  | 80000 | 65000 |  |  | 76000 | 653 | 81 | 78 | [8 empty] | Federally-Regulated Consumer Product | 11/29/2016 |  | 03/22/2017
Rheem Sales Company, Inc. | Sure | SGEA15042AJT081AA | LPG | Induced Draft | True | True | 1 | False | Horizontal |  | None | Non-Condensing | Single-Stage |  | 0.75 | Standard |  | 80000 | 65000 |  |  | 76000 | 653 | 81 | 78 | [8 empty] | Federally-Regulated Consumer Product | 11/29/2016 |  | 03/22/2017
Rheem Sales Company, Inc. | Sure | SGEA15042AJT081AA | Natural Gas | Induced Draft | True | True | 1 | False | Down |  | None | Non-Condensing | Single-Stage |  | 0.75 | Standard |  | 80000 | 65000 |  |  | 76000 | 653 | 81 | 78 | [8 empty] | Federally-Regulated Consumer Product | 11/29/2016 |  | 03/22/2017
Rheem Sales Company, Inc. | Sure | SGEA15042AJT081AA | Natural Gas | Induced Draft | True | True | 1 | False | Horizontal |  | None | Non-Condensing | Single-Stage |  | 0.75 | Standard |  | 80000 | 65000 |  |  | 76000 | 653 | 81 | 78 | [8 empty] | Federally-Regulated Consumer Product | 11/29/2016 |  | 03/22/2017
Rheem Sales Company, Inc. | Sure | SGEA15042AJT08XAA | LPG | Induced Draft | True | True | 1 | False | Down |  | None | Non-Condensing | Single-Stage |  | 0.75 | Standard |  | 80000 | 65000 |  |  | 76000 | 653 | 81 | 78 | [8 empty] | Federally-Regulated Consumer Product | 11/29/2016 |  | 03/22/2017
Rheem Sales Company, Inc. | Sure | SGEA15042AJT08XAA | LPG | Induced Draft | True | True | 1 | False | Horizontal |  | None | Non-Condensing | Single-Stage |  | 0.75 | Standard |  | 80000 | 65000 |  |  | 76000 | 653 | 81 | 78 | [8 empty] | Federally-Regulated Consumer Product | 11/29/2016 |  | 03/22/2017
Rheem Sales Company, Inc. | Sure | SGEA15042AJT08XAA | Natural Gas | Induced Draft | True | True | 1 | False | Down |  | None | Non-Condensing | Single-Stage |  | 0.75 | Standard |  | 80000 | 65000 |  |  | 76000 | 653 | 81 | 78 | [8 empty] | Federally-Regulated Consumer Product | 11/29/2016 |  | 03/22/2017
Rheem Sales Company, Inc. | Sure | SGEA15042AJT08XAA | Natural Gas | Induced Draft | True | True | 1 | False | Horizontal |  | None | Non-Condensing | Single-Stage |  | 0.75 | Standard |  | 80000 | 65000 |  |  | 76000 | 653 | 81 | 78 | [8 empty] | Federally-Regulated Consumer Product | 11/29/2016 |  | 03/22/2017
Rheem Sales Company, Inc. | Sure | SGEA15042AJT101AA | LPG | Induced Draft | True | True | 1 | False | Down |  | None | Non-Condensing | Single-Stage |  | 0.75 | Standard |  | 100000 | 81000 |  |  | 95000 | 743 | 81 | 78 | [8 empty] | Federally-Regulated Consumer Product | 11/29/2016 |  | 03/22/2017
Rheem Sales Company, Inc. | Sure | SGEA15042AJT101AA | LPG | Induced Draft | True | True | 1 | False | Horizontal |  | None | Non-Condensing | Single-Stage |  | 0.75 | Standard |  | 100000 | 81000 |  |  | 95000 | 743 | 81 | 78 | [8 empty] | Federally-Regulated Consumer Product | 11/29/2016 |  | 03/22/2017
Rheem Sales Company, Inc. | Sure | SGEA15042AJT101AA | Natural Gas | Induced Draft | True | True | 1 | False | Down |  | None | Non-Condensing | Single-Stage |  | 0.75 | Standard |  | 100000 | 81000 |  |  | 95000 | 743 | 81 | 78 | [8 empty] | Federally-Regulated Consumer Product | 11/29/2016 |  | 03/22/2017
Rheem Sales Company, Inc. | Sure | SGEA15042AJT101AA | Natural Gas | Induced Draft | True | True | 1 | False | Horizontal |  | None | Non-Condensing | Single-Stage |  | 0.75 | Standard |  | 100000 | 81000 |  |  | 95000 | 743 | 81 | 78 | [8 empty] | Federally-Regulated Consumer Product | 11/29/2016 |  | 03/22/2017
Rheem Sales Company, Inc. | Sure | SGEA15042AJT10XAA | LPG | Induced Draft | True | True | 1 | False | Down |  | None | Non-Condensing | Single-Stage |  | 0.75 | Standard |  | 100000 | 81000 |  |  | 95000 | 743 | 81 | 78 | [8 empty] | Federally-Regulated Consumer Product | 11/29/2016 |  | 03/22/2017
Rheem Sales Company, Inc. | Sure | SGEA15042AJT10XAA | LPG | Induced Draft | True | True | 1 | False | Horizontal |  | None | Non-Condensing | Single-Stage |  | 0.75 | Standard |  | 100000 | 81000 |  |  | 95000 | 743 | 81 | 78 | [8 empty] | Federally-Regulated Consumer Product | 11/29/2016 |  | 03/22/2017
Rheem Sales Company, Inc. | Sure | SGEA15042AJT10XAA | Natural Gas | Induced Draft | True | True | 1 | False | Down |  | None | Non-Condensing | Single-Stage |  | 0.75 | Standard |  | 100000 | 81000 |  |  | 95000 | 743 | 81 | 78 | [8 empty] | Federally-Regulated Consumer Product | 11/29/2016 |  | 03/22/2017
Rheem Sales Company, Inc. | Sure | SGEA15042AJT10XAA | Natural Gas | Induced Draft | True | True | 1 | False | Horizontal |  | None | Non-Condensing | Single-Stage |  | 0.75 | Standard |  | 100000 | 81000 |  |  | 95000 | 743 | 81 | 78 | [8 empty] | Federally-Regulated Consumer Product | 11/29/2016 |  | 03/22/2017
Rheem Sales Company, Inc. | Sure | SGEA15048AJT081AA | LPG | Induced Draft | True | True | 1 | False | Down |  | None | Non-Condensing | Single-Stage |  | 0.75 | Standard |  | 80000 | 65000 |  |  | 76000 | 600 | 81 | 78 | [8 empty] | Federally-Regulated Consumer Product | 11/29/2016 |  | 03/22/2017
Rheem Sales Company, Inc. | Sure | SGEA15048AJT081AA | LPG | Induced Draft | True | True | 1 | False | Horizontal |  | None | Non-Condensing | Single-Stage |  | 0.75 | Standard |  | 80000 | 65000 |  |  | 76000 | 600 | 81 | 78 | [8 empty] | Federally-Regulated Consumer Product | 11/29/2016 |  | 03/22/2017
Rheem Sales Company, Inc. | Sure | SGEA15048AJT081AA | Natural Gas | Induced Draft | True | True | 1 | False | Down |  | None | Non-Condensing | Single-Stage |  | 0.75 | Standard |  | 80000 | 65000 |  |  | 76000 | 600 | 81 | 78 | [8 empty] | Federally-Regulated Consumer Product | 11/29/2016 |  | 03/22/2017
Rheem Sales Company, Inc. | Sure | SGEA15048AJT081AA | Natural Gas | Induced Draft | True | True | 1 | False | Horizontal |  | None | Non-Condensing | Single-Stage |  | 0.75 | Standard |  | 80000 | 65000 |  |  | 76000 | 600 | 81 | 78 | [8 empty] | Federally-Regulated Consumer Product | 11/29/2016 |  | 03/22/2017
Rheem Sales Company, Inc. | Sure | SGEA15048AJT08XAA | LPG | Induced Draft | True | True | 1 | False | Down |  | None | Non-Condensing | Single-Stage |  | 0.75 | Standard |  | 80000 | 65000 |  |  | 76000 | 600 | 81 | 78 | [8 empty] | Federally-Regulated Consumer Product | 11/29/2016 |  | 03/22/2017
Rheem Sales Company, Inc. | Sure | SGEA15048AJT08XAA | LPG | Induced Draft | True | True | 1 | False | Horizontal |  | None | Non-Condensing | Single-Stage |  | 0.75 | Standard |  | 80000 | 65000 |  |  | 76000 | 600 | 81 | 78 | [8 empty] | Federally-Regulated Consumer Product | 11/29/2016 |  | 03/22/2017
Rheem Sales Company, Inc. | Sure | SGEA15048AJT08XAA | Natural Gas | Induced Draft | True | True | 1 | False | Down |  | None | Non-Condensing | Single-Stage |  | 0.75 | Standard |  | 80000 | 65000 |  |  | 76000 | 600 | 81 | 78 | [8 empty] | Federally-Regulated Consumer Product | 11/29/2016 |  | 03/22/2017
Rheem Sales Company, Inc. | Sure | SGEA15048AJT08XAA | Natural Gas | Induced Draft | True | True | 1 | False | Horizontal |  | None | Non-Condensing | Single-Stage |  | 0.75 | Standard |  | 80000 | 65000 |  |  | 76000 | 600 | 81 | 78 | [8 empty] | Federally-Regulated Consumer Product | 11/29/2016 |  | 03/22/2017
Rheem Sales Company, Inc. | Sure | SGEA15048AJT101AA | LPG | Induced Draft | True | True | 1 | False | Down |  | None | Non-Condensing | Single-Stage |  | 0.75 | Standard |  | 100000 | 81000 |  |  | 95000 | 742 | 81 | 78 | [8 empty] | Federally-Regulated Consumer Product | 02/09/2017 |  | 03/22/2017
Rheem Sales Company, Inc. | Sure | SGEA15048AJT101AA | LPG | Induced Draft | True | True | 1 | False | Horizontal |  | None | Non-Condensing | Single-Stage |  | 0.75 | Standard |  | 100000 | 81000 |  |  | 95000 | 742 | 81 | 78 | [8 empty] | Federally-Regulated Consumer Product | 02/09/2017 |  | 03/22/2017
Rheem Sales Company, Inc. | Sure | SGEA15048AJT101AA | Natural Gas | Induced Draft | True | True | 1 | False | Down |  | None | Non-Condensing | Single-Stage |  | 0.75 | Standard |  | 100000 | 81000 |  |  | 95000 | 742 | 81 | 78 | [8 empty] | Federally-Regulated Consumer Product | 02/09/2017 |  | 03/22/2017
Rheem Sales Company, Inc. | Sure | SGEA15048AJT101AA | Natural Gas | Induced Draft | True | True | 1 | False | Horizontal |  | None | Non-Condensing | Single-Stage |  | 0.75 | Standard |  | 100000 | 81000 |  |  | 95000 | 742 | 81 | 78 | [8 empty] | Federally-Regulated Consumer Product | 02/09/2017 |  | 03/22/2017
Rheem Sales Company, Inc. | Sure | SGEA15048AJT10XAA | LPG | Induced Draft | True | True | 1 | False | Down |  | None | Non-Condensing | Single-Stage |  | 0.75 | Standard |  | 100000 | 81000 |  |  | 95000 | 742 | 81 | 78 | [8 empty] | Federally-Regulated Consumer Product | 11/29/2016 |  | 03/22/2017
Rheem Sales Company, Inc. | Sure | SGEA15048AJT10XAA | LPG | Induced Draft | True | True | 1 | False | Horizontal |  | None | Non-Condensing | Single-Stage |  | 0.75 | Standard |  | 100000 | 81000 |  |  | 95000 | 742 | 81 | 78 | [8 empty] | Federally-Regulated Consumer Product | 11/29/2016 |  | 03/22/2017
Rheem Sales Company, Inc. | Sure | SGEA15048AJT10XAA | Natural Gas | Induced Draft | True | True | 1 | False | Down |  | None | Non-Condensing | Single-Stage |  | 0.75 | Standard |  | 100000 | 81000 |  |  | 95000 | 742 | 81 | 78 | [8 empty] | Federally-Regulated Consumer Product | 11/29/2016 |  | 03/22/2017
Rheem Sales Company, Inc. | Sure | SGEA15048AJT10XAA | Natural Gas | Induced Draft | True | True | 1 | False | Horizontal |  | None | Non-Condensing | Single-Stage |  | 0.75 | Standard |  | 100000 | 81000 |  |  | 95000 | 742 | 81 | 78 | [8 empty] | Federally-Regulated Consumer Product | 11/29/2016 |  | 03/22/2017
Rheem Sales Company, Inc. | Sure | SGEA15060AJT101AA | LPG | Induced Draft | True | True | 1 | False | Down |  | None | Non-Condensing | Single-Stage |  | 1 | Standard |  | 100000 | 81000 |  |  | 95000 | 728 | 81 | 78 | [8 empty] | Federally-Regulated Consumer Product | 11/29/2016 |  | 03/22/2017
Rheem Sales Company, Inc. | Sure | SGEA15060AJT101AA | LPG | Induced Draft | True | True | 1 | False | Horizontal |  | None | Non-Condensing | Single-Stage |  | 1 | Standard |  | 100000 | 81000 |  |  | 95000 | 728 | 81 | 78 | [8 empty] | Federally-Regulated Consumer Product | 11/29/2016 |  | 03/22/2017
Rheem Sales Company, Inc. | Sure | SGEA15060AJT101AA | Natural Gas | Induced Draft | True | True | 1 | False | Down |  | None | Non-Condensing | Single-Stage |  | 1 | Standard |  | 100000 | 81000 |  |  | 95000 | 728 | 81 | 78 | [8 empty] | Federally-Regulated Consumer Product | 11/29/2016 |  | 03/22/2017
Rheem Sales Company, Inc. | Sure | SGEA15060AJT101AA | Natural Gas | Induced Draft | True | True | 1 | False | Horizontal |  | None | Non-Condensing | Single-Stage |  | 1 | Standard |  | 100000 | 81000 |  |  | 95000 | 728 | 81 | 78 | [8 empty] | Federally-Regulated Consumer Product | 11/29/2016 |  | 03/22/2017
Rheem Sales Company, Inc. | Sure | SGEA15060AJT10XAA | LPG | Induced Draft | True | True | 1 | False | Down |  | None | Non-Condensing | Single-Stage |  | 1 | Standard |  | 100000 | 81000 |  |  | 95000 | 728 | 81 | 78 | [8 empty] | Federally-Regulated Consumer Product | 02/09/2017 |  | 03/22/2017
Rheem Sales Company, Inc. | Sure | SGEA15060AJT10XAA | LPG | Induced Draft | True | True | 1 | False | Horizontal |  | None | Non-Condensing | Single-Stage |  | 1 | Standard |  | 100000 | 81000 |  |  | 95000 | 728 | 81 | 78 | [8 empty] | Federally-Regulated Consumer Product | 02/09/2017 |  | 03/22/2017
Rheem Sales Company, Inc. | Sure | SGEA15060AJT10XAA | Natural Gas | Induced Draft | True | True | 1 | False | Down |  | None | Non-Condensing | Single-Stage |  | 1 | Standard |  | 100000 | 81000 |  |  | 95000 | 728 | 81 | 78 | [8 empty] | Federally-Regulated Consumer Product | 02/09/2017 |  | 03/22/2017
Rheem Sales Company, Inc. | Sure | SGEA15060AJT10XAA | Natural Gas | Induced Draft | True | True | 1 | False | Horizontal |  | None | Non-Condensing | Single-Stage |  | 1 | Standard |  | 100000 | 81000 |  |  | 95000 | 728 | 81 | 78 | [8 empty] | Federally-Regulated Consumer Product | 02/09/2017 |  | 03/22/2017
Rheem Sales Company, Inc. | Weatherking | WGEA15024AJT061AA | LPG | Induced Draft | True | True | 1 | False | Down |  | None | Non-Condensing | Single-Stage |  | 0.33 | Standard |  | 60000 | 48000 |  |  | 58000 | 371 | 81 | 78 | [8 empty] | Federally-Regulated Consumer Product | 02/01/2017 |  | 03/22/2017
Rheem Sales Company, Inc. | Weatherking | WGEA15024AJT061AA | LPG | Induced Draft | True | True | 1 | False | Horizontal |  | None | Non-Condensing | Single-Stage |  | 0.33 | Standard |  | 60000 | 48000 |  |  | 58000 | 371 | 81 | 78 | [8 empty] | Federally-Regulated Consumer Product | 02/01/2017 |  | 03/22/2017
Rheem Sales Company, Inc. | Weatherking | WGEA15024AJT061AA | Natural Gas | Induced Draft | True | True | 1 | False | Down |  | None | Non-Condensing | Single-Stage |  | 0.33 | Standard |  | 60000 | 48000 |  |  | 58000 | 371 | 81 | 78 | [8 empty] | Federally-Regulated Consumer Product | 02/01/2017 |  | 03/22/2017
Rheem Sales Company, Inc. | Weatherking | WGEA15024AJT061AA | Natural Gas | Induced Draft | True | True | 1 | False | Horizontal |  | None | Non-Condensing | Single-Stage |  | 0.33 | Standard |  | 60000 | 48000 |  |  | 58000 | 371 | 81 | 78 | [8 empty] | Federally-Regulated Consumer Product | 02/01/2017 |  | 03/22/2017
Rheem Sales Company, Inc. | Weatherking | WGEA15024AJT06XAA | LPG | Induced Draft | True | True | 1 | False | Down |  | None | Non-Condensing | Single-Stage |  | 0.33 | Standard |  | 60000 | 48000 |  |  | 58000 | 371 | 81 | 78 | [8 empty] | Federally-Regulated Consumer Product | 11/29/2016 |  | 03/22/2017
Rheem Sales Company, Inc. | Weatherking | WGEA15024AJT06XAA | LPG | Induced Draft | True | True | 1 | False | Horizontal |  | None | Non-Condensing | Single-Stage |  | 0.33 | Standard |  | 60000 | 48000 |  |  | 58000 | 371 | 81 | 78 | [8 empty] | Federally-Regulated Consumer Product | 11/29/2016 |  | 03/22/2017
Rheem Sales Company, Inc. | Weatherking | WGEA15024AJT06XAA | Natural Gas | Induced Draft | True | True | 1 | False | Down |  | None | Non-Condensing | Single-Stage |  | 0.33 | Standard |  | 60000 | 48000 |  |  | 58000 | 371 | 81 | 78 | [8 empty] | Federally-Regulated Consumer Product | 11/29/2016 |  | 03/22/2017
Rheem Sales Company, Inc. | Weatherking | WGEA15024AJT06XAA | Natural Gas | Induced Draft | True | True | 1 | False | Horizontal |  | None | Non-Condensing | Single-Stage |  | 0.33 | Standard |  | 60000 | 48000 |  |  | 58000 | 371 | 81 | 78 | [8 empty] | Federally-Regulated Consumer Product | 11/29/2016 |  | 03/22/2017
Rheem Sales Company, Inc. | Weatherking | WGEA15024AJT081AA | LPG | Induced Draft | True | True | 1 | False | Down |  | None | Non-Condensing | Single-Stage |  | 0.33 | Standard |  | 80000 | 65000 |  |  | 76000 | 595 | 81 | 78 | [8 empty] | Federally-Regulated Consumer Product | 02/09/2017 |  | 03/22/2017
Rheem Sales Company, Inc. | Weatherking | WGEA15024AJT081AA | LPG | Induced Draft | True | True | 1 | False | Horizontal |  | None | Non-Condensing | Single-Stage |  | 0.33 | Standard |  | 80000 | 65000 |  |  | 76000 | 595 | 81 | 78 | [8 empty] | Federally-Regulated Consumer Product | 02/09/2017 |  | 03/22/2017
Rheem Sales Company, Inc. | Weatherking | WGEA15024AJT081AA | Natural Gas | Induced Draft | True | True | 1 | False | Down |  | None | Non-Condensing | Single-Stage |  | 0.33 | Standard |  | 80000 | 65000 |  |  | 76000 | 595 | 81 | 78 | [8 empty] | Federally-Regulated Consumer Product | 02/09/2017 |  | 03/22/2017
Rheem Sales Company, Inc. | Weatherking | WGEA15024AJT081AA | Natural Gas | Induced Draft | True | True | 1 | False | Horizontal |  | None | Non-Condensing | Single-Stage |  | 0.33 | Standard |  | 80000 | 65000 |  |  | 76000 | 595 | 81 | 78 | [8 empty] | Federally-Regulated Consumer Product | 02/09/2017 |  | 03/22/2017
Rheem Sales Company, Inc. | Weatherking | WGEA15024AJT08XAA | LPG | Induced Draft | True | True | 1 | False | Down |  | None | Non-Condensing | Single-Stage |  | 0.33 | Standard |  | 80000 | 65000 |  |  | 76000 | 595 | 81 | 78 | [8 empty] | Federally-Regulated Consumer Product | 11/29/2016 |  | 03/22/2017
Rheem Sales Company, Inc. | Weatherking | WGEA15024AJT08XAA | LPG | Induced Draft | True | True | 1 | False | Horizontal |  | None | Non-Condensing | Single-Stage |  | 0.33 | Standard |  | 80000 | 65000 |  |  | 76000 | 595 | 81 | 78 | [8 empty] | Federally-Regulated Consumer Product | 11/29/2016 |  | 03/22/2017
Rheem Sales Company, Inc. | Weatherking | WGEA15024AJT08XAA | Natural Gas | Induced Draft | True | True | 1 | False | Down |  | None | Non-Condensing | Single-Stage |  | 0.33 | Standard |  | 80000 | 65000 |  |  | 76000 | 595 | 81 | 78 | [8 empty] | Federally-Regulated Consumer Product | 11/29/2016 |  | 03/22/2017
Rheem Sales Company, Inc. | Weatherking | WGEA15024AJT08XAA | Natural Gas | Induced Draft | True | True | 1 | False | Horizontal |  | None | Non-Condensing | Single-Stage |  | 0.33 | Standard |  | 80000 | 65000 |  |  | 76000 | 595 | 81 | 78 | [8 empty] | Federally-Regulated Consumer Product | 11/29/2016 |  | 03/22/2017
Rheem Sales Company, Inc. | Weatherking | WGEA15030AJT061AA | LPG | Induced Draft | True | True | 1 | False | Down |  | None | Non-Condensing | Single-Stage |  | 0.5 | Standard |  | 60000 | 48000 |  |  | 58000 | 371 | 81 | 78 | [8 empty] | Federally-Regulated Consumer Product | 11/29/2016 |  | 03/22/2017
Rheem Sales Company, Inc. | Weatherking | WGEA15030AJT061AA | LPG | Induced Draft | True | True | 1 | False | Horizontal |  | None | Non-Condensing | Single-Stage |  | 0.5 | Standard |  | 60000 | 48000 |  |  | 58000 | 371 | 81 | 78 | [8 empty] | Federally-Regulated Consumer Product | 11/29/2016 |  | 03/22/2017
Rheem Sales Company, Inc. | Weatherking | WGEA15030AJT061AA | Natural Gas | Induced Draft | True | True | 1 | False | Down |  | None | Non-Condensing | Single-Stage |  | 0.5 | Standard |  | 60000 | 48000 |  |  | 58000 | 371 | 81 | 78 | [8 empty] | Federally-Regulated Consumer Product | 11/29/2016 |  | 03/22/2017
Rheem Sales Company, Inc. | Weatherking | WGEA15030AJT061AA | Natural Gas | Induced Draft | True | True | 1 | False | Horizontal |  | None | Non-Condensing | Single-Stage |  | 0.5 | Standard |  | 60000 | 48000 |  |  | 58000 | 371 | 81 | 78 | [8 empty] | Federally-Regulated Consumer Product | 11/29/2016 |  | 03/22/2017
Rheem Sales Company, Inc. | Weatherking | WGEA15030AJT06XAA | LPG | Induced Draft | True | True | 1 | False | Down |  | None | Non-Condensing | Single-Stage |  | 0.5 | Standard |  | 60000 | 48000 |  |  | 58000 | 371 | 81 | 78 | [8 empty] | Federally-Regulated Consumer Product | 02/09/2017 |  | 03/22/2017
Rheem Sales Company, Inc. | Weatherking | WGEA15030AJT06XAA | LPG | Induced Draft | True | True | 1 | False | Horizontal |  | None | Non-Condensing | Single-Stage |  | 0.5 | Standard |  | 60000 | 48000 |  |  | 58000 | 371 | 81 | 78 | [8 empty] | Federally-Regulated Consumer Product | 02/09/2017 |  | 03/22/2017
Rheem Sales Company, Inc. | Weatherking | WGEA15030AJT06XAA | Natural Gas | Induced Draft | True | True | 1 | False | Down |  | None | Non-Condensing | Single-Stage |  | 0.5 | Standard |  | 60000 | 48000 |  |  | 58000 | 371 | 81 | 78 | [8 empty] | Federally-Regulated Consumer Product | 02/09/2017 |  | 03/22/2017
Rheem Sales Company, Inc. | Weatherking | WGEA15030AJT06XAA | Natural Gas | Induced Draft | True | True | 1 | False | Horizontal |  | None | Non-Condensing | Single-Stage |  | 0.5 | Standard |  | 60000 | 48000 |  |  | 58000 | 371 | 81 | 78 | [8 empty] | Federally-Regulated Consumer Product | 02/09/2017 |  | 03/22/2017
Rheem Sales Company, Inc. | Weatherking | WGEA15030AJT081AA | LPG | Induced Draft | True | True | 1 | False | Down |  | None | Non-Condensing | Single-Stage |  | 0.5 | Standard |  | 80000 | 65000 |  |  | 76000 | 595 | 81 | 78 | [8 empty] | Federally-Regulated Consumer Product | 02/09/2017 |  | 03/22/2017
Rheem Sales Company, Inc. | Weatherking | WGEA15030AJT081AA | LPG | Induced Draft | True | True | 1 | False | Horizontal |  | None | Non-Condensing | Single-Stage |  | 0.5 | Standard |  | 80000 | 65000 |  |  | 76000 | 595 | 81 | 78 | [8 empty] | Federally-Regulated Consumer Product | 02/09/2017 |  | 03/22/2017
Rheem Sales Company, Inc. | Weatherking | WGEA15030AJT081AA | Natural Gas | Induced Draft | True | True | 1 | False | Down |  | None | Non-Condensing | Single-Stage |  | 0.5 | Standard |  | 80000 | 65000 |  |  | 76000 | 595 | 81 | 78 | [8 empty] | Federally-Regulated Consumer Product | 02/09/2017 |  | 03/22/2017
Rheem Sales Company, Inc. | Weatherking | WGEA15030AJT081AA | Natural Gas | Induced Draft | True | True | 1 | False | Horizontal |  | None | Non-Condensing | Single-Stage |  | 0.5 | Standard |  | 80000 | 65000 |  |  | 76000 | 595 | 81 | 78 | [8 empty] | Federally-Regulated Consumer Product | 02/09/2017 |  | 03/22/2017
Rheem Sales Company, Inc. | Weatherking | WGEA15030AJT08XAA | LPG | Induced Draft | True | True | 1 | False | Down |  | None | Non-Condensing | Single-Stage |  | 0.5 | Standard |  | 80000 | 65000 |  |  | 76000 | 595 | 81 | 78 | [8 empty] | Federally-Regulated Consumer Product | 11/29/2016 |  | 03/22/2017
Rheem Sales Company, Inc. | Weatherking | WGEA15030AJT08XAA | LPG | Induced Draft | True | True | 1 | False | Horizontal |  | None | Non-Condensing | Single-Stage |  | 0.5 | Standard |  | 80000 | 65000 |  |  | 76000 | 595 | 81 | 78 | [8 empty] | Federally-Regulated Consumer Product | 11/29/2016 |  | 03/22/2017
Rheem Sales Company, Inc. | Weatherking | WGEA15030AJT08XAA | Natural Gas | Induced Draft | True | True | 1 | False | Down |  | None | Non-Condensing | Single-Stage |  | 0.5 | Standard |  | 80000 | 65000 |  |  | 76000 | 595 | 81 | 78 | [8 empty] | Federally-Regulated Consumer Product | 11/29/2016 |  | 03/22/2017
Rheem Sales Company, Inc. | Weatherking | WGEA15030AJT08XAA | Natural Gas | Induced Draft | True | True | 1 | False | Horizontal |  | None | Non-Condensing | Single-Stage |  | 0.5 | Standard |  | 80000 | 65000 |  |  | 76000 | 595 | 81 | 78 | [8 empty] | Federally-Regulated Consumer Product | 11/29/2016 |  | 03/22/2017
Rheem Sales Company, Inc. | Weatherking | WGEA15036AJT061AA | LPG | Induced Draft | True | True | 1 | False | Down |  | None | Non-Condensing | Single-Stage |  | 0.5 | Standard |  | 60000 | 48000 |  |  | 58000 | 367 | 81 | 78 | [8 empty] | Federally-Regulated Consumer Product | 11/29/2016 |  | 03/22/2017
Rheem Sales Company, Inc. | Weatherking | WGEA15036AJT061AA | LPG | Induced Draft | True | True | 1 | False | Horizontal |  | None | Non-Condensing | Single-Stage |  | 0.5 | Standard |  | 60000 | 48000 |  |  | 58000 | 367 | 81 | 78 | [8 empty] | Federally-Regulated Consumer Product | 11/29/2016 |  | 03/22/2017
Rheem Sales Company, Inc. | Weatherking | WGEA15036AJT061AA | Natural Gas | Induced Draft | True | True | 1 | False | Down |  | None | Non-Condensing | Single-Stage |  | 0.5 | Standard |  | 60000 | 48000 |  |  | 58000 | 367 | 81 | 78 | [8 empty] | Federally-Regulated Consumer Product | 11/29/2016 |  | 03/22/2017
Rheem Sales Company, Inc. | Weatherking | WGEA15036AJT061AA | Natural Gas | Induced Draft | True | True | 1 | False | Horizontal |  | None | Non-Condensing | Single-Stage |  | 0.5 | Standard |  | 60000 | 48000 |  |  | 58000 | 367 | 81 | 78 | [8 empty] | Federally-Regulated Consumer Product | 11/29/2016 |  | 03/22/2017
Rheem Sales Company, Inc. | Weatherking | WGEA15036AJT06XAA | LPG | Induced Draft | True | True | 1 | False | Down |  | None | Non-Condensing | Single-Stage |  | 0.5 | Standard |  | 60000 | 48000 |  |  | 58000 | 367 | 81 | 78 | [8 empty] | Federally-Regulated Consumer Product | 11/29/2016 |  | 03/22/2017
Rheem Sales Company, Inc. | Weatherking | WGEA15036AJT06XAA | LPG | Induced Draft | True | True | 1 | False | Horizontal |  | None | Non-Condensing | Single-Stage |  | 0.5 | Standard |  | 60000 | 48000 |  |  | 58000 | 367 | 81 | 78 | [8 empty] | Federally-Regulated Consumer Product | 11/29/2016 |  | 03/22/2017
Rheem Sales Company, Inc. | Weatherking | WGEA15036AJT06XAA | Natural Gas | Induced Draft | True | True | 1 | False | Down |  | None | Non-Condensing | Single-Stage |  | 0.5 | Standard |  | 60000 | 48000 |  |  | 58000 | 367 | 81 | 78 | [8 empty] | Federally-Regulated Consumer Product | 11/29/2016 |  | 03/22/2017
Rheem Sales Company, Inc. | Weatherking | WGEA15036AJT06XAA | Natural Gas | Induced Draft | True | True | 1 | False | Horizontal |  | None | Non-Condensing | Single-Stage |  | 0.5 | Standard |  | 60000 | 48000 |  |  | 58000 | 367 | 81 | 78 | [8 empty] | Federally-Regulated Consumer Product | 11/29/2016 |  | 03/22/2017
Rheem Sales Company, Inc. | Weatherking | WGEA15036AJT081AA | LPG | Induced Draft | True | True | 1 | False | Down |  | None | Non-Condensing | Single-Stage |  | 0.5 | Standard |  | 80000 | 65000 |  |  | 75000 | 740 | 81 | 78 | [8 empty] | Federally-Regulated Consumer Product | 02/09/2017 |  | 03/22/2017
Rheem Sales Company, Inc. | Weatherking | WGEA15036AJT081AA | LPG | Induced Draft | True | True | 1 | False | Horizontal |  | None | Non-Condensing | Single-Stage |  | 0.5 | Standard |  | 80000 | 65000 |  |  | 75000 | 740 | 81 | 78 | [8 empty] | Federally-Regulated Consumer Product | 02/09/2017 |  | 03/22/2017
Rheem Sales Company, Inc. | Weatherking | WGEA15036AJT081AA | Natural Gas | Induced Draft | True | True | 1 | False | Down |  | None | Non-Condensing | Single-Stage |  | 0.5 | Standard |  | 80000 | 65000 |  |  | 75000 | 740 | 81 | 78 | [8 empty] | Federally-Regulated Consumer Product | 02/09/2017 |  | 03/22/2017
Rheem Sales Company, Inc. | Weatherking | WGEA15036AJT081AA | Natural Gas | Induced Draft | True | True | 1 | False | Horizontal |  | None | Non-Condensing | Single-Stage |  | 0.5 | Standard |  | 80000 | 65000 |  |  | 75000 | 740 | 81 | 78 | [8 empty] | Federally-Regulated Consumer Product | 02/09/2017 |  | 03/22/2017
Rheem Sales Company, Inc. | Weatherking | WGEA15036AJT08XAA | LPG | Induced Draft | True | True | 1 | False | Down |  | None | Non-Condensing | Single-Stage |  | 0.5 | Standard |  | 80000 | 65000 |  |  | 75000 | 740 | 81 | 78 | [8 empty] | Federally-Regulated Consumer Product | 02/09/2017 |  | 03/22/2017
Rheem Sales Company, Inc. | Weatherking | WGEA15036AJT08XAA | LPG | Induced Draft | True | True | 1 | False | Horizontal |  | None | Non-Condensing | Single-Stage |  | 0.5 | Standard |  | 80000 | 65000 |  |  | 75000 | 740 | 81 | 78 | [8 empty] | Federally-Regulated Consumer Product | 02/09/2017 |  | 03/22/2017
Rheem Sales Company, Inc. | Weatherking | WGEA15036AJT08XAA | Natural Gas | Induced Draft | True | True | 1 | False | Down |  | None | Non-Condensing | Single-Stage |  | 0.5 | Standard |  | 80000 | 65000 |  |  | 75000 | 740 | 81 | 78 | [8 empty] | Federally-Regulated Consumer Product | 02/09/2017 |  | 03/22/2017
Rheem Sales Company, Inc. | Weatherking | WGEA15036AJT08XAA | Natural Gas | Induced Draft | True | True | 1 | False | Horizontal |  | None | Non-Condensing | Single-Stage |  | 0.5 | Standard |  | 80000 | 65000 |  |  | 75000 | 740 | 81 | 78 | [8 empty] | Federally-Regulated Consumer Product | 02/09/2017 |  | 03/22/2017
Rheem Sales Company, Inc. | Weatherking | WGEA15036AJT101AA | LPG | Induced Draft | True | True | 1 | False | Down |  | None | Non-Condensing | Single-Stage |  | 0.5 | Standard |  | 100000 | 81000 |  |  | 95000 | 802 | 81 | 78 | [8 empty] | Federally-Regulated Consumer Product | 02/09/2017 |  | 03/22/2017
Rheem Sales Company, Inc. | Weatherking | WGEA15036AJT101AA | LPG | Induced Draft | True | True | 1 | False | Horizontal |  | None | Non-Condensing | Single-Stage |  | 0.5 | Standard |  | 100000 | 81000 |  |  | 95000 | 802 | 81 | 78 | [8 empty] | Federally-Regulated Consumer Product | 02/09/2017 |  | 03/22/2017
Rheem Sales Company, Inc. | Weatherking | WGEA15036AJT101AA | Natural Gas | Induced Draft | True | True | 1 | False | Down |  | None | Non-Condensing | Single-Stage |  | 0.5 | Standard |  | 100000 | 81000 |  |  | 95000 | 802 | 81 | 78 | [8 empty] | Federally-Regulated Consumer Product | 02/09/2017 |  | 03/22/2017
Rheem Sales Company, Inc. | Weatherking | WGEA15036AJT101AA | Natural Gas | Induced Draft | True | True | 1 | False | Horizontal |  | None | Non-Condensing | Single-Stage |  | 0.5 | Standard |  | 100000 | 81000 |  |  | 95000 | 802 | 81 | 78 | [8 empty] | Federally-Regulated Consumer Product | 02/09/2017 |  | 03/22/2017
Rheem Sales Company, Inc. | Weatherking | WGEA15036AJT10XAA | LPG | Induced Draft | True | True | 1 | False | Down |  | None | Non-Condensing | Single-Stage |  | 0.5 | Standard |  | 100000 | 81000 |  |  | 95000 | 802 | 81 | 78 | [8 empty] | Federally-Regulated Consumer Product | 11/29/2016 |  | 03/22/2017
Rheem Sales Company, Inc. | Weatherking | WGEA15036AJT10XAA | LPG | Induced Draft | True | True | 1 | False | Horizontal |  | None | Non-Condensing | Single-Stage |  | 0.5 | Standard |  | 100000 | 81000 |  |  | 95000 | 802 | 81 | 78 | [8 empty] | Federally-Regulated Consumer Product | 11/29/2016 |  | 03/22/2017
Rheem Sales Company, Inc. | Weatherking | WGEA15036AJT10XAA | Natural Gas | Induced Draft | True | True | 1 | False | Down |  | None | Non-Condensing | Single-Stage |  | 0.5 | Standard |  | 100000 | 81000 |  |  | 95000 | 802 | 81 | 78 | [8 empty] | Federally-Regulated Consumer Product | 11/29/2016 |  | 03/22/2017
Rheem Sales Company, Inc. | Weatherking | WGEA15036AJT10XAA | Natural Gas | Induced Draft | True | True | 1 | False | Horizontal |  | None | Non-Condensing | Single-Stage |  | 0.5 | Standard |  | 100000 | 81000 |  |  | 95000 | 802 | 81 | 78 | [8 empty] | Federally-Regulated Consumer Product | 11/29/2016 |  | 03/22/2017
Rheem Sales Company, Inc. | Weatherking | WGEA15042AJT081AA | LPG | Induced Draft | True | True | 1 | False | Down |  | None | Non-Condensing | Single-Stage |  | 0.75 | Standard |  | 80000 | 65000 |  |  | 76000 | 653 | 81 | 78 | [8 empty] | Federally-Regulated Consumer Product | 11/29/2016 |  | 03/22/2017
Rheem Sales Company, Inc. | Weatherking | WGEA15042AJT081AA | LPG | Induced Draft | True | True | 1 | False | Horizontal |  | None | Non-Condensing | Single-Stage |  | 0.75 | Standard |  | 80000 | 65000 |  |  | 76000 | 653 | 81 | 78 | [8 empty] | Federally-Regulated Consumer Product | 11/29/2016 |  | 03/22/2017
Rheem Sales Company, Inc. | Weatherking | WGEA15042AJT081AA | Natural Gas | Induced Draft | True | True | 1 | False | Down |  | None | Non-Condensing | Single-Stage |  | 0.75 | Standard |  | 80000 | 65000 |  |  | 76000 | 653 | 81 | 78 | [8 empty] | Federally-Regulated Consumer Product | 11/29/2016 |  | 03/22/2017
Rheem Sales Company, Inc. | Weatherking | WGEA15042AJT081AA | Natural Gas | Induced Draft | True | True | 1 | False | Horizontal |  | None | Non-Condensing | Single-Stage |  | 0.75 | Standard |  | 80000 | 65000 |  |  | 76000 | 653 | 81 | 78 | [8 empty] | Federally-Regulated Consumer Product | 11/29/2016 |  | 03/22/2017
Rheem Sales Company, Inc. | Weatherking | WGEA15042AJT08XAA | LPG | Induced Draft | True | True | 1 | False | Down |  | None | Non-Condensing | Single-Stage |  | 0.75 | Standard |  | 80000 | 65000 |  |  | 76000 | 653 | 81 | 78 | [8 empty] | Federally-Regulated Consumer Product | 11/29/2016 |  | 03/22/2017
Rheem Sales Company, Inc. | Weatherking | WGEA15042AJT08XAA | LPG | Induced Draft | True | True | 1 | False | Horizontal |  | None | Non-Condensing | Single-Stage |  | 0.75 | Standard |  | 80000 | 65000 |  |  | 76000 | 653 | 81 | 78 | [8 empty] | Federally-Regulated Consumer Product | 11/29/2016 |  | 03/22/2017
Rheem Sales Company, Inc. | Weatherking | WGEA15042AJT08XAA | Natural Gas | Induced Draft | True | True | 1 | False | Down |  | None | Non-Condensing | Single-Stage |  | 0.75 | Standard |  | 80000 | 65000 |  |  | 76000 | 653 | 81 | 78 | [8 empty] | Federally-Regulated Consumer Product | 11/29/2016 |  | 03/22/2017
Rheem Sales Company, Inc. | Weatherking | WGEA15042AJT08XAA | Natural Gas | Induced Draft | True | True | 1 | False | Horizontal |  | None | Non-Condensing | Single-Stage |  | 0.75 | Standard |  | 80000 | 65000 |  |  | 76000 | 653 | 81 | 78 | [8 empty] | Federally-Regulated Consumer Product | 11/29/2016 |  | 03/22/2017
Rheem Sales Company, Inc. | Weatherking | WGEA15042AJT101AA | LPG | Induced Draft | True | True | 1 | False | Down |  | None | Non-Condensing | Single-Stage |  | 0.75 | Standard |  | 100000 | 81000 |  |  | 95000 | 743 | 81 | 78 | [8 empty] | Federally-Regulated Consumer Product | 11/29/2016 |  | 03/22/2017
Rheem Sales Company, Inc. | Weatherking | WGEA15042AJT101AA | LPG | Induced Draft | True | True | 1 | False | Horizontal |  | None | Non-Condensing | Single-Stage |  | 0.75 | Standard |  | 100000 | 81000 |  |  | 95000 | 743 | 81 | 78 | [8 empty] | Federally-Regulated Consumer Product | 11/29/2016 |  | 03/22/2017
Rheem Sales Company, Inc. | Weatherking | WGEA15042AJT101AA | Natural Gas | Induced Draft | True | True | 1 | False | Down |  | None | Non-Condensing | Single-Stage |  | 0.75 | Standard |  | 100000 | 81000 |  |  | 95000 | 743 | 81 | 78 | [8 empty] | Federally-Regulated Consumer Product | 11/29/2016 |  | 03/22/2017
Rheem Sales Company, Inc. | Weatherking | WGEA15042AJT101AA | Natural Gas | Induced Draft | True | True | 1 | False | Horizontal |  | None | Non-Condensing | Single-Stage |  | 0.75 | Standard |  | 100000 | 81000 |  |  | 95000 | 743 | 81 | 78 | [8 empty] | Federally-Regulated Consumer Product | 11/29/2016 |  | 03/22/2017
Rheem Sales Company, Inc. | Weatherking | WGEA15042AJT10XAA | LPG | Induced Draft | True | True | 1 | False | Down |  | None | Non-Condensing | Single-Stage |  | 0.75 | Standard |  | 100000 | 81000 |  |  | 95000 | 743 | 81 | 78 | [8 empty] | Federally-Regulated Consumer Product | 11/29/2016 |  | 03/22/2017
Rheem Sales Company, Inc. | Weatherking | WGEA15042AJT10XAA | LPG | Induced Draft | True | True | 1 | False | Horizontal |  | None | Non-Condensing | Single-Stage |  | 0.75 | Standard |  | 100000 | 81000 |  |  | 95000 | 743 | 81 | 78 | [8 empty] | Federally-Regulated Consumer Product | 11/29/2016 |  | 03/22/2017
Rheem Sales Company, Inc. | Weatherking | WGEA15042AJT10XAA | Natural Gas | Induced Draft | True | True | 1 | False | Down |  | None | Non-Condensing | Single-Stage |  | 0.75 | Standard |  | 100000 | 81000 |  |  | 95000 | 743 | 81 | 78 | [8 empty] | Federally-Regulated Consumer Product | 11/29/2016 |  | 03/22/2017
Rheem Sales Company, Inc. | Weatherking | WGEA15042AJT10XAA | Natural Gas | Induced Draft | True | True | 1 | False | Horizontal |  | None | Non-Condensing | Single-Stage |  | 0.75 | Standard |  | 100000 | 81000 |  |  | 95000 | 743 | 81 | 78 | [8 empty] | Federally-Regulated Consumer Product | 11/29/2016 |  | 03/22/2017
Rheem Sales Company, Inc. | Weatherking | WGEA15048AJT081AA | LPG | Induced Draft | True | True | 1 | False | Down |  | None | Non-Condensing | Single-Stage |  | 0.75 | Standard |  | 80000 | 65000 |  |  | 76000 | 600 | 81 | 78 | [8 empty] | Federally-Regulated Consumer Product | 11/29/2016 |  | 03/22/2017
Rheem Sales Company, Inc. | Weatherking | WGEA15048AJT081AA | LPG | Induced Draft | True | True | 1 | False | Horizontal |  | None | Non-Condensing | Single-Stage |  | 0.75 | Standard |  | 80000 | 65000 |  |  | 76000 | 600 | 81 | 78 | [8 empty] | Federally-Regulated Consumer Product | 11/29/2016 |  | 03/22/2017
Rheem Sales Company, Inc. | Weatherking | WGEA15048AJT081AA | Natural Gas | Induced Draft | True | True | 1 | False | Down |  | None | Non-Condensing | Single-Stage |  | 0.75 | Standard |  | 80000 | 65000 |  |  | 76000 | 600 | 81 | 78 | [8 empty] | Federally-Regulated Consumer Product | 11/29/2016 |  | 03/22/2017
Rheem Sales Company, Inc. | Weatherking | WGEA15048AJT081AA | Natural Gas | Induced Draft | True | True | 1 | False | Horizontal |  | None | Non-Condensing | Single-Stage |  | 0.75 | Standard |  | 80000 | 65000 |  |  | 76000 | 600 | 81 | 78 | [8 empty] | Federally-Regulated Consumer Product | 11/29/2016 |  | 03/22/2017
Rheem Sales Company, Inc. | Weatherking | WGEA15048AJT08XAA | LPG | Induced Draft | True | True | 1 | False | Down |  | None | Non-Condensing | Single-Stage |  | 0.75 | Standard |  | 80000 | 65000 |  |  | 76000 | 600 | 81 | 78 | [8 empty] | Federally-Regulated Consumer Product | 11/29/2016 |  | 03/22/2017
Rheem Sales Company, Inc. | Weatherking | WGEA15048AJT08XAA | LPG | Induced Draft | True | True | 1 | False | Horizontal |  | None | Non-Condensing | Single-Stage |  | 0.75 | Standard |  | 80000 | 65000 |  |  | 76000 | 600 | 81 | 78 | [8 empty] | Federally-Regulated Consumer Product | 11/29/2016 |  | 03/22/2017
Rheem Sales Company, Inc. | Weatherking | WGEA15048AJT08XAA | Natural Gas | Induced Draft | True | True | 1 | False | Down |  | None | Non-Condensing | Single-Stage |  | 0.75 | Standard |  | 80000 | 65000 |  |  | 76000 | 600 | 81 | 78 | [8 empty] | Federally-Regulated Consumer Product | 11/29/2016 |  | 03/22/2017
Rheem Sales Company, Inc. | Weatherking | WGEA15048AJT08XAA | Natural Gas | Induced Draft | True | True | 1 | False | Horizontal |  | None | Non-Condensing | Single-Stage |  | 0.75 | Standard |  | 80000 | 65000 |  |  | 76000 | 600 | 81 | 78 | [8 empty] | Federally-Regulated Consumer Product | 11/29/2016 |  | 03/22/2017
Rheem Sales Company, Inc. | Weatherking | WGEA15048AJT101AA | LPG | Induced Draft | True | True | 1 | False | Down |  | None | Non-Condensing | Single-Stage |  | 0.75 | Standard |  | 100000 | 81000 |  |  | 95000 | 742 | 81 | 78 | [8 empty] | Federally-Regulated Consumer Product | 02/09/2017 |  | 03/22/2017
Rheem Sales Company, Inc. | Weatherking | WGEA15048AJT101AA | LPG | Induced Draft | True | True | 1 | False | Horizontal |  | None | Non-Condensing | Single-Stage |  | 0.75 | Standard |  | 100000 | 81000 |  |  | 95000 | 742 | 81 | 78 | [8 empty] | Federally-Regulated Consumer Product | 02/09/2017 |  | 03/22/2017
Rheem Sales Company, Inc. | Weatherking | WGEA15048AJT101AA | Natural Gas | Induced Draft | True | True | 1 | False | Down |  | None | Non-Condensing | Single-Stage |  | 0.75 | Standard |  | 100000 | 81000 |  |  | 95000 | 742 | 81 | 78 | [8 empty] | Federally-Regulated Consumer Product | 02/09/2017 |  | 03/22/2017
Rheem Sales Company, Inc. | Weatherking | WGEA15048AJT101AA | Natural Gas | Induced Draft | True | True | 1 | False | Horizontal |  | None | Non-Condensing | Single-Stage |  | 0.75 | Standard |  | 100000 | 81000 |  |  | 95000 | 742 | 81 | 78 | [8 empty] | Federally-Regulated Consumer Product | 02/09/2017 |  | 03/22/2017
Rheem Sales Company, Inc. | Weatherking | WGEA15048AJT10XAA | LPG | Induced Draft | True | True | 1 | False | Down |  | None | Non-Condensing | Single-Stage |  | 0.75 | Standard |  | 100000 | 81000 |  |  | 95000 | 742 | 81 | 78 | [8 empty] | Federally-Regulated Consumer Product | 11/29/2016 |  | 03/22/2017
Rheem Sales Company, Inc. | Weatherking | WGEA15048AJT10XAA | LPG | Induced Draft | True | True | 1 | False | Horizontal |  | None | Non-Condensing | Single-Stage |  | 0.75 | Standard |  | 100000 | 81000 |  |  | 95000 | 742 | 81 | 78 | [8 empty] | Federally-Regulated Consumer Product | 11/29/2016 |  | 03/22/2017
Rheem Sales Company, Inc. | Weatherking | WGEA15048AJT10XAA | Natural Gas | Induced Draft | True | True | 1 | False | Down |  | None | Non-Condensing | Single-Stage |  | 0.75 | Standard |  | 100000 | 81000 |  |  | 95000 | 742 | 81 | 78 | [8 empty] | Federally-Regulated Consumer Product | 11/29/2016 |  | 03/22/2017
Rheem Sales Company, Inc. | Weatherking | WGEA15048AJT10XAA | Natural Gas | Induced Draft | True | True | 1 | False | Horizontal |  | None | Non-Condensing | Single-Stage |  | 0.75 | Standard |  | 100000 | 81000 |  |  | 95000 | 742 | 81 | 78 | [8 empty] | Federally-Regulated Consumer Product | 11/29/2016 |  | 03/22/2017
Rheem Sales Company, Inc. | Weatherking | WGEA15060AJT101AA | LPG | Induced Draft | True | True | 1 | False | Down |  | None | Non-Condensing | Single-Stage |  | 1 | Standard |  | 100000 | 81000 |  |  | 95000 | 728 | 81 | 78 | [8 empty] | Federally-Regulated Consumer Product | 11/29/2016 |  | 03/22/2017
Rheem Sales Company, Inc. | Weatherking | WGEA15060AJT101AA | LPG | Induced Draft | True | True | 1 | False | Horizontal |  | None | Non-Condensing | Single-Stage |  | 1 | Standard |  | 100000 | 81000 |  |  | 95000 | 728 | 81 | 78 | [8 empty] | Federally-Regulated Consumer Product | 11/29/2016 |  | 03/22/2017
Rheem Sales Company, Inc. | Weatherking | WGEA15060AJT101AA | Natural Gas | Induced Draft | True | True | 1 | False | Down |  | None | Non-Condensing | Single-Stage |  | 1 | Standard |  | 100000 | 81000 |  |  | 95000 | 728 | 81 | 78 | [8 empty] | Federally-Regulated Consumer Product | 11/29/2016 |  | 03/22/2017
Rheem Sales Company, Inc. | Weatherking | WGEA15060AJT101AA | Natural Gas | Induced Draft | True | True | 1 | False | Horizontal |  | None | Non-Condensing | Single-Stage |  | 1 | Standard |  | 100000 | 81000 |  |  | 95000 | 728 | 81 | 78 | [8 empty] | Federally-Regulated Consumer Product | 11/29/2016 |  | 03/22/2017
Rheem Sales Company, Inc. | Weatherking | WGEA15060AJT10XAA | LPG | Induced Draft | True | True | 1 | False | Down |  | None | Non-Condensing | Single-Stage |  | 1 | Standard |  | 100000 | 81000 |  |  | 95000 | 728 | 81 | 78 | [8 empty] | Federally-Regulated Consumer Product | 02/09/2017 |  | 03/22/2017
Rheem Sales Company, Inc. | Weatherking | WGEA15060AJT10XAA | LPG | Induced Draft | True | True | 1 | False | Horizontal |  | None | Non-Condensing | Single-Stage |  | 1 | Standard |  | 100000 | 81000 |  |  | 95000 | 728 | 81 | 78 | [8 empty] | Federally-Regulated Consumer Product | 02/09/2017 |  | 03/22/2017
Rheem Sales Company, Inc. | Weatherking | WGEA15060AJT10XAA | Natural Gas | Induced Draft | True | True | 1 | False | Down |  | None | Non-Condensing | Single-Stage |  | 1 | Standard |  | 100000 | 81000 |  |  | 95000 | 728 | 81 | 78 | [8 empty] | Federally-Regulated Consumer Product | 02/09/2017 |  | 03/22/2017
Rheem Sales Company, Inc. | Weatherking | WGEA15060AJT10XAA | Natural Gas | Induced Draft | True | True | 1 | False | Horizontal |  | None | Non-Condensing | Single-Stage |  | 1 | Standard |  | 100000 | 81000 |  |  | 95000 | 728 | 81 | 78 | [8 empty] | Federally-Regulated Consumer Product | 02/09/2017 |  | 03/22/2017
Dettson Industries, Inc. | Dettson | C030-M-V | LPG | Induced Draft | True | False | 1 | True | Up |  | None | Condensing | Step Modulating |  | 0.5 | Premium |  | 30000 | 29000 |  |  | 33000 | 195 | 95.3 | 75 | [8 empty] | Federally-Regulated Consumer Product | 03/08/2016 |  | 03/29/2017
Dettson Industries, Inc. | Dettson | C030-M-V | LPG | Induced Draft | True | False | 1 | True | Down |  | None | Condensing | Step Modulating |  | 0.5 | Premium |  | 30000 | 29000 |  |  | 33000 | 195 | 95.3 | 75 | [8 empty] | Federally-Regulated Consumer Product | 03/08/2016 |  | 03/29/2017
Dettson Industries, Inc. | Dettson | C030-M-V | LPG | Induced Draft | True | False | 1 | True | Horizontal |  | None | Condensing | Step Modulating |  | 0.5 | Premium |  | 30000 | 29000 |  |  | 33000 | 195 | 95.3 | 75 | [8 empty] | Federally-Regulated Consumer Product | 03/08/2016 |  | 03/29/2017
Dettson Industries, Inc. | Dettson | C030-M-V | Natural Gas | Induced Draft | True | False | 1 | True | Up |  | None | Condensing | Step Modulating |  | 0.5 | Premium |  | 30000 | 29000 |  |  | 33000 | 195 | 95.3 | 75 | [8 empty] | Federally-Regulated Consumer Product | 03/08/2016 |  | 03/29/2017
Dettson Industries, Inc. | Dettson | C030-M-V | Natural Gas | Induced Draft | True | False | 1 | True | Down |  | None | Condensing | Step Modulating |  | 0.5 | Premium |  | 30000 | 29000 |  |  | 33000 | 195 | 95.3 | 75 | [8 empty] | Federally-Regulated Consumer Product | 03/08/2016 |  | 03/29/2017
Dettson Industries, Inc. | Dettson | C030-M-V | Natural Gas | Induced Draft | True | False | 1 | True | Horizontal |  | None | Condensing | Step Modulating |  | 0.5 | Premium |  | 30000 | 29000 |  |  | 33000 | 195 | 95.3 | 75 | [8 empty] | Federally-Regulated Consumer Product | 03/08/2016 |  | 03/29/2017
Dettson Industries, Inc. | Dettson | C015-M-V | LPG | Induced Draft | True | False | 1 | True | Up |  | None | Condensing | Step Modulating |  | 0.5 | Premium |  | 15000 | 14000 |  |  | 16200 | 197 | 95.3 | 75 | [8 empty] | Federally-Regulated Consumer Product | 03/08/2016 |  | 03/29/2017
Dettson Industries, Inc. | Dettson | C015-M-V | LPG | Induced Draft | True | False | 1 | True | Down |  | None | Condensing | Step Modulating |  | 0.5 | Premium |  | 15000 | 14000 |  |  | 16200 | 197 | 95.3 | 75 | [8 empty] | Federally-Regulated Consumer Product | 03/08/2016 |  | 03/29/2017
Dettson Industries, Inc. | Dettson | C015-M-V | LPG | Induced Draft | True | False | 1 | True | Horizontal |  | None | Condensing | Step Modulating |  | 0.5 | Premium |  | 15000 | 14000 |  |  | 16200 | 197 | 95.3 | 75 | [8 empty] | Federally-Regulated Consumer Product | 03/08/2016 |  | 03/29/2017
Dettson Industries, Inc. | Dettson | C015-M-V | Natural Gas | Induced Draft | True | False | 1 | True | Up |  | None | Condensing | Step Modulating |  | 0.5 | Premium |  | 15000 | 14000 |  |  | 16200 | 197 | 95.3 | 75 | [8 empty] | Federally-Regulated Consumer Product | 03/08/2016 |  | 03/29/2017
Dettson Industries, Inc. | Dettson | C015-M-V | Natural Gas | Induced Draft | True | False | 1 | True | Down |  | None | Condensing | Step Modulating |  | 0.5 | Premium |  | 15000 | 14000 |  |  | 16200 | 197 | 95.3 | 75 | [8 empty] | Federally-Regulated Consumer Product | 03/08/2016 |  | 03/29/2017
Dettson Industries, Inc. | Dettson | C015-M-V | Natural Gas | Induced Draft | True | False | 1 | True | Horizontal |  | None | Condensing | Step Modulating |  | 0.5 | Premium |  | 15000 | 14000 |  |  | 16200 | 197 | 95.3 | 75 | [8 empty] | Federally-Regulated Consumer Product | 03/08/2016 |  | 03/29/2017
Dettson Industries, Inc. | Dettson | 60-M-V | LPG | Induced Draft | True | False | 1 | True | Up |  | None | Condensing | Step Modulating |  | 0.75 | Premium |  | 60000 | 58000 |  |  | 47700 | 193 | 96 | 75 | [8 empty] | Federally-Regulated Consumer Product | 03/08/2016 |  | 03/29/2017
Dettson Industries, Inc. | Dettson | 60-M-V | LPG | Induced Draft | True | False | 1 | True | Down |  | None | Condensing | Step Modulating |  | 0.75 | Premium |  | 60000 | 58000 |  |  | 47700 | 193 | 96 | 75 | [8 empty] | Federally-Regulated Consumer Product | 03/08/2016 |  | 03/29/2017
Dettson Industries, Inc. | Dettson | 60-M-V | LPG | Induced Draft | True | False | 1 | True | Horizontal |  | None | Condensing | Step Modulating |  | 0.75 | Premium |  | 60000 | 58000 |  |  | 47700 | 193 | 96 | 75 | [8 empty] | Federally-Regulated Consumer Product | 03/08/2016 |  | 03/29/2017
Dettson Industries, Inc. | Dettson | 60-M-V | Natural Gas | Induced Draft | True | False | 1 | True | Up |  | None | Condensing | Step Modulating |  | 0.75 | Premium |  | 60000 | 58000 |  |  | 47700 | 193 | 96 | 75 | [8 empty] | Federally-Regulated Consumer Product | 03/08/2016 |  | 03/29/2017
Dettson Industries, Inc. | Dettson | 60-M-V | Natural Gas | Induced Draft | True | False | 1 | True | Down |  | None | Condensing | Step Modulating |  | 0.75 | Premium |  | 60000 | 58000 |  |  | 47700 | 193 | 96 | 75 | [8 empty] | Federally-Regulated Consumer Product | 03/08/2016 |  | 03/29/2017
Dettson Industries, Inc. | Dettson | 60-M-V | Natural Gas | Induced Draft | True | False | 1 | True | Horizontal |  | None | Condensing | Step Modulating |  | 0.75 | Premium |  | 60000 | 58000 |  |  | 47700 | 193 | 96 | 75 | [8 empty] | Federally-Regulated Consumer Product | 03/08/2016 |  | 03/29/2017
Dettson Industries, Inc. | Dettson | 75-M-V | LPG | Induced Draft | True | False | 1 | True | Up |  | None | Condensing | Step Modulating |  | 0.75 | Premium |  | 75000 | 73000 |  |  | 62400 | 274 | 95.7 | 75 | [8 empty] | Federally-Regulated Consumer Product | 03/08/2016 |  | 03/29/2017
Dettson Industries, Inc. | Dettson | 75-M-V | LPG | Induced Draft | True | False | 1 | True | Down |  | None | Condensing | Step Modulating |  | 0.75 | Premium |  | 75000 | 73000 |  |  | 62400 | 274 | 95.7 | 75 | [8 empty] | Federally-Regulated Consumer Product | 03/08/2016 |  | 03/29/2017
Dettson Industries, Inc. | Dettson | 75-M-V | LPG | Induced Draft | True | False | 1 | True | Horizontal |  | None | Condensing | Step Modulating |  | 0.75 | Premium |  | 75000 | 73000 |  |  | 62400 | 274 | 95.7 | 75 | [8 empty] | Federally-Regulated Consumer Product | 03/08/2016 |  | 03/29/2017
Dettson Industries, Inc. | Dettson | 75-M-V | Natural Gas | Induced Draft | True | False | 1 | True | Up |  | None | Condensing | Step Modulating |  | 0.75 | Premium |  | 75000 | 73000 |  |  | 62400 | 274 | 95.7 | 75 | [8 empty] | Federally-Regulated Consumer Product | 03/08/2016 |  | 03/29/2017
Dettson Industries, Inc. | Dettson | 75-M-V | Natural Gas | Induced Draft | True | False | 1 | True | Down |  | None | Condensing | Step Modulating |  | 0.75 | Premium |  | 75000 | 73000 |  |  | 62400 | 274 | 95.7 | 75 | [8 empty] | Federally-Regulated Consumer Product | 03/08/2016 |  | 03/29/2017
Dettson Industries, Inc. | Dettson | 75-M-V | Natural Gas | Induced Draft | True | False | 1 | True | Horizontal |  | None | Condensing | Step Modulating |  | 0.75 | Premium |  | 75000 | 73000 |  |  | 62400 | 274 | 95.7 | 75 | [8 empty] | Federally-Regulated Consumer Product | 03/08/2016 |  | 03/29/2017
Dettson Industries, Inc. | Dettson | 60-M-V* | LPG | Induced Draft | True | False | 1 | False | Up |  | None | Condensing | Step Modulating |  | 0.75 | Premium |  | 60000 | 58000 |  |  | 47700 | 193 | 96 | 78 | [8 empty] | Federally-Regulated Consumer Product | 03/08/2016 |  | 03/29/2017
Dettson Industries, Inc. | Dettson | 60-M-V* | LPG | Induced Draft | True | False | 1 | False | Down |  | None | Condensing | Step Modulating |  | 0.75 | Premium |  | 60000 | 58000 |  |  | 47700 | 193 | 96 | 78 | [8 empty] | Federally-Regulated Consumer Product | 03/08/2016 |  | 03/29/2017
Dettson Industries, Inc. | Dettson | 60-M-V* | LPG | Induced Draft | True | False | 1 | False | Horizontal |  | None | Condensing | Step Modulating |  | 0.75 | Premium |  | 60000 | 58000 |  |  | 47700 | 193 | 96 | 78 | [8 empty] | Federally-Regulated Consumer Product | 03/08/2016 |  | 03/29/2017
Dettson Industries, Inc. | Dettson | 60-M-V* | Natural Gas | Induced Draft | True | False | 1 | False | Up |  | None | Condensing | Step Modulating |  | 0.75 | Premium |  | 60000 | 58000 |  |  | 47700 | 193 | 96 | 78 | [8 empty] | Federally-Regulated Consumer Product | 03/08/2016 |  | 03/29/2017
Dettson Industries, Inc. | Dettson | 60-M-V* | Natural Gas | Induced Draft | True | False | 1 | False | Down |  | None | Condensing | Step Modulating |  | 0.75 | Premium |  | 60000 | 58000 |  |  | 47700 | 193 | 96 | 78 | [8 empty] | Federally-Regulated Consumer Product | 03/08/2016 |  | 03/29/2017
Dettson Industries, Inc. | Dettson | 60-M-V* | Natural Gas | Induced Draft | True | False | 1 | False | Horizontal |  | None | Condensing | Step Modulating |  | 0.75 | Premium |  | 60000 | 58000 |  |  | 47700 | 193 | 96 | 78 | [8 empty] | Federally-Regulated Consumer Product | 03/08/2016 |  | 03/29/2017
Dettson Industries, Inc. | Dettson | 75-M-V* | LPG | Induced Draft | True | False | 1 | False | Up |  | None | Condensing | Step Modulating |  | 0.75 | Premium |  | 75000 | 73000 |  |  | 62400 | 274 | 95.7 | 78 | [8 empty] | Federally-Regulated Consumer Product | 03/08/2016 |  | 03/29/2017
Dettson Industries, Inc. | Dettson | 75-M-V* | LPG | Induced Draft | True | False | 1 | False | Down |  | None | Condensing | Step Modulating |  | 0.75 | Premium |  | 75000 | 73000 |  |  | 62400 | 274 | 95.7 | 78 | [8 empty] | Federally-Regulated Consumer Product | 03/08/2016 |  | 03/29/2017
Dettson Industries, Inc. | Dettson | 75-M-V* | LPG | Induced Draft | True | False | 1 | False | Horizontal |  | None | Condensing | Step Modulating |  | 0.75 | Premium |  | 75000 | 73000 |  |  | 62400 | 274 | 95.7 | 78 | [8 empty] | Federally-Regulated Consumer Product | 03/08/2016 |  | 03/29/2017
Dettson Industries, Inc. | Dettson | 75-M-V* | Natural Gas | Induced Draft | True | False | 1 | False | Up |  | None | Condensing | Step Modulating |  | 0.75 | Premium |  | 75000 | 73000 |  |  | 62400 | 274 | 95.7 | 78 | [8 empty] | Federally-Regulated Consumer Product | 03/08/2016 |  | 03/29/2017
Dettson Industries, Inc. | Dettson | 75-M-V* | Natural Gas | Induced Draft | True | False | 1 | False | Down |  | None | Condensing | Step Modulating |  | 0.75 | Premium |  | 75000 | 73000 |  |  | 62400 | 274 | 95.7 | 78 | [8 empty] | Federally-Regulated Consumer Product | 03/08/2016 |  | 03/29/2017
Dettson Industries, Inc. | Dettson | 75-M-V* | Natural Gas | Induced Draft | True | False | 1 | False | Horizontal |  | None | Condensing | Step Modulating |  | 0.75 | Premium |  | 75000 | 73000 |  |  | 62400 | 274 | 95.7 | 78 | [8 empty] | Federally-Regulated Consumer Product | 03/08/2016 |  | 03/29/2017
Dettson Industries, Inc. | Dettson | C015-M-V* | LPG | Induced Draft | True | False | 1 | False | Up |  | None | Condensing | Step Modulating |  | 0.5 | Premium |  | 15000 | 14000 |  |  | 16200 | 197 | 95.3 | 78 | [8 empty] | Federally-Regulated Consumer Product | 03/08/2016 |  | 03/29/2017
Dettson Industries, Inc. | Dettson | C015-M-V* | LPG | Induced Draft | True | False | 1 | False | Down |  | None | Condensing | Step Modulating |  | 0.5 | Premium |  | 15000 | 14000 |  |  | 16200 | 197 | 95.3 | 78 | [8 empty] | Federally-Regulated Consumer Product | 03/08/2016 |  | 03/29/2017
Dettson Industries, Inc. | Dettson | C015-M-V* | LPG | Induced Draft | True | False | 1 | False | Horizontal |  | None | Condensing | Step Modulating |  | 0.5 | Premium |  | 15000 | 14000 |  |  | 16200 | 197 | 95.3 | 78 | [8 empty] | Federally-Regulated Consumer Product | 03/08/2016 |  | 03/29/2017
Dettson Industries, Inc. | Dettson | C015-M-V* | Natural Gas | Induced Draft | True | False | 1 | False | Up |  | None | Condensing | Step Modulating |  | 0.5 | Premium |  | 15000 | 14000 |  |  | 16200 | 197 | 95.3 | 78 | [8 empty] | Federally-Regulated Consumer Product | 03/08/2016 |  | 03/29/2017
Dettson Industries, Inc. | Dettson | C015-M-V* | Natural Gas | Induced Draft | True | False | 1 | False | Down |  | None | Condensing | Step Modulating |  | 0.5 | Premium |  | 15000 | 14000 |  |  | 16200 | 197 | 95.3 | 78 | [8 empty] | Federally-Regulated Consumer Product | 03/08/2016 |  | 03/29/2017
Dettson Industries, Inc. | Dettson | C015-M-V* | Natural Gas | Induced Draft | True | False | 1 | False | Horizontal |  | None | Condensing | Step Modulating |  | 0.5 | Premium |  | 15000 | 14000 |  |  | 16200 | 197 | 95.3 | 78 | [8 empty] | Federally-Regulated Consumer Product | 03/08/2016 |  | 03/29/2017
Dettson Industries, Inc. | Dettson | C030-M-V* | LPG | Induced Draft | True | False | 1 | False | Up |  | None | Condensing | Step Modulating |  | 0.5 | Premium |  | 30000 | 29000 |  |  | 33300 | 195 | 95.3 | 78 | [8 empty] | Federally-Regulated Consumer Product | 03/08/2016 |  | 03/29/2017
Dettson Industries, Inc. | Dettson | C030-M-V* | LPG | Induced Draft | True | False | 1 | False | Down |  | None | Condensing | Step Modulating |  | 0.5 | Premium |  | 30000 | 29000 |  |  | 33300 | 195 | 95.3 | 78 | [8 empty] | Federally-Regulated Consumer Product | 03/08/2016 |  | 03/29/2017
Dettson Industries, Inc. | Dettson | C030-M-V* | LPG | Induced Draft | True | False | 1 | False | Horizontal |  | None | Condensing | Step Modulating |  | 0.5 | Premium |  | 30000 | 29000 |  |  | 33300 | 195 | 95.3 | 78 | [8 empty] | Federally-Regulated Consumer Product | 03/08/2016 |  | 03/29/2017
Dettson Industries, Inc. | Dettson | C030-M-V* | Natural Gas | Induced Draft | True | False | 1 | False | Up |  | None | Condensing | Step Modulating |  | 0.5 | Premium |  | 30000 | 29000 |  |  | 33300 | 195 | 95.3 | 78 | [8 empty] | Federally-Regulated Consumer Product | 03/08/2016 |  | 03/29/2017
Dettson Industries, Inc. | Dettson | C030-M-V* | Natural Gas | Induced Draft | True | False | 1 | False | Down |  | None | Condensing | Step Modulating |  | 0.5 | Premium |  | 30000 | 29000 |  |  | 33300 | 195 | 95.3 | 78 | [8 empty] | Federally-Regulated Consumer Product | 03/08/2016 |  | 03/29/2017
Dettson Industries, Inc. | Dettson | C030-M-V* | Natural Gas | Induced Draft | True | False | 1 | False | Horizontal |  | None | Condensing | Step Modulating |  | 0.5 | Premium |  | 30000 | 29000 |  |  | 33300 | 195 | 95.3 | 78 | [8 empty] | Federally-Regulated Consumer Product | 03/08/2016 |  | 03/29/2017
Nordyne, LLC | Intertherm | M4RC 054D-24B* | LPG | Induced Draft | True | False | 1 | False | Up |  | None | Condensing | Single-Stage |  | 0.5 | Standard |  | 54000 | 49000 |  |  | 49700 | 755 | 92.1 | 78 | [8 empty] | Federally-Regulated Consumer Product | 02/14/2017 |  | 04/03/2017
Nordyne, LLC | Intertherm | M4RC 054D-24B* | LPG | Induced Draft | True | False | 1 | False | Horizontal |  | None | Condensing | Single-Stage |  | 0.5 | Standard |  | 54000 | 49000 |  |  | 49700 | 755 | 92.1 | 78 | [8 empty] | Federally-Regulated Consumer Product | 02/14/2017 |  | 04/03/2017
Nordyne, LLC | Intertherm | M4RC 054D-24B* | Natural Gas | Induced Draft | True | False | 1 | False | Up |  | None | Condensing | Single-Stage |  | 0.5 | Standard |  | 54000 | 49000 |  |  | 49700 | 755 | 92.1 | 78 | [8 empty] | Federally-Regulated Consumer Product | 02/14/2017 |  | 04/03/2017
Nordyne, LLC | Intertherm | M4RC 054D-24B* | Natural Gas | Induced Draft | True | False | 1 | False | Horizontal |  | None | Condensing | Single-Stage |  | 0.5 | Standard |  | 54000 | 49000 |  |  | 49700 | 755 | 92.1 | 78 | [8 empty] | Federally-Regulated Consumer Product | 02/14/2017 |  | 04/03/2017
Nordyne, LLC | Intertherm | M4RC 072D-35C* | LPG | Induced Draft | True | False | 1 | False | Up |  | None | Condensing | Single-Stage |  | 0.5 | Standard |  | 72000 | 66000 |  |  | 66000 | 1054 | 92.1 | 78 | [8 empty] | Federally-Regulated Consumer Product | 02/14/2017 |  | 04/03/2017
Nordyne, LLC | Intertherm | M4RC 072D-35C* | LPG | Induced Draft | True | False | 1 | False | Horizontal |  | None | Condensing | Single-Stage |  | 0.5 | Standard |  | 72000 | 66000 |  |  | 66000 | 1054 | 92.1 | 78 | [8 empty] | Federally-Regulated Consumer Product | 02/14/2017 |  | 04/03/2017
Nordyne, LLC | Intertherm | M4RC 072D-35C* | Natural Gas | Induced Draft | True | False | 1 | False | Up |  | None | Condensing | Single-Stage |  | 0.5 | Standard |  | 72000 | 66000 |  |  | 66000 | 1054 | 92.1 | 78 | [8 empty] | Federally-Regulated Consumer Product | 02/14/2017 |  | 04/03/2017
Nordyne, LLC | Intertherm | M4RC 072D-35C* | Natural Gas | Induced Draft | True | False | 1 | False | Horizontal |  | None | Condensing | Single-Stage |  | 0.5 | Standard |  | 72000 | 66000 |  |  | 66000 | 1054 | 92.1 | 78 | [8 empty] | Federally-Regulated Consumer Product | 02/14/2017 |  | 04/03/2017
Nordyne, LLC | Intertherm | M4RC 090D-35C* | LPG | Induced Draft | True | False | 1 | False | Up |  | None | Condensing | Single-Stage |  | 1 | Standard |  | 90000 | 82000 |  |  | 82500 | 1309 | 92.1 | 78 | [8 empty] | Federally-Regulated Consumer Product | 02/14/2017 |  | 04/03/2017
Nordyne, LLC | Intertherm | M4RC 090D-35C* | LPG | Induced Draft | True | False | 1 | False | Horizontal |  | None | Condensing | Single-Stage |  | 1 | Standard |  | 90000 | 82000 |  |  | 82500 | 1309 | 92.1 | 78 | [8 empty] | Federally-Regulated Consumer Product | 02/14/2017 |  | 04/03/2017
Nordyne, LLC | Intertherm | M4RC 090D-35C* | Natural Gas | Induced Draft | True | False | 1 | False | Up |  | None | Condensing | Single-Stage |  | 1 | Standard |  | 90000 | 82000 |  |  | 82500 | 1309 | 92.1 | 78 | [8 empty] | Federally-Regulated Consumer Product | 02/14/2017 |  | 04/03/2017
Nordyne, LLC | Intertherm | M4RC 090D-35C* | Natural Gas | Induced Draft | True | False | 1 | False | Horizontal |  | None | Condensing | Single-Stage |  | 1 | Standard |  | 90000 | 82000 |  |  | 82500 | 1309 | 92.1 | 78 | [8 empty] | Federally-Regulated Consumer Product | 02/14/2017 |  | 04/03/2017
Nordyne, LLC | Intertherm | M4RC 108D-45D* | LPG | Induced Draft | True | False | 1 | False | Up |  | None | Condensing | Single-Stage |  | 1 | Standard |  | 108000 | 99000 |  |  | 99300 | 1450 | 92.1 | 78 | [8 empty] | Federally-Regulated Consumer Product | 02/14/2017 |  | 04/03/2017
Nordyne, LLC | Intertherm | M4RC 108D-45D* | LPG | Induced Draft | True | False | 1 | False | Horizontal |  | None | Condensing | Single-Stage |  | 1 | Standard |  | 108000 | 99000 |  |  | 99300 | 1450 | 92.1 | 78 | [8 empty] | Federally-Regulated Consumer Product | 02/14/2017 |  | 04/03/2017
Nordyne, LLC | Intertherm | M4RC 108D-45D* | Natural Gas | Induced Draft | True | False | 1 | False | Up |  | None | Condensing | Single-Stage |  | 1 | Standard |  | 108000 | 99000 |  |  | 99300 | 1450 | 92.1 | 78 | [8 empty] | Federally-Regulated Consumer Product | 02/14/2017 |  | 04/03/2017
Nordyne, LLC | Intertherm | M4RC 108D-45D* | Natural Gas | Induced Draft | True | False | 1 | False | Horizontal |  | None | Condensing | Single-Stage |  | 1 | Standard |  | 108000 | 99000 |  |  | 99300 | 1450 | 92.1 | 78 | [8 empty] | Federally-Regulated Consumer Product | 02/14/2017 |  | 04/03/2017
Nordyne, LLC | Intertherm | M4RL 090D-35C* | LPG | Induced Draft | True | False | 1 | False | Down |  | None | Condensing | Single-Stage |  | 1 | Standard |  | 90000 | 82000 |  |  | 83400 | 998 | 92.1 | 78 | [8 empty] | Federally-Regulated Consumer Product | 02/14/2017 |  | 04/03/2017
Nordyne, LLC | Intertherm | M4RL 090D-35C* | Natural Gas | Induced Draft | True | False | 1 | False | Down |  | None | Condensing | Single-Stage |  | 1 | Standard |  | 90000 | 82000 |  |  | 83400 | 998 | 92.1 | 78 | [8 empty] | Federally-Regulated Consumer Product | 02/14/2017 |  | 04/03/2017
Nordyne, LLC | LIFESTYLE | M4RC 054D-24B* | LPG | Induced Draft | True | False | 1 | False | Up |  | None | Condensing | Single-Stage |  | 0.5 | Standard |  | 54000 | 49000 |  |  | 49700 | 755 | 92.1 | 78 | [8 empty] | Federally-Regulated Consumer Product | 02/13/2017 |  | 04/03/2017
Nordyne, LLC | LIFESTYLE | M4RC 054D-24B* | LPG | Induced Draft | True | False | 1 | False | Horizontal |  | None | Condensing | Single-Stage |  | 0.5 | Standard |  | 54000 | 49000 |  |  | 49700 | 755 | 92.1 | 78 | [8 empty] | Federally-Regulated Consumer Product | 02/13/2017 |  | 04/03/2017
Nordyne, LLC | LIFESTYLE | M4RC 054D-24B* | Natural Gas | Induced Draft | True | False | 1 | False | Up |  | None | Condensing | Single-Stage |  | 0.5 | Standard |  | 54000 | 49000 |  |  | 49700 | 755 | 92.1 | 78 | [8 empty] | Federally-Regulated Consumer Product | 02/13/2017 |  | 04/03/2017
Nordyne, LLC | LIFESTYLE | M4RC 054D-24B* | Natural Gas | Induced Draft | True | False | 1 | False | Horizontal |  | None | Condensing | Single-Stage |  | 0.5 | Standard |  | 54000 | 49000 |  |  | 49700 | 755 | 92.1 | 78 | [8 empty] | Federally-Regulated Consumer Product | 02/13/2017 |  | 04/03/2017
Nordyne, LLC | LIFESTYLE | M4RC 072D-35C* | LPG | Induced Draft | True | False | 1 | False | Up |  | None | Condensing | Single-Stage |  | 0.5 | Standard |  | 72000 | 66000 |  |  | 66000 | 1054 | 92.1 | 78 | [8 empty] | Federally-Regulated Consumer Product | 02/13/2017 |  | 04/03/2017
Nordyne, LLC | LIFESTYLE | M4RC 072D-35C* | LPG | Induced Draft | True | False | 1 | False | Horizontal |  | None | Condensing | Single-Stage |  | 0.5 | Standard |  | 72000 | 66000 |  |  | 66000 | 1054 | 92.1 | 78 | [8 empty] | Federally-Regulated Consumer Product | 02/13/2017 |  | 04/03/2017
Nordyne, LLC | LIFESTYLE | M4RC 072D-35C* | Natural Gas | Induced Draft | True | False | 1 | False | Up |  | None | Condensing | Single-Stage |  | 0.5 | Standard |  | 72000 | 66000 |  |  | 66000 | 1054 | 92.1 | 78 | [8 empty] | Federally-Regulated Consumer Product | 02/13/2017 |  | 04/03/2017
Nordyne, LLC | LIFESTYLE | M4RC 072D-35C* | Natural Gas | Induced Draft | True | False | 1 | False | Horizontal |  | None | Condensing | Single-Stage |  | 0.5 | Standard |  | 72000 | 66000 |  |  | 66000 | 1054 | 92.1 | 78 | [8 empty] | Federally-Regulated Consumer Product | 02/13/2017 |  | 04/03/2017
Nordyne, LLC | LIFESTYLE | M4RC 090D-35C* | LPG | Induced Draft | True | False | 1 | False | Up |  | None | Condensing | Single-Stage |  | 1 | Standard |  | 90000 | 82000 |  |  | 82500 | 1309 | 92.1 | 78 | [8 empty] | Federally-Regulated Consumer Product | 02/13/2017 |  | 04/03/2017
Nordyne, LLC | LIFESTYLE | M4RC 090D-35C* | LPG | Induced Draft | True | False | 1 | False | Horizontal |  | None | Condensing | Single-Stage |  | 1 | Standard |  | 90000 | 82000 |  |  | 82500 | 1309 | 92.1 | 78 | [8 empty] | Federally-Regulated Consumer Product | 02/13/2017 |  | 04/03/2017
Nordyne, LLC | LIFESTYLE | M4RC 090D-35C* | Natural Gas | Induced Draft | True | False | 1 | False | Up |  | None | Condensing | Single-Stage |  | 1 | Standard |  | 90000 | 82000 |  |  | 82500 | 1309 | 92.1 | 78 | [8 empty] | Federally-Regulated Consumer Product | 02/13/2017 |  | 04/03/2017
Nordyne, LLC | LIFESTYLE | M4RC 090D-35C* | Natural Gas | Induced Draft | True | False | 1 | False | Horizontal |  | None | Condensing | Single-Stage |  | 1 | Standard |  | 90000 | 82000 |  |  | 82500 | 1309 | 92.1 | 78 | [8 empty] | Federally-Regulated Consumer Product | 02/13/2017 |  | 04/03/2017
Nordyne, LLC | LIFESTYLE | M4RC 108D-45D* | LPG | Induced Draft | True | False | 1 | False | Up |  | None | Condensing | Single-Stage |  | 1 | Standard |  | 108000 | 99000 |  |  | 99300 | 1450 | 92.1 | 78 | [8 empty] | Federally-Regulated Consumer Product | 02/13/2017 |  | 04/03/2017
Nordyne, LLC | LIFESTYLE | M4RC 108D-45D* | LPG | Induced Draft | True | False | 1 | False | Horizontal |  | None | Condensing | Single-Stage |  | 1 | Standard |  | 108000 | 99000 |  |  | 99300 | 1450 | 92.1 | 78 | [8 empty] | Federally-Regulated Consumer Product | 02/13/2017 |  | 04/03/2017
Nordyne, LLC | LIFESTYLE | M4RC 108D-45D* | Natural Gas | Induced Draft | True | False | 1 | False | Up |  | None | Condensing | Single-Stage |  | 1 | Standard |  | 108000 | 99000 |  |  | 99300 | 1450 | 92.1 | 78 | [8 empty] | Federally-Regulated Consumer Product | 02/13/2017 |  | 04/03/2017
Nordyne, LLC | LIFESTYLE | M4RC 108D-45D* | Natural Gas | Induced Draft | True | False | 1 | False | Horizontal |  | None | Condensing | Single-Stage |  | 1 | Standard |  | 108000 | 99000 |  |  | 99300 | 1450 | 92.1 | 78 | [8 empty] | Federally-Regulated Consumer Product | 02/13/2017 |  | 04/03/2017
Nordyne, LLC | LIFESTYLE | M4RL 090D-35C* | LPG | Induced Draft | True | False | 1 | False | Down |  | None | Condensing | Single-Stage |  | 1 | Standard |  | 90000 | 82000 |  |  | 83400 | 998 | 92.1 | 78 | [8 empty] | Federally-Regulated Consumer Product | 02/13/2017 |  | 04/03/2017
Nordyne, LLC | LIFESTYLE | M4RL 090D-35C* | Natural Gas | Induced Draft | True | False | 1 | False | Down |  | None | Condensing | Single-Stage |  | 1 | Standard |  | 90000 | 82000 |  |  | 83400 | 998 | 92.1 | 78 | [8 empty] | Federally-Regulated Consumer Product | 02/13/2017 |  | 04/03/2017
Carrier Corp. - Syracuse | Carrier | 48VL-B240403* | LPG | Induced Draft | True | True | 1 | False | Down |  | None | Non-Condensing | Single-Stage |  | 0.5 | Standard |  | 40000 | 33000 |  |  | 38800 | 259 | 81 | 78 | [8 empty] | Federally-Regulated Consumer Product | 05/24/2016 |  | 05/03/2017
Carrier Corp. - Syracuse | Carrier | 48VL-B240403* | LPG | Induced Draft | True | True | 1 | False | Horizontal |  | None | Non-Condensing | Single-Stage |  | 0.5 | Standard |  | 40000 | 33000 |  |  | 38800 | 259 | 81 | 78 | [8 empty] | Federally-Regulated Consumer Product | 05/24/2016 |  | 05/03/2017
Carrier Corp. - Syracuse | Carrier | 48VL-B240403* | Natural Gas | Induced Draft | True | True | 1 | False | Down |  | None | Non-Condensing | Single-Stage |  | 0.5 | Standard |  | 40000 | 33000 |  |  | 38800 | 259 | 81 | 78 | [8 empty] | Federally-Regulated Consumer Product | 05/24/2016 |  | 05/03/2017
Carrier Corp. - Syracuse | Carrier | 48VL-B240403* | Natural Gas | Induced Draft | True | True | 1 | False | Horizontal |  | None | Non-Condensing | Single-Stage |  | 0.5 | Standard |  | 40000 | 33000 |  |  | 38800 | 259 | 81 | 78 | [8 empty] | Federally-Regulated Consumer Product | 05/24/2016 |  | 05/03/2017
Carrier Corp. - Syracuse | Carrier | 48VL-B240603* | LPG | Induced Draft | True | True | 1 | False | Down |  | None | Non-Condensing | Single-Stage |  | 0.5 | Standard |  | 60000 | 49000 |  |  | 57400 | 543 | 81 | 78 | [8 empty] | Federally-Regulated Consumer Product | 05/24/2016 |  | 05/03/2017
Carrier Corp. - Syracuse | Carrier | 48VL-B240603* | LPG | Induced Draft | True | True | 1 | False | Horizontal |  | None | Non-Condensing | Single-Stage |  | 0.5 | Standard |  | 60000 | 49000 |  |  | 57400 | 543 | 81 | 78 | [8 empty] | Federally-Regulated Consumer Product | 05/24/2016 |  | 05/03/2017
Carrier Corp. - Syracuse | Carrier | 48VL-B240603* | Natural Gas | Induced Draft | True | True | 1 | False | Down |  | None | Non-Condensing | Single-Stage |  | 0.5 | Standard |  | 60000 | 49000 |  |  | 57400 | 543 | 81 | 78 | [8 empty] | Federally-Regulated Consumer Product | 05/24/2016 |  | 05/03/2017
Carrier Corp. - Syracuse | Carrier | 48VL-B240603* | Natural Gas | Induced Draft | True | True | 1 | False | Horizontal |  | None | Non-Condensing | Single-Stage |  | 0.5 | Standard |  | 60000 | 49000 |  |  | 57400 | 543 | 81 | 78 | [8 empty] | Federally-Regulated Consumer Product | 05/24/2016 |  | 05/03/2017
Carrier Corp. - Syracuse | Carrier | 48VL-B300403* | LPG | Induced Draft | True | True | 1 | False | Down |  | None | Non-Condensing | Single-Stage |  | 0.5 | Standard |  | 40000 | 33000 |  |  | 38800 | 259 | 81 | 78 | [8 empty] | Federally-Regulated Consumer Product | 05/24/2016 |  | 05/03/2017
Carrier Corp. - Syracuse | Carrier | 48VL-B300403* | LPG | Induced Draft | True | True | 1 | False | Horizontal |  | None | Non-Condensing | Single-Stage |  | 0.5 | Standard |  | 40000 | 33000 |  |  | 38800 | 259 | 81 | 78 | [8 empty] | Federally-Regulated Consumer Product | 05/24/2016 |  | 05/03/2017
Carrier Corp. - Syracuse | Carrier | 48VL-B300403* | Natural Gas | Induced Draft | True | True | 1 | False | Down |  | None | Non-Condensing | Single-Stage |  | 0.5 | Standard |  | 40000 | 33000 |  |  | 38800 | 259 | 81 | 78 | [8 empty] | Federally-Regulated Consumer Product | 05/24/2016 |  | 05/03/2017
Carrier Corp. - Syracuse | Carrier | 48VL-B300403* | Natural Gas | Induced Draft | True | True | 1 | False | Horizontal |  | None | Non-Condensing | Single-Stage |  | 0.5 | Standard |  | 40000 | 33000 |  |  | 38800 | 259 | 81 | 78 | [8 empty] | Federally-Regulated Consumer Product | 05/24/2016 |  | 05/03/2017
Carrier Corp. - Syracuse | Carrier | 48VL-B300603* | LPG | Induced Draft | True | True | 1 | False | Down |  | None | Non-Condensing | Single-Stage |  | 0.5 | Standard |  | 60000 | 49000 |  |  | 57400 | 543 | 81 | 78 | [8 empty] | Federally-Regulated Consumer Product | 05/24/2016 |  | 05/03/2017
Carrier Corp. - Syracuse | Carrier | 48VL-B300603* | LPG | Induced Draft | True | True | 1 | False | Horizontal |  | None | Non-Condensing | Single-Stage |  | 0.5 | Standard |  | 60000 | 49000 |  |  | 57400 | 543 | 81 | 78 | [8 empty] | Federally-Regulated Consumer Product | 05/24/2016 |  | 05/03/2017
Carrier Corp. - Syracuse | Carrier | 48VL-B300603* | Natural Gas | Induced Draft | True | True | 1 | False | Down |  | None | Non-Condensing | Single-Stage |  | 0.5 | Standard |  | 60000 | 49000 |  |  | 57400 | 543 | 81 | 78 | [8 empty] | Federally-Regulated Consumer Product | 05/24/2016 |  | 05/03/2017
Carrier Corp. - Syracuse | Carrier | 48VL-B300603* | Natural Gas | Induced Draft | True | True | 1 | False | Horizontal |  | None | Non-Condensing | Single-Stage |  | 0.5 | Standard |  | 60000 | 49000 |  |  | 57400 | 543 | 81 | 78 | [8 empty] | Federally-Regulated Consumer Product | 05/24/2016 |  | 05/03/2017
Carrier Corp. - Syracuse | Carrier | 48VL-B360603* | LPG | Induced Draft | True | True | 1 | False | Down |  | None | Non-Condensing | Single-Stage |  | 0.75 | Standard |  | 60000 | 49000 |  |  | 57100 | 617 | 81 | 78 | [8 empty] | Federally-Regulated Consumer Product | 05/24/2016 |  | 05/03/2017
Carrier Corp. - Syracuse | Carrier | 48VL-B360603* | LPG | Induced Draft | True | True | 1 | False | Horizontal |  | None | Non-Condensing | Single-Stage |  | 0.75 | Standard |  | 60000 | 49000 |  |  | 57100 | 617 | 81 | 78 | [8 empty] | Federally-Regulated Consumer Product | 05/24/2016 |  | 05/03/2017
Carrier Corp. - Syracuse | Carrier | 48VL-B360603* | Natural Gas | Induced Draft | True | True | 1 | False | Down |  | None | Non-Condensing | Single-Stage |  | 0.75 | Standard |  | 60000 | 49000 |  |  | 57100 | 617 | 81 | 78 | [8 empty] | Federally-Regulated Consumer Product | 05/24/2016 |  | 05/03/2017
Carrier Corp. - Syracuse | Carrier | 48VL-B360603* | Natural Gas | Induced Draft | True | True | 1 | False | Horizontal |  | None | Non-Condensing | Single-Stage |  | 0.75 | Standard |  | 60000 | 49000 |  |  | 57100 | 617 | 81 | 78 | [8 empty] | Federally-Regulated Consumer Product | 05/24/2016 |  | 05/03/2017
Carrier Corp. - Syracuse | Carrier | 48VL-B360903* | LPG | Induced Draft | True | True | 1 | False | Down |  | None | Non-Condensing | Single-Stage |  | 0.75 | Standard |  | 90000 | 73000 |  |  | 75800 | 837 | 81 | 78 | [8 empty] | Federally-Regulated Consumer Product | 05/24/2016 |  | 05/03/2017
Carrier Corp. - Syracuse | Carrier | 48VL-B360903* | LPG | Induced Draft | True | True | 1 | False | Horizontal |  | None | Non-Condensing | Single-Stage |  | 0.75 | Standard |  | 90000 | 73000 |  |  | 75800 | 837 | 81 | 78 | [8 empty] | Federally-Regulated Consumer Product | 05/24/2016 |  | 05/03/2017
Carrier Corp. - Syracuse | Carrier | 48VL-B360903* | Natural Gas | Induced Draft | True | True | 1 | False | Down |  | None | Non-Condensing | Single-Stage |  | 0.75 | Standard |  | 90000 | 73000 |  |  | 75800 | 837 | 81 | 78 | [8 empty] | Federally-Regulated Consumer Product | 05/24/2016 |  | 05/03/2017
Carrier Corp. - Syracuse | Carrier | 48VL-B360903* | Natural Gas | Induced Draft | True | True | 1 | False | Horizontal |  | None | Non-Condensing | Single-Stage |  | 0.75 | Standard |  | 90000 | 73000 |  |  | 75800 | 837 | 81 | 78 | [8 empty] | Federally-Regulated Consumer Product | 05/24/2016 |  | 05/03/2017
Carrier Corp. - Syracuse | Carrier | 48VL-B420603* | LPG | Induced Draft | True | True | 1 | False | Down |  | None | Non-Condensing | Single-Stage |  | 0.75 | Standard |  | 60000 | 49000 |  |  | 58200 | 359 | 81 | 78 | [8 empty] | Federally-Regulated Consumer Product | 05/24/2016 |  | 05/03/2017
Carrier Corp. - Syracuse | Carrier | 48VL-B420603* | LPG | Induced Draft | True | True | 1 | False | Horizontal |  | None | Non-Condensing | Single-Stage |  | 0.75 | Standard |  | 60000 | 49000 |  |  | 58200 | 359 | 81 | 78 | [8 empty] | Federally-Regulated Consumer Product | 05/24/2016 |  | 05/03/2017
Carrier Corp. - Syracuse | Carrier | 48VL-B420603* | Natural Gas | Induced Draft | True | True | 1 | False | Down |  | None | Non-Condensing | Single-Stage |  | 0.75 | Standard |  | 60000 | 49000 |  |  | 58200 | 359 | 81 | 78 | [8 empty] | Federally-Regulated Consumer Product | 05/24/2016 |  | 05/03/2017
Carrier Corp. - Syracuse | Carrier | 48VL-B420603* | Natural Gas | Induced Draft | True | True | 1 | False | Horizontal |  | None | Non-Condensing | Single-Stage |  | 0.75 | Standard |  | 60000 | 49000 |  |  | 58200 | 359 | 81 | 78 | [8 empty] | Federally-Regulated Consumer Product | 05/24/2016 |  | 05/03/2017
Carrier Corp. - Syracuse | Carrier | 48VL-B480903* | LPG | Induced Draft | True | True | 1 | False | Down |  | None | Non-Condensing | Single-Stage |  | 1 | Standard |  | 90000 | 74000 |  |  | 77600 | 433 | 81 | 78 | [8 empty] | Federally-Regulated Consumer Product | 05/24/2016 |  | 05/03/2017
Carrier Corp. - Syracuse | Carrier | 48VL-B480903* | LPG | Induced Draft | True | True | 1 | False | Horizontal |  | None | Non-Condensing | Single-Stage |  | 1 | Standard |  | 90000 | 74000 |  |  | 77600 | 433 | 81 | 78 | [8 empty] | Federally-Regulated Consumer Product | 05/24/2016 |  | 05/03/2017
Carrier Corp. - Syracuse | Carrier | 48VL-B480903* | Natural Gas | Induced Draft | True | True | 1 | False | Down |  | None | Non-Condensing | Single-Stage |  | 1 | Standard |  | 90000 | 74000 |  |  | 77600 | 433 | 81 | 78 | [8 empty] | Federally-Regulated Consumer Product | 05/24/2016 |  | 05/03/2017
Carrier Corp. - Syracuse | Carrier | 48VL-B480903* | Natural Gas | Induced Draft | True | True | 1 | False | Horizontal |  | None | Non-Condensing | Single-Stage |  | 1 | Standard |  | 90000 | 74000 |  |  | 77600 | 433 | 81 | 78 | [8 empty] | Federally-Regulated Consumer Product | 05/24/2016 |  | 05/03/2017
Carrier Corp. - Syracuse | Carrier | 48VL-B481153* | LPG | Induced Draft | True | True | 1 | False | Down |  | None | Non-Condensing | Single-Stage |  | 1 | Standard |  | 115000 | 94000 |  |  | 113500 | 1309 | 81 | 78 | [8 empty] | Federally-Regulated Consumer Product | 05/24/2016 |  | 05/03/2017
Carrier Corp. - Syracuse | Carrier | 48VL-B481153* | LPG | Induced Draft | True | True | 1 | False | Horizontal |  | None | Non-Condensing | Single-Stage |  | 1 | Standard |  | 115000 | 94000 |  |  | 113500 | 1309 | 81 | 78 | [8 empty] | Federally-Regulated Consumer Product | 05/24/2016 |  | 05/03/2017
Carrier Corp. - Syracuse | Carrier | 48VL-B481153* | Natural Gas | Induced Draft | True | True | 1 | False | Down |  | None | Non-Condensing | Single-Stage |  | 1 | Standard |  | 115000 | 94000 |  |  | 113500 | 1309 | 81 | 78 | [8 empty] | Federally-Regulated Consumer Product | 05/24/2016 |  | 05/03/2017
Carrier Corp. - Syracuse | Carrier | 48VL-B481153* | Natural Gas | Induced Draft | True | True | 1 | False | Horizontal |  | None | Non-Condensing | Single-Stage |  | 1 | Standard |  | 115000 | 94000 |  |  | 113500 | 1309 | 81 | 78 | [8 empty] | Federally-Regulated Consumer Product | 05/24/2016 |  | 05/03/2017
Carrier Corp. - Syracuse | Carrier | 48VL-B481303* | LPG | Induced Draft | True | True | 1 | False | Down |  | None | Non-Condensing | Single-Stage |  | 1 | Standard |  | 127000 | 104000 |  |  | 114200 | 1123 | 81 | 78 | [8 empty] | Federally-Regulated Consumer Product | 05/24/2016 |  | 05/03/2017
Carrier Corp. - Syracuse | Carrier | 48VL-B481303* | LPG | Induced Draft | True | True | 1 | False | Horizontal |  | None | Non-Condensing | Single-Stage |  | 1 | Standard |  | 127000 | 104000 |  |  | 114200 | 1123 | 81 | 78 | [8 empty] | Federally-Regulated Consumer Product | 05/24/2016 |  | 05/03/2017
Carrier Corp. - Syracuse | Carrier | 48VL-B481303* | Natural Gas | Induced Draft | True | True | 1 | False | Down |  | None | Non-Condensing | Single-Stage |  | 1 | Standard |  | 127000 | 104000 |  |  | 114200 | 1123 | 81 | 78 | [8 empty] | Federally-Regulated Consumer Product | 05/24/2016 |  | 05/03/2017
Carrier Corp. - Syracuse | Carrier | 48VL-B481303* | Natural Gas | Induced Draft | True | True | 1 | False | Horizontal |  | None | Non-Condensing | Single-Stage |  | 1 | Standard |  | 127000 | 104000 |  |  | 114200 | 1123 | 81 | 78 | [8 empty] | Federally-Regulated Consumer Product | 05/24/2016 |  | 05/03/2017
Carrier Corp. - Syracuse | Carrier | 48VL-B600903* | LPG | Induced Draft | True | True | 1 | False | Down |  | None | Non-Condensing | Single-Stage |  | 1 | Standard |  | 90000 | 74000 |  |  | 77300 | 510 | 81 | 78 | [8 empty] | Federally-Regulated Consumer Product | 05/24/2016 |  | 05/03/2017
Carrier Corp. - Syracuse | Carrier | 48VL-B600903* | LPG | Induced Draft | True | True | 1 | False | Horizontal |  | None | Non-Condensing | Single-Stage |  | 1 | Standard |  | 90000 | 74000 |  |  | 77300 | 510 | 81 | 78 | [8 empty] | Federally-Regulated Consumer Product | 05/24/2016 |  | 05/03/2017
Carrier Corp. - Syracuse | Carrier | 48VL-B600903* | Natural Gas | Induced Draft | True | True | 1 | False | Down |  | None | Non-Condensing | Single-Stage |  | 1 | Standard |  | 90000 | 74000 |  |  | 77300 | 510 | 81 | 78 | [8 empty] | Federally-Regulated Consumer Product | 05/24/2016 |  | 05/03/2017
Carrier Corp. - Syracuse | Carrier | 48VL-B600903* | Natural Gas | Induced Draft | True | True | 1 | False | Horizontal |  | None | Non-Condensing | Single-Stage |  | 1 | Standard |  | 90000 | 74000 |  |  | 77300 | 510 | 81 | 78 | [8 empty] | Federally-Regulated Consumer Product | 05/24/2016 |  | 05/03/2017
Carrier Corp. - Syracuse | Carrier | 48VL-B601153* | LPG | Induced Draft | True | True | 1 | False | Down |  | None | Non-Condensing | Single-Stage |  | 1 | Standard |  | 115000 | 94000 |  |  | 114000 | 1184 | 81 | 78 | [8 empty] | Federally-Regulated Consumer Product | 05/24/2016 |  | 05/03/2017
Carrier Corp. - Syracuse | Carrier | 48VL-B601153* | LPG | Induced Draft | True | True | 1 | False | Horizontal |  | None | Non-Condensing | Single-Stage |  | 1 | Standard |  | 115000 | 94000 |  |  | 114000 | 1184 | 81 | 78 | [8 empty] | Federally-Regulated Consumer Product | 05/24/2016 |  | 05/03/2017
Carrier Corp. - Syracuse | Carrier | 48VL-B601153* | Natural Gas | Induced Draft | True | True | 1 | False | Down |  | None | Non-Condensing | Single-Stage |  | 1 | Standard |  | 115000 | 94000 |  |  | 114000 | 1184 | 81 | 78 | [8 empty] | Federally-Regulated Consumer Product | 05/24/2016 |  | 05/03/2017
Carrier Corp. - Syracuse | Carrier | 48VL-B601153* | Natural Gas | Induced Draft | True | True | 1 | False | Horizontal |  | None | Non-Condensing | Single-Stage |  | 1 | Standard |  | 115000 | 94000 |  |  | 114000 | 1184 | 81 | 78 | [8 empty] | Federally-Regulated Consumer Product | 05/24/2016 |  | 05/03/2017
Carrier Corp. - Syracuse | Carrier | 48VL-B601303* | LPG | Induced Draft | True | True | 1 | False | Down |  | None | Non-Condensing | Single-Stage |  | 1 | Standard |  | 127000 | 104000 |  |  | 114300 | 1100 | 81 | 78 | [8 empty] | Federally-Regulated Consumer Product | 05/24/2016 |  | 05/03/2017
Carrier Corp. - Syracuse | Carrier | 48VL-B601303* | LPG | Induced Draft | True | True | 1 | False | Horizontal |  | None | Non-Condensing | Single-Stage |  | 1 | Standard |  | 127000 | 104000 |  |  | 114300 | 1100 | 81 | 78 | [8 empty] | Federally-Regulated Consumer Product | 05/24/2016 |  | 05/03/2017
Carrier Corp. - Syracuse | Carrier | 48VL-B601303* | Natural Gas | Induced Draft | True | True | 1 | False | Down |  | None | Non-Condensing | Single-Stage |  | 1 | Standard |  | 127000 | 104000 |  |  | 114300 | 1100 | 81 | 78 | [8 empty] | Federally-Regulated Consumer Product | 05/24/2016 |  | 05/03/2017
Carrier Corp. - Syracuse | Carrier | 48VL-B601303* | Natural Gas | Induced Draft | True | True | 1 | False | Horizontal |  | None | Non-Condensing | Single-Stage |  | 1 | Standard |  | 127000 | 104000 |  |  | 114300 | 1100 | 81 | 78 | [8 empty] | Federally-Regulated Consumer Product | 05/24/2016 |  | 05/03/2017
Carrier Corp. - Syracuse | Carrier | 48VT-B240403* | LPG | Induced Draft | True | True | 1 | False | Down |  | None | Non-Condensing | Single-Stage |  | 0.5 | Standard |  | 40000 | 33000 |  |  | 38800 | 261 | 81 | 78 | [8 empty] | Federally-Regulated Consumer Product | 05/24/2016 |  | 05/03/2017
Carrier Corp. - Syracuse | Carrier | 48VT-B240403* | LPG | Induced Draft | True | True | 1 | False | Horizontal |  | None | Non-Condensing | Single-Stage |  | 0.5 | Standard |  | 40000 | 33000 |  |  | 38800 | 261 | 81 | 78 | [8 empty] | Federally-Regulated Consumer Product | 05/24/2016 |  | 05/03/2017
Carrier Corp. - Syracuse | Carrier | 48VT-B240403* | Natural Gas | Induced Draft | True | True | 1 | False | Down |  | None | Non-Condensing | Single-Stage |  | 0.5 | Standard |  | 40000 | 33000 |  |  | 38800 | 261 | 81 | 78 | [8 empty] | Federally-Regulated Consumer Product | 05/24/2016 |  | 05/03/2017
Carrier Corp. - Syracuse | Carrier | 48VT-B240403* | Natural Gas | Induced Draft | True | True | 1 | False | Horizontal |  | None | Non-Condensing | Single-Stage |  | 0.5 | Standard |  | 40000 | 33000 |  |  | 38800 | 261 | 81 | 78 | [8 empty] | Federally-Regulated Consumer Product | 05/24/2016 |  | 05/03/2017
Carrier Corp. - Syracuse | Carrier | 48VT-B300403* | LPG | Induced Draft | True | True | 1 | False | Down |  | None | Non-Condensing | Single-Stage |  | 0.5 | Standard |  | 40000 | 33000 |  |  | 38800 | 261 | 81 | 78 | [8 empty] | Federally-Regulated Consumer Product | 05/24/2016 |  | 05/03/2017
Carrier Corp. - Syracuse | Carrier | 48VT-B300403* | LPG | Induced Draft | True | True | 1 | False | Horizontal |  | None | Non-Condensing | Single-Stage |  | 0.5 | Standard |  | 40000 | 33000 |  |  | 38800 | 261 | 81 | 78 | [8 empty] | Federally-Regulated Consumer Product | 05/24/2016 |  | 05/03/2017
Carrier Corp. - Syracuse | Carrier | 48VT-B300403* | Natural Gas | Induced Draft | True | True | 1 | False | Down |  | None | Non-Condensing | Single-Stage |  | 0.5 | Standard |  | 40000 | 33000 |  |  | 38800 | 261 | 81 | 78 | [8 empty] | Federally-Regulated Consumer Product | 05/24/2016 |  | 05/03/2017
Carrier Corp. - Syracuse | Carrier | 48VT-B300403* | Natural Gas | Induced Draft | True | True | 1 | False | Horizontal |  | None | Non-Condensing | Single-Stage |  | 0.5 | Standard |  | 40000 | 33000 |  |  | 38800 | 261 | 81 | 78 | [8 empty] | Federally-Regulated Consumer Product | 05/24/2016 |  | 05/03/2017
Carrier Corp. - Syracuse | Carrier | 48VT-B360603* | LPG | Induced Draft | True | True | 1 | False | Down |  | None | Non-Condensing | Single-Stage |  | 0.75 | Standard |  | 60000 | 49000 |  |  | 58200 | 361 | 81 | 78 | [8 empty] | Federally-Regulated Consumer Product | 05/24/2016 |  | 05/03/2017
Carrier Corp. - Syracuse | Carrier | 48VT-B360603* | LPG | Induced Draft | True | True | 1 | False | Horizontal |  | None | Non-Condensing | Single-Stage |  | 0.75 | Standard |  | 60000 | 49000 |  |  | 58200 | 361 | 81 | 78 | [8 empty] | Federally-Regulated Consumer Product | 05/24/2016 |  | 05/03/2017
Carrier Corp. - Syracuse | Carrier | 48VT-B360603* | Natural Gas | Induced Draft | True | True | 1 | False | Down |  | None | Non-Condensing | Single-Stage |  | 0.75 | Standard |  | 60000 | 49000 |  |  | 58200 | 361 | 81 | 78 | [8 empty] | Federally-Regulated Consumer Product | 05/24/2016 |  | 05/03/2017
Carrier Corp. - Syracuse | Carrier | 48VT-B360603* | Natural Gas | Induced Draft | True | True | 1 | False | Horizontal |  | None | Non-Condensing | Single-Stage |  | 0.75 | Standard |  | 60000 | 49000 |  |  | 58200 | 361 | 81 | 78 | [8 empty] | Federally-Regulated Consumer Product | 05/24/2016 |  | 05/03/2017
Carrier Corp. - Syracuse | Carrier | 48VT-B360903* | LPG | Induced Draft | True | True | 1 | False | Down |  | None | Non-Condensing | Single-Stage |  | 0.75 | Standard |  | 90000 | 74000 |  |  | 77400 | 484 | 81 | 78 | [8 empty] | Federally-Regulated Consumer Product | 05/24/2016 |  | 05/03/2017
Carrier Corp. - Syracuse | Carrier | 48VT-B360903* | LPG | Induced Draft | True | True | 1 | False | Horizontal |  | None | Non-Condensing | Single-Stage |  | 0.75 | Standard |  | 90000 | 74000 |  |  | 77400 | 484 | 81 | 78 | [8 empty] | Federally-Regulated Consumer Product | 05/24/2016 |  | 05/03/2017
Carrier Corp. - Syracuse | Carrier | 48VT-B360903* | Natural Gas | Induced Draft | True | True | 1 | False | Down |  | None | Non-Condensing | Single-Stage |  | 0.75 | Standard |  | 90000 | 74000 |  |  | 77400 | 484 | 81 | 78 | [8 empty] | Federally-Regulated Consumer Product | 05/24/2016 |  | 05/03/2017
Carrier Corp. - Syracuse | Carrier | 48VT-B360903* | Natural Gas | Induced Draft | True | True | 1 | False | Horizontal |  | None | Non-Condensing | Single-Stage |  | 0.75 | Standard |  | 90000 | 74000 |  |  | 77400 | 484 | 81 | 78 | [8 empty] | Federally-Regulated Consumer Product | 05/24/2016 |  | 05/03/2017
Carrier Corp. - Syracuse | Carrier | 48VT-B420603* | LPG | Induced Draft | True | True | 1 | False | Down |  | None | Non-Condensing | Single-Stage |  | 0.75 | Standard |  | 60000 | 49000 |  |  | 58200 | 361 | 81 | 78 | [8 empty] | Federally-Regulated Consumer Product | 05/24/2016 |  | 05/03/2017
Carrier Corp. - Syracuse | Carrier | 48VT-B420603* | LPG | Induced Draft | True | True | 1 | False | Horizontal |  | None | Non-Condensing | Single-Stage |  | 0.75 | Standard |  | 60000 | 49000 |  |  | 58200 | 361 | 81 | 78 | [8 empty] | Federally-Regulated Consumer Product | 05/24/2016 |  | 05/03/2017
Carrier Corp. - Syracuse | Carrier | 48VT-B420603* | Natural Gas | Induced Draft | True | True | 1 | False | Down |  | None | Non-Condensing | Single-Stage |  | 0.75 | Standard |  | 60000 | 49000 |  |  | 58200 | 361 | 81 | 78 | [8 empty] | Federally-Regulated Consumer Product | 05/24/2016 |  | 05/03/2017
Carrier Corp. - Syracuse | Carrier | 48VT-B420603* | Natural Gas | Induced Draft | True | True | 1 | False | Horizontal |  | None | Non-Condensing | Single-Stage |  | 0.75 | Standard |  | 60000 | 49000 |  |  | 58200 | 361 | 81 | 78 | [8 empty] | Federally-Regulated Consumer Product | 05/24/2016 |  | 05/03/2017
Carrier Corp. - Syracuse | Carrier | 48VT-B420903* | LPG | Induced Draft | True | True | 1 | False | Down |  | None | Non-Condensing | Single-Stage |  | 0.75 | Standard |  | 90000 | 74000 |  |  | 77400 | 484 | 81 | 78 | [8 empty] | Federally-Regulated Consumer Product | 05/24/2016 |  | 05/03/2017
Carrier Corp. - Syracuse | Carrier | 48VT-B420903* | LPG | Induced Draft | True | True | 1 | False | Horizontal |  | None | Non-Condensing | Single-Stage |  | 0.75 | Standard |  | 90000 | 74000 |  |  | 77400 | 484 | 81 | 78 | [8 empty] | Federally-Regulated Consumer Product | 05/24/2016 |  | 05/03/2017
Carrier Corp. - Syracuse | Carrier | 48VT-B420903* | Natural Gas | Induced Draft | True | True | 1 | False | Down |  | None | Non-Condensing | Single-Stage |  | 0.75 | Standard |  | 90000 | 74000 |  |  | 77400 | 484 | 81 | 78 | [8 empty] | Federally-Regulated Consumer Product | 05/24/2016 |  | 05/03/2017
Carrier Corp. - Syracuse | Carrier | 48VT-B420903* | Natural Gas | Induced Draft | True | True | 1 | False | Horizontal |  | None | Non-Condensing | Single-Stage |  | 0.75 | Standard |  | 90000 | 74000 |  |  | 77400 | 484 | 81 | 78 | [8 empty] | Federally-Regulated Consumer Product | 05/24/2016 |  | 05/03/2017
Carrier Corp. - Syracuse | Carrier | 48VT-B480903* | LPG | Induced Draft | True | True | 1 | False | Down |  | None | Non-Condensing | Single-Stage |  | 1 | Standard |  | 90000 | 74000 |  |  | 77300 | 512 | 81 | 78 | [8 empty] | Federally-Regulated Consumer Product | 05/24/2016 |  | 05/03/2017
Carrier Corp. - Syracuse | Carrier | 48VT-B480903* | LPG | Induced Draft | True | True | 1 | False | Horizontal |  | None | Non-Condensing | Single-Stage |  | 1 | Standard |  | 90000 | 74000 |  |  | 77300 | 512 | 81 | 78 | [8 empty] | Federally-Regulated Consumer Product | 05/24/2016 |  | 05/03/2017
Carrier Corp. - Syracuse | Carrier | 48VT-B480903* | Natural Gas | Induced Draft | True | True | 1 | False | Down |  | None | Non-Condensing | Single-Stage |  | 1 | Standard |  | 90000 | 74000 |  |  | 77300 | 512 | 81 | 78 | [8 empty] | Federally-Regulated Consumer Product | 05/24/2016 |  | 05/03/2017
Carrier Corp. - Syracuse | Carrier | 48VT-B480903* | Natural Gas | Induced Draft | True | True | 1 | False | Horizontal |  | None | Non-Condensing | Single-Stage |  | 1 | Standard |  | 90000 | 74000 |  |  | 77300 | 512 | 81 | 78 | [8 empty] | Federally-Regulated Consumer Product | 05/24/2016 |  | 05/03/2017
Carrier Corp. - Syracuse | Carrier | 48VT-B481303* | LPG | Induced Draft | True | True | 1 | False | Down |  | None | Non-Condensing | Single-Stage |  | 1 | Standard |  | 127000 | 104000 |  |  | 114300 | 1102 | 81 | 78 | [8 empty] | Federally-Regulated Consumer Product | 05/24/2016 |  | 05/03/2017
Carrier Corp. - Syracuse | Carrier | 48VT-B481303* | LPG | Induced Draft | True | True | 1 | False | Horizontal |  | None | Non-Condensing | Single-Stage |  | 1 | Standard |  | 127000 | 104000 |  |  | 114300 | 1102 | 81 | 78 | [8 empty] | Federally-Regulated Consumer Product | 05/24/2016 |  | 05/03/2017
Carrier Corp. - Syracuse | Carrier | 48VT-B481303* | Natural Gas | Induced Draft | True | True | 1 | False | Down |  | None | Non-Condensing | Single-Stage |  | 1 | Standard |  | 127000 | 104000 |  |  | 114300 | 1102 | 81 | 78 | [8 empty] | Federally-Regulated Consumer Product | 05/24/2016 |  | 05/03/2017
Carrier Corp. - Syracuse | Carrier | 48VT-B481303* | Natural Gas | Induced Draft | True | True | 1 | False | Horizontal |  | None | Non-Condensing | Single-Stage |  | 1 | Standard |  | 127000 | 104000 |  |  | 114300 | 1102 | 81 | 78 | [8 empty] | Federally-Regulated Consumer Product | 05/24/2016 |  | 05/03/2017
Carrier Corp. - Syracuse | Carrier | 48VT-B600903* | LPG | Induced Draft | True | True | 1 | False | Down |  | None | Non-Condensing | Single-Stage |  | 1 | Standard |  | 90000 | 74000 |  |  | 77300 | 512 | 81 | 78 | [8 empty] | Federally-Regulated Consumer Product | 05/24/2016 |  | 05/03/2017
Carrier Corp. - Syracuse | Carrier | 48VT-B600903* | LPG | Induced Draft | True | True | 1 | False | Horizontal |  | None | Non-Condensing | Single-Stage |  | 1 | Standard |  | 90000 | 74000 |  |  | 77300 | 512 | 81 | 78 | [8 empty] | Federally-Regulated Consumer Product | 05/24/2016 |  | 05/03/2017
Carrier Corp. - Syracuse | Carrier | 48VT-B600903* | Natural Gas | Induced Draft | True | True | 1 | False | Down |  | None | Non-Condensing | Single-Stage |  | 1 | Standard |  | 90000 | 74000 |  |  | 77300 | 512 | 81 | 78 | [8 empty] | Federally-Regulated Consumer Product | 05/24/2016 |  | 05/03/2017
Carrier Corp. - Syracuse | Carrier | 48VT-B600903* | Natural Gas | Induced Draft | True | True | 1 | False | Horizontal |  | None | Non-Condensing | Single-Stage |  | 1 | Standard |  | 90000 | 74000 |  |  | 77300 | 512 | 81 | 78 | [8 empty] | Federally-Regulated Consumer Product | 05/24/2016 |  | 05/03/2017
Carrier Corp. - Syracuse | Carrier | 48VT-B601303* | LPG | Induced Draft | True | True | 1 | False | Down |  | None | Non-Condensing | Single-Stage |  | 1 | Standard |  | 127000 | 104000 |  |  | 114300 | 1102 | 81 | 78 | [8 empty] | Federally-Regulated Consumer Product | 05/24/2016 |  | 05/03/2017
Carrier Corp. - Syracuse | Carrier | 48VT-B601303* | LPG | Induced Draft | True | True | 1 | False | Horizontal |  | None | Non-Condensing | Single-Stage |  | 1 | Standard |  | 127000 | 104000 |  |  | 114300 | 1102 | 81 | 78 | [8 empty] | Federally-Regulated Consumer Product | 05/24/2016 |  | 05/03/2017
Carrier Corp. - Syracuse | Carrier | 48VT-B601303* | Natural Gas | Induced Draft | True | True | 1 | False | Down |  | None | Non-Condensing | Single-Stage |  | 1 | Standard |  | 127000 | 104000 |  |  | 114300 | 1102 | 81 | 78 | [8 empty] | Federally-Regulated Consumer Product | 05/24/2016 |  | 05/03/2017
Carrier Corp. - Syracuse | Carrier | 48VT-B601303* | Natural Gas | Induced Draft | True | True | 1 | False | Horizontal |  | None | Non-Condensing | Single-Stage |  | 1 | Standard |  | 127000 | 104000 |  |  | 114300 | 1102 | 81 | 78 | [8 empty] | Federally-Regulated Consumer Product | 05/24/2016 |  | 05/03/2017
Carrier Corp. - Syracuse | Carrier | 48VLNB240403* | LPG | Induced Draft | True | True | 1 | False | Down |  | None | Non-Condensing | Single-Stage |  | 0.5 | Standard |  | 40000 | 33000 |  |  | 38800 | 259 | 81 | 78 | [8 empty] | Federally-Regulated Consumer Product | 05/24/2016 |  | 05/03/2017
Carrier Corp. - Syracuse | Carrier | 48VLNB240403* | LPG | Induced Draft | True | True | 1 | False | Horizontal |  | None | Non-Condensing | Single-Stage |  | 0.5 | Standard |  | 40000 | 33000 |  |  | 38800 | 259 | 81 | 78 | [8 empty] | Federally-Regulated Consumer Product | 05/24/2016 |  | 05/03/2017
Carrier Corp. - Syracuse | Carrier | 48VLNB240403* | Natural Gas | Induced Draft | True | True | 1 | False | Down |  | None | Non-Condensing | Single-Stage |  | 0.5 | Standard |  | 40000 | 33000 |  |  | 38800 | 259 | 81 | 78 | [8 empty] | Federally-Regulated Consumer Product | 05/24/2016 |  | 05/03/2017
Carrier Corp. - Syracuse | Carrier | 48VLNB240403* | Natural Gas | Induced Draft | True | True | 1 | False | Horizontal |  | None | Non-Condensing | Single-Stage |  | 0.5 | Standard |  | 40000 | 33000 |  |  | 38800 | 259 | 81 | 78 | [8 empty] | Federally-Regulated Consumer Product | 05/24/2016 |  | 05/03/2017
Carrier Corp. - Syracuse | Carrier | 48VLNB240603* | LPG | Induced Draft | True | True | 1 | False | Down |  | None | Non-Condensing | Single-Stage |  | 0.5 | Standard |  | 60000 | 49000 |  |  | 57400 | 543 | 81 | 78 | [8 empty] | Federally-Regulated Consumer Product | 05/24/2016 |  | 05/03/2017
Carrier Corp. - Syracuse | Carrier | 48VLNB240603* | LPG | Induced Draft | True | True | 1 | False | Horizontal |  | None | Non-Condensing | Single-Stage |  | 0.5 | Standard |  | 60000 | 49000 |  |  | 57400 | 543 | 81 | 78 | [8 empty] | Federally-Regulated Consumer Product | 05/24/2016 |  | 05/03/2017
Carrier Corp. - Syracuse | Carrier | 48VLNB240603* | Natural Gas | Induced Draft | True | True | 1 | False | Down |  | None | Non-Condensing | Single-Stage |  | 0.5 | Standard |  | 60000 | 49000 |  |  | 57400 | 543 | 81 | 78 | [8 empty] | Federally-Regulated Consumer Product | 05/24/2016 |  | 05/03/2017
Carrier Corp. - Syracuse | Carrier | 48VLNB240603* | Natural Gas | Induced Draft | True | True | 1 | False | Horizontal |  | None | Non-Condensing | Single-Stage |  | 0.5 | Standard |  | 60000 | 49000 |  |  | 57400 | 543 | 81 | 78 | [8 empty] | Federally-Regulated Consumer Product | 05/24/2016 |  | 05/03/2017
Carrier Corp. - Syracuse | Carrier | 48VLNB300403* | LPG | Induced Draft | True | True | 1 | False | Down |  | None | Non-Condensing | Single-Stage |  | 0.5 | Standard |  | 40000 | 33000 |  |  | 38800 | 259 | 81 | 78 | [8 empty] | Federally-Regulated Consumer Product | 05/24/2016 |  | 05/03/2017
Carrier Corp. - Syracuse | Carrier | 48VLNB300403* | LPG | Induced Draft | True | True | 1 | False | Horizontal |  | None | Non-Condensing | Single-Stage |  | 0.5 | Standard |  | 40000 | 33000 |  |  | 38800 | 259 | 81 | 78 | [8 empty] | Federally-Regulated Consumer Product | 05/24/2016 |  | 05/03/2017
Carrier Corp. - Syracuse | Carrier | 48VLNB300403* | Natural Gas | Induced Draft | True | True | 1 | False | Down |  | None | Non-Condensing | Single-Stage |  | 0.5 | Standard |  | 40000 | 33000 |  |  | 38800 | 259 | 81 | 78 | [8 empty] | Federally-Regulated Consumer Product | 05/24/2016 |  | 05/03/2017
Carrier Corp. - Syracuse | Carrier | 48VLNB300403* | Natural Gas | Induced Draft | True | True | 1 | False | Horizontal |  | None | Non-Condensing | Single-Stage |  | 0.5 | Standard |  | 40000 | 33000 |  |  | 38800 | 259 | 81 | 78 | [8 empty] | Federally-Regulated Consumer Product | 05/24/2016 |  | 05/03/2017
Carrier Corp. - Syracuse | Carrier | 48VLNB300603* | LPG | Induced Draft | True | True | 1 | False | Down |  | None | Non-Condensing | Single-Stage |  | 0.5 | Standard |  | 60000 | 49000 |  |  | 57400 | 543 | 81 | 78 | [8 empty] | Federally-Regulated Consumer Product | 05/24/2016 |  | 05/03/2017
Carrier Corp. - Syracuse | Carrier | 48VLNB300603* | LPG | Induced Draft | True | True | 1 | False | Horizontal |  | None | Non-Condensing | Single-Stage |  | 0.5 | Standard |  | 60000 | 49000 |  |  | 57400 | 543 | 81 | 78 | [8 empty] | Federally-Regulated Consumer Product | 05/24/2016 |  | 05/03/2017
Carrier Corp. - Syracuse | Carrier | 48VLNB300603* | Natural Gas | Induced Draft | True | True | 1 | False | Down |  | None | Non-Condensing | Single-Stage |  | 0.5 | Standard |  | 60000 | 49000 |  |  | 57400 | 543 | 81 | 78 | [8 empty] | Federally-Regulated Consumer Product | 05/24/2016 |  | 05/03/2017
Carrier Corp. - Syracuse | Carrier | 48VLNB300603* | Natural Gas | Induced Draft | True | True | 1 | False | Horizontal |  | None | Non-Condensing | Single-Stage |  | 0.5 | Standard |  | 60000 | 49000 |  |  | 57400 | 543 | 81 | 78 | [8 empty] | Federally-Regulated Consumer Product | 05/24/2016 |  | 05/03/2017
Carrier Corp. - Syracuse | Carrier | 48VLNB360603* | LPG | Induced Draft | True | True | 1 | False | Down |  | None | Non-Condensing | Single-Stage |  | 0.75 | Standard |  | 60000 | 49000 |  |  | 57100 | 617 | 81 | 78 | [8 empty] | Federally-Regulated Consumer Product | 05/24/2016 |  | 05/03/2017
Carrier Corp. - Syracuse | Carrier | 48VLNB360603* | LPG | Induced Draft | True | True | 1 | False | Horizontal |  | None | Non-Condensing | Single-Stage |  | 0.75 | Standard |  | 60000 | 49000 |  |  | 57100 | 617 | 81 | 78 | [8 empty] | Federally-Regulated Consumer Product | 05/24/2016 |  | 05/03/2017
Carrier Corp. - Syracuse | Carrier | 48VLNB360603* | Natural Gas | Induced Draft | True | True | 1 | False | Down |  | None | Non-Condensing | Single-Stage |  | 0.75 | Standard |  | 60000 | 49000 |  |  | 57100 | 617 | 81 | 78 | [8 empty] | Federally-Regulated Consumer Product | 05/24/2016 |  | 05/03/2017
Carrier Corp. - Syracuse | Carrier | 48VLNB360603* | Natural Gas | Induced Draft | True | True | 1 | False | Horizontal |  | None | Non-Condensing | Single-Stage |  | 0.75 | Standard |  | 60000 | 49000 |  |  | 57100 | 617 | 81 | 78 | [8 empty] | Federally-Regulated Consumer Product | 05/24/2016 |  | 05/03/2017
Carrier Corp. - Syracuse | Carrier | 48VLNB360903* | LPG | Induced Draft | True | True | 1 | False | Down |  | None | Non-Condensing | Single-Stage |  | 0.75 | Standard |  | 90000 | 73000 |  |  | 75800 | 837 | 81 | 78 | [8 empty] | Federally-Regulated Consumer Product | 05/24/2016 |  | 05/03/2017
Carrier Corp. - Syracuse | Carrier | 48VLNB360903* | LPG | Induced Draft | True | True | 1 | False | Horizontal |  | None | Non-Condensing | Single-Stage |  | 0.75 | Standard |  | 90000 | 73000 |  |  | 75800 | 837 | 81 | 78 | [8 empty] | Federally-Regulated Consumer Product | 05/24/2016 |  | 05/03/2017
Carrier Corp. - Syracuse | Carrier | 48VLNB360903* | Natural Gas | Induced Draft | True | True | 1 | False | Down |  | None | Non-Condensing | Single-Stage |  | 0.75 | Standard |  | 90000 | 73000 |  |  | 75800 | 837 | 81 | 78 | [8 empty] | Federally-Regulated Consumer Product | 05/24/2016 |  | 05/03/2017
Carrier Corp. - Syracuse | Carrier | 48VLNB360903* | Natural Gas | Induced Draft | True | True | 1 | False | Horizontal |  | None | Non-Condensing | Single-Stage |  | 0.75 | Standard |  | 90000 | 73000 |  |  | 75800 | 837 | 81 | 78 | [8 empty] | Federally-Regulated Consumer Product | 05/24/2016 |  | 05/03/2017
Carrier Corp. - Syracuse | Carrier | 48VLNB420603* | LPG | Induced Draft | True | True | 1 | False | Down |  | None | Non-Condensing | Single-Stage |  | 0.75 | Standard |  | 60000 | 49000 |  |  | 58200 | 359 | 81 | 78 | [8 empty] | Federally-Regulated Consumer Product | 05/24/2016 |  | 05/03/2017
Carrier Corp. - Syracuse | Carrier | 48VLNB420603* | LPG | Induced Draft | True | True | 1 | False | Horizontal |  | None | Non-Condensing | Single-Stage |  | 0.75 | Standard |  | 60000 | 49000 |  |  | 58200 | 359 | 81 | 78 | [8 empty] | Federally-Regulated Consumer Product | 05/24/2016 |  | 05/03/2017
Carrier Corp. - Syracuse | Carrier | 48VLNB420603* | Natural Gas | Induced Draft | True | True | 1 | False | Down |  | None | Non-Condensing | Single-Stage |  | 0.75 | Standard |  | 60000 | 49000 |  |  | 58200 | 359 | 81 | 78 | [8 empty] | Federally-Regulated Consumer Product | 05/24/2016 |  | 05/03/2017
Carrier Corp. - Syracuse | Carrier | 48VLNB420603* | Natural Gas | Induced Draft | True | True | 1 | False | Horizontal |  | None | Non-Condensing | Single-Stage |  | 0.75 | Standard |  | 60000 | 49000 |  |  | 58200 | 359 | 81 | 78 | [8 empty] | Federally-Regulated Consumer Product | 05/24/2016 |  | 05/03/2017
Carrier Corp. - Syracuse | Carrier | 48VLNB480903* | LPG | Induced Draft | True | True | 1 | False | Down |  | None | Non-Condensing | Single-Stage |  | 1 | Standard |  | 90000 | 74000 |  |  | 77600 | 433 | 81 | 78 | [8 empty] | Federally-Regulated Consumer Product | 05/24/2016 |  | 05/03/2017
Carrier Corp. - Syracuse | Carrier | 48VLNB480903* | LPG | Induced Draft | True | True | 1 | False | Horizontal |  | None | Non-Condensing | Single-Stage |  | 1 | Standard |  | 90000 | 74000 |  |  | 77600 | 433 | 81 | 78 | [8 empty] | Federally-Regulated Consumer Product | 05/24/2016 |  | 05/03/2017
Carrier Corp. - Syracuse | Carrier | 48VLNB480903* | Natural Gas | Induced Draft | True | True | 1 | False | Down |  | None | Non-Condensing | Single-Stage |  | 1 | Standard |  | 90000 | 74000 |  |  | 77600 | 433 | 81 | 78 | [8 empty] | Federally-Regulated Consumer Product | 05/24/2016 |  | 05/03/2017
Carrier Corp. - Syracuse | Carrier | 48VLNB480903* | Natural Gas | Induced Draft | True | True | 1 | False | Horizontal |  | None | Non-Condensing | Single-Stage |  | 1 | Standard |  | 90000 | 74000 |  |  | 77600 | 433 | 81 | 78 | [8 empty] | Federally-Regulated Consumer Product | 05/24/2016 |  | 05/03/2017
Carrier Corp. - Syracuse | Carrier | 48VLNB481153* | LPG | Induced Draft | True | True | 1 | False | Down |  | None | Non-Condensing | Single-Stage |  | 1 | Standard |  | 115000 | 94000 |  |  | 113500 | 1309 | 81 | 78 | [8 empty] | Federally-Regulated Consumer Product | 05/24/2016 |  | 05/03/2017
Carrier Corp. - Syracuse | Carrier | 48VLNB481153* | LPG | Induced Draft | True | True | 1 | False | Horizontal |  | None | Non-Condensing | Single-Stage |  | 1 | Standard |  | 115000 | 94000 |  |  | 113500 | 1309 | 81 | 78 | [8 empty] | Federally-Regulated Consumer Product | 05/24/2016 |  | 05/03/2017
Carrier Corp. - Syracuse | Carrier | 48VLNB481153* | Natural Gas | Induced Draft | True | True | 1 | False | Down |  | None | Non-Condensing | Single-Stage |  | 1 | Standard |  | 115000 | 94000 |  |  | 113500 | 1309 | 81 | 78 | [8 empty] | Federally-Regulated Consumer Product | 05/24/2016 |  | 05/03/2017
Carrier Corp. - Syracuse | Carrier | 48VLNB481153* | Natural Gas | Induced Draft | True | True | 1 | False | Horizontal |  | None | Non-Condensing | Single-Stage |  | 1 | Standard |  | 115000 | 94000 |  |  | 113500 | 1309 | 81 | 78 | [8 empty] | Federally-Regulated Consumer Product | 05/24/2016 |  | 05/03/2017
Carrier Corp. - Syracuse | Carrier | 48VLNB481303* | LPG | Induced Draft | True | True | 1 | False | Down |  | None | Non-Condensing | Single-Stage |  | 1 | Standard |  | 127000 | 104000 |  |  | 114200 | 1123 | 81 | 78 | [8 empty] | Federally-Regulated Consumer Product | 05/24/2016 |  | 05/03/2017
Carrier Corp. - Syracuse | Carrier | 48VLNB481303* | LPG | Induced Draft | True | True | 1 | False | Horizontal |  | None | Non-Condensing | Single-Stage |  | 1 | Standard |  | 127000 | 104000 |  |  | 114200 | 1123 | 81 | 78 | [8 empty] | Federally-Regulated Consumer Product | 05/24/2016 |  | 05/03/2017
Carrier Corp. - Syracuse | Carrier | 48VLNB481303* | Natural Gas | Induced Draft | True | True | 1 | False | Down |  | None | Non-Condensing | Single-Stage |  | 1 | Standard |  | 127000 | 104000 |  |  | 114200 | 1123 | 81 | 78 | [8 empty] | Federally-Regulated Consumer Product | 05/24/2016 |  | 05/03/2017
Carrier Corp. - Syracuse | Carrier | 48VLNB481303* | Natural Gas | Induced Draft | True | True | 1 | False | Horizontal |  | None | Non-Condensing | Single-Stage |  | 1 | Standard |  | 127000 | 104000 |  |  | 114200 | 1123 | 81 | 78 | [8 empty] | Federally-Regulated Consumer Product | 05/24/2016 |  | 05/03/2017
Carrier Corp. - Syracuse | Carrier | 48VLNB600903* | LPG | Induced Draft | True | True | 1 | False | Down |  | None | Non-Condensing | Single-Stage |  | 1 | Standard |  | 90000 | 74000 |  |  | 77300 | 510 | 81 | 78 | [8 empty] | Federally-Regulated Consumer Product | 05/24/2016 |  | 05/03/2017
Carrier Corp. - Syracuse | Carrier | 48VLNB600903* | LPG | Induced Draft | True | True | 1 | False | Horizontal |  | None | Non-Condensing | Single-Stage |  | 1 | Standard |  | 90000 | 74000 |  |  | 77300 | 510 | 81 | 78 | [8 empty] | Federally-Regulated Consumer Product | 05/24/2016 |  | 05/03/2017
Carrier Corp. - Syracuse | Carrier | 48VLNB600903* | Natural Gas | Induced Draft | True | True | 1 | False | Down |  | None | Non-Condensing | Single-Stage |  | 1 | Standard |  | 90000 | 74000 |  |  | 77300 | 510 | 81 | 78 | [8 empty] | Federally-Regulated Consumer Product | 05/24/2016 |  | 05/03/2017
Carrier Corp. - Syracuse | Carrier | 48VLNB600903* | Natural Gas | Induced Draft | True | True | 1 | False | Horizontal |  | None | Non-Condensing | Single-Stage |  | 1 | Standard |  | 90000 | 74000 |  |  | 77300 | 510 | 81 | 78 | [8 empty] | Federally-Regulated Consumer Product | 05/24/2016 |  | 05/03/2017
Carrier Corp. - Syracuse | Carrier | 48VLNB601153* | LPG | Induced Draft | True | True | 1 | False | Down |  | None | Non-Condensing | Single-Stage |  | 1 | Standard |  | 115000 | 94000 |  |  | 114000 | 1184 | 81 | 78 | [8 empty] | Federally-Regulated Consumer Product | 05/24/2016 |  | 05/03/2017
Carrier Corp. - Syracuse | Carrier | 48VLNB601153* | LPG | Induced Draft | True | True | 1 | False | Horizontal |  | None | Non-Condensing | Single-Stage |  | 1 | Standard |  | 115000 | 94000 |  |  | 114000 | 1184 | 81 | 78 | [8 empty] | Federally-Regulated Consumer Product | 05/24/2016 |  | 05/03/2017
Carrier Corp. - Syracuse | Carrier | 48VLNB601153* | Natural Gas | Induced Draft | True | True | 1 | False | Down |  | None | Non-Condensing | Single-Stage |  | 1 | Standard |  | 115000 | 94000 |  |  | 114000 | 1184 | 81 | 78 | [8 empty] | Federally-Regulated Consumer Product | 05/24/2016 |  | 05/03/2017
Carrier Corp. - Syracuse | Carrier | 48VLNB601153* | Natural Gas | Induced Draft | True | True | 1 | False | Horizontal |  | None | Non-Condensing | Single-Stage |  | 1 | Standard |  | 115000 | 94000 |  |  | 114000 | 1184 | 81 | 78 | [8 empty] | Federally-Regulated Consumer Product | 05/24/2016 |  | 05/03/2017
Carrier Corp. - Syracuse | Carrier | 48VLNB601303* | LPG | Induced Draft | True | True | 1 | False | Down |  | None | Non-Condensing | Single-Stage |  | 1 | Standard |  | 127000 | 104000 |  |  | 114300 | 1100 | 81 | 78 | [8 empty] | Federally-Regulated Consumer Product | 05/24/2016 |  | 05/03/2017
Carrier Corp. - Syracuse | Carrier | 48VLNB601303* | LPG | Induced Draft | True | True | 1 | False | Horizontal |  | None | Non-Condensing | Single-Stage |  | 1 | Standard |  | 127000 | 104000 |  |  | 114300 | 1100 | 81 | 78 | [8 empty] | Federally-Regulated Consumer Product | 05/24/2016 |  | 05/03/2017
Carrier Corp. - Syracuse | Carrier | 48VLNB601303* | Natural Gas | Induced Draft | True | True | 1 | False | Down |  | None | Non-Condensing | Single-Stage |  | 1 | Standard |  | 127000 | 104000 |  |  | 114300 | 1100 | 81 | 78 | [8 empty] | Federally-Regulated Consumer Product | 05/24/2016 |  | 05/03/2017
Carrier Corp. - Syracuse | Carrier | 48VLNB601303* | Natural Gas | Induced Draft | True | True | 1 | False | Horizontal |  | None | Non-Condensing | Single-Stage |  | 1 | Standard |  | 127000 | 104000 |  |  | 114300 | 1100 | 81 | 78 | [8 empty] | Federally-Regulated Consumer Product | 05/24/2016 |  | 05/03/2017
Carrier Corp. - Syracuse | Carrier | 48VTNB240403* | LPG | Induced Draft | True | True | 1 | False | Down |  | None | Non-Condensing | Single-Stage |  | 0.5 | Standard |  | 40000 | 33000 |  |  | 38800 | 261 | 81 | 78 | [8 empty] | Federally-Regulated Consumer Product | 05/24/2016 |  | 05/03/2017
Carrier Corp. - Syracuse | Carrier | 48VTNB240403* | LPG | Induced Draft | True | True | 1 | False | Horizontal |  | None | Non-Condensing | Single-Stage |  | 0.5 | Standard |  | 40000 | 33000 |  |  | 38800 | 261 | 81 | 78 | [8 empty] | Federally-Regulated Consumer Product | 05/24/2016 |  | 05/03/2017
Carrier Corp. - Syracuse | Carrier | 48VTNB240403* | Natural Gas | Induced Draft | True | True | 1 | False | Down |  | None | Non-Condensing | Single-Stage |  | 0.5 | Standard |  | 40000 | 33000 |  |  | 38800 | 261 | 81 | 78 | [8 empty] | Federally-Regulated Consumer Product | 05/24/2016 |  | 05/03/2017
Carrier Corp. - Syracuse | Carrier | 48VTNB240403* | Natural Gas | Induced Draft | True | True | 1 | False | Horizontal |  | None | Non-Condensing | Single-Stage |  | 0.5 | Standard |  | 40000 | 33000 |  |  | 38800 | 261 | 81 | 78 | [8 empty] | Federally-Regulated Consumer Product | 05/24/2016 |  | 05/03/2017
Carrier Corp. - Syracuse | Carrier | 48VTNB300403* | LPG | Induced Draft | True | True | 1 | False | Down |  | None | Non-Condensing | Single-Stage |  | 0.5 | Standard |  | 40000 | 33000 |  |  | 38800 | 261 | 81 | 78 | [8 empty] | Federally-Regulated Consumer Product | 05/24/2016 |  | 05/03/2017
Carrier Corp. - Syracuse | Carrier | 48VTNB300403* | LPG | Induced Draft | True | True | 1 | False | Horizontal |  | None | Non-Condensing | Single-Stage |  | 0.5 | Standard |  | 40000 | 33000 |  |  | 38800 | 261 | 81 | 78 | [8 empty] | Federally-Regulated Consumer Product | 05/24/2016 |  | 05/03/2017
Carrier Corp. - Syracuse | Carrier | 48VTNB300403* | Natural Gas | Induced Draft | True | True | 1 | False | Down |  | None | Non-Condensing | Single-Stage |  | 0.5 | Standard |  | 40000 | 33000 |  |  | 38800 | 261 | 81 | 78 | [8 empty] | Federally-Regulated Consumer Product | 05/24/2016 |  | 05/03/2017
Carrier Corp. - Syracuse | Carrier | 48VTNB300403* | Natural Gas | Induced Draft | True | True | 1 | False | Horizontal |  | None | Non-Condensing | Single-Stage |  | 0.5 | Standard |  | 40000 | 33000 |  |  | 38800 | 261 | 81 | 78 | [8 empty] | Federally-Regulated Consumer Product | 05/24/2016 |  | 05/03/2017
Carrier Corp. - Syracuse | Carrier | 48VTNB360603* | LPG | Induced Draft | True | True | 1 | False | Down |  | None | Non-Condensing | Single-Stage |  | 0.75 | Standard |  | 60000 | 49000 |  |  | 58200 | 361 | 81 | 78 | [8 empty] | Federally-Regulated Consumer Product | 05/24/2016 |  | 05/03/2017
Carrier Corp. - Syracuse | Carrier | 48VTNB360603* | LPG | Induced Draft | True | True | 1 | False | Horizontal |  | None | Non-Condensing | Single-Stage |  | 0.75 | Standard |  | 60000 | 49000 |  |  | 58200 | 361 | 81 | 78 | [8 empty] | Federally-Regulated Consumer Product | 05/24/2016 |  | 05/03/2017
Carrier Corp. - Syracuse | Carrier | 48VTNB360603* | Natural Gas | Induced Draft | True | True | 1 | False | Down |  | None | Non-Condensing | Single-Stage |  | 0.75 | Standard |  | 60000 | 49000 |  |  | 58200 | 361 | 81 | 78 | [8 empty] | Federally-Regulated Consumer Product | 05/24/2016 |  | 05/03/2017
Carrier Corp. - Syracuse | Carrier | 48VTNB360603* | Natural Gas | Induced Draft | True | True | 1 | False | Horizontal |  | None | Non-Condensing | Single-Stage |  | 0.75 | Standard |  | 60000 | 49000 |  |  | 58200 | 361 | 81 | 78 | [8 empty] | Federally-Regulated Consumer Product | 05/24/2016 |  | 05/03/2017
Carrier Corp. - Syracuse | Carrier | 48VTNB360903* | LPG | Induced Draft | True | True | 1 | False | Down |  | None | Non-Condensing | Single-Stage |  | 0.75 | Standard |  | 90000 | 74000 |  |  | 77400 | 484 | 81 | 78 | [8 empty] | Federally-Regulated Consumer Product | 05/24/2016 |  | 05/03/2017
Carrier Corp. - Syracuse | Carrier | 48VTNB360903* | LPG | Induced Draft | True | True | 1 | False | Horizontal |  | None | Non-Condensing | Single-Stage |  | 0.75 | Standard |  | 90000 | 74000 |  |  | 77400 | 484 | 81 | 78 | [8 empty] | Federally-Regulated Consumer Product | 05/24/2016 |  | 05/03/2017
Carrier Corp. - Syracuse | Carrier | 48VTNB360903* | Natural Gas | Induced Draft | True | True | 1 | False | Down |  | None | Non-Condensing | Single-Stage |  | 0.75 | Standard |  | 90000 | 74000 |  |  | 77400 | 484 | 81 | 78 | [8 empty] | Federally-Regulated Consumer Product | 05/24/2016 |  | 05/03/2017
Carrier Corp. - Syracuse | Carrier | 48VTNB360903* | Natural Gas | Induced Draft | True | True | 1 | False | Horizontal |  | None | Non-Condensing | Single-Stage |  | 0.75 | Standard |  | 90000 | 74000 |  |  | 77400 | 484 | 81 | 78 | [8 empty] | Federally-Regulated Consumer Product | 05/24/2016 |  | 05/03/2017
Carrier Corp. - Syracuse | Carrier | 48VTNB420603* | LPG | Induced Draft | True | True | 1 | False | Down |  | None | Non-Condensing | Single-Stage |  | 0.75 | Standard |  | 60000 | 49000 |  |  | 58200 | 361 | 81 | 78 | [8 empty] | Federally-Regulated Consumer Product | 05/24/2016 |  | 05/03/2017
Carrier Corp. - Syracuse | Carrier | 48VTNB420603* | LPG | Induced Draft | True | True | 1 | False | Horizontal |  | None | Non-Condensing | Single-Stage |  | 0.75 | Standard |  | 60000 | 49000 |  |  | 58200 | 361 | 81 | 78 | [8 empty] | Federally-Regulated Consumer Product | 05/24/2016 |  | 05/03/2017
Carrier Corp. - Syracuse | Carrier | 48VTNB420603* | Natural Gas | Induced Draft | True | True | 1 | False | Down |  | None | Non-Condensing | Single-Stage |  | 0.75 | Standard |  | 60000 | 49000 |  |  | 58200 | 361 | 81 | 78 | [8 empty] | Federally-Regulated Consumer Product | 05/24/2016 |  | 05/03/2017
Carrier Corp. - Syracuse | Carrier | 48VTNB420603* | Natural Gas | Induced Draft | True | True | 1 | False | Horizontal |  | None | Non-Condensing | Single-Stage |  | 0.75 | Standard |  | 60000 | 49000 |  |  | 58200 | 361 | 81 | 78 | [8 empty] | Federally-Regulated Consumer Product | 05/24/2016 |  | 05/03/2017
Carrier Corp. - Syracuse | Carrier | 48VTNB420903* | LPG | Induced Draft | True | True | 1 | False | Down |  | None | Non-Condensing | Single-Stage |  | 0.75 | Standard |  | 90000 | 74000 |  |  | 77400 | 484 | 81 | 78 | [8 empty] | Federally-Regulated Consumer Product | 05/24/2016 |  | 05/03/2017
Carrier Corp. - Syracuse | Carrier | 48VTNB420903* | LPG | Induced Draft | True | True | 1 | False | Horizontal |  | None | Non-Condensing | Single-Stage |  | 0.75 | Standard |  | 90000 | 74000 |  |  | 77400 | 484 | 81 | 78 | [8 empty] | Federally-Regulated Consumer Product | 05/24/2016 |  | 05/03/2017
Carrier Corp. - Syracuse | Carrier | 48VTNB420903* | Natural Gas | Induced Draft | True | True | 1 | False | Down |  | None | Non-Condensing | Single-Stage |  | 0.75 | Standard |  | 90000 | 74000 |  |  | 77400 | 484 | 81 | 78 | [8 empty] | Federally-Regulated Consumer Product | 05/24/2016 |  | 05/03/2017
Carrier Corp. - Syracuse | Carrier | 48VTNB420903* | Natural Gas | Induced Draft | True | True | 1 | False | Horizontal |  | None | Non-Condensing | Single-Stage |  | 0.75 | Standard |  | 90000 | 74000 |  |  | 77400 | 484 | 81 | 78 | [8 empty] | Federally-Regulated Consumer Product | 05/24/2016 |  | 05/03/2017
Carrier Corp. - Syracuse | Carrier | 48VTNB480903* | LPG | Induced Draft | True | True | 1 | False | Down |  | None | Non-Condensing | Single-Stage |  | 1 | Standard |  | 90000 | 74000 |  |  | 77300 | 512 | 81 | 78 | [8 empty] | Federally-Regulated Consumer Product | 05/24/2016 |  | 05/03/2017
Carrier Corp. - Syracuse | Carrier | 48VTNB480903* | LPG | Induced Draft | True | True | 1 | False | Horizontal |  | None | Non-Condensing | Single-Stage |  | 1 | Standard |  | 90000 | 74000 |  |  | 77300 | 512 | 81 | 78 | [8 empty] | Federally-Regulated Consumer Product | 05/24/2016 |  | 05/03/2017
Carrier Corp. - Syracuse | Carrier | 48VTNB480903* | Natural Gas | Induced Draft | True | True | 1 | False | Down |  | None | Non-Condensing | Single-Stage |  | 1 | Standard |  | 90000 | 74000 |  |  | 77300 | 512 | 81 | 78 | [8 empty] | Federally-Regulated Consumer Product | 05/24/2016 |  | 05/03/2017
Carrier Corp. - Syracuse | Carrier | 48VTNB480903* | Natural Gas | Induced Draft | True | True | 1 | False | Horizontal |  | None | Non-Condensing | Single-Stage |  | 1 | Standard |  | 90000 | 74000 |  |  | 77300 | 512 | 81 | 78 | [8 empty] | Federally-Regulated Consumer Product | 05/24/2016 |  | 05/03/2017
Carrier Corp. - Syracuse | Carrier | 48VTNB481303* | LPG | Induced Draft | True | True | 1 | False | Down |  | None | Non-Condensing | Single-Stage |  | 1 | Standard |  | 127000 | 104000 |  |  | 114300 | 1102 | 81 | 78 | [8 empty] | Federally-Regulated Consumer Product | 05/24/2016 |  | 05/03/2017
Carrier Corp. - Syracuse | Carrier | 48VTNB481303* | LPG | Induced Draft | True | True | 1 | False | Horizontal |  | None | Non-Condensing | Single-Stage |  | 1 | Standard |  | 127000 | 104000 |  |  | 114300 | 1102 | 81 | 78 | [8 empty] | Federally-Regulated Consumer Product | 05/24/2016 |  | 05/03/2017
Carrier Corp. - Syracuse | Carrier | 48VTNB481303* | Natural Gas | Induced Draft | True | True | 1 | False | Down |  | None | Non-Condensing | Single-Stage |  | 1 | Standard |  | 127000 | 104000 |  |  | 114300 | 1102 | 81 | 78 | [8 empty] | Federally-Regulated Consumer Product | 05/24/2016 |  | 05/03/2017
Carrier Corp. - Syracuse | Carrier | 48VTNB481303* | Natural Gas | Induced Draft | True | True | 1 | False | Horizontal |  | None | Non-Condensing | Single-Stage |  | 1 | Standard |  | 127000 | 104000 |  |  | 114300 | 1102 | 81 | 78 | [8 empty] | Federally-Regulated Consumer Product | 05/24/2016 |  | 05/03/2017
Carrier Corp. - Syracuse | Carrier | 48VTNB600903* | LPG | Induced Draft | True | True | 1 | False | Down |  | None | Non-Condensing | Single-Stage |  | 1 | Standard |  | 90000 | 74000 |  |  | 77300 | 512 | 81 | 78 | [8 empty] | Federally-Regulated Consumer Product | 05/24/2016 |  | 05/03/2017
Carrier Corp. - Syracuse | Carrier | 48VTNB600903* | LPG | Induced Draft | True | True | 1 | False | Horizontal |  | None | Non-Condensing | Single-Stage |  | 1 | Standard |  | 90000 | 74000 |  |  | 77300 | 512 | 81 | 78 | [8 empty] | Federally-Regulated Consumer Product | 05/24/2016 |  | 05/03/2017
Carrier Corp. - Syracuse | Carrier | 48VTNB600903* | Natural Gas | Induced Draft | True | True | 1 | False | Down |  | None | Non-Condensing | Single-Stage |  | 1 | Standard |  | 90000 | 74000 |  |  | 77300 | 512 | 81 | 78 | [8 empty] | Federally-Regulated Consumer Product | 05/24/2016 |  | 05/03/2017
Carrier Corp. - Syracuse | Carrier | 48VTNB600903* | Natural Gas | Induced Draft | True | True | 1 | False | Horizontal |  | None | Non-Condensing | Single-Stage |  | 1 | Standard |  | 90000 | 74000 |  |  | 77300 | 512 | 81 | 78 | [8 empty] | Federally-Regulated Consumer Product | 05/24/2016 |  | 05/03/2017
Carrier Corp. - Syracuse | Carrier | 48VTNB601303* | LPG | Induced Draft | True | True | 1 | False | Down |  | None | Non-Condensing | Single-Stage |  | 1 | Standard |  | 127000 | 104000 |  |  | 114300 | 1102 | 81 | 78 | [8 empty] | Federally-Regulated Consumer Product | 05/24/2016 |  | 05/03/2017
Carrier Corp. - Syracuse | Carrier | 48VTNB601303* | LPG | Induced Draft | True | True | 1 | False | Horizontal |  | None | Non-Condensing | Single-Stage |  | 1 | Standard |  | 127000 | 104000 |  |  | 114300 | 1102 | 81 | 78 | [8 empty] | Federally-Regulated Consumer Product | 05/24/2016 |  | 05/03/2017
Carrier Corp. - Syracuse | Carrier | 48VTNB601303* | Natural Gas | Induced Draft | True | True | 1 | False | Down |  | None | Non-Condensing | Single-Stage |  | 1 | Standard |  | 127000 | 104000 |  |  | 114300 | 1102 | 81 | 78 | [8 empty] | Federally-Regulated Consumer Product | 05/24/2016 |  | 05/03/2017
Carrier Corp. - Syracuse | Carrier | 48VTNB601303* | Natural Gas | Induced Draft | True | True | 1 | False | Horizontal |  | None | Non-Condensing | Single-Stage |  | 1 | Standard |  | 127000 | 104000 |  |  | 114300 | 1102 | 81 | 78 | [8 empty] | Federally-Regulated Consumer Product | 05/24/2016 |  | 05/03/2017
Carrier Corp. - Syracuse | EcoTemp | WFML135D066 | LPG | Induced Draft | True | False | 1 | False | Up |  | None | Non-Condensing | Single-Stage |  | 0.75 | Standard |  | 132000 | 107000 |  |  | 114600 | 1340 | 80 | 78 | [8 empty] | Federally-Regulated Consumer Product | 05/31/2016 |  | 05/08/2017
Carrier Corp. - Syracuse | EcoTemp | WFML135D066 | Natural Gas | Induced Draft | True | False | 1 | False | Up |  | None | Non-Condensing | Single-Stage |  | 0.75 | Standard |  | 132000 | 107000 |  |  | 114600 | 1340 | 80 | 78 | [8 empty] | Federally-Regulated Consumer Product | 05/31/2016 |  | 05/08/2017
Carrier Corp. - Syracuse | Grandaire | WFML135D066 | LPG | Induced Draft | True | False | 1 | False | Up |  | None | Non-Condensing | Single-Stage |  | 0.75 | Standard |  | 132000 | 107000 |  |  | 114600 | 1340 | 80 | 78 | [8 empty] | Federally-Regulated Consumer Product | 05/31/2016 |  | 05/08/2017
Carrier Corp. - Syracuse | Grandaire | WFML135D066 | Natural Gas | Induced Draft | True | False | 1 | False | Up |  | None | Non-Condensing | Single-Stage |  | 0.75 | Standard |  | 132000 | 107000 |  |  | 114600 | 1340 | 80 | 78 | [8 empty] | Federally-Regulated Consumer Product | 05/31/2016 |  | 05/08/2017
Rheem Sales Company, Inc. | DUROGUARD | D801PA075317ZSA | LPG | Induced Draft | True | False | 1 | False | Down |  | None | Non-Condensing | Single-Stage |  | 0.5 | Standard |  | 75000 | 60000 |  |  | 74000 | 1127 | 80 | 78 | [8 empty] | Federally-Regulated Consumer Product | 05/24/2016 |  | 05/10/2017
Rheem Sales Company, Inc. | DUROGUARD | D801PA075317ZSA | Natural Gas | Induced Draft | True | False | 1 | False | Down |  | None | Non-Condensing | Single-Stage |  | 0.5 | Standard |  | 75000 | 60000 |  |  | 74000 | 1127 | 80 | 78 | [8 empty] | Federally-Regulated Consumer Product | 05/24/2016 |  | 05/10/2017
Rheem Sales Company, Inc. | DUROGUARD | D801PA075417ZSA | LPG | Induced Draft | True | False | 1 | False | Down |  | None | Non-Condensing | Single-Stage |  | 0.75 | Standard |  | 75000 | 60000 |  |  | 73000 | 1277 | 80 | 78 | [8 empty] | Federally-Regulated Consumer Product | 05/24/2016 |  | 05/10/2017
Rheem Sales Company, Inc. | DUROGUARD | D801PA075417ZSA | Natural Gas | Induced Draft | True | False | 1 | False | Down |  | None | Non-Condensing | Single-Stage |  | 0.75 | Standard |  | 75000 | 60000 |  |  | 73000 | 1277 | 80 | 78 | [8 empty] | Federally-Regulated Consumer Product | 05/24/2016 |  | 05/10/2017
Rheem Sales Company, Inc. | DUROGUARD | D801PA100317ZSA | LPG | Induced Draft | True | False | 1 | False | Down |  | None | Non-Condensing | Single-Stage |  | 0.5 | Standard |  | 100000 | 80000 |  |  | 94000 | 1220 | 80 | 78 | [8 empty] | Federally-Regulated Consumer Product | 05/24/2016 |  | 05/10/2017
Rheem Sales Company, Inc. | DUROGUARD | D801PA100317ZSA | Natural Gas | Induced Draft | True | False | 1 | False | Down |  | None | Non-Condensing | Single-Stage |  | 0.5 | Standard |  | 100000 | 80000 |  |  | 94000 | 1220 | 80 | 78 | [8 empty] | Federally-Regulated Consumer Product | 05/24/2016 |  | 05/10/2017
Rheem Sales Company, Inc. | DUROGUARD | D801PA100521ZSA | LPG | Induced Draft | True | False | 1 | False | Down |  | None | Non-Condensing | Single-Stage |  | 0.75 | Standard |  | 100000 | 80000 |  |  | 95000 | 1220 | 80 | 78 | [8 empty] | Federally-Regulated Consumer Product | 05/24/2016 |  | 05/10/2017
Rheem Sales Company, Inc. | DUROGUARD | D801PA100521ZSA | Natural Gas | Induced Draft | True | False | 1 | False | Down |  | None | Non-Condensing | Single-Stage |  | 0.75 | Standard |  | 100000 | 80000 |  |  | 95000 | 1220 | 80 | 78 | [8 empty] | Federally-Regulated Consumer Product | 05/24/2016 |  | 05/10/2017
Rheem Sales Company, Inc. | DUROGUARD | D801PA125524ZSA | LPG | Induced Draft | True | False | 1 | False | Down |  | None | Non-Condensing | Single-Stage |  | 0.75 | Standard |  | 125000 | 100000 |  |  | 112000 | 1469 | 80 | 78 | [8 empty] | Federally-Regulated Consumer Product | 05/24/2016 |  | 05/10/2017
Rheem Sales Company, Inc. | DUROGUARD | D801PA125524ZSA | Natural Gas | Induced Draft | True | False | 1 | False | Down |  | None | Non-Condensing | Single-Stage |  | 0.75 | Standard |  | 125000 | 100000 |  |  | 112000 | 1469 | 80 | 78 | [8 empty] | Federally-Regulated Consumer Product | 05/24/2016 |  | 05/10/2017
Rheem Sales Company, Inc. | DUROGUARD | D801PA150524ZSA | LPG | Induced Draft | True | False | 1 | False | Down |  | None | Non-Condensing | Single-Stage |  | 0.75 | Standard |  | 150000 | 120000 |  |  | 133000 | 1463 | 80 | 78 | [8 empty] | Federally-Regulated Consumer Product | 05/24/2016 |  | 05/10/2017
Rheem Sales Company, Inc. | DUROGUARD | D801PA150524ZSA | Natural Gas | Induced Draft | True | False | 1 | False | Down |  | None | Non-Condensing | Single-Stage |  | 0.75 | Standard |  | 150000 | 120000 |  |  | 133000 | 1463 | 80 | 78 | [8 empty] | Federally-Regulated Consumer Product | 05/24/2016 |  | 05/10/2017
Rheem Sales Company, Inc. | DUROGUARD | D801PA050314ZXA | LPG | Induced Draft | True | False | 1 | False | Down |  | None | Non-Condensing | Single-Stage |  | 0.5 | Standard |  | 50000 | 40000 |  |  | 37000 | 657 | 80 | 78 | [8 empty] | Federally-Regulated Consumer Product | 05/24/2016 |  | 05/10/2017
Rheem Sales Company, Inc. | DUROGUARD | D801PA050314ZXA | Natural Gas | Induced Draft | True | False | 1 | False | Down |  | None | Non-Condensing | Single-Stage |  | 0.5 | Standard |  | 50000 | 40000 |  |  | 37000 | 657 | 80 | 78 | [8 empty] | Federally-Regulated Consumer Product | 05/24/2016 |  | 05/10/2017
Rheem Sales Company, Inc. | DUROGUARD | D801PA100317ZXA | LPG | Induced Draft | True | False | 1 | False | Down |  | None | Non-Condensing | Single-Stage |  | 0.5 | Standard |  | 100000 | 80000 |  |  | 94000 | 1220 | 80 | 78 | [8 empty] | Federally-Regulated Consumer Product | 05/24/2016 |  | 05/10/2017
Rheem Sales Company, Inc. | DUROGUARD | D801PA100317ZXA | Natural Gas | Induced Draft | True | False | 1 | False | Down |  | None | Non-Condensing | Single-Stage |  | 0.5 | Standard |  | 100000 | 80000 |  |  | 94000 | 1220 | 80 | 78 | [8 empty] | Federally-Regulated Consumer Product | 05/24/2016 |  | 05/10/2017
Rheem Sales Company, Inc. | DUROGUARD | D801PA100521ZXA | LPG | Induced Draft | True | False | 1 | False | Down |  | None | Non-Condensing | Single-Stage |  | 0.75 | Standard |  | 100000 | 80000 |  |  | 95000 | 1220 | 80 | 78 | [8 empty] | Federally-Regulated Consumer Product | 05/24/2016 |  | 05/10/2017
Rheem Sales Company, Inc. | DUROGUARD | D801PA100521ZXA | Natural Gas | Induced Draft | True | False | 1 | False | Down |  | None | Non-Condensing | Single-Stage |  | 0.75 | Standard |  | 100000 | 80000 |  |  | 95000 | 1220 | 80 | 78 | [8 empty] | Federally-Regulated Consumer Product | 05/24/2016 |  | 05/10/2017
Rheem Sales Company, Inc. | DUROGUARD | D801PA125524ZXA | LPG | Induced Draft | True | False | 1 | False | Down |  | None | Non-Condensing | Single-Stage |  | 0.75 | Standard |  | 125000 | 100000 |  |  | 112000 | 1469 | 80 | 78 | [8 empty] | Federally-Regulated Consumer Product | 05/24/2016 |  | 05/10/2017
Rheem Sales Company, Inc. | DUROGUARD | D801PA125524ZXA | Natural Gas | Induced Draft | True | False | 1 | False | Down |  | None | Non-Condensing | Single-Stage |  | 0.75 | Standard |  | 125000 | 100000 |  |  | 112000 | 1469 | 80 | 78 | [8 empty] | Federally-Regulated Consumer Product | 05/24/2016 |  | 05/10/2017
Rheem Sales Company, Inc. | DUROGUARD | D801PA150524ZXA | LPG | Induced Draft | True | False | 1 | False | Down |  | None | Non-Condensing | Single-Stage |  | 0.75 | Standard |  | 150000 | 120000 |  |  | 133000 | 1463 | 80 | 78 | [8 empty] | Federally-Regulated Consumer Product | 05/24/2016 |  | 05/10/2017
Rheem Sales Company, Inc. | DUROGUARD | D801PA150524ZXA | Natural Gas | Induced Draft | True | False | 1 | False | Down |  | None | Non-Condensing | Single-Stage |  | 0.75 | Standard |  | 150000 | 120000 |  |  | 133000 | 1463 | 80 | 78 | [8 empty] | Federally-Regulated Consumer Product | 05/24/2016 |  | 05/10/2017
Rheem Sales Company, Inc. | DUROGUARD | D801TA075317ZSA | LPG | Induced Draft | True | False | 1 | False | Down |  | None | Non-Condensing | Single-Stage |  | 0.5 | Standard |  | 75000 | 61000 |  |  | 75800 | 623 | 80 | 78 | [8 empty] | Federally-Regulated Consumer Product | 05/24/2016 |  | 05/10/2017
Rheem Sales Company, Inc. | DUROGUARD | D801TA075317ZSA | Natural Gas | Induced Draft | True | False | 1 | False | Down |  | None | Non-Condensing | Single-Stage |  | 0.5 | Standard |  | 75000 | 61000 |  |  | 75800 | 623 | 80 | 78 | [8 empty] | Federally-Regulated Consumer Product | 05/24/2016 |  | 05/10/2017
Rheem Sales Company, Inc. | DUROGUARD | D801TA075521ZSA | LPG | Induced Draft | True | False | 1 | False | Down |  | None | Non-Condensing | Single-Stage |  | 1 | Standard |  | 75000 | 62000 |  |  | 74800 | 659 | 80 | 78 | [8 empty] | Federally-Regulated Consumer Product | 05/24/2016 |  | 05/10/2017
Rheem Sales Company, Inc. | DUROGUARD | D801TA075521ZSA | Natural Gas | Induced Draft | True | False | 1 | False | Down |  | None | Non-Condensing | Single-Stage |  | 1 | Standard |  | 75000 | 62000 |  |  | 74800 | 659 | 80 | 78 | [8 empty] | Federally-Regulated Consumer Product | 05/24/2016 |  | 05/10/2017
Rheem Sales Company, Inc. | DUROGUARD | D801TA100521ZSA | LPG | Induced Draft | True | False | 1 | False | Down |  | None | Non-Condensing | Single-Stage |  | 1 | Standard |  | 100000 | 82000 |  |  | 93700 | 940 | 80 | 78 | [8 empty] | Federally-Regulated Consumer Product | 05/24/2016 |  | 05/10/2017
Rheem Sales Company, Inc. | DUROGUARD | D801TA100521ZSA | Natural Gas | Induced Draft | True | False | 1 | False | Down |  | None | Non-Condensing | Single-Stage |  | 1 | Standard |  | 100000 | 82000 |  |  | 93700 | 940 | 80 | 78 | [8 empty] | Federally-Regulated Consumer Product | 05/24/2016 |  | 05/10/2017
Rheem Sales Company, Inc. | DUROGUARD | D801TA125524ZSA | LPG | Induced Draft | True | False | 1 | False | Down |  | None | Non-Condensing | Single-Stage |  | 1 | Standard |  | 125000 | 103000 |  |  | 112900 | 842 | 80 | 78 | [8 empty] | Federally-Regulated Consumer Product | 05/24/2016 |  | 05/10/2017
Rheem Sales Company, Inc. | DUROGUARD | D801TA125524ZSA | Natural Gas | Induced Draft | True | False | 1 | False | Down |  | None | Non-Condensing | Single-Stage |  | 1 | Standard |  | 125000 | 103000 |  |  | 112900 | 842 | 80 | 78 | [8 empty] | Federally-Regulated Consumer Product | 05/24/2016 |  | 05/10/2017
Rheem Sales Company, Inc. | DUROGUARD | D801TA125524ZXA | LPG | Induced Draft | True | False | 1 | False | Down |  | None | Non-Condensing | Single-Stage |  | 1 | Standard |  | 125000 | 103000 |  |  | 112900 | 842 | 80 | 78 | [8 empty] | Federally-Regulated Consumer Product | 05/24/2016 |  | 05/10/2017
Rheem Sales Company, Inc. | DUROGUARD | D801TA125524ZXA | Natural Gas | Induced Draft | True | False | 1 | False | Down |  | None | Non-Condensing | Single-Stage |  | 1 | Standard |  | 125000 | 103000 |  |  | 112900 | 842 | 80 | 78 | [8 empty] | Federally-Regulated Consumer Product | 05/24/2016 |  | 05/10/2017
Rheem Sales Company, Inc. | DUROGUARD | D802PA075317ZSA | LPG | Induced Draft | True | False | 1 | False | Down |  | None | Non-Condensing | Two-Stage Modulating |  | 0.5 | Standard |  | 75000 | 61000 |  |  | 73000 | 954 | 80 | 78 | [8 empty] | Federally-Regulated Consumer Product | 05/24/2016 |  | 05/10/2017
Rheem Sales Company, Inc. | DUROGUARD | D802PA075317ZSA | Natural Gas | Induced Draft | True | False | 1 | False | Down |  | None | Non-Condensing | Two-Stage Modulating |  | 0.5 | Standard |  | 75000 | 61000 |  |  | 73000 | 954 | 80 | 78 | [8 empty] | Federally-Regulated Consumer Product | 05/24/2016 |  | 05/10/2017
Rheem Sales Company, Inc. | DUROGUARD | D802PA075317ZXA | LPG | Induced Draft | True | False | 1 | False | Down |  | None | Non-Condensing | Two-Stage Modulating |  | 0.5 | Standard |  | 75000 | 61000 |  |  | 73000 | 954 | 80 | 78 | [8 empty] | Federally-Regulated Consumer Product | 05/24/2016 |  | 05/10/2017
Rheem Sales Company, Inc. | DUROGUARD | D802PA075317ZXA | Natural Gas | Induced Draft | True | False | 1 | False | Down |  | None | Non-Condensing | Two-Stage Modulating |  | 0.5 | Standard |  | 75000 | 61000 |  |  | 73000 | 954 | 80 | 78 | [8 empty] | Federally-Regulated Consumer Product | 05/24/2016 |  | 05/10/2017
Rheem Sales Company, Inc. | DUROGUARD | D802PA100317ZSA | LPG | Induced Draft | True | False | 1 | False | Down |  | None | Non-Condensing | Two-Stage Modulating |  | 0.5 | Standard |  | 100000 | 82000 |  |  | 91000 | 988 | 80 | 78 | [8 empty] | Federally-Regulated Consumer Product | 05/24/2016 |  | 05/10/2017
Rheem Sales Company, Inc. | DUROGUARD | D802PA100317ZSA | Natural Gas | Induced Draft | True | False | 1 | False | Down |  | None | Non-Condensing | Two-Stage Modulating |  | 0.5 | Standard |  | 100000 | 82000 |  |  | 91000 | 988 | 80 | 78 | [8 empty] | Federally-Regulated Consumer Product | 05/24/2016 |  | 05/10/2017
Rheem Sales Company, Inc. | DUROGUARD | D802PA100317ZXA | LPG | Induced Draft | True | False | 1 | False | Down |  | None | Non-Condensing | Two-Stage Modulating |  | 0.5 | Standard |  | 100000 | 82000 |  |  | 91000 | 988 | 80 | 78 | [8 empty] | Federally-Regulated Consumer Product | 05/24/2016 |  | 05/10/2017
Rheem Sales Company, Inc. | DUROGUARD | D802PA100317ZXA | Natural Gas | Induced Draft | True | False | 1 | False | Down |  | None | Non-Condensing | Two-Stage Modulating |  | 0.5 | Standard |  | 100000 | 82000 |  |  | 91000 | 988 | 80 | 78 | [8 empty] | Federally-Regulated Consumer Product | 05/24/2016 |  | 05/10/2017
Rheem Sales Company, Inc. | DUROGUARD | D802PA100521ZSA | LPG | Induced Draft | True | False | 1 | False | Down |  | None | Non-Condensing | Two-Stage Modulating |  | 0.75 | Standard |  | 100000 | 82000 |  |  | 90000 | 1032 | 80 | 78 | [8 empty] | Federally-Regulated Consumer Product | 05/24/2016 |  | 05/10/2017
Rheem Sales Company, Inc. | DUROGUARD | D802PA100521ZSA | Natural Gas | Induced Draft | True | False | 1 | False | Down |  | None | Non-Condensing | Two-Stage Modulating |  | 0.75 | Standard |  | 100000 | 82000 |  |  | 90000 | 1032 | 80 | 78 | [8 empty] | Federally-Regulated Consumer Product | 05/24/2016 |  | 05/10/2017
Rheem Sales Company, Inc. | DUROGUARD | D802PA100521ZXA | LPG | Induced Draft | True | False | 1 | False | Down |  | None | Non-Condensing | Two-Stage Modulating |  | 0.75 | Standard |  | 100000 | 82000 |  |  | 90000 | 1032 | 80 | 78 | [8 empty] | Federally-Regulated Consumer Product | 05/24/2016 |  | 05/10/2017
Rheem Sales Company, Inc. | DUROGUARD | D802PA100521ZXA | Natural Gas | Induced Draft | True | False | 1 | False | Down |  | None | Non-Condensing | Two-Stage Modulating |  | 0.75 | Standard |  | 100000 | 82000 |  |  | 90000 | 1032 | 80 | 78 | [8 empty] | Federally-Regulated Consumer Product | 05/24/2016 |  | 05/10/2017
Rheem Sales Company, Inc. | DUROGUARD | D802PA125524ZSA | LPG | Induced Draft | True | False | 1 | False | Down |  | None | Non-Condensing | Two-Stage Modulating |  | 0.75 | Standard |  | 125000 | 102000 |  |  | 107000 | 979 | 80 | 78 | [8 empty] | Federally-Regulated Consumer Product | 05/24/2016 |  | 05/10/2017
Rheem Sales Company, Inc. | DUROGUARD | D802PA125524ZSA | Natural Gas | Induced Draft | True | False | 1 | False | Down |  | None | Non-Condensing | Two-Stage Modulating |  | 0.75 | Standard |  | 125000 | 102000 |  |  | 107000 | 979 | 80 | 78 | [8 empty] | Federally-Regulated Consumer Product | 05/24/2016 |  | 05/10/2017
Rheem Sales Company, Inc. | DUROGUARD | D802PA125524ZXA | LPG | Induced Draft | True | False | 1 | False | Down |  | None | Non-Condensing | Two-Stage Modulating |  | 0.75 | Standard |  | 125000 | 102000 |  |  | 107000 | 979 | 80 | 78 | [8 empty] | Federally-Regulated Consumer Product | 05/24/2016 |  | 05/10/2017
Rheem Sales Company, Inc. | DUROGUARD | D802PA125524ZXA | Natural Gas | Induced Draft | True | False | 1 | False | Down |  | None | Non-Condensing | Two-Stage Modulating |  | 0.75 | Standard |  | 125000 | 102000 |  |  | 107000 | 979 | 80 | 78 | [8 empty] | Federally-Regulated Consumer Product | 05/24/2016 |  | 05/10/2017
Rheem Sales Company, Inc. | DUROGUARD | D802PA150524ZSA | LPG | Induced Draft | True | False | 1 | False | Down |  | None | Non-Condensing | Two-Stage Modulating |  | 0.75 | Standard |  | 150000 | 122000 |  |  | 129000 | 1075 | 80 | 78 | [8 empty] | Federally-Regulated Consumer Product | 05/24/2016 |  | 05/10/2017
Rheem Sales Company, Inc. | DUROGUARD | D802PA150524ZSA | Natural Gas | Induced Draft | True | False | 1 | False | Down |  | None | Non-Condensing | Two-Stage Modulating |  | 0.75 | Standard |  | 150000 | 122000 |  |  | 129000 | 1075 | 80 | 78 | [8 empty] | Federally-Regulated Consumer Product | 05/24/2016 |  | 05/10/2017
Rheem Sales Company, Inc. | DUROGUARD | D802PA150524ZXA | LPG | Induced Draft | True | False | 1 | False | Down |  | None | Non-Condensing | Two-Stage Modulating |  | 0.75 | Standard |  | 150000 | 122000 |  |  | 129000 | 1075 | 80 | 78 | [8 empty] | Federally-Regulated Consumer Product | 05/24/2016 |  | 05/10/2017
Rheem Sales Company, Inc. | DUROGUARD | D802PA150524ZXA | Natural Gas | Induced Draft | True | False | 1 | False | Down |  | None | Non-Condensing | Two-Stage Modulating |  | 0.75 | Standard |  | 150000 | 122000 |  |  | 129000 | 1075 | 80 | 78 | [8 empty] | Federally-Regulated Consumer Product | 05/24/2016 |  | 05/10/2017
Rheem Sales Company, Inc. | DUROGUARD | D802VA075317ZSA | LPG | Induced Draft | True | False | 1 | False | Down |  | None | Non-Condensing | Two-Stage Modulating |  | 0.5 | Standard |  | 75000 | 61000 |  |  | 75000 | 346 | 80 | 78 | [8 empty] | Federally-Regulated Consumer Product | 05/24/2016 |  | 05/10/2017
Rheem Sales Company, Inc. | DUROGUARD | D802VA075317ZSA | Natural Gas | Induced Draft | True | False | 1 | False | Down |  | None | Non-Condensing | Two-Stage Modulating |  | 0.5 | Standard |  | 75000 | 61000 |  |  | 75000 | 346 | 80 | 78 | [8 empty] | Federally-Regulated Consumer Product | 05/24/2016 |  | 05/10/2017
Rheem Sales Company, Inc. | DUROGUARD | D802VA075317ZXA | LPG | Induced Draft | True | False | 1 | False | Down |  | None | Non-Condensing | Two-Stage Modulating |  | 0.5 | Standard |  | 75000 | 61000 |  |  | 75000 | 346 | 80 | 78 | [8 empty] | Federally-Regulated Consumer Product | 05/24/2016 |  | 05/10/2017
Rheem Sales Company, Inc. | DUROGUARD | D802VA075317ZXA | Natural Gas | Induced Draft | True | False | 1 | False | Down |  | None | Non-Condensing | Two-Stage Modulating |  | 0.5 | Standard |  | 75000 | 61000 |  |  | 75000 | 346 | 80 | 78 | [8 empty] | Federally-Regulated Consumer Product | 05/24/2016 |  | 05/10/2017
Rheem Sales Company, Inc. | DUROGUARD | D802VA075417ZSA | LPG | Induced Draft | True | False | 1 | False | Down |  | None | Non-Condensing | Two-Stage Modulating |  | 0.75 | Standard |  | 75000 | 62000 |  |  | 75000 | 376 | 80 | 78 | [8 empty] | Federally-Regulated Consumer Product | 05/24/2016 |  | 05/10/2017
Rheem Sales Company, Inc. | DUROGUARD | D802VA075417ZSA | Natural Gas | Induced Draft | True | False | 1 | False | Down |  | None | Non-Condensing | Two-Stage Modulating |  | 0.75 | Standard |  | 75000 | 62000 |  |  | 75000 | 376 | 80 | 78 | [8 empty] | Federally-Regulated Consumer Product | 05/24/2016 |  | 05/10/2017
Rheem Sales Company, Inc. | DUROGUARD | D802VA075417ZXA | LPG | Induced Draft | True | False | 1 | False | Down |  | None | Non-Condensing | Two-Stage Modulating |  | 0.75 | Standard |  | 75000 | 62000 |  |  | 75000 | 376 | 80 | 78 | [8 empty] | Federally-Regulated Consumer Product | 05/24/2016 |  | 05/10/2017
Rheem Sales Company, Inc. | DUROGUARD | D802VA075417ZXA | Natural Gas | Induced Draft | True | False | 1 | False | Down |  | None | Non-Condensing | Two-Stage Modulating |  | 0.75 | Standard |  | 75000 | 62000 |  |  | 75000 | 376 | 80 | 78 | [8 empty] | Federally-Regulated Consumer Product | 05/24/2016 |  | 05/10/2017
Rheem Sales Company, Inc. | DUROGUARD | D802VA100521ZSA | LPG | Induced Draft | True | False | 1 | False | Down |  | None | Non-Condensing | Two-Stage Modulating |  | 1 | Standard |  | 100000 | 82000 |  |  | 93000 | 482 | 80 | 78 | [8 empty] | Federally-Regulated Consumer Product | 05/24/2016 |  | 05/10/2017
Rheem Sales Company, Inc. | DUROGUARD | D802VA100521ZSA | Natural Gas | Induced Draft | True | False | 1 | False | Down |  | None | Non-Condensing | Two-Stage Modulating |  | 1 | Standard |  | 100000 | 82000 |  |  | 93000 | 482 | 80 | 78 | [8 empty] | Federally-Regulated Consumer Product | 05/24/2016 |  | 05/10/2017
Rheem Sales Company, Inc. | DUROGUARD | D802VA100521ZXA | LPG | Induced Draft | True | False | 1 | False | Down |  | None | Non-Condensing | Two-Stage Modulating |  | 1 | Standard |  | 100000 | 82000 |  |  | 93000 | 482 | 80 | 78 | [8 empty] | Federally-Regulated Consumer Product | 05/24/2016 |  | 05/10/2017
Rheem Sales Company, Inc. | DUROGUARD | D802VA100521ZXA | Natural Gas | Induced Draft | True | False | 1 | False | Down |  | None | Non-Condensing | Two-Stage Modulating |  | 1 | Standard |  | 100000 | 82000 |  |  | 93000 | 482 | 80 | 78 | [8 empty] | Federally-Regulated Consumer Product | 05/24/2016 |  | 05/10/2017
Rheem Sales Company, Inc. | DUROGUARD | D802VA125524ZSA | LPG | Induced Draft | True | False | 1 | False | Down |  | None | Non-Condensing | Two-Stage Modulating |  | 1 | Standard |  | 125000 | 102000 |  |  | 111000 | 472 | 80 | 78 | [8 empty] | Federally-Regulated Consumer Product | 05/24/2016 |  | 05/10/2017
Rheem Sales Company, Inc. | DUROGUARD | D802VA125524ZSA | Natural Gas | Induced Draft | True | False | 1 | False | Down |  | None | Non-Condensing | Two-Stage Modulating |  | 1 | Standard |  | 125000 | 102000 |  |  | 111000 | 472 | 80 | 78 | [8 empty] | Federally-Regulated Consumer Product | 05/24/2016 |  | 05/10/2017
Rheem Sales Company, Inc. | DUROGUARD | D802VA125524ZXA | LPG | Induced Draft | True | False | 1 | False | Down |  | None | Non-Condensing | Two-Stage Modulating |  | 1 | Standard |  | 125000 | 102000 |  |  | 111000 | 472 | 80 | 78 | [8 empty] | Federally-Regulated Consumer Product | 05/24/2016 |  | 05/10/2017
Rheem Sales Company, Inc. | DUROGUARD | D802VA125524ZXA | Natural Gas | Induced Draft | True | False | 1 | False | Down |  | None | Non-Condensing | Two-Stage Modulating |  | 1 | Standard |  | 125000 | 102000 |  |  | 111000 | 472 | 80 | 78 | [8 empty] | Federally-Regulated Consumer Product | 05/24/2016 |  | 05/10/2017
Rheem Sales Company, Inc. | DUROGUARD | D802PA050314ZSA | LPG | Induced Draft | True | False | 1 | False | Down |  | None | Non-Condensing | Two-Stage Modulating |  | 0.5 | Standard |  | 50000 | 41000 |  |  | 36000 | 364 | 80 | 78 | [8 empty] | Federally-Regulated Consumer Product | 05/24/2016 |  | 05/10/2017
Rheem Sales Company, Inc. | DUROGUARD | D802PA050314ZSA | Natural Gas | Induced Draft | True | False | 1 | False | Down |  | None | Non-Condensing | Two-Stage Modulating |  | 0.5 | Standard |  | 50000 | 41000 |  |  | 36000 | 364 | 80 | 78 | [8 empty] | Federally-Regulated Consumer Product | 05/24/2016 |  | 05/10/2017
Rheem Sales Company, Inc. | DUROGUARD | D802PA050314ZXA | LPG | Induced Draft | True | False | 1 | False | Down |  | None | Non-Condensing | Two-Stage Modulating |  | 0.5 | Standard |  | 50000 | 41000 |  |  | 36000 | 364 | 80 | 78 | [8 empty] | Federally-Regulated Consumer Product | 05/24/2016 |  | 05/10/2017
Rheem Sales Company, Inc. | DUROGUARD | D802PA050314ZXA | Natural Gas | Induced Draft | True | False | 1 | False | Down |  | None | Non-Condensing | Two-Stage Modulating |  | 0.5 | Standard |  | 50000 | 41000 |  |  | 36000 | 364 | 80 | 78 | [8 empty] | Federally-Regulated Consumer Product | 05/24/2016 |  | 05/10/2017
Rheem Sales Company, Inc. | DUROGUARD | D802VA075421ZSA | LPG | Induced Draft | True | False | 1 | False | Down |  | None | Non-Condensing | Two-Stage Modulating |  | 0.75 | Standard |  | 75000 | 62000 |  |  | 75000 | 376 | 80 | 78 | [8 empty] | Federally-Regulated Consumer Product | 05/24/2016 |  | 05/10/2017
Rheem Sales Company, Inc. | DUROGUARD | D802VA075421ZSA | Natural Gas | Induced Draft | True | False | 1 | False | Down |  | None | Non-Condensing | Two-Stage Modulating |  | 0.75 | Standard |  | 75000 | 62000 |  |  | 75000 | 376 | 80 | 78 | [8 empty] | Federally-Regulated Consumer Product | 05/24/2016 |  | 05/10/2017
Rheem Sales Company, Inc. | DUROGUARD | D802VA075421ZXA | LPG | Induced Draft | True | False | 1 | False | Down |  | None | Non-Condensing | Two-Stage Modulating |  | 0.75 | Standard |  | 75000 | 62000 |  |  | 75000 | 376 | 80 | 78 | [8 empty] | Federally-Regulated Consumer Product | 05/24/2016 |  | 05/10/2017
Rheem Sales Company, Inc. | DUROGUARD | D802VA075421ZXA | Natural Gas | Induced Draft | True | False | 1 | False | Down |  | None | Non-Condensing | Two-Stage Modulating |  | 0.75 | Standard |  | 75000 | 62000 |  |  | 75000 | 376 | 80 | 78 | [8 empty] | Federally-Regulated Consumer Product | 05/24/2016 |  | 05/10/2017
Rheem Sales Company, Inc. | DUROGUARD | D801PA075317ZXA | LPG | Induced Draft | True | False | 1 | False | Down |  | None | Non-Condensing | Single-Stage |  | 0.5 | Standard |  | 75000 | 60000 |  |  | 74000 | 1127 | 80 | 78 | [8 empty] | Federally-Regulated Consumer Product | 05/24/2016 |  | 05/10/2017
Rheem Sales Company, Inc. | DUROGUARD | D801PA075317ZXA | Natural Gas | Induced Draft | True | False | 1 | False | Down |  | None | Non-Condensing | Single-Stage |  | 0.5 | Standard |  | 75000 | 60000 |  |  | 74000 | 1127 | 80 | 78 | [8 empty] | Federally-Regulated Consumer Product | 05/24/2016 |  | 05/10/2017
Rheem Sales Company, Inc. | DUROGUARD | D801PA075417ZXA | LPG | Induced Draft | True | False | 1 | False | Down |  | None | Non-Condensing | Single-Stage |  | 0.75 | Standard |  | 75000 | 60000 |  |  | 73000 | 1277 | 80 | 78 | [8 empty] | Federally-Regulated Consumer Product | 05/24/2016 |  | 05/10/2017
Rheem Sales Company, Inc. | DUROGUARD | D801PA075417ZXA | Natural Gas | Induced Draft | True | False | 1 | False | Down |  | None | Non-Condensing | Single-Stage |  | 0.75 | Standard |  | 75000 | 60000 |  |  | 73000 | 1277 | 80 | 78 | [8 empty] | Federally-Regulated Consumer Product | 05/24/2016 |  | 05/10/2017
Rheem Sales Company, Inc. | DUROGUARD | D801TA075317ZXA | LPG | Induced Draft | True | False | 1 | False | Down |  | None | Non-Condensing | Single-Stage |  | 0.5 | Standard |  | 75000 | 61000 |  |  | 75800 | 623 | 80 | 78 | [8 empty] | Federally-Regulated Consumer Product | 05/24/2016 |  | 05/10/2017
Rheem Sales Company, Inc. | DUROGUARD | D801TA075317ZXA | Natural Gas | Induced Draft | True | False | 1 | False | Down |  | None | Non-Condensing | Single-Stage |  | 0.5 | Standard |  | 75000 | 61000 |  |  | 75800 | 623 | 80 | 78 | [8 empty] | Federally-Regulated Consumer Product | 05/24/2016 |  | 05/10/2017
Rheem Sales Company, Inc. | DUROGUARD | D801TA075521ZXA | LPG | Induced Draft | True | False | 1 | False | Down |  | None | Non-Condensing | Single-Stage |  | 1 | Standard |  | 75000 | 62000 |  |  | 74800 | 659 | 80 | 78 | [8 empty] | Federally-Regulated Consumer Product | 05/24/2016 |  | 05/10/2017
Rheem Sales Company, Inc. | DUROGUARD | D801TA075521ZXA | Natural Gas | Induced Draft | True | False | 1 | False | Down |  | None | Non-Condensing | Single-Stage |  | 1 | Standard |  | 75000 | 62000 |  |  | 74800 | 659 | 80 | 78 | [8 empty] | Federally-Regulated Consumer Product | 05/24/2016 |  | 05/10/2017
Rheem Sales Company, Inc. | DUROGUARD | D801TA100521ZXA | LPG | Induced Draft | True | False | 1 | False | Down |  | None | Non-Condensing | Single-Stage |  | 1 | Standard |  | 100000 | 82000 |  |  | 93700 | 940 | 80 | 78 | [8 empty] | Federally-Regulated Consumer Product | 05/24/2016 |  | 05/10/2017
Rheem Sales Company, Inc. | DUROGUARD | D801TA100521ZXA | Natural Gas | Induced Draft | True | False | 1 | False | Down |  | None | Non-Condensing | Single-Stage |  | 1 | Standard |  | 100000 | 82000 |  |  | 93700 | 940 | 80 | 78 | [8 empty] | Federally-Regulated Consumer Product | 05/24/2016 |  | 05/10/2017
Rheem Sales Company, Inc. | Rheem | R801PA075317ZSA | LPG | Induced Draft | True | False | 1 | False | Down |  | None | Non-Condensing | Single-Stage |  | 0.5 | Standard |  | 75000 | 60000 |  |  | 74000 | 1127 | 80 | 78 | [8 empty] | Federally-Regulated Consumer Product | 05/24/2016 |  | 05/10/2017
Rheem Sales Company, Inc. | Rheem | R801PA075317ZSA | Natural Gas | Induced Draft | True | False | 1 | False | Down |  | None | Non-Condensing | Single-Stage |  | 0.5 | Standard |  | 75000 | 60000 |  |  | 74000 | 1127 | 80 | 78 | [8 empty] | Federally-Regulated Consumer Product | 05/24/2016 |  | 05/10/2017
Rheem Sales Company, Inc. | Rheem | R801PA075417ZSA | LPG | Induced Draft | True | False | 1 | False | Down |  | None | Non-Condensing | Single-Stage |  | 0.75 | Standard |  | 75000 | 60000 |  |  | 73000 | 1277 | 80 | 78 | [8 empty] | Federally-Regulated Consumer Product | 05/24/2016 |  | 05/10/2017
Rheem Sales Company, Inc. | Rheem | R801PA075417ZSA | Natural Gas | Induced Draft | True | False | 1 | False | Down |  | None | Non-Condensing | Single-Stage |  | 0.75 | Standard |  | 75000 | 60000 |  |  | 73000 | 1277 | 80 | 78 | [8 empty] | Federally-Regulated Consumer Product | 05/24/2016 |  | 05/10/2017
Rheem Sales Company, Inc. | Rheem | R801PA100317ZSA | LPG | Induced Draft | True | False | 1 | False | Down |  | None | Non-Condensing | Single-Stage |  | 0.5 | Standard |  | 100000 | 80000 |  |  | 94000 | 1220 | 80 | 78 | [8 empty] | Federally-Regulated Consumer Product | 05/24/2016 |  | 05/10/2017
Rheem Sales Company, Inc. | Rheem | R801PA100317ZSA | Natural Gas | Induced Draft | True | False | 1 | False | Down |  | None | Non-Condensing | Single-Stage |  | 0.5 | Standard |  | 100000 | 80000 |  |  | 94000 | 1220 | 80 | 78 | [8 empty] | Federally-Regulated Consumer Product | 05/24/2016 |  | 05/10/2017
Rheem Sales Company, Inc. | Rheem | R801PA100521ZSA | LPG | Induced Draft | True | False | 1 | False | Down |  | None | Non-Condensing | Single-Stage |  | 0.75 | Standard |  | 100000 | 80000 |  |  | 95000 | 1220 | 80 | 78 | [8 empty] | Federally-Regulated Consumer Product | 05/24/2016 |  | 05/10/2017
Rheem Sales Company, Inc. | Rheem | R801PA100521ZSA | Natural Gas | Induced Draft | True | False | 1 | False | Down |  | None | Non-Condensing | Single-Stage |  | 0.75 | Standard |  | 100000 | 80000 |  |  | 95000 | 1220 | 80 | 78 | [8 empty] | Federally-Regulated Consumer Product | 05/24/2016 |  | 05/10/2017
Rheem Sales Company, Inc. | Rheem | R801PA125524ZSA | LPG | Induced Draft | True | False | 1 | False | Down |  | None | Non-Condensing | Single-Stage |  | 0.75 | Standard |  | 125000 | 100000 |  |  | 112000 | 1469 | 80 | 78 | [8 empty] | Federally-Regulated Consumer Product | 05/24/2016 |  | 05/10/2017
Rheem Sales Company, Inc. | Rheem | R801PA125524ZSA | Natural Gas | Induced Draft | True | False | 1 | False | Down |  | None | Non-Condensing | Single-Stage |  | 0.75 | Standard |  | 125000 | 100000 |  |  | 112000 | 1469 | 80 | 78 | [8 empty] | Federally-Regulated Consumer Product | 05/24/2016 |  | 05/10/2017
Rheem Sales Company, Inc. | Rheem | R801PA150524ZSA | LPG | Induced Draft | True | False | 1 | False | Down |  | None | Non-Condensing | Single-Stage |  | 0.75 | Standard |  | 150000 | 120000 |  |  | 133000 | 1463 | 80 | 78 | [8 empty] | Federally-Regulated Consumer Product | 05/24/2016 |  | 05/10/2017
Rheem Sales Company, Inc. | Rheem | R801PA150524ZSA | Natural Gas | Induced Draft | True | False | 1 | False | Down |  | None | Non-Condensing | Single-Stage |  | 0.75 | Standard |  | 150000 | 120000 |  |  | 133000 | 1463 | 80 | 78 | [8 empty] | Federally-Regulated Consumer Product | 05/24/2016 |  | 05/10/2017
Rheem Sales Company, Inc. | Rheem | R801PA050314ZXA | LPG | Induced Draft | True | False | 1 | False | Down |  | None | Non-Condensing | Single-Stage |  | 0.5 | Standard |  | 50000 | 40000 |  |  | 37000 | 657 | 80 | 78 | [8 empty] | Federally-Regulated Consumer Product | 05/24/2016 |  | 05/10/2017
Rheem Sales Company, Inc. | Rheem | R801PA050314ZXA | Natural Gas | Induced Draft | True | False | 1 | False | Down |  | None | Non-Condensing | Single-Stage |  | 0.5 | Standard |  | 50000 | 40000 |  |  | 37000 | 657 | 80 | 78 | [8 empty] | Federally-Regulated Consumer Product | 05/24/2016 |  | 05/10/2017
Rheem Sales Company, Inc. | Rheem | R801PA100317ZXA | LPG | Induced Draft | True | False | 1 | False | Down |  | None | Non-Condensing | Single-Stage |  | 0.5 | Standard |  | 100000 | 80000 |  |  | 94000 | 1220 | 80 | 78 | [8 empty] | Federally-Regulated Consumer Product | 05/24/2016 |  | 05/10/2017
Rheem Sales Company, Inc. | Rheem | R801PA100317ZXA | Natural Gas | Induced Draft | True | False | 1 | False | Down |  | None | Non-Condensing | Single-Stage |  | 0.5 | Standard |  | 100000 | 80000 |  |  | 94000 | 1220 | 80 | 78 | [8 empty] | Federally-Regulated Consumer Product | 05/24/2016 |  | 05/10/2017
Rheem Sales Company, Inc. | Rheem | R801PA100521ZXA | LPG | Induced Draft | True | False | 1 | False | Down |  | None | Non-Condensing | Single-Stage |  | 0.75 | Standard |  | 100000 | 80000 |  |  | 95000 | 1220 | 80 | 78 | [8 empty] | Federally-Regulated Consumer Product | 05/24/2016 |  | 05/10/2017
Rheem Sales Company, Inc. | Rheem | R801PA100521ZXA | Natural Gas | Induced Draft | True | False | 1 | False | Down |  | None | Non-Condensing | Single-Stage |  | 0.75 | Standard |  | 100000 | 80000 |  |  | 95000 | 1220 | 80 | 78 | [8 empty] | Federally-Regulated Consumer Product | 05/24/2016 |  | 05/10/2017
Rheem Sales Company, Inc. | Rheem | R801PA125524ZXA | LPG | Induced Draft | True | False | 1 | False | Down |  | None | Non-Condensing | Single-Stage |  | 0.75 | Standard |  | 125000 | 100000 |  |  | 112000 | 1469 | 80 | 78 | [8 empty] | Federally-Regulated Consumer Product | 05/24/2016 |  | 05/10/2017
Rheem Sales Company, Inc. | Rheem | R801PA125524ZXA | Natural Gas | Induced Draft | True | False | 1 | False | Down |  | None | Non-Condensing | Single-Stage |  | 0.75 | Standard |  | 125000 | 100000 |  |  | 112000 | 1469 | 80 | 78 | [8 empty] | Federally-Regulated Consumer Product | 05/24/2016 |  | 05/10/2017
Rheem Sales Company, Inc. | Rheem | R801PA150524ZXA | LPG | Induced Draft | True | False | 1 | False | Down |  | None | Non-Condensing | Single-Stage |  | 0.75 | Standard |  | 150000 | 120000 |  |  | 133000 | 1463 | 80 | 78 | [8 empty] | Federally-Regulated Consumer Product | 05/24/2016 |  | 05/10/2017
Rheem Sales Company, Inc. | Rheem | R801PA150524ZXA | Natural Gas | Induced Draft | True | False | 1 | False | Down |  | None | Non-Condensing | Single-Stage |  | 0.75 | Standard |  | 150000 | 120000 |  |  | 133000 | 1463 | 80 | 78 | [8 empty] | Federally-Regulated Consumer Product | 05/24/2016 |  | 05/10/2017
Rheem Sales Company, Inc. | Rheem | R801TA075317ZSA | LPG | Induced Draft | True | False | 1 | False | Down |  | None | Non-Condensing | Single-Stage |  | 0.5 | Standard |  | 75000 | 61000 |  |  | 75800 | 623 | 80 | 78 | [8 empty] | Federally-Regulated Consumer Product | 05/24/2016 |  | 05/10/2017
Rheem Sales Company, Inc. | Rheem | R801TA075317ZSA | Natural Gas | Induced Draft | True | False | 1 | False | Down |  | None | Non-Condensing | Single-Stage |  | 0.5 | Standard |  | 75000 | 61000 |  |  | 75800 | 623 | 80 | 78 | [8 empty] | Federally-Regulated Consumer Product | 05/24/2016 |  | 05/10/2017
Rheem Sales Company, Inc. | Rheem | R801TA075521ZSA | LPG | Induced Draft | True | False | 1 | False | Down |  | None | Non-Condensing | Single-Stage |  | 1 | Standard |  | 75000 | 62000 |  |  | 74800 | 659 | 80 | 78 | [8 empty] | Federally-Regulated Consumer Product | 05/24/2016 |  | 05/10/2017
Rheem Sales Company, Inc. | Rheem | R801TA075521ZSA | Natural Gas | Induced Draft | True | False | 1 | False | Down |  | None | Non-Condensing | Single-Stage |  | 1 | Standard |  | 75000 | 62000 |  |  | 74800 | 659 | 80 | 78 | [8 empty] | Federally-Regulated Consumer Product | 05/24/2016 |  | 05/10/2017
Rheem Sales Company, Inc. | Rheem | R801TA100521ZSA | LPG | Induced Draft | True | False | 1 | False | Down |  | None | Non-Condensing | Single-Stage |  | 1 | Standard |  | 100000 | 82000 |  |  | 93700 | 940 | 80 | 78 | [8 empty] | Federally-Regulated Consumer Product | 05/24/2016 |  | 05/10/2017
Rheem Sales Company, Inc. | Rheem | R801TA100521ZSA | Natural Gas | Induced Draft | True | False | 1 | False | Down |  | None | Non-Condensing | Single-Stage |  | 1 | Standard |  | 100000 | 82000 |  |  | 93700 | 940 | 80 | 78 | [8 empty] | Federally-Regulated Consumer Product | 05/24/2016 |  | 05/10/2017
Rheem Sales Company, Inc. | Rheem | R801TA125524ZSA | LPG | Induced Draft | True | False | 1 | False | Down |  | None | Non-Condensing | Single-Stage |  | 1 | Standard |  | 125000 | 103000 |  |  | 112900 | 842 | 80 | 78 | [8 empty] | Federally-Regulated Consumer Product | 05/24/2016 |  | 05/10/2017
Rheem Sales Company, Inc. | Rheem | R801TA125524ZSA | Natural Gas | Induced Draft | True | False | 1 | False | Down |  | None | Non-Condensing | Single-Stage |  | 1 | Standard |  | 125000 | 103000 |  |  | 112900 | 842 | 80 | 78 | [8 empty] | Federally-Regulated Consumer Product | 05/24/2016 |  | 05/10/2017
Rheem Sales Company, Inc. | Rheem | R801TA125524ZXA | LPG | Induced Draft | True | False | 1 | False | Down |  | None | Non-Condensing | Single-Stage |  | 1 | Standard |  | 125000 | 103000 |  |  | 112900 | 842 | 80 | 78 | [8 empty] | Federally-Regulated Consumer Product | 05/24/2016 |  | 05/10/2017
Rheem Sales Company, Inc. | Rheem | R801TA125524ZXA | Natural Gas | Induced Draft | True | False | 1 | False | Down |  | None | Non-Condensing | Single-Stage |  | 1 | Standard |  | 125000 | 103000 |  |  | 112900 | 842 | 80 | 78 | [8 empty] | Federally-Regulated Consumer Product | 05/24/2016 |  | 05/10/2017
Rheem Sales Company, Inc. | Rheem | R802PA075317ZSA | LPG | Induced Draft | True | False | 1 | False | Down |  | None | Non-Condensing | Two-Stage Modulating |  | 0.5 | Standard |  | 75000 | 61000 |  |  | 73000 | 954 | 80 | 78 | [8 empty] | Federally-Regulated Consumer Product | 05/24/2016 |  | 05/10/2017
Rheem Sales Company, Inc. | Rheem | R802PA075317ZSA | Natural Gas | Induced Draft | True | False | 1 | False | Down |  | None | Non-Condensing | Two-Stage Modulating |  | 0.5 | Standard |  | 75000 | 61000 |  |  | 73000 | 954 | 80 | 78 | [8 empty] | Federally-Regulated Consumer Product | 05/24/2016 |  | 05/10/2017
Rheem Sales Company, Inc. | Rheem | R802PA075317ZXA | LPG | Induced Draft | True | False | 1 | False | Down |  | None | Non-Condensing | Two-Stage Modulating |  | 0.5 | Standard |  | 75000 | 61000 |  |  | 73000 | 954 | 80 | 78 | [8 empty] | Federally-Regulated Consumer Product | 05/24/2016 |  | 05/10/2017
Rheem Sales Company, Inc. | Rheem | R802PA075317ZXA | Natural Gas | Induced Draft | True | False | 1 | False | Down |  | None | Non-Condensing | Two-Stage Modulating |  | 0.5 | Standard |  | 75000 | 61000 |  |  | 73000 | 954 | 80 | 78 | [8 empty] | Federally-Regulated Consumer Product | 05/24/2016 |  | 05/10/2017
Rheem Sales Company, Inc. | Rheem | R802PA100317ZSA | LPG | Induced Draft | True | False | 1 | False | Down |  | None | Non-Condensing | Two-Stage Modulating |  | 0.5 | Standard |  | 100000 | 82000 |  |  | 91000 | 988 | 80 | 78 | [8 empty] | Federally-Regulated Consumer Product | 05/24/2016 |  | 05/10/2017
Rheem Sales Company, Inc. | Rheem | R802PA100317ZSA | Natural Gas | Induced Draft | True | False | 1 | False | Down |  | None | Non-Condensing | Two-Stage Modulating |  | 0.5 | Standard |  | 100000 | 82000 |  |  | 91000 | 988 | 80 | 78 | [8 empty] | Federally-Regulated Consumer Product | 05/24/2016 |  | 05/10/2017
Rheem Sales Company, Inc. | Rheem | R802PA100317ZXA | LPG | Induced Draft | True | False | 1 | False | Down |  | None | Non-Condensing | Two-Stage Modulating |  | 0.5 | Standard |  | 100000 | 82000 |  |  | 91000 | 988 | 80 | 78 | [8 empty] | Federally-Regulated Consumer Product | 05/24/2016 |  | 05/10/2017
Rheem Sales Company, Inc. | Rheem | R802PA100317ZXA | Natural Gas | Induced Draft | True | False | 1 | False | Down |  | None | Non-Condensing | Two-Stage Modulating |  | 0.5 | Standard |  | 100000 | 82000 |  |  | 91000 | 988 | 80 | 78 | [8 empty] | Federally-Regulated Consumer Product | 05/24/2016 |  | 05/10/2017
Rheem Sales Company, Inc. | Rheem | R802PA100521ZSA | LPG | Induced Draft | True | False | 1 | False | Down |  | None | Non-Condensing | Two-Stage Modulating |  | 0.75 | Standard |  | 100000 | 82000 |  |  | 90000 | 1032 | 80 | 78 | [8 empty] | Federally-Regulated Consumer Product | 05/24/2016 |  | 05/10/2017
Rheem Sales Company, Inc. | Rheem | R802PA100521ZSA | Natural Gas | Induced Draft | True | False | 1 | False | Down |  | None | Non-Condensing | Two-Stage Modulating |  | 0.75 | Standard |  | 100000 | 82000 |  |  | 90000 | 1032 | 80 | 78 | [8 empty] | Federally-Regulated Consumer Product | 05/24/2016 |  | 05/10/2017
Rheem Sales Company, Inc. | Rheem | R802PA100521ZXA | LPG | Induced Draft | True | False | 1 | False | Down |  | None | Non-Condensing | Two-Stage Modulating |  | 0.75 | Standard |  | 100000 | 82000 |  |  | 90000 | 1032 | 80 | 78 | [8 empty] | Federally-Regulated Consumer Product | 05/24/2016 |  | 05/10/2017
Rheem Sales Company, Inc. | Rheem | R802PA100521ZXA | Natural Gas | Induced Draft | True | False | 1 | False | Down |  | None | Non-Condensing | Two-Stage Modulating |  | 0.75 | Standard |  | 100000 | 82000 |  |  | 90000 | 1032 | 80 | 78 | [8 empty] | Federally-Regulated Consumer Product | 05/24/2016 |  | 05/10/2017
Rheem Sales Company, Inc. | Rheem | R802PA125524ZSA | LPG | Induced Draft | True | False | 1 | False | Down |  | None | Non-Condensing | Two-Stage Modulating |  | 0.75 | Standard |  | 125000 | 102000 |  |  | 107000 | 979 | 80 | 78 | [8 empty] | Federally-Regulated Consumer Product | 05/24/2016 |  | 05/10/2017
Rheem Sales Company, Inc. | Rheem | R802PA125524ZSA | Natural Gas | Induced Draft | True | False | 1 | False | Down |  | None | Non-Condensing | Two-Stage Modulating |  | 0.75 | Standard |  | 125000 | 102000 |  |  | 107000 | 979 | 80 | 78 | [8 empty] | Federally-Regulated Consumer Product | 05/24/2016 |  | 05/10/2017
Rheem Sales Company, Inc. | Rheem | R802PA125524ZXA | LPG | Induced Draft | True | False | 1 | False | Down |  | None | Non-Condensing | Two-Stage Modulating |  | 0.75 | Standard |  | 125000 | 102000 |  |  | 107000 | 979 | 80 | 78 | [8 empty] | Federally-Regulated Consumer Product | 05/24/2016 |  | 05/10/2017
Rheem Sales Company, Inc. | Rheem | R802PA125524ZXA | Natural Gas | Induced Draft | True | False | 1 | False | Down |  | None | Non-Condensing | Two-Stage Modulating |  | 0.75 | Standard |  | 125000 | 102000 |  |  | 107000 | 979 | 80 | 78 | [8 empty] | Federally-Regulated Consumer Product | 05/24/2016 |  | 05/10/2017
Rheem Sales Company, Inc. | Rheem | R802PA150524ZSA | LPG | Induced Draft | True | False | 1 | False | Down |  | None | Non-Condensing | Two-Stage Modulating |  | 0.75 | Standard |  | 150000 | 122000 |  |  | 129000 | 1075 | 80 | 78 | [8 empty] | Federally-Regulated Consumer Product | 05/24/2016 |  | 05/10/2017
Rheem Sales Company, Inc. | Rheem | R802PA150524ZSA | Natural Gas | Induced Draft | True | False | 1 | False | Down |  | None | Non-Condensing | Two-Stage Modulating |  | 0.75 | Standard |  | 150000 | 122000 |  |  | 129000 | 1075 | 80 | 78 | [8 empty] | Federally-Regulated Consumer Product | 05/24/2016 |  | 05/10/2017
Rheem Sales Company, Inc. | Rheem | R802PA150524ZXA | LPG | Induced Draft | True | False | 1 | False | Down |  | None | Non-Condensing | Two-Stage Modulating |  | 0.75 | Standard |  | 150000 | 122000 |  |  | 129000 | 1075 | 80 | 78 | [8 empty] | Federally-Regulated Consumer Product | 05/24/2016 |  | 05/10/2017
Rheem Sales Company, Inc. | Rheem | R802PA150524ZXA | Natural Gas | Induced Draft | True | False | 1 | False | Down |  | None | Non-Condensing | Two-Stage Modulating |  | 0.75 | Standard |  | 150000 | 122000 |  |  | 129000 | 1075 | 80 | 78 | [8 empty] | Federally-Regulated Consumer Product | 05/24/2016 |  | 05/10/2017
Rheem Sales Company, Inc. | Rheem | R802VA075317ZSA | LPG | Induced Draft | True | False | 1 | False | Down |  | None | Non-Condensing | Two-Stage Modulating |  | 0.5 | Standard |  | 75000 | 61000 |  |  | 75000 | 346 | 80 | 78 | [8 empty] | Federally-Regulated Consumer Product | 05/24/2016 |  | 05/10/2017
Rheem Sales Company, Inc. | Rheem | R802VA075317ZSA | Natural Gas | Induced Draft | True | False | 1 | False | Down |  | None | Non-Condensing | Two-Stage Modulating |  | 0.5 | Standard |  | 75000 | 61000 |  |  | 75000 | 346 | 80 | 78 | [8 empty] | Federally-Regulated Consumer Product | 05/24/2016 |  | 05/10/2017
Rheem Sales Company, Inc. | Rheem | R802VA075317ZXA | LPG | Induced Draft | True | False | 1 | False | Down |  | None | Non-Condensing | Two-Stage Modulating |  | 0.5 | Standard |  | 75000 | 61000 |  |  | 75000 | 346 | 80 | 78 | [8 empty] | Federally-Regulated Consumer Product | 05/24/2016 |  | 05/10/2017
Rheem Sales Company, Inc. | Rheem | R802VA075317ZXA | Natural Gas | Induced Draft | True | False | 1 | False | Down |  | None | Non-Condensing | Two-Stage Modulating |  | 0.5 | Standard |  | 75000 | 61000 |  |  | 75000 | 346 | 80 | 78 | [8 empty] | Federally-Regulated Consumer Product | 05/24/2016 |  | 05/10/2017
Rheem Sales Company, Inc. | Rheem | R802VA075417ZSA | LPG | Induced Draft | True | False | 1 | False | Down |  | None | Non-Condensing | Two-Stage Modulating |  | 0.75 | Standard |  | 75000 | 62000 |  |  | 75000 | 376 | 80 | 78 | [8 empty] | Federally-Regulated Consumer Product | 05/24/2016 |  | 05/10/2017
Rheem Sales Company, Inc. | Rheem | R802VA075417ZSA | Natural Gas | Induced Draft | True | False | 1 | False | Down |  | None | Non-Condensing | Two-Stage Modulating |  | 0.75 | Standard |  | 75000 | 62000 |  |  | 75000 | 376 | 80 | 78 | [8 empty] | Federally-Regulated Consumer Product | 05/24/2016 |  | 05/10/2017
Rheem Sales Company, Inc. | Rheem | R802VA075417ZXA | LPG | Induced Draft | True | False | 1 | False | Down |  | None | Non-Condensing | Two-Stage Modulating |  | 0.75 | Standard |  | 75000 | 62000 |  |  | 75000 | 376 | 80 | 78 | [8 empty] | Federally-Regulated Consumer Product | 05/24/2016 |  | 05/10/2017
Rheem Sales Company, Inc. | Rheem | R802VA075417ZXA | Natural Gas | Induced Draft | True | False | 1 | False | Down |  | None | Non-Condensing | Two-Stage Modulating |  | 0.75 | Standard |  | 75000 | 62000 |  |  | 75000 | 376 | 80 | 78 | [8 empty] | Federally-Regulated Consumer Product | 05/24/2016 |  | 05/10/2017
Rheem Sales Company, Inc. | Rheem | R802VA100521ZSA | LPG | Induced Draft | True | False | 1 | False | Down |  | None | Non-Condensing | Two-Stage Modulating |  | 1 | Standard |  | 100000 | 82000 |  |  | 93000 | 482 | 80 | 78 | [8 empty] | Federally-Regulated Consumer Product | 05/24/2016 |  | 05/10/2017
Rheem Sales Company, Inc. | Rheem | R802VA100521ZSA | Natural Gas | Induced Draft | True | False | 1 | False | Down |  | None | Non-Condensing | Two-Stage Modulating |  | 1 | Standard |  | 100000 | 82000 |  |  | 93000 | 482 | 80 | 78 | [8 empty] | Federally-Regulated Consumer Product | 05/24/2016 |  | 05/10/2017
Rheem Sales Company, Inc. | Rheem | R802VA100521ZXA | LPG | Induced Draft | True | False | 1 | False | Down |  | None | Non-Condensing | Two-Stage Modulating |  | 1 | Standard |  | 100000 | 82000 |  |  | 93000 | 482 | 80 | 78 | [8 empty] | Federally-Regulated Consumer Product | 05/24/2016 |  | 05/10/2017
Rheem Sales Company, Inc. | Rheem | R802VA100521ZXA | Natural Gas | Induced Draft | True | False | 1 | False | Down |  | None | Non-Condensing | Two-Stage Modulating |  | 1 | Standard |  | 100000 | 82000 |  |  | 93000 | 482 | 80 | 78 | [8 empty] | Federally-Regulated Consumer Product | 05/24/2016 |  | 05/10/2017
Rheem Sales Company, Inc. | Rheem | R802VA125524ZSA | LPG | Induced Draft | True | False | 1 | False | Down |  | None | Non-Condensing | Two-Stage Modulating |  | 1 | Standard |  | 125000 | 102000 |  |  | 111000 | 472 | 80 | 78 | [8 empty] | Federally-Regulated Consumer Product | 05/24/2016 |  | 05/10/2017
Rheem Sales Company, Inc. | Rheem | R802VA125524ZSA | Natural Gas | Induced Draft | True | False | 1 | False | Down |  | None | Non-Condensing | Two-Stage Modulating |  | 1 | Standard |  | 125000 | 102000 |  |  | 111000 | 472 | 80 | 78 | [8 empty] | Federally-Regulated Consumer Product | 05/24/2016 |  | 05/10/2017
Rheem Sales Company, Inc. | Rheem | R802VA125524ZXA | LPG | Induced Draft | True | False | 1 | False | Down |  | None | Non-Condensing | Two-Stage Modulating |  | 1 | Standard |  | 125000 | 102000 |  |  | 111000 | 472 | 80 | 78 | [8 empty] | Federally-Regulated Consumer Product | 05/24/2016 |  | 05/10/2017
Rheem Sales Company, Inc. | Rheem | R802VA125524ZXA | Natural Gas | Induced Draft | True | False | 1 | False | Down |  | None | Non-Condensing | Two-Stage Modulating |  | 1 | Standard |  | 125000 | 102000 |  |  | 111000 | 472 | 80 | 78 | [8 empty] | Federally-Regulated Consumer Product | 05/24/2016 |  | 05/10/2017
Rheem Sales Company, Inc. | Rheem | R802PA050314ZSA | LPG | Induced Draft | True | False | 1 | False | Down |  | None | Non-Condensing | Two-Stage Modulating |  | 0.5 | Standard |  | 50000 | 41000 |  |  | 36000 | 364 | 80 | 78 | [8 empty] | Federally-Regulated Consumer Product | 05/24/2016 |  | 05/10/2017
Rheem Sales Company, Inc. | Rheem | R802PA050314ZSA | Natural Gas | Induced Draft | True | False | 1 | False | Down |  | None | Non-Condensing | Two-Stage Modulating |  | 0.5 | Standard |  | 50000 | 41000 |  |  | 36000 | 364 | 80 | 78 | [8 empty] | Federally-Regulated Consumer Product | 05/24/2016 |  | 05/10/2017
Rheem Sales Company, Inc. | Rheem | R802VA075421ZSA | LPG | Induced Draft | True | False | 1 | False | Down |  | None | Non-Condensing | Two-Stage Modulating |  | 0.75 | Standard |  | 75000 | 62000 |  |  | 75000 | 376 | 80 | 78 | [8 empty] | Federally-Regulated Consumer Product | 05/24/2016 |  | 05/10/2017
Rheem Sales Company, Inc. | Rheem | R802VA075421ZSA | Natural Gas | Induced Draft | True | False | 1 | False | Down |  | None | Non-Condensing | Two-Stage Modulating |  | 0.75 | Standard |  | 75000 | 62000 |  |  | 75000 | 376 | 80 | 78 | [8 empty] | Federally-Regulated Consumer Product | 05/24/2016 |  | 05/10/2017
Rheem Sales Company, Inc. | Rheem | R802VA075421ZXA | LPG | Induced Draft | True | False | 1 | False | Down |  | None | Non-Condensing | Two-Stage Modulating |  | 0.75 | Standard |  | 75000 | 62000 |  |  | 75000 | 376 | 80 | 78 | [8 empty] | Federally-Regulated Consumer Product | 05/24/2016 |  | 05/10/2017
Rheem Sales Company, Inc. | Rheem | R802VA075421ZXA | Natural Gas | Induced Draft | True | False | 1 | False | Down |  | None | Non-Condensing | Two-Stage Modulating |  | 0.75 | Standard |  | 75000 | 62000 |  |  | 75000 | 376 | 80 | 78 | [8 empty] | Federally-Regulated Consumer Product | 05/24/2016 |  | 05/10/2017
Rheem Sales Company, Inc. | Rheem | R801PA075317ZXA | LPG | Induced Draft | True | False | 1 | False | Down |  | None | Non-Condensing | Single-Stage |  | 0.5 | Standard |  | 75000 | 60000 |  |  | 74000 | 1127 | 80 | 78 | [8 empty] | Federally-Regulated Consumer Product | 05/24/2016 |  | 05/10/2017
Rheem Sales Company, Inc. | Rheem | R801PA075317ZXA | Natural Gas | Induced Draft | True | False | 1 | False | Down |  | None | Non-Condensing | Single-Stage |  | 0.5 | Standard |  | 75000 | 60000 |  |  | 74000 | 1127 | 80 | 78 | [8 empty] | Federally-Regulated Consumer Product | 05/24/2016 |  | 05/10/2017
Rheem Sales Company, Inc. | Rheem | R801PA075417ZXA | LPG | Induced Draft | True | False | 1 | False | Down |  | None | Non-Condensing | Single-Stage |  | 0.75 | Standard |  | 75000 | 60000 |  |  | 73000 | 1277 | 80 | 78 | [8 empty] | Federally-Regulated Consumer Product | 05/24/2016 |  | 05/10/2017
Rheem Sales Company, Inc. | Rheem | R801PA075417ZXA | Natural Gas | Induced Draft | True | False | 1 | False | Down |  | None | Non-Condensing | Single-Stage |  | 0.75 | Standard |  | 75000 | 60000 |  |  | 73000 | 1277 | 80 | 78 | [8 empty] | Federally-Regulated Consumer Product | 05/24/2016 |  | 05/10/2017
Rheem Sales Company, Inc. | Rheem | R801TA075317ZXA | LPG | Induced Draft | True | False | 1 | False | Down |  | None | Non-Condensing | Single-Stage |  | 0.5 | Standard |  | 75000 | 61000 |  |  | 75800 | 623 | 80 | 78 | [8 empty] | Federally-Regulated Consumer Product | 05/24/2016 |  | 05/10/2017
Rheem Sales Company, Inc. | Rheem | R801TA075317ZXA | Natural Gas | Induced Draft | True | False | 1 | False | Down |  | None | Non-Condensing | Single-Stage |  | 0.5 | Standard |  | 75000 | 61000 |  |  | 75800 | 623 | 80 | 78 | [8 empty] | Federally-Regulated Consumer Product | 05/24/2016 |  | 05/10/2017
Rheem Sales Company, Inc. | Rheem | R801TA075521ZXA | LPG | Induced Draft | True | False | 1 | False | Down |  | None | Non-Condensing | Single-Stage |  | 1 | Standard |  | 75000 | 62000 |  |  | 74800 | 659 | 80 | 78 | [8 empty] | Federally-Regulated Consumer Product | 05/24/2016 |  | 05/10/2017
Rheem Sales Company, Inc. | Rheem | R801TA075521ZXA | Natural Gas | Induced Draft | True | False | 1 | False | Down |  | None | Non-Condensing | Single-Stage |  | 1 | Standard |  | 75000 | 62000 |  |  | 74800 | 659 | 80 | 78 | [8 empty] | Federally-Regulated Consumer Product | 05/24/2016 |  | 05/10/2017
Rheem Sales Company, Inc. | Rheem | R801TA100521ZXA | LPG | Induced Draft | True | False | 1 | False | Down |  | None | Non-Condensing | Single-Stage |  | 1 | Standard |  | 100000 | 82000 |  |  | 93700 | 940 | 80 | 78 | [8 empty] | Federally-Regulated Consumer Product | 05/24/2016 |  | 05/10/2017
Rheem Sales Company, Inc. | Rheem | R801TA100521ZXA | Natural Gas | Induced Draft | True | False | 1 | False | Down |  | None | Non-Condensing | Single-Stage |  | 1 | Standard |  | 100000 | 82000 |  |  | 93700 | 940 | 80 | 78 | [8 empty] | Federally-Regulated Consumer Product | 05/24/2016 |  | 05/10/2017
Rheem Sales Company, Inc. | Ruud | R801TA075317ZSA | LPG | Induced Draft | True | False | 1 | False | Down |  | None | Non-Condensing | Single-Stage |  | 0.5 | Standard |  | 75000 | 61000 |  |  | 75800 | 623 | 80 | 78 | [8 empty] | Federally-Regulated Consumer Product | 05/24/2016 |  | 05/10/2017
Rheem Sales Company, Inc. | Ruud | R801TA075317ZSA | Natural Gas | Induced Draft | True | False | 1 | False | Down |  | None | Non-Condensing | Single-Stage |  | 0.5 | Standard |  | 75000 | 61000 |  |  | 75800 | 623 | 80 | 78 | [8 empty] | Federally-Regulated Consumer Product | 05/24/2016 |  | 05/10/2017
Rheem Sales Company, Inc. | Ruud | R801TA075521ZSA | LPG | Induced Draft | True | False | 1 | False | Down |  | None | Non-Condensing | Single-Stage |  | 1 | Standard |  | 75000 | 62000 |  |  | 74800 | 659 | 80 | 78 | [8 empty] | Federally-Regulated Consumer Product | 05/24/2016 |  | 05/10/2017
Rheem Sales Company, Inc. | Ruud | R801TA075521ZSA | Natural Gas | Induced Draft | True | False | 1 | False | Down |  | None | Non-Condensing | Single-Stage |  | 1 | Standard |  | 75000 | 62000 |  |  | 74800 | 659 | 80 | 78 | [8 empty] | Federally-Regulated Consumer Product | 05/24/2016 |  | 05/10/2017
Rheem Sales Company, Inc. | Ruud | R801TA100521ZSA | LPG | Induced Draft | True | False | 1 | False | Down |  | None | Non-Condensing | Single-Stage |  | 1 | Standard |  | 100000 | 82000 |  |  | 93700 | 940 | 80 | 78 | [8 empty] | Federally-Regulated Consumer Product | 05/24/2016 |  | 05/10/2017
Rheem Sales Company, Inc. | Ruud | R801TA100521ZSA | Natural Gas | Induced Draft | True | False | 1 | False | Down |  | None | Non-Condensing | Single-Stage |  | 1 | Standard |  | 100000 | 82000 |  |  | 93700 | 940 | 80 | 78 | [8 empty] | Federally-Regulated Consumer Product | 05/24/2016 |  | 05/10/2017
Rheem Sales Company, Inc. | Ruud | R801TA125524ZSA | LPG | Induced Draft | True | False | 1 | False | Down |  | None | Non-Condensing | Single-Stage |  | 1 | Standard |  | 125000 | 103000 |  |  | 112900 | 842 | 80 | 78 | [8 empty] | Federally-Regulated Consumer Product | 05/24/2016 |  | 05/10/2017
Rheem Sales Company, Inc. | Ruud | R801TA125524ZSA | Natural Gas | Induced Draft | True | False | 1 | False | Down |  | None | Non-Condensing | Single-Stage |  | 1 | Standard |  | 125000 | 103000 |  |  | 112900 | 842 | 80 | 78 | [8 empty] | Federally-Regulated Consumer Product | 05/24/2016 |  | 05/10/2017
Rheem Sales Company, Inc. | Ruud | R801TA125524ZXA | LPG | Induced Draft | True | False | 1 | False | Down |  | None | Non-Condensing | Single-Stage |  | 1 | Standard |  | 125000 | 103000 |  |  | 112900 | 842 | 80 | 78 | [8 empty] | Federally-Regulated Consumer Product | 05/24/2016 |  | 05/10/2017
Rheem Sales Company, Inc. | Ruud | R801TA125524ZXA | Natural Gas | Induced Draft | True | False | 1 | False | Down |  | None | Non-Condensing | Single-Stage |  | 1 | Standard |  | 125000 | 103000 |  |  | 112900 | 842 | 80 | 78 | [8 empty] | Federally-Regulated Consumer Product | 05/24/2016 |  | 05/10/2017
Rheem Sales Company, Inc. | Ruud | R802PA075317ZSA | LPG | Induced Draft | True | False | 1 | False | Down |  | None | Non-Condensing | Two-Stage Modulating |  | 0.5 | Standard |  | 75000 | 61000 |  |  | 73000 | 954 | 80 | 78 | [8 empty] | Federally-Regulated Consumer Product | 05/24/2016 |  | 05/10/2017
Rheem Sales Company, Inc. | Ruud | R802PA075317ZSA | Natural Gas | Induced Draft | True | False | 1 | False | Down |  | None | Non-Condensing | Two-Stage Modulating |  | 0.5 | Standard |  | 75000 | 61000 |  |  | 73000 | 954 | 80 | 78 | [8 empty] | Federally-Regulated Consumer Product | 05/24/2016 |  | 05/10/2017
Rheem Sales Company, Inc. | Ruud | R802PA075317ZXA | LPG | Induced Draft | True | False | 1 | False | Down |  | None | Non-Condensing | Two-Stage Modulating |  | 0.5 | Standard |  | 75000 | 61000 |  |  | 73000 | 954 | 80 | 78 | [8 empty] | Federally-Regulated Consumer Product | 05/24/2016 |  | 05/10/2017
Rheem Sales Company, Inc. | Ruud | R802PA075317ZXA | Natural Gas | Induced Draft | True | False | 1 | False | Down |  | None | Non-Condensing | Two-Stage Modulating |  | 0.5 | Standard |  | 75000 | 61000 |  |  | 73000 | 954 | 80 | 78 | [8 empty] | Federally-Regulated Consumer Product | 05/24/2016 |  | 05/10/2017
Rheem Sales Company, Inc. | Ruud | R802VA075317ZSA | LPG | Induced Draft | True | False | 1 | False | Down |  | None | Non-Condensing | Two-Stage Modulating |  | 0.5 | Standard |  | 75000 | 61000 |  |  | 75000 | 346 | 80 | 78 | [8 empty] | Federally-Regulated Consumer Product | 05/24/2016 |  | 05/10/2017
Rheem Sales Company, Inc. | Ruud | R802VA075317ZSA | Natural Gas | Induced Draft | True | False | 1 | False | Down |  | None | Non-Condensing | Two-Stage Modulating |  | 0.5 | Standard |  | 75000 | 61000 |  |  | 75000 | 346 | 80 | 78 | [8 empty] | Federally-Regulated Consumer Product | 05/24/2016 |  | 05/10/2017
Rheem Sales Company, Inc. | Ruud | R802VA075317ZXA | LPG | Induced Draft | True | False | 1 | False | Down |  | None | Non-Condensing | Two-Stage Modulating |  | 0.5 | Standard |  | 75000 | 61000 |  |  | 75000 | 346 | 80 | 78 | [8 empty] | Federally-Regulated Consumer Product | 05/24/2016 |  | 05/10/2017
Rheem Sales Company, Inc. | Ruud | R802VA075317ZXA | Natural Gas | Induced Draft | True | False | 1 | False | Down |  | None | Non-Condensing | Two-Stage Modulating |  | 0.5 | Standard |  | 75000 | 61000 |  |  | 75000 | 346 | 80 | 78 | [8 empty] | Federally-Regulated Consumer Product | 05/24/2016 |  | 05/10/2017
Rheem Sales Company, Inc. | Ruud | R802VA100521ZSA | LPG | Induced Draft | True | False | 1 | False | Down |  | None | Non-Condensing | Two-Stage Modulating |  | 1 | Standard |  | 100000 | 82000 |  |  | 93000 | 482 | 80 | 78 | [8 empty] | Federally-Regulated Consumer Product | 05/24/2016 |  | 05/10/2017
Rheem Sales Company, Inc. | Ruud | R802VA100521ZSA | Natural Gas | Induced Draft | True | False | 1 | False | Down |  | None | Non-Condensing | Two-Stage Modulating |  | 1 | Standard |  | 100000 | 82000 |  |  | 93000 | 482 | 80 | 78 | [8 empty] | Federally-Regulated Consumer Product | 05/24/2016 |  | 05/10/2017
Rheem Sales Company, Inc. | Ruud | R802VA100521ZXA | LPG | Induced Draft | True | False | 1 | False | Down |  | None | Non-Condensing | Two-Stage Modulating |  | 1 | Standard |  | 100000 | 82000 |  |  | 93000 | 482 | 80 | 78 | [8 empty] | Federally-Regulated Consumer Product | 05/24/2016 |  | 05/10/2017
Rheem Sales Company, Inc. | Ruud | R802VA100521ZXA | Natural Gas | Induced Draft | True | False | 1 | False | Down |  | None | Non-Condensing | Two-Stage Modulating |  | 1 | Standard |  | 100000 | 82000 |  |  | 93000 | 482 | 80 | 78 | [8 empty] | Federally-Regulated Consumer Product | 05/24/2016 |  | 05/10/2017
Rheem Sales Company, Inc. | Ruud | R802VA125524ZSA | LPG | Induced Draft | True | False | 1 | False | Down |  | None | Non-Condensing | Two-Stage Modulating |  | 1 | Standard |  | 125000 | 102000 |  |  | 111000 | 472 | 80 | 78 | [8 empty] | Federally-Regulated Consumer Product | 05/24/2016 |  | 05/10/2017
Rheem Sales Company, Inc. | Ruud | R802VA125524ZSA | Natural Gas | Induced Draft | True | False | 1 | False | Down |  | None | Non-Condensing | Two-Stage Modulating |  | 1 | Standard |  | 125000 | 102000 |  |  | 111000 | 472 | 80 | 78 | [8 empty] | Federally-Regulated Consumer Product | 05/24/2016 |  | 05/10/2017
Rheem Sales Company, Inc. | Ruud | R802VA125524ZXA | LPG | Induced Draft | True | False | 1 | False | Down |  | None | Non-Condensing | Two-Stage Modulating |  | 1 | Standard |  | 125000 | 102000 |  |  | 111000 | 472 | 80 | 78 | [8 empty] | Federally-Regulated Consumer Product | 05/24/2016 |  | 05/10/2017
Rheem Sales Company, Inc. | Ruud | R802VA125524ZXA | Natural Gas | Induced Draft | True | False | 1 | False | Down |  | None | Non-Condensing | Two-Stage Modulating |  | 1 | Standard |  | 125000 | 102000 |  |  | 111000 | 472 | 80 | 78 | [8 empty] | Federally-Regulated Consumer Product | 05/24/2016 |  | 05/10/2017
Rheem Sales Company, Inc. | Ruud | R802VA075421ZSA | LPG | Induced Draft | True | False | 1 | False | Down |  | None | Non-Condensing | Two-Stage Modulating |  | 0.75 | Standard |  | 75000 | 62000 |  |  | 75000 | 376 | 80 | 78 | [8 empty] | Federally-Regulated Consumer Product | 05/24/2016 |  | 05/10/2017
Rheem Sales Company, Inc. | Ruud | R802VA075421ZSA | Natural Gas | Induced Draft | True | False | 1 | False | Down |  | None | Non-Condensing | Two-Stage Modulating |  | 0.75 | Standard |  | 75000 | 62000 |  |  | 75000 | 376 | 80 | 78 | [8 empty] | Federally-Regulated Consumer Product | 05/24/2016 |  | 05/10/2017
Rheem Sales Company, Inc. | Ruud | R802VA075421ZXA | LPG | Induced Draft | True | False | 1 | False | Down |  | None | Non-Condensing | Two-Stage Modulating |  | 0.75 | Standard |  | 75000 | 62000 |  |  | 75000 | 376 | 80 | 78 | [8 empty] | Federally-Regulated Consumer Product | 05/24/2016 |  | 05/10/2017
Rheem Sales Company, Inc. | Ruud | R802VA075421ZXA | Natural Gas | Induced Draft | True | False | 1 | False | Down |  | None | Non-Condensing | Two-Stage Modulating |  | 0.75 | Standard |  | 75000 | 62000 |  |  | 75000 | 376 | 80 | 78 | [8 empty] | Federally-Regulated Consumer Product | 05/24/2016 |  | 05/10/2017
Rheem Sales Company, Inc. | Ruud | R801TA075317ZXA | LPG | Induced Draft | True | False | 1 | False | Down |  | None | Non-Condensing | Single-Stage |  | 0.5 | Standard |  | 75000 | 61000 |  |  | 75800 | 623 | 80 | 78 | [8 empty] | Federally-Regulated Consumer Product | 05/24/2016 |  | 05/10/2017
Rheem Sales Company, Inc. | Ruud | R801TA075317ZXA | Natural Gas | Induced Draft | True | False | 1 | False | Down |  | None | Non-Condensing | Single-Stage |  | 0.5 | Standard |  | 75000 | 61000 |  |  | 75800 | 623 | 80 | 78 | [8 empty] | Federally-Regulated Consumer Product | 05/24/2016 |  | 05/10/2017
Rheem Sales Company, Inc. | Ruud | R801TA075521ZXA | LPG | Induced Draft | True | False | 1 | False | Down |  | None | Non-Condensing | Single-Stage |  | 1 | Standard |  | 75000 | 62000 |  |  | 74800 | 659 | 80 | 78 | [8 empty] | Federally-Regulated Consumer Product | 05/24/2016 |  | 05/10/2017
Rheem Sales Company, Inc. | Ruud | R801TA075521ZXA | Natural Gas | Induced Draft | True | False | 1 | False | Down |  | None | Non-Condensing | Single-Stage |  | 1 | Standard |  | 75000 | 62000 |  |  | 74800 | 659 | 80 | 78 | [8 empty] | Federally-Regulated Consumer Product | 05/24/2016 |  | 05/10/2017
Rheem Sales Company, Inc. | Ruud | R801TA100521ZXA | LPG | Induced Draft | True | False | 1 | False | Down |  | None | Non-Condensing | Single-Stage |  | 1 | Standard |  | 100000 | 82000 |  |  | 93700 | 940 | 80 | 78 | [8 empty] | Federally-Regulated Consumer Product | 05/24/2016 |  | 05/10/2017
Rheem Sales Company, Inc. | Ruud | R801TA100521ZXA | Natural Gas | Induced Draft | True | False | 1 | False | Down |  | None | Non-Condensing | Single-Stage |  | 1 | Standard |  | 100000 | 82000 |  |  | 93700 | 940 | 80 | 78 | [8 empty] | Federally-Regulated Consumer Product | 05/24/2016 |  | 05/10/2017
Rheem Sales Company, Inc. | Ruud | U802VA075317ZSA | LPG | Induced Draft | True | False | 1 | False | Down |  | None | Non-Condensing | Two-Stage Modulating |  | 0.5 | Standard |  | 75000 | 61000 |  |  | 75000 | 346 | 80 | 78 | [8 empty] | Federally-Regulated Consumer Product | 05/24/2016 |  | 05/10/2017
Rheem Sales Company, Inc. | Ruud | U802VA075317ZSA | Natural Gas | Induced Draft | True | False | 1 | False | Down |  | None | Non-Condensing | Two-Stage Modulating |  | 0.5 | Standard |  | 75000 | 61000 |  |  | 75000 | 346 | 80 | 78 | [8 empty] | Federally-Regulated Consumer Product | 05/24/2016 |  | 05/10/2017
Rheem Sales Company, Inc. | Ruud | U802VA075317ZXA | LPG | Induced Draft | True | False | 1 | False | Down |  | None | Non-Condensing | Two-Stage Modulating |  | 0.5 | Standard |  | 75000 | 61000 |  |  | 75000 | 346 | 80 | 78 | [8 empty] | Federally-Regulated Consumer Product | 05/24/2016 |  | 05/10/2017
Rheem Sales Company, Inc. | Ruud | U802VA075317ZXA | Natural Gas | Induced Draft | True | False | 1 | False | Down |  | None | Non-Condensing | Two-Stage Modulating |  | 0.5 | Standard |  | 75000 | 61000 |  |  | 75000 | 346 | 80 | 78 | [8 empty] | Federally-Regulated Consumer Product | 05/24/2016 |  | 05/10/2017
Rheem Sales Company, Inc. | Ruud | U802VA075417ZSA | LPG | Induced Draft | True | False | 1 | False | Down |  | None | Non-Condensing | Two-Stage Modulating |  | 0.75 | Standard |  | 75000 | 62000 |  |  | 75000 | 376 | 80 | 78 | [8 empty] | Federally-Regulated Consumer Product | 05/24/2016 |  | 05/10/2017
Rheem Sales Company, Inc. | Ruud | U802VA075417ZSA | Natural Gas | Induced Draft | True | False | 1 | False | Down |  | None | Non-Condensing | Two-Stage Modulating |  | 0.75 | Standard |  | 75000 | 62000 |  |  | 75000 | 376 | 80 | 78 | [8 empty] | Federally-Regulated Consumer Product | 05/24/2016 |  | 05/10/2017
Rheem Sales Company, Inc. | Ruud | U802VA075417ZXA | LPG | Induced Draft | True | False | 1 | False | Down |  | None | Non-Condensing | Two-Stage Modulating |  | 0.75 | Standard |  | 75000 | 62000 |  |  | 75000 | 376 | 80 | 78 | [8 empty] | Federally-Regulated Consumer Product | 05/24/2016 |  | 05/10/2017
Rheem Sales Company, Inc. | Ruud | U802VA075417ZXA | Natural Gas | Induced Draft | True | False | 1 | False | Down |  | None | Non-Condensing | Two-Stage Modulating |  | 0.75 | Standard |  | 75000 | 62000 |  |  | 75000 | 376 | 80 | 78 | [8 empty] | Federally-Regulated Consumer Product | 05/24/2016 |  | 05/10/2017
Rheem Sales Company, Inc. | Ruud | U802VA100521ZSA | LPG | Induced Draft | True | False | 1 | False | Down |  | None | Non-Condensing | Two-Stage Modulating |  | 1 | Standard |  | 100000 | 82000 |  |  | 93000 | 482 | 80 | 78 | [8 empty] | Federally-Regulated Consumer Product | 05/24/2016 |  | 05/10/2017
Rheem Sales Company, Inc. | Ruud | U802VA100521ZSA | Natural Gas | Induced Draft | True | False | 1 | False | Down |  | None | Non-Condensing | Two-Stage Modulating |  | 1 | Standard |  | 100000 | 82000 |  |  | 93000 | 482 | 80 | 78 | [8 empty] | Federally-Regulated Consumer Product | 05/24/2016 |  | 05/10/2017
Rheem Sales Company, Inc. | Ruud | U802VA100521ZXA | LPG | Induced Draft | True | False | 1 | False | Down |  | None | Non-Condensing | Two-Stage Modulating |  | 1 | Standard |  | 100000 | 82000 |  |  | 93000 | 482 | 80 | 78 | [8 empty] | Federally-Regulated Consumer Product | 05/24/2016 |  | 05/10/2017
Rheem Sales Company, Inc. | Ruud | U802VA100521ZXA | Natural Gas | Induced Draft | True | False | 1 | False | Down |  | None | Non-Condensing | Two-Stage Modulating |  | 1 | Standard |  | 100000 | 82000 |  |  | 93000 | 482 | 80 | 78 | [8 empty] | Federally-Regulated Consumer Product | 05/24/2016 |  | 05/10/2017
Rheem Sales Company, Inc. | Ruud | U802VA125524ZSA | LPG | Induced Draft | True | False | 1 | False | Down |  | None | Non-Condensing | Two-Stage Modulating |  | 1 | Standard |  | 125000 | 102000 |  |  | 111000 | 472 | 80 | 78 | [8 empty] | Federally-Regulated Consumer Product | 05/24/2016 |  | 05/10/2017
Rheem Sales Company, Inc. | Ruud | U802VA125524ZSA | Natural Gas | Induced Draft | True | False | 1 | False | Down |  | None | Non-Condensing | Two-Stage Modulating |  | 1 | Standard |  | 125000 | 102000 |  |  | 111000 | 472 | 80 | 78 | [8 empty] | Federally-Regulated Consumer Product | 05/24/2016 |  | 05/10/2017
Rheem Sales Company, Inc. | Ruud | U802VA125524ZXA | LPG | Induced Draft | True | False | 1 | False | Down |  | None | Non-Condensing | Two-Stage Modulating |  | 1 | Standard |  | 125000 | 102000 |  |  | 111000 | 472 | 80 | 78 | [8 empty] | Federally-Regulated Consumer Product | 05/24/2016 |  | 05/10/2017
Rheem Sales Company, Inc. | Ruud | U802VA125524ZXA | Natural Gas | Induced Draft | True | False | 1 | False | Down |  | None | Non-Condensing | Two-Stage Modulating |  | 1 | Standard |  | 125000 | 102000 |  |  | 111000 | 472 | 80 | 78 | [8 empty] | Federally-Regulated Consumer Product | 05/24/2016 |  | 05/10/2017
Rheem Sales Company, Inc. | Ruud | U802VA075421ZSA | LPG | Induced Draft | True | False | 1 | False | Down |  | None | Non-Condensing | Two-Stage Modulating |  | 0.75 | Standard |  | 75000 | 62000 |  |  | 75000 | 376 | 80 | 78 | [8 empty] | Federally-Regulated Consumer Product | 05/24/2016 |  | 05/10/2017
Rheem Sales Company, Inc. | Ruud | U802VA075421ZSA | Natural Gas | Induced Draft | True | False | 1 | False | Down |  | None | Non-Condensing | Two-Stage Modulating |  | 0.75 | Standard |  | 75000 | 62000 |  |  | 75000 | 376 | 80 | 78 | [8 empty] | Federally-Regulated Consumer Product | 05/24/2016 |  | 05/10/2017
Rheem Sales Company, Inc. | Ruud | U802VA075421ZXA | LPG | Induced Draft | True | False | 1 | False | Down |  | None | Non-Condensing | Two-Stage Modulating |  | 0.75 | Standard |  | 75000 | 62000 |  |  | 75000 | 376 | 80 | 78 | [8 empty] | Federally-Regulated Consumer Product | 05/24/2016 |  | 05/10/2017
Rheem Sales Company, Inc. | Ruud | U802VA075421ZXA | Natural Gas | Induced Draft | True | False | 1 | False | Down |  | None | Non-Condensing | Two-Stage Modulating |  | 0.75 | Standard |  | 75000 | 62000 |  |  | 75000 | 376 | 80 | 78 | [8 empty] | Federally-Regulated Consumer Product | 05/24/2016 |  | 05/10/2017
Rheem Sales Company, Inc. | Sure | S801PA075317ZSA | LPG | Induced Draft | True | False | 1 | False | Down |  | None | Non-Condensing | Single-Stage |  | 0.5 | Standard |  | 75000 | 60000 |  |  | 74000 | 1127 | 80 | 78 | [8 empty] | Federally-Regulated Consumer Product | 05/24/2016 |  | 05/10/2017
Rheem Sales Company, Inc. | Sure | S801PA075317ZSA | Natural Gas | Induced Draft | True | False | 1 | False | Down |  | None | Non-Condensing | Single-Stage |  | 0.5 | Standard |  | 75000 | 60000 |  |  | 74000 | 1127 | 80 | 78 | [8 empty] | Federally-Regulated Consumer Product | 05/24/2016 |  | 05/10/2017
Rheem Sales Company, Inc. | Sure | S801PA075417ZSA | LPG | Induced Draft | True | False | 1 | False | Down |  | None | Non-Condensing | Single-Stage |  | 0.75 | Standard |  | 75000 | 60000 |  |  | 73000 | 1277 | 80 | 78 | [8 empty] | Federally-Regulated Consumer Product | 05/24/2016 |  | 05/10/2017
Rheem Sales Company, Inc. | Sure | S801PA075417ZSA | Natural Gas | Induced Draft | True | False | 1 | False | Down |  | None | Non-Condensing | Single-Stage |  | 0.75 | Standard |  | 75000 | 60000 |  |  | 73000 | 1277 | 80 | 78 | [8 empty] | Federally-Regulated Consumer Product | 05/24/2016 |  | 05/10/2017
Rheem Sales Company, Inc. | Sure | S801PA100317ZSA | LPG | Induced Draft | True | False | 1 | False | Down |  | None | Non-Condensing | Single-Stage |  | 0.5 | Standard |  | 100000 | 80000 |  |  | 94000 | 1220 | 80 | 78 | [8 empty] | Federally-Regulated Consumer Product | 05/24/2016 |  | 05/10/2017
Rheem Sales Company, Inc. | Sure | S801PA100317ZSA | Natural Gas | Induced Draft | True | False | 1 | False | Down |  | None | Non-Condensing | Single-Stage |  | 0.5 | Standard |  | 100000 | 80000 |  |  | 94000 | 1220 | 80 | 78 | [8 empty] | Federally-Regulated Consumer Product | 05/24/2016 |  | 05/10/2017
Rheem Sales Company, Inc. | Sure | S801PA100521ZSA | LPG | Induced Draft | True | False | 1 | False | Down |  | None | Non-Condensing | Single-Stage |  | 0.75 | Standard |  | 100000 | 80000 |  |  | 95000 | 1220 | 80 | 78 | [8 empty] | Federally-Regulated Consumer Product | 05/24/2016 |  | 05/10/2017
Rheem Sales Company, Inc. | Sure | S801PA100521ZSA | Natural Gas | Induced Draft | True | False | 1 | False | Down |  | None | Non-Condensing | Single-Stage |  | 0.75 | Standard |  | 100000 | 80000 |  |  | 95000 | 1220 | 80 | 78 | [8 empty] | Federally-Regulated Consumer Product | 05/24/2016 |  | 05/10/2017
Rheem Sales Company, Inc. | Sure | S801PA125524ZSA | LPG | Induced Draft | True | False | 1 | False | Down |  | None | Non-Condensing | Single-Stage |  | 0.75 | Standard |  | 125000 | 100000 |  |  | 112000 | 1469 | 80 | 78 | [8 empty] | Federally-Regulated Consumer Product | 05/24/2016 |  | 05/10/2017
Rheem Sales Company, Inc. | Sure | S801PA125524ZSA | Natural Gas | Induced Draft | True | False | 1 | False | Down |  | None | Non-Condensing | Single-Stage |  | 0.75 | Standard |  | 125000 | 100000 |  |  | 112000 | 1469 | 80 | 78 | [8 empty] | Federally-Regulated Consumer Product | 05/24/2016 |  | 05/10/2017
Rheem Sales Company, Inc. | Sure | S801PA150524ZSA | LPG | Induced Draft | True | False | 1 | False | Down |  | None | Non-Condensing | Single-Stage |  | 0.75 | Standard |  | 150000 | 120000 |  |  | 133000 | 1463 | 80 | 78 | [8 empty] | Federally-Regulated Consumer Product | 05/24/2016 |  | 05/10/2017
Rheem Sales Company, Inc. | Sure | S801PA150524ZSA | Natural Gas | Induced Draft | True | False | 1 | False | Down |  | None | Non-Condensing | Single-Stage |  | 0.75 | Standard |  | 150000 | 120000 |  |  | 133000 | 1463 | 80 | 78 | [8 empty] | Federally-Regulated Consumer Product | 05/24/2016 |  | 05/10/2017
Rheem Sales Company, Inc. | Sure | S801PA050314ZXA | LPG | Induced Draft | True | False | 1 | False | Down |  | None | Non-Condensing | Single-Stage |  | 0.5 | Standard |  | 50000 | 40000 |  |  | 37000 | 657 | 80 | 78 | [8 empty] | Federally-Regulated Consumer Product | 05/24/2016 |  | 05/10/2017
Rheem Sales Company, Inc. | Sure | S801PA050314ZXA | Natural Gas | Induced Draft | True | False | 1 | False | Down |  | None | Non-Condensing | Single-Stage |  | 0.5 | Standard |  | 50000 | 40000 |  |  | 37000 | 657 | 80 | 78 | [8 empty] | Federally-Regulated Consumer Product | 05/24/2016 |  | 05/10/2017
Rheem Sales Company, Inc. | Sure | S801PA100317ZXA | LPG | Induced Draft | True | False | 1 | False | Down |  | None | Non-Condensing | Single-Stage |  | 0.5 | Standard |  | 100000 | 80000 |  |  | 94000 | 1220 | 80 | 78 | [8 empty] | Federally-Regulated Consumer Product | 05/24/2016 |  | 05/10/2017
Rheem Sales Company, Inc. | Sure | S801PA100317ZXA | Natural Gas | Induced Draft | True | False | 1 | False | Down |  | None | Non-Condensing | Single-Stage |  | 0.5 | Standard |  | 100000 | 80000 |  |  | 94000 | 1220 | 80 | 78 | [8 empty] | Federally-Regulated Consumer Product | 05/24/2016 |  | 05/10/2017
Rheem Sales Company, Inc. | Sure | S801PA100521ZXA | LPG | Induced Draft | True | False | 1 | False | Down |  | None | Non-Condensing | Single-Stage |  | 0.75 | Standard |  | 100000 | 80000 |  |  | 95000 | 1220 | 80 | 78 | [8 empty] | Federally-Regulated Consumer Product | 05/24/2016 |  | 05/10/2017
Rheem Sales Company, Inc. | Sure | S801PA100521ZXA | Natural Gas | Induced Draft | True | False | 1 | False | Down |  | None | Non-Condensing | Single-Stage |  | 0.75 | Standard |  | 100000 | 80000 |  |  | 95000 | 1220 | 80 | 78 | [8 empty] | Federally-Regulated Consumer Product | 05/24/2016 |  | 05/10/2017
Rheem Sales Company, Inc. | Sure | S801PA125524ZXA | LPG | Induced Draft | True | False | 1 | False | Down |  | None | Non-Condensing | Single-Stage |  | 0.75 | Standard |  | 125000 | 100000 |  |  | 112000 | 1469 | 80 | 78 | [8 empty] | Federally-Regulated Consumer Product | 05/24/2016 |  | 05/10/2017
Rheem Sales Company, Inc. | Sure | S801PA125524ZXA | Natural Gas | Induced Draft | True | False | 1 | False | Down |  | None | Non-Condensing | Single-Stage |  | 0.75 | Standard |  | 125000 | 100000 |  |  | 112000 | 1469 | 80 | 78 | [8 empty] | Federally-Regulated Consumer Product | 05/24/2016 |  | 05/10/2017
Rheem Sales Company, Inc. | Sure | S801PA150524ZXA | LPG | Induced Draft | True | False | 1 | False | Down |  | None | Non-Condensing | Single-Stage |  | 0.75 | Standard |  | 150000 | 120000 |  |  | 133000 | 1463 | 80 | 78 | [8 empty] | Federally-Regulated Consumer Product | 05/24/2016 |  | 05/10/2017
Rheem Sales Company, Inc. | Sure | S801PA150524ZXA | Natural Gas | Induced Draft | True | False | 1 | False | Down |  | None | Non-Condensing | Single-Stage |  | 0.75 | Standard |  | 150000 | 120000 |  |  | 133000 | 1463 | 80 | 78 | [8 empty] | Federally-Regulated Consumer Product | 05/24/2016 |  | 05/10/2017
Rheem Sales Company, Inc. | Sure | S801TA075317ZSA | LPG | Induced Draft | True | False | 1 | False | Down |  | None | Non-Condensing | Single-Stage |  | 0.5 | Standard |  | 75000 | 61000 |  |  | 75800 | 623 | 80 | 78 | [8 empty] | Federally-Regulated Consumer Product | 05/24/2016 |  | 05/10/2017
Rheem Sales Company, Inc. | Sure | S801TA075317ZSA | Natural Gas | Induced Draft | True | False | 1 | False | Down |  | None | Non-Condensing | Single-Stage |  | 0.5 | Standard |  | 75000 | 61000 |  |  | 75800 | 623 | 80 | 78 | [8 empty] | Federally-Regulated Consumer Product | 05/24/2016 |  | 05/10/2017
Rheem Sales Company, Inc. | Sure | S801TA075521ZSA | LPG | Induced Draft | True | False | 1 | False | Down |  | None | Non-Condensing | Single-Stage |  | 1 | Standard |  | 75000 | 62000 |  |  | 74800 | 659 | 80 | 78 | [8 empty] | Federally-Regulated Consumer Product | 05/24/2016 |  | 05/10/2017
Rheem Sales Company, Inc. | Sure | S801TA075521ZSA | Natural Gas | Induced Draft | True | False | 1 | False | Down |  | None | Non-Condensing | Single-Stage |  | 1 | Standard |  | 75000 | 62000 |  |  | 74800 | 659 | 80 | 78 | [8 empty] | Federally-Regulated Consumer Product | 05/24/2016 |  | 05/10/2017
Rheem Sales Company, Inc. | Sure | S801TA100521ZSA | LPG | Induced Draft | True | False | 1 | False | Down |  | None | Non-Condensing | Single-Stage |  | 1 | Standard |  | 100000 | 82000 |  |  | 93700 | 940 | 80 | 78 | [8 empty] | Federally-Regulated Consumer Product | 05/24/2016 |  | 05/10/2017
Rheem Sales Company, Inc. | Sure | S801TA100521ZSA | Natural Gas | Induced Draft | True | False | 1 | False | Down |  | None | Non-Condensing | Single-Stage |  | 1 | Standard |  | 100000 | 82000 |  |  | 93700 | 940 | 80 | 78 | [8 empty] | Federally-Regulated Consumer Product | 05/24/2016 |  | 05/10/2017
Rheem Sales Company, Inc. | Sure | S801TA125524ZSA | LPG | Induced Draft | True | False | 1 | False | Down |  | None | Non-Condensing | Single-Stage |  | 1 | Standard |  | 125000 | 103000 |  |  | 112900 | 842 | 80 | 78 | [8 empty] | Federally-Regulated Consumer Product | 05/24/2016 |  | 05/10/2017
Rheem Sales Company, Inc. | Sure | S801TA125524ZSA | Natural Gas | Induced Draft | True | False | 1 | False | Down |  | None | Non-Condensing | Single-Stage |  | 1 | Standard |  | 125000 | 103000 |  |  | 112900 | 842 | 80 | 78 | [8 empty] | Federally-Regulated Consumer Product | 05/24/2016 |  | 05/10/2017
Rheem Sales Company, Inc. | Sure | S801TA125524ZXA | LPG | Induced Draft | True | False | 1 | False | Down |  | None | Non-Condensing | Single-Stage |  | 1 | Standard |  | 125000 | 103000 |  |  | 112900 | 842 | 80 | 78 | [8 empty] | Federally-Regulated Consumer Product | 05/24/2016 |  | 05/10/2017
Rheem Sales Company, Inc. | Sure | S801TA125524ZXA | Natural Gas | Induced Draft | True | False | 1 | False | Down |  | None | Non-Condensing | Single-Stage |  | 1 | Standard |  | 125000 | 103000 |  |  | 112900 | 842 | 80 | 78 | [8 empty] | Federally-Regulated Consumer Product | 05/24/2016 |  | 05/10/2017
Rheem Sales Company, Inc. | Sure | S802PA075317ZSA | LPG | Induced Draft | True | False | 1 | False | Down |  | None | Non-Condensing | Two-Stage Modulating |  | 0.5 | Standard |  | 75000 | 61000 |  |  | 73000 | 954 | 80 | 78 | [8 empty] | Federally-Regulated Consumer Product | 05/24/2016 |  | 05/10/2017
Rheem Sales Company, Inc. | Sure | S802PA075317ZSA | Natural Gas | Induced Draft | True | False | 1 | False | Down |  | None | Non-Condensing | Two-Stage Modulating |  | 0.5 | Standard |  | 75000 | 61000 |  |  | 73000 | 954 | 80 | 78 | [8 empty] | Federally-Regulated Consumer Product | 05/24/2016 |  | 05/10/2017
Rheem Sales Company, Inc. | Sure | S802PA075317ZXA | LPG | Induced Draft | True | False | 1 | False | Down |  | None | Non-Condensing | Two-Stage Modulating |  | 0.5 | Standard |  | 75000 | 61000 |  |  | 73000 | 954 | 80 | 78 | [8 empty] | Federally-Regulated Consumer Product | 05/24/2016 |  | 05/10/2017
Rheem Sales Company, Inc. | Sure | S802PA075317ZXA | Natural Gas | Induced Draft | True | False | 1 | False | Down |  | None | Non-Condensing | Two-Stage Modulating |  | 0.5 | Standard |  | 75000 | 61000 |  |  | 73000 | 954 | 80 | 78 | [8 empty] | Federally-Regulated Consumer Product | 05/24/2016 |  | 05/10/2017
Rheem Sales Company, Inc. | Sure | S802PA100317ZSA | LPG | Induced Draft | True | False | 1 | False | Down |  | None | Non-Condensing | Two-Stage Modulating |  | 0.5 | Standard |  | 100000 | 82000 |  |  | 91000 | 988 | 80 | 78 | [8 empty] | Federally-Regulated Consumer Product | 05/24/2016 |  | 05/10/2017
Rheem Sales Company, Inc. | Sure | S802PA100317ZSA | Natural Gas | Induced Draft | True | False | 1 | False | Down |  | None | Non-Condensing | Two-Stage Modulating |  | 0.5 | Standard |  | 100000 | 82000 |  |  | 91000 | 988 | 80 | 78 | [8 empty] | Federally-Regulated Consumer Product | 05/24/2016 |  | 05/10/2017
Rheem Sales Company, Inc. | Sure | S802PA100317ZXA | LPG | Induced Draft | True | False | 1 | False | Down |  | None | Non-Condensing | Two-Stage Modulating |  | 0.5 | Standard |  | 100000 | 82000 |  |  | 91000 | 988 | 80 | 78 | [8 empty] | Federally-Regulated Consumer Product | 05/24/2016 |  | 05/10/2017
Rheem Sales Company, Inc. | Sure | S802PA100317ZXA | Natural Gas | Induced Draft | True | False | 1 | False | Down |  | None | Non-Condensing | Two-Stage Modulating |  | 0.5 | Standard |  | 100000 | 82000 |  |  | 91000 | 988 | 80 | 78 | [8 empty] | Federally-Regulated Consumer Product | 05/24/2016 |  | 05/10/2017
Rheem Sales Company, Inc. | Sure | S802PA100521ZSA | LPG | Induced Draft | True | False | 1 | False | Down |  | None | Non-Condensing | Two-Stage Modulating |  | 0.75 | Standard |  | 100000 | 82000 |  |  | 90000 | 1032 | 80 | 78 | [8 empty] | Federally-Regulated Consumer Product | 05/24/2016 |  | 05/10/2017
Rheem Sales Company, Inc. | Sure | S802PA100521ZSA | Natural Gas | Induced Draft | True | False | 1 | False | Down |  | None | Non-Condensing | Two-Stage Modulating |  | 0.75 | Standard |  | 100000 | 82000 |  |  | 90000 | 1032 | 80 | 78 | [8 empty] | Federally-Regulated Consumer Product | 05/24/2016 |  | 05/10/2017
Rheem Sales Company, Inc. | Sure | S802PA100521ZXA | LPG | Induced Draft | True | False | 1 | False | Down |  | None | Non-Condensing | Two-Stage Modulating |  | 0.75 | Standard |  | 100000 | 82000 |  |  | 90000 | 1032 | 80 | 78 | [8 empty] | Federally-Regulated Consumer Product | 05/24/2016 |  | 05/10/2017
Rheem Sales Company, Inc. | Sure | S802PA100521ZXA | Natural Gas | Induced Draft | True | False | 1 | False | Down |  | None | Non-Condensing | Two-Stage Modulating |  | 0.75 | Standard |  | 100000 | 82000 |  |  | 90000 | 1032 | 80 | 78 | [8 empty] | Federally-Regulated Consumer Product | 05/24/2016 |  | 05/10/2017
Rheem Sales Company, Inc. | Sure | S802PA125524ZSA | LPG | Induced Draft | True | False | 1 | False | Down |  | None | Non-Condensing | Two-Stage Modulating |  | 0.75 | Standard |  | 125000 | 102000 |  |  | 107000 | 979 | 80 | 78 | [8 empty] | Federally-Regulated Consumer Product | 05/24/2016 |  | 05/10/2017
Rheem Sales Company, Inc. | Sure | S802PA125524ZSA | Natural Gas | Induced Draft | True | False | 1 | False | Down |  | None | Non-Condensing | Two-Stage Modulating |  | 0.75 | Standard |  | 125000 | 102000 |  |  | 107000 | 979 | 80 | 78 | [8 empty] | Federally-Regulated Consumer Product | 05/24/2016 |  | 05/10/2017
Rheem Sales Company, Inc. | Sure | S802PA125524ZXA | LPG | Induced Draft | True | False | 1 | False | Down |  | None | Non-Condensing | Two-Stage Modulating |  | 0.75 | Standard |  | 125000 | 102000 |  |  | 107000 | 979 | 80 | 78 | [8 empty] | Federally-Regulated Consumer Product | 05/24/2016 |  | 05/10/2017
Rheem Sales Company, Inc. | Sure | S802PA125524ZXA | Natural Gas | Induced Draft | True | False | 1 | False | Down |  | None | Non-Condensing | Two-Stage Modulating |  | 0.75 | Standard |  | 125000 | 102000 |  |  | 107000 | 979 | 80 | 78 | [8 empty] | Federally-Regulated Consumer Product | 05/24/2016 |  | 05/10/2017
Rheem Sales Company, Inc. | Sure | S802PA150524ZSA | LPG | Induced Draft | True | False | 1 | False | Down |  | None | Non-Condensing | Two-Stage Modulating |  | 0.75 | Standard |  | 150000 | 122000 |  |  | 129000 | 1075 | 80 | 78 | [8 empty] | Federally-Regulated Consumer Product | 05/24/2016 |  | 05/10/2017
Rheem Sales Company, Inc. | Sure | S802PA150524ZSA | Natural Gas | Induced Draft | True | False | 1 | False | Down |  | None | Non-Condensing | Two-Stage Modulating |  | 0.75 | Standard |  | 150000 | 122000 |  |  | 129000 | 1075 | 80 | 78 | [8 empty] | Federally-Regulated Consumer Product | 05/24/2016 |  | 05/10/2017
Rheem Sales Company, Inc. | Sure | S802PA150524ZXA | LPG | Induced Draft | True | False | 1 | False | Down |  | None | Non-Condensing | Two-Stage Modulating |  | 0.75 | Standard |  | 150000 | 122000 |  |  | 129000 | 1075 | 80 | 78 | [8 empty] | Federally-Regulated Consumer Product | 05/24/2016 |  | 05/10/2017
Rheem Sales Company, Inc. | Sure | S802PA150524ZXA | Natural Gas | Induced Draft | True | False | 1 | False | Down |  | None | Non-Condensing | Two-Stage Modulating |  | 0.75 | Standard |  | 150000 | 122000 |  |  | 129000 | 1075 | 80 | 78 | [8 empty] | Federally-Regulated Consumer Product | 05/24/2016 |  | 05/10/2017
Rheem Sales Company, Inc. | Sure | S802VA075317ZSA | LPG | Induced Draft | True | False | 1 | False | Down |  | None | Non-Condensing | Two-Stage Modulating |  | 0.5 | Standard |  | 75000 | 61000 |  |  | 75000 | 346 | 80 | 78 | [8 empty] | Federally-Regulated Consumer Product | 05/24/2016 |  | 05/10/2017
Rheem Sales Company, Inc. | Sure | S802VA075317ZSA | Natural Gas | Induced Draft | True | False | 1 | False | Down |  | None | Non-Condensing | Two-Stage Modulating |  | 0.5 | Standard |  | 75000 | 61000 |  |  | 75000 | 346 | 80 | 78 | [8 empty] | Federally-Regulated Consumer Product | 05/24/2016 |  | 05/10/2017
Rheem Sales Company, Inc. | Sure | S802VA075317ZXA | LPG | Induced Draft | True | False | 1 | False | Down |  | None | Non-Condensing | Two-Stage Modulating |  | 0.5 | Standard |  | 75000 | 61000 |  |  | 75000 | 346 | 80 | 78 | [8 empty] | Federally-Regulated Consumer Product | 05/24/2016 |  | 05/10/2017
Rheem Sales Company, Inc. | Sure | S802VA075317ZXA | Natural Gas | Induced Draft | True | False | 1 | False | Down |  | None | Non-Condensing | Two-Stage Modulating |  | 0.5 | Standard |  | 75000 | 61000 |  |  | 75000 | 346 | 80 | 78 | [8 empty] | Federally-Regulated Consumer Product | 05/24/2016 |  | 05/10/2017
Rheem Sales Company, Inc. | Sure | S802VA075417ZSA | LPG | Induced Draft | True | False | 1 | False | Down |  | None | Non-Condensing | Two-Stage Modulating |  | 0.75 | Standard |  | 75000 | 62000 |  |  | 75000 | 376 | 80 | 78 | [8 empty] | Federally-Regulated Consumer Product | 05/24/2016 |  | 05/10/2017
Rheem Sales Company, Inc. | Sure | S802VA075417ZSA | Natural Gas | Induced Draft | True | False | 1 | False | Down |  | None | Non-Condensing | Two-Stage Modulating |  | 0.75 | Standard |  | 75000 | 62000 |  |  | 75000 | 376 | 80 | 78 | [8 empty] | Federally-Regulated Consumer Product | 05/24/2016 |  | 05/10/2017
Rheem Sales Company, Inc. | Sure | S802VA075417ZXA | LPG | Induced Draft | True | False | 1 | False | Down |  | None | Non-Condensing | Two-Stage Modulating |  | 0.75 | Standard |  | 75000 | 62000 |  |  | 75000 | 376 | 80 | 78 | [8 empty] | Federally-Regulated Consumer Product | 05/24/2016 |  | 05/10/2017
Rheem Sales Company, Inc. | Sure | S802VA075417ZXA | Natural Gas | Induced Draft | True | False | 1 | False | Down |  | None | Non-Condensing | Two-Stage Modulating |  | 0.75 | Standard |  | 75000 | 62000 |  |  | 75000 | 376 | 80 | 78 | [8 empty] | Federally-Regulated Consumer Product | 05/24/2016 |  | 05/10/2017
Rheem Sales Company, Inc. | Sure | S802VA100521ZSA | LPG | Induced Draft | True | False | 1 | False | Down |  | None | Non-Condensing | Two-Stage Modulating |  | 1 | Standard |  | 100000 | 82000 |  |  | 93000 | 482 | 80 | 78 | [8 empty] | Federally-Regulated Consumer Product | 05/24/2016 |  | 05/10/2017
Rheem Sales Company, Inc. | Sure | S802VA100521ZSA | Natural Gas | Induced Draft | True | False | 1 | False | Down |  | None | Non-Condensing | Two-Stage Modulating |  | 1 | Standard |  | 100000 | 82000 |  |  | 93000 | 482 | 80 | 78 | [8 empty] | Federally-Regulated Consumer Product | 05/24/2016 |  | 05/10/2017
Rheem Sales Company, Inc. | Sure | S802VA100521ZXA | LPG | Induced Draft | True | False | 1 | False | Down |  | None | Non-Condensing | Two-Stage Modulating |  | 1 | Standard |  | 100000 | 82000 |  |  | 93000 | 482 | 80 | 78 | [8 empty] | Federally-Regulated Consumer Product | 05/24/2016 |  | 05/10/2017
Rheem Sales Company, Inc. | Sure | S802VA100521ZXA | Natural Gas | Induced Draft | True | False | 1 | False | Down |  | None | Non-Condensing | Two-Stage Modulating |  | 1 | Standard |  | 100000 | 82000 |  |  | 93000 | 482 | 80 | 78 | [8 empty] | Federally-Regulated Consumer Product | 05/24/2016 |  | 05/10/2017
Rheem Sales Company, Inc. | Sure | S802VA125524ZSA | LPG | Induced Draft | True | False | 1 | False | Down |  | None | Non-Condensing | Two-Stage Modulating |  | 1 | Standard |  | 125000 | 102000 |  |  | 111000 | 472 | 80 | 78 | [8 empty] | Federally-Regulated Consumer Product | 05/24/2016 |  | 05/10/2017
Rheem Sales Company, Inc. | Sure | S802VA125524ZSA | Natural Gas | Induced Draft | True | False | 1 | False | Down |  | None | Non-Condensing | Two-Stage Modulating |  | 1 | Standard |  | 125000 | 102000 |  |  | 111000 | 472 | 80 | 78 | [8 empty] | Federally-Regulated Consumer Product | 05/24/2016 |  | 05/10/2017
Rheem Sales Company, Inc. | Sure | S802VA125524ZXA | LPG | Induced Draft | True | False | 1 | False | Down |  | None | Non-Condensing | Two-Stage Modulating |  | 1 | Standard |  | 125000 | 102000 |  |  | 111000 | 472 | 80 | 78 | [8 empty] | Federally-Regulated Consumer Product | 05/24/2016 |  | 05/10/2017
Rheem Sales Company, Inc. | Sure | S802VA125524ZXA | Natural Gas | Induced Draft | True | False | 1 | False | Down |  | None | Non-Condensing | Two-Stage Modulating |  | 1 | Standard |  | 125000 | 102000 |  |  | 111000 | 472 | 80 | 78 | [8 empty] | Federally-Regulated Consumer Product | 05/24/2016 |  | 05/10/2017
Rheem Sales Company, Inc. | Sure | S802PA050314ZSA | LPG | Induced Draft | True | False | 1 | False | Down |  | None | Non-Condensing | Two-Stage Modulating |  | 0.5 | Standard |  | 50000 | 41000 |  |  | 36000 | 364 | 80 | 78 | [8 empty] | Federally-Regulated Consumer Product | 05/24/2016 |  | 05/10/2017
Rheem Sales Company, Inc. | Sure | S802PA050314ZSA | Natural Gas | Induced Draft | True | False | 1 | False | Down |  | None | Non-Condensing | Two-Stage Modulating |  | 0.5 | Standard |  | 50000 | 41000 |  |  | 36000 | 364 | 80 | 78 | [8 empty] | Federally-Regulated Consumer Product | 05/24/2016 |  | 05/10/2017
Rheem Sales Company, Inc. | Sure | S802PA050314ZXA | LPG | Induced Draft | True | False | 1 | False | Down |  | None | Non-Condensing | Two-Stage Modulating |  | 0.5 | Standard |  | 50000 | 41000 |  |  | 36000 | 364 | 80 | 78 | [8 empty] | Federally-Regulated Consumer Product | 05/24/2016 |  | 05/10/2017
Rheem Sales Company, Inc. | Sure | S802PA050314ZXA | Natural Gas | Induced Draft | True | False | 1 | False | Down |  | None | Non-Condensing | Two-Stage Modulating |  | 0.5 | Standard |  | 50000 | 41000 |  |  | 36000 | 364 | 80 | 78 | [8 empty] | Federally-Regulated Consumer Product | 05/24/2016 |  | 05/10/2017
Rheem Sales Company, Inc. | Sure | S802VA075421ZSA | LPG | Induced Draft | True | False | 1 | False | Down |  | None | Non-Condensing | Two-Stage Modulating |  | 0.75 | Standard |  | 75000 | 62000 |  |  | 75000 | 376 | 80 | 78 | [8 empty] | Federally-Regulated Consumer Product | 05/24/2016 |  | 05/10/2017
Rheem Sales Company, Inc. | Sure | S802VA075421ZSA | Natural Gas | Induced Draft | True | False | 1 | False | Down |  | None | Non-Condensing | Two-Stage Modulating |  | 0.75 | Standard |  | 75000 | 62000 |  |  | 75000 | 376 | 80 | 78 | [8 empty] | Federally-Regulated Consumer Product | 05/24/2016 |  | 05/10/2017
Rheem Sales Company, Inc. | Sure | S802VA075421ZXA | LPG | Induced Draft | True | False | 1 | False | Down |  | None | Non-Condensing | Two-Stage Modulating |  | 0.75 | Standard |  | 75000 | 62000 |  |  | 75000 | 376 | 80 | 78 | [8 empty] | Federally-Regulated Consumer Product | 05/24/2016 |  | 05/10/2017
Rheem Sales Company, Inc. | Sure | S802VA075421ZXA | Natural Gas | Induced Draft | True | False | 1 | False | Down |  | None | Non-Condensing | Two-Stage Modulating |  | 0.75 | Standard |  | 75000 | 62000 |  |  | 75000 | 376 | 80 | 78 | [8 empty] | Federally-Regulated Consumer Product | 05/24/2016 |  | 05/10/2017
Rheem Sales Company, Inc. | Sure | S801PA075317ZXA | LPG | Induced Draft | True | False | 1 | False | Down |  | None | Non-Condensing | Single-Stage |  | 0.5 | Standard |  | 75000 | 60000 |  |  | 74000 | 1127 | 80 | 78 | [8 empty] | Federally-Regulated Consumer Product | 05/24/2016 |  | 05/10/2017
Rheem Sales Company, Inc. | Sure | S801PA075317ZXA | Natural Gas | Induced Draft | True | False | 1 | False | Down |  | None | Non-Condensing | Single-Stage |  | 0.5 | Standard |  | 75000 | 60000 |  |  | 74000 | 1127 | 80 | 78 | [8 empty] | Federally-Regulated Consumer Product | 05/24/2016 |  | 05/10/2017
Rheem Sales Company, Inc. | Sure | S801PA075417ZXA | LPG | Induced Draft | True | False | 1 | False | Down |  | None | Non-Condensing | Single-Stage |  | 0.75 | Standard |  | 75000 | 60000 |  |  | 73000 | 1277 | 80 | 78 | [8 empty] | Federally-Regulated Consumer Product | 05/24/2016 |  | 05/10/2017
Rheem Sales Company, Inc. | Sure | S801PA075417ZXA | Natural Gas | Induced Draft | True | False | 1 | False | Down |  | None | Non-Condensing | Single-Stage |  | 0.75 | Standard |  | 75000 | 60000 |  |  | 73000 | 1277 | 80 | 78 | [8 empty] | Federally-Regulated Consumer Product | 05/24/2016 |  | 05/10/2017
Rheem Sales Company, Inc. | Sure | S801TA075317ZXA | LPG | Induced Draft | True | False | 1 | False | Down |  | None | Non-Condensing | Single-Stage |  | 0.5 | Standard |  | 75000 | 61000 |  |  | 75800 | 623 | 80 | 78 | [8 empty] | Federally-Regulated Consumer Product | 05/24/2016 |  | 05/10/2017
Rheem Sales Company, Inc. | Sure | S801TA075317ZXA | Natural Gas | Induced Draft | True | False | 1 | False | Down |  | None | Non-Condensing | Single-Stage |  | 0.5 | Standard |  | 75000 | 61000 |  |  | 75800 | 623 | 80 | 78 | [8 empty] | Federally-Regulated Consumer Product | 05/24/2016 |  | 05/10/2017
Rheem Sales Company, Inc. | Sure | S801TA075521ZXA | LPG | Induced Draft | True | False | 1 | False | Down |  | None | Non-Condensing | Single-Stage |  | 1 | Standard |  | 75000 | 62000 |  |  | 74800 | 659 | 80 | 78 | [8 empty] | Federally-Regulated Consumer Product | 05/24/2016 |  | 05/10/2017
Rheem Sales Company, Inc. | Sure | S801TA075521ZXA | Natural Gas | Induced Draft | True | False | 1 | False | Down |  | None | Non-Condensing | Single-Stage |  | 1 | Standard |  | 75000 | 62000 |  |  | 74800 | 659 | 80 | 78 | [8 empty] | Federally-Regulated Consumer Product | 05/24/2016 |  | 05/10/2017
Rheem Sales Company, Inc. | Sure | S801TA100521ZXA | LPG | Induced Draft | True | False | 1 | False | Down |  | None | Non-Condensing | Single-Stage |  | 1 | Standard |  | 100000 | 82000 |  |  | 93700 | 940 | 80 | 78 | [8 empty] | Federally-Regulated Consumer Product | 05/24/2016 |  | 05/10/2017
Rheem Sales Company, Inc. | Sure | S801TA100521ZXA | Natural Gas | Induced Draft | True | False | 1 | False | Down |  | None | Non-Condensing | Single-Stage |  | 1 | Standard |  | 100000 | 82000 |  |  | 93700 | 940 | 80 | 78 | [8 empty] | Federally-Regulated Consumer Product | 05/24/2016 |  | 05/10/2017
Rheem Sales Company, Inc. | Thermal Zone | TZ80DSP075B30SA | LPG | Induced Draft | True | False | 1 | False | Down |  | None | Non-Condensing | Single-Stage |  | 0.5 | Standard |  | 75000 | 60000 |  |  | 74000 | 1127 | 80 | 78 | [8 empty] | Federally-Regulated Consumer Product | 05/24/2016 |  | 05/10/2017
Rheem Sales Company, Inc. | Thermal Zone | TZ80DSP075B30SA | Natural Gas | Induced Draft | True | False | 1 | False | Down |  | None | Non-Condensing | Single-Stage |  | 0.5 | Standard |  | 75000 | 60000 |  |  | 74000 | 1127 | 80 | 78 | [8 empty] | Federally-Regulated Consumer Product | 05/24/2016 |  | 05/10/2017
Rheem Sales Company, Inc. | Thermal Zone | TZ80DSP075B40SA | LPG | Induced Draft | True | False | 1 | False | Down |  | None | Non-Condensing | Single-Stage |  | 0.75 | Standard |  | 75000 | 60000 |  |  | 73000 | 1277 | 80 | 78 | [8 empty] | Federally-Regulated Consumer Product | 05/24/2016 |  | 05/10/2017
Rheem Sales Company, Inc. | Thermal Zone | TZ80DSP075B40SA | Natural Gas | Induced Draft | True | False | 1 | False | Down |  | None | Non-Condensing | Single-Stage |  | 0.75 | Standard |  | 75000 | 60000 |  |  | 73000 | 1277 | 80 | 78 | [8 empty] | Federally-Regulated Consumer Product | 05/24/2016 |  | 05/10/2017
Rheem Sales Company, Inc. | Thermal Zone | TZ80DSP100B30SA | LPG | Induced Draft | True | False | 1 | False | Down |  | None | Non-Condensing | Single-Stage |  | 0.5 | Standard |  | 100000 | 80000 |  |  | 94000 | 1220 | 80 | 78 | [8 empty] | Federally-Regulated Consumer Product | 05/24/2016 |  | 05/10/2017
Rheem Sales Company, Inc. | Thermal Zone | TZ80DSP100B30SA | Natural Gas | Induced Draft | True | False | 1 | False | Down |  | None | Non-Condensing | Single-Stage |  | 0.5 | Standard |  | 100000 | 80000 |  |  | 94000 | 1220 | 80 | 78 | [8 empty] | Federally-Regulated Consumer Product | 05/24/2016 |  | 05/10/2017
Rheem Sales Company, Inc. | Thermal Zone | TZ80DSP100C50SA | LPG | Induced Draft | True | False | 1 | False | Down |  | None | Non-Condensing | Single-Stage |  | 0.75 | Standard |  | 100000 | 80000 |  |  | 95000 | 1220 | 80 | 78 | [8 empty] | Federally-Regulated Consumer Product | 05/24/2016 |  | 05/10/2017
Rheem Sales Company, Inc. | Thermal Zone | TZ80DSP100C50SA | Natural Gas | Induced Draft | True | False | 1 | False | Down |  | None | Non-Condensing | Single-Stage |  | 0.75 | Standard |  | 100000 | 80000 |  |  | 95000 | 1220 | 80 | 78 | [8 empty] | Federally-Regulated Consumer Product | 05/24/2016 |  | 05/10/2017
Rheem Sales Company, Inc. | Thermal Zone | TZ80DSP125D50SA | LPG | Induced Draft | True | False | 1 | False | Down |  | None | Non-Condensing | Single-Stage |  | 0.75 | Standard |  | 125000 | 100000 |  |  | 112000 | 1469 | 80 | 78 | [8 empty] | Federally-Regulated Consumer Product | 05/24/2016 |  | 05/10/2017
Rheem Sales Company, Inc. | Thermal Zone | TZ80DSP125D50SA | Natural Gas | Induced Draft | True | False | 1 | False | Down |  | None | Non-Condensing | Single-Stage |  | 0.75 | Standard |  | 125000 | 100000 |  |  | 112000 | 1469 | 80 | 78 | [8 empty] | Federally-Regulated Consumer Product | 05/24/2016 |  | 05/10/2017
Rheem Sales Company, Inc. | Thermal Zone | TZ80DSP150D50SA | LPG | Induced Draft | True | False | 1 | False | Down |  | None | Non-Condensing | Single-Stage |  | 0.75 | Standard |  | 150000 | 120000 |  |  | 133000 | 1463 | 80 | 78 | [8 empty] | Federally-Regulated Consumer Product | 05/24/2016 |  | 05/10/2017
Rheem Sales Company, Inc. | Thermal Zone | TZ80DSP150D50SA | Natural Gas | Induced Draft | True | False | 1 | False | Down |  | None | Non-Condensing | Single-Stage |  | 0.75 | Standard |  | 150000 | 120000 |  |  | 133000 | 1463 | 80 | 78 | [8 empty] | Federally-Regulated Consumer Product | 05/24/2016 |  | 05/10/2017
Rheem Sales Company, Inc. | Thermal Zone | TZ80DSP050A30XA | LPG | Induced Draft | True | False | 1 | False | Down |  | None | Non-Condensing | Single-Stage |  | 0.5 | Standard |  | 50000 | 40000 |  |  | 37000 | 657 | 80 | 78 | [8 empty] | Federally-Regulated Consumer Product | 05/24/2016 |  | 05/10/2017
Rheem Sales Company, Inc. | Thermal Zone | TZ80DSP050A30XA | Natural Gas | Induced Draft | True | False | 1 | False | Down |  | None | Non-Condensing | Single-Stage |  | 0.5 | Standard |  | 50000 | 40000 |  |  | 37000 | 657 | 80 | 78 | [8 empty] | Federally-Regulated Consumer Product | 05/24/2016 |  | 05/10/2017
Rheem Sales Company, Inc. | Thermal Zone | TZ80DSP100B30XA | LPG | Induced Draft | True | False | 1 | False | Down |  | None | Non-Condensing | Single-Stage |  | 0.5 | Standard |  | 100000 | 80000 |  |  | 94000 | 1220 | 80 | 78 | [8 empty] | Federally-Regulated Consumer Product | 05/24/2016 |  | 05/10/2017
Rheem Sales Company, Inc. | Thermal Zone | TZ80DSP100B30XA | Natural Gas | Induced Draft | True | False | 1 | False | Down |  | None | Non-Condensing | Single-Stage |  | 0.5 | Standard |  | 100000 | 80000 |  |  | 94000 | 1220 | 80 | 78 | [8 empty] | Federally-Regulated Consumer Product | 05/24/2016 |  | 05/10/2017
Rheem Sales Company, Inc. | Thermal Zone | TZ80DSP100C50XA | LPG | Induced Draft | True | False | 1 | False | Down |  | None | Non-Condensing | Single-Stage |  | 0.75 | Standard |  | 100000 | 80000 |  |  | 95000 | 1220 | 80 | 78 | [8 empty] | Federally-Regulated Consumer Product | 05/24/2016 |  | 05/10/2017
Rheem Sales Company, Inc. | Thermal Zone | TZ80DSP100C50XA | Natural Gas | Induced Draft | True | False | 1 | False | Down |  | None | Non-Condensing | Single-Stage |  | 0.75 | Standard |  | 100000 | 80000 |  |  | 95000 | 1220 | 80 | 78 | [8 empty] | Federally-Regulated Consumer Product | 05/24/2016 |  | 05/10/2017
Rheem Sales Company, Inc. | Thermal Zone | TZ80DSP125D50XA | LPG | Induced Draft | True | False | 1 | False | Down |  | None | Non-Condensing | Single-Stage |  | 0.75 | Standard |  | 125000 | 100000 |  |  | 112000 | 1469 | 80 | 78 | [8 empty] | Federally-Regulated Consumer Product | 05/24/2016 |  | 05/10/2017
Rheem Sales Company, Inc. | Thermal Zone | TZ80DSP125D50XA | Natural Gas | Induced Draft | True | False | 1 | False | Down |  | None | Non-Condensing | Single-Stage |  | 0.75 | Standard |  | 125000 | 100000 |  |  | 112000 | 1469 | 80 | 78 | [8 empty] | Federally-Regulated Consumer Product | 05/24/2016 |  | 05/10/2017
Rheem Sales Company, Inc. | Thermal Zone | TZ80DSP150D50XA | LPG | Induced Draft | True | False | 1 | False | Down |  | None | Non-Condensing | Single-Stage |  | 0.75 | Standard |  | 150000 | 120000 |  |  | 133000 | 1463 | 80 | 78 | [8 empty] | Federally-Regulated Consumer Product | 05/24/2016 |  | 05/10/2017
Rheem Sales Company, Inc. | Thermal Zone | TZ80DSP150D50XA | Natural Gas | Induced Draft | True | False | 1 | False | Down |  | None | Non-Condensing | Single-Stage |  | 0.75 | Standard |  | 150000 | 120000 |  |  | 133000 | 1463 | 80 | 78 | [8 empty] | Federally-Regulated Consumer Product | 05/24/2016 |  | 05/10/2017
Rheem Sales Company, Inc. | Thermal Zone | TZ80DSX075B30SA | LPG | Induced Draft | True | False | 1 | False | Down |  | None | Non-Condensing | Single-Stage |  | 0.5 | Standard |  | 75000 | 61000 |  |  | 75800 | 623 | 80 | 78 | [8 empty] | Federally-Regulated Consumer Product | 05/24/2016 |  | 05/10/2017
Rheem Sales Company, Inc. | Thermal Zone | TZ80DSX075B30SA | Natural Gas | Induced Draft | True | False | 1 | False | Down |  | None | Non-Condensing | Single-Stage |  | 0.5 | Standard |  | 75000 | 61000 |  |  | 75800 | 623 | 80 | 78 | [8 empty] | Federally-Regulated Consumer Product | 05/24/2016 |  | 05/10/2017
Rheem Sales Company, Inc. | Thermal Zone | TZ80DSX075C50SA | LPG | Induced Draft | True | False | 1 | False | Down |  | None | Non-Condensing | Single-Stage |  | 1 | Standard |  | 75000 | 62000 |  |  | 74800 | 659 | 80 | 78 | [8 empty] | Federally-Regulated Consumer Product | 05/24/2016 |  | 05/10/2017
Rheem Sales Company, Inc. | Thermal Zone | TZ80DSX075C50SA | Natural Gas | Induced Draft | True | False | 1 | False | Down |  | None | Non-Condensing | Single-Stage |  | 1 | Standard |  | 75000 | 62000 |  |  | 74800 | 659 | 80 | 78 | [8 empty] | Federally-Regulated Consumer Product | 05/24/2016 |  | 05/10/2017
Rheem Sales Company, Inc. | Thermal Zone | TZ80DSX100C50SA | LPG | Induced Draft | True | False | 1 | False | Down |  | None | Non-Condensing | Single-Stage |  | 1 | Standard |  | 100000 | 82000 |  |  | 93700 | 940 | 80 | 78 | [8 empty] | Federally-Regulated Consumer Product | 05/24/2016 |  | 05/10/2017
Rheem Sales Company, Inc. | Thermal Zone | TZ80DSX100C50SA | Natural Gas | Induced Draft | True | False | 1 | False | Down |  | None | Non-Condensing | Single-Stage |  | 1 | Standard |  | 100000 | 82000 |  |  | 93700 | 940 | 80 | 78 | [8 empty] | Federally-Regulated Consumer Product | 05/24/2016 |  | 05/10/2017
Rheem Sales Company, Inc. | Thermal Zone | TZ80DSX125D50SA | LPG | Induced Draft | True | False | 1 | False | Down |  | None | Non-Condensing | Single-Stage |  | 1 | Standard |  | 125000 | 103000 |  |  | 112900 | 842 | 80 | 78 | [8 empty] | Federally-Regulated Consumer Product | 05/24/2016 |  | 05/10/2017
Rheem Sales Company, Inc. | Thermal Zone | TZ80DSX125D50SA | Natural Gas | Induced Draft | True | False | 1 | False | Down |  | None | Non-Condensing | Single-Stage |  | 1 | Standard |  | 125000 | 103000 |  |  | 112900 | 842 | 80 | 78 | [8 empty] | Federally-Regulated Consumer Product | 05/24/2016 |  | 05/10/2017
Rheem Sales Company, Inc. | Thermal Zone | TZ80DSX125D50XA | LPG | Induced Draft | True | False | 1 | False | Down |  | None | Non-Condensing | Single-Stage |  | 1 | Standard |  | 125000 | 103000 |  |  | 112900 | 842 | 80 | 78 | [8 empty] | Federally-Regulated Consumer Product | 05/24/2016 |  | 05/10/2017
Rheem Sales Company, Inc. | Thermal Zone | TZ80DSX125D50XA | Natural Gas | Induced Draft | True | False | 1 | False | Down |  | None | Non-Condensing | Single-Stage |  | 1 | Standard |  | 125000 | 103000 |  |  | 112900 | 842 | 80 | 78 | [8 empty] | Federally-Regulated Consumer Product | 05/24/2016 |  | 05/10/2017
Rheem Sales Company, Inc. | Thermal Zone | TZ80DDP075B30SA | LPG | Induced Draft | True | False | 1 | False | Down |  | None | Non-Condensing | Two-Stage Modulating |  | 0.5 | Standard |  | 75000 | 61000 |  |  | 73000 | 954 | 80 | 78 | [8 empty] | Federally-Regulated Consumer Product | 05/24/2016 |  | 05/10/2017
Rheem Sales Company, Inc. | Thermal Zone | TZ80DDP075B30SA | Natural Gas | Induced Draft | True | False | 1 | False | Down |  | None | Non-Condensing | Two-Stage Modulating |  | 0.5 | Standard |  | 75000 | 61000 |  |  | 73000 | 954 | 80 | 78 | [8 empty] | Federally-Regulated Consumer Product | 05/24/2016 |  | 05/10/2017
Rheem Sales Company, Inc. | Thermal Zone | TZ80DDP075B30XA | LPG | Induced Draft | True | False | 1 | False | Down |  | None | Non-Condensing | Two-Stage Modulating |  | 0.5 | Standard |  | 75000 | 61000 |  |  | 73000 | 954 | 80 | 78 | [8 empty] | Federally-Regulated Consumer Product | 05/24/2016 |  | 05/10/2017
Rheem Sales Company, Inc. | Thermal Zone | TZ80DDP075B30XA | Natural Gas | Induced Draft | True | False | 1 | False | Down |  | None | Non-Condensing | Two-Stage Modulating |  | 0.5 | Standard |  | 75000 | 61000 |  |  | 73000 | 954 | 80 | 78 | [8 empty] | Federally-Regulated Consumer Product | 05/24/2016 |  | 05/10/2017
Rheem Sales Company, Inc. | Thermal Zone | TZ80DDP100B30SA | LPG | Induced Draft | True | False | 1 | False | Down |  | None | Non-Condensing | Two-Stage Modulating |  | 0.5 | Standard |  | 100000 | 82000 |  |  | 91000 | 988 | 80 | 78 | [8 empty] | Federally-Regulated Consumer Product | 05/24/2016 |  | 05/10/2017
Rheem Sales Company, Inc. | Thermal Zone | TZ80DDP100B30SA | Natural Gas | Induced Draft | True | False | 1 | False | Down |  | None | Non-Condensing | Two-Stage Modulating |  | 0.5 | Standard |  | 100000 | 82000 |  |  | 91000 | 988 | 80 | 78 | [8 empty] | Federally-Regulated Consumer Product | 05/24/2016 |  | 05/10/2017
Rheem Sales Company, Inc. | Thermal Zone | TZ80DDP100B30XA | LPG | Induced Draft | True | False | 1 | False | Down |  | None | Non-Condensing | Two-Stage Modulating |  | 0.5 | Standard |  | 100000 | 82000 |  |  | 91000 | 988 | 80 | 78 | [8 empty] | Federally-Regulated Consumer Product | 05/24/2016 |  | 05/10/2017
Rheem Sales Company, Inc. | Thermal Zone | TZ80DDP100B30XA | Natural Gas | Induced Draft | True | False | 1 | False | Down |  | None | Non-Condensing | Two-Stage Modulating |  | 0.5 | Standard |  | 100000 | 82000 |  |  | 91000 | 988 | 80 | 78 | [8 empty] | Federally-Regulated Consumer Product | 05/24/2016 |  | 05/10/2017
Rheem Sales Company, Inc. | Thermal Zone | TZ80DDP100C50SA | LPG | Induced Draft | True | False | 1 | False | Down |  | None | Non-Condensing | Two-Stage Modulating |  | 0.75 | Standard |  | 100000 | 82000 |  |  | 90000 | 1032 | 80 | 78 | [8 empty] | Federally-Regulated Consumer Product | 05/24/2016 |  | 05/10/2017
Rheem Sales Company, Inc. | Thermal Zone | TZ80DDP100C50SA | Natural Gas | Induced Draft | True | False | 1 | False | Down |  | None | Non-Condensing | Two-Stage Modulating |  | 0.75 | Standard |  | 100000 | 82000 |  |  | 90000 | 1032 | 80 | 78 | [8 empty] | Federally-Regulated Consumer Product | 05/24/2016 |  | 05/10/2017
Rheem Sales Company, Inc. | Thermal Zone | TZ80DDP100C50XA | LPG | Induced Draft | True | False | 1 | False | Down |  | None | Non-Condensing | Two-Stage Modulating |  | 0.75 | Standard |  | 100000 | 82000 |  |  | 90000 | 1032 | 80 | 78 | [8 empty] | Federally-Regulated Consumer Product | 05/24/2016 |  | 05/10/2017
Rheem Sales Company, Inc. | Thermal Zone | TZ80DDP100C50XA | Natural Gas | Induced Draft | True | False | 1 | False | Down |  | None | Non-Condensing | Two-Stage Modulating |  | 0.75 | Standard |  | 100000 | 82000 |  |  | 90000 | 1032 | 80 | 78 | [8 empty] | Federally-Regulated Consumer Product | 05/24/2016 |  | 05/10/2017
Rheem Sales Company, Inc. | Thermal Zone | TZ80DDP125D50SA | LPG | Induced Draft | True | False | 1 | False | Down |  | None | Non-Condensing | Two-Stage Modulating |  | 0.75 | Standard |  | 125000 | 102000 |  |  | 107000 | 979 | 80 | 78 | [8 empty] | Federally-Regulated Consumer Product | 05/24/2016 |  | 05/10/2017
Rheem Sales Company, Inc. | Thermal Zone | TZ80DDP125D50SA | Natural Gas | Induced Draft | True | False | 1 | False | Down |  | None | Non-Condensing | Two-Stage Modulating |  | 0.75 | Standard |  | 125000 | 102000 |  |  | 107000 | 979 | 80 | 78 | [8 empty] | Federally-Regulated Consumer Product | 05/24/2016 |  | 05/10/2017
Rheem Sales Company, Inc. | Thermal Zone | TZ80DDP125D50XA | LPG | Induced Draft | True | False | 1 | False | Down |  | None | Non-Condensing | Two-Stage Modulating |  | 0.75 | Standard |  | 125000 | 102000 |  |  | 107000 | 979 | 80 | 78 | [8 empty] | Federally-Regulated Consumer Product | 05/24/2016 |  | 05/10/2017
Rheem Sales Company, Inc. | Thermal Zone | TZ80DDP125D50XA | Natural Gas | Induced Draft | True | False | 1 | False | Down |  | None | Non-Condensing | Two-Stage Modulating |  | 0.75 | Standard |  | 125000 | 102000 |  |  | 107000 | 979 | 80 | 78 | [8 empty] | Federally-Regulated Consumer Product | 05/24/2016 |  | 05/10/2017
Rheem Sales Company, Inc. | Thermal Zone | TZ80DDP150D50SA | LPG | Induced Draft | True | False | 1 | False | Down |  | None | Non-Condensing | Two-Stage Modulating |  | 0.75 | Standard |  | 150000 | 122000 |  |  | 129000 | 1075 | 80 | 78 | [8 empty] | Federally-Regulated Consumer Product | 05/24/2016 |  | 05/10/2017
Rheem Sales Company, Inc. | Thermal Zone | TZ80DDP150D50SA | Natural Gas | Induced Draft | True | False | 1 | False | Down |  | None | Non-Condensing | Two-Stage Modulating |  | 0.75 | Standard |  | 150000 | 122000 |  |  | 129000 | 1075 | 80 | 78 | [8 empty] | Federally-Regulated Consumer Product | 05/24/2016 |  | 05/10/2017
Rheem Sales Company, Inc. | Thermal Zone | TZ80DDP150D50XA | LPG | Induced Draft | True | False | 1 | False | Down |  | None | Non-Condensing | Two-Stage Modulating |  | 0.75 | Standard |  | 150000 | 122000 |  |  | 129000 | 1075 | 80 | 78 | [8 empty] | Federally-Regulated Consumer Product | 05/24/2016 |  | 05/10/2017
Rheem Sales Company, Inc. | Thermal Zone | TZ80DDP150D50XA | Natural Gas | Induced Draft | True | False | 1 | False | Down |  | None | Non-Condensing | Two-Stage Modulating |  | 0.75 | Standard |  | 150000 | 122000 |  |  | 129000 | 1075 | 80 | 78 | [8 empty] | Federally-Regulated Consumer Product | 05/24/2016 |  | 05/10/2017
Rheem Sales Company, Inc. | Thermal Zone | TZ80DDV075B30SA | LPG | Induced Draft | True | False | 1 | False | Down |  | None | Non-Condensing | Two-Stage Modulating |  | 0.5 | Standard |  | 75000 | 61000 |  |  | 75000 | 346 | 80 | 78 | [8 empty] | Federally-Regulated Consumer Product | 05/24/2016 |  | 05/10/2017
Rheem Sales Company, Inc. | Thermal Zone | TZ80DDV075B30SA | Natural Gas | Induced Draft | True | False | 1 | False | Down |  | None | Non-Condensing | Two-Stage Modulating |  | 0.5 | Standard |  | 75000 | 61000 |  |  | 75000 | 346 | 80 | 78 | [8 empty] | Federally-Regulated Consumer Product | 05/24/2016 |  | 05/10/2017
Rheem Sales Company, Inc. | Thermal Zone | TZ80DDV075B30XA | LPG | Induced Draft | True | False | 1 | False | Down |  | None | Non-Condensing | Two-Stage Modulating |  | 0.5 | Standard |  | 75000 | 61000 |  |  | 75000 | 346 | 80 | 78 | [8 empty] | Federally-Regulated Consumer Product | 05/24/2016 |  | 05/10/2017
Rheem Sales Company, Inc. | Thermal Zone | TZ80DDV075B30XA | Natural Gas | Induced Draft | True | False | 1 | False | Down |  | None | Non-Condensing | Two-Stage Modulating |  | 0.5 | Standard |  | 75000 | 61000 |  |  | 75000 | 346 | 80 | 78 | [8 empty] | Federally-Regulated Consumer Product | 05/24/2016 |  | 05/10/2017
Rheem Sales Company, Inc. | Thermal Zone | TZ80DDV075B40SA | LPG | Induced Draft | True | False | 1 | False | Down |  | None | Non-Condensing | Two-Stage Modulating |  | 0.75 | Standard |  | 75000 | 62000 |  |  | 75000 | 376 | 80 | 78 | [8 empty] | Federally-Regulated Consumer Product | 05/24/2016 |  | 05/10/2017
Rheem Sales Company, Inc. | Thermal Zone | TZ80DDV075B40SA | Natural Gas | Induced Draft | True | False | 1 | False | Down |  | None | Non-Condensing | Two-Stage Modulating |  | 0.75 | Standard |  | 75000 | 62000 |  |  | 75000 | 376 | 80 | 78 | [8 empty] | Federally-Regulated Consumer Product | 05/24/2016 |  | 05/10/2017
Rheem Sales Company, Inc. | Thermal Zone | TZ80DDV075B40XA | LPG | Induced Draft | True | False | 1 | False | Down |  | None | Non-Condensing | Two-Stage Modulating |  | 0.75 | Standard |  | 75000 | 62000 |  |  | 75000 | 376 | 80 | 78 | [8 empty] | Federally-Regulated Consumer Product | 05/24/2016 |  | 05/10/2017
Rheem Sales Company, Inc. | Thermal Zone | TZ80DDV075B40XA | Natural Gas | Induced Draft | True | False | 1 | False | Down |  | None | Non-Condensing | Two-Stage Modulating |  | 0.75 | Standard |  | 75000 | 62000 |  |  | 75000 | 376 | 80 | 78 | [8 empty] | Federally-Regulated Consumer Product | 05/24/2016 |  | 05/10/2017
Rheem Sales Company, Inc. | Thermal Zone | TZ80DDV100C50SA | LPG | Induced Draft | True | False | 1 | False | Down |  | None | Non-Condensing | Two-Stage Modulating |  | 1 | Standard |  | 100000 | 82000 |  |  | 93000 | 482 | 80 | 78 | [8 empty] | Federally-Regulated Consumer Product | 05/24/2016 |  | 05/10/2017
Rheem Sales Company, Inc. | Thermal Zone | TZ80DDV100C50SA | Natural Gas | Induced Draft | True | False | 1 | False | Down |  | None | Non-Condensing | Two-Stage Modulating |  | 1 | Standard |  | 100000 | 82000 |  |  | 93000 | 482 | 80 | 78 | [8 empty] | Federally-Regulated Consumer Product | 05/24/2016 |  | 05/10/2017
Rheem Sales Company, Inc. | Thermal Zone | TZ80DDV100C50XA | LPG | Induced Draft | True | False | 1 | False | Down |  | None | Non-Condensing | Two-Stage Modulating |  | 1 | Standard |  | 100000 | 82000 |  |  | 93000 | 482 | 80 | 78 | [8 empty] | Federally-Regulated Consumer Product | 05/24/2016 |  | 05/10/2017
Rheem Sales Company, Inc. | Thermal Zone | TZ80DDV100C50XA | Natural Gas | Induced Draft | True | False | 1 | False | Down |  | None | Non-Condensing | Two-Stage Modulating |  | 1 | Standard |  | 100000 | 82000 |  |  | 93000 | 482 | 80 | 78 | [8 empty] | Federally-Regulated Consumer Product | 05/24/2016 |  | 05/10/2017
Rheem Sales Company, Inc. | Thermal Zone | TZ80DDV125D50SA | LPG | Induced Draft | True | False | 1 | False | Down |  | None | Non-Condensing | Two-Stage Modulating |  | 1 | Standard |  | 125000 | 102000 |  |  | 111000 | 472 | 80 | 78 | [8 empty] | Federally-Regulated Consumer Product | 05/24/2016 |  | 05/10/2017
Rheem Sales Company, Inc. | Thermal Zone | TZ80DDV125D50SA | Natural Gas | Induced Draft | True | False | 1 | False | Down |  | None | Non-Condensing | Two-Stage Modulating |  | 1 | Standard |  | 125000 | 102000 |  |  | 111000 | 472 | 80 | 78 | [8 empty] | Federally-Regulated Consumer Product | 05/24/2016 |  | 05/10/2017
Rheem Sales Company, Inc. | Thermal Zone | TZ80DDV125D50XA | LPG | Induced Draft | True | False | 1 | False | Down |  | None | Non-Condensing | Two-Stage Modulating |  | 1 | Standard |  | 125000 | 102000 |  |  | 111000 | 472 | 80 | 78 | [8 empty] | Federally-Regulated Consumer Product | 05/24/2016 |  | 05/10/2017
Rheem Sales Company, Inc. | Thermal Zone | TZ80DDV125D50XA | Natural Gas | Induced Draft | True | False | 1 | False | Down |  | None | Non-Condensing | Two-Stage Modulating |  | 1 | Standard |  | 125000 | 102000 |  |  | 111000 | 472 | 80 | 78 | [8 empty] | Federally-Regulated Consumer Product | 05/24/2016 |  | 05/10/2017
Rheem Sales Company, Inc. | Thermal Zone | TZ80DDP050A30SA | LPG | Induced Draft | True | False | 1 | False | Down |  | None | Non-Condensing | Two-Stage Modulating |  | 0.5 | Standard |  | 50000 | 41000 |  |  | 36000 | 364 | 80 | 78 | [8 empty] | Federally-Regulated Consumer Product | 05/24/2016 |  | 05/10/2017
Rheem Sales Company, Inc. | Thermal Zone | TZ80DDP050A30SA | Natural Gas | Induced Draft | True | False | 1 | False | Down |  | None | Non-Condensing | Two-Stage Modulating |  | 0.5 | Standard |  | 50000 | 41000 |  |  | 36000 | 364 | 80 | 78 | [8 empty] | Federally-Regulated Consumer Product | 05/24/2016 |  | 05/10/2017
Rheem Sales Company, Inc. | Thermal Zone | TZ80DDP050A30XA | LPG | Induced Draft | True | False | 1 | False | Down |  | None | Non-Condensing | Two-Stage Modulating |  | 0.5 | Standard |  | 50000 | 41000 |  |  | 36000 | 364 | 80 | 78 | [8 empty] | Federally-Regulated Consumer Product | 05/24/2016 |  | 05/10/2017
Rheem Sales Company, Inc. | Thermal Zone | TZ80DDP050A30XA | Natural Gas | Induced Draft | True | False | 1 | False | Down |  | None | Non-Condensing | Two-Stage Modulating |  | 0.5 | Standard |  | 50000 | 41000 |  |  | 36000 | 364 | 80 | 78 | [8 empty] | Federally-Regulated Consumer Product | 05/24/2016 |  | 05/10/2017
Rheem Sales Company, Inc. | Thermal Zone | TZ80DDV075C40SA | LPG | Induced Draft | True | False | 1 | False | Down |  | None | Non-Condensing | Two-Stage Modulating |  | 0.75 | Standard |  | 75000 | 62000 |  |  | 75000 | 376 | 80 | 78 | [8 empty] | Federally-Regulated Consumer Product | 05/24/2016 |  | 05/10/2017
Rheem Sales Company, Inc. | Thermal Zone | TZ80DDV075C40SA | Natural Gas | Induced Draft | True | False | 1 | False | Down |  | None | Non-Condensing | Two-Stage Modulating |  | 0.75 | Standard |  | 75000 | 62000 |  |  | 75000 | 376 | 80 | 78 | [8 empty] | Federally-Regulated Consumer Product | 05/24/2016 |  | 05/10/2017
Rheem Sales Company, Inc. | Thermal Zone | TZ80DDV075C40XA | LPG | Induced Draft | True | False | 1 | False | Down |  | None | Non-Condensing | Two-Stage Modulating |  | 0.75 | Standard |  | 75000 | 62000 |  |  | 75000 | 376 | 80 | 78 | [8 empty] | Federally-Regulated Consumer Product | 05/24/2016 |  | 05/10/2017
Rheem Sales Company, Inc. | Thermal Zone | TZ80DDV075C40XA | Natural Gas | Induced Draft | True | False | 1 | False | Down |  | None | Non-Condensing | Two-Stage Modulating |  | 0.75 | Standard |  | 75000 | 62000 |  |  | 75000 | 376 | 80 | 78 | [8 empty] | Federally-Regulated Consumer Product | 05/24/2016 |  | 05/10/2017
Rheem Sales Company, Inc. | Thermal Zone | TZ80DSP075B30XA | LPG | Induced Draft | True | False | 1 | False | Down |  | None | Non-Condensing | Single-Stage |  | 0.5 | Standard |  | 75000 | 60000 |  |  | 74000 | 1127 | 80 | 78 | [8 empty] | Federally-Regulated Consumer Product | 05/24/2016 |  | 05/10/2017
Rheem Sales Company, Inc. | Thermal Zone | TZ80DSP075B30XA | Natural Gas | Induced Draft | True | False | 1 | False | Down |  | None | Non-Condensing | Single-Stage |  | 0.5 | Standard |  | 75000 | 60000 |  |  | 74000 | 1127 | 80 | 78 | [8 empty] | Federally-Regulated Consumer Product | 05/24/2016 |  | 05/10/2017
Rheem Sales Company, Inc. | Thermal Zone | TZ80DSP075B40XA | LPG | Induced Draft | True | False | 1 | False | Down |  | None | Non-Condensing | Single-Stage |  | 0.75 | Standard |  | 75000 | 60000 |  |  | 73000 | 1277 | 80 | 78 | [8 empty] | Federally-Regulated Consumer Product | 05/24/2016 |  | 05/10/2017
Rheem Sales Company, Inc. | Thermal Zone | TZ80DSP075B40XA | Natural Gas | Induced Draft | True | False | 1 | False | Down |  | None | Non-Condensing | Single-Stage |  | 0.75 | Standard |  | 75000 | 60000 |  |  | 73000 | 1277 | 80 | 78 | [8 empty] | Federally-Regulated Consumer Product | 05/24/2016 |  | 05/10/2017
Rheem Sales Company, Inc. | Thermal Zone | TZ80DSX075B30XA | LPG | Induced Draft | True | False | 1 | False | Down |  | None | Non-Condensing | Single-Stage |  | 0.5 | Standard |  | 75000 | 61000 |  |  | 75800 | 623 | 80 | 78 | [8 empty] | Federally-Regulated Consumer Product | 05/24/2016 |  | 05/10/2017
Rheem Sales Company, Inc. | Thermal Zone | TZ80DSX075B30XA | Natural Gas | Induced Draft | True | False | 1 | False | Down |  | None | Non-Condensing | Single-Stage |  | 0.5 | Standard |  | 75000 | 61000 |  |  | 75800 | 623 | 80 | 78 | [8 empty] | Federally-Regulated Consumer Product | 05/24/2016 |  | 05/10/2017
Rheem Sales Company, Inc. | Thermal Zone | TZ80DSX075C50XA | LPG | Induced Draft | True | False | 1 | False | Down |  | None | Non-Condensing | Single-Stage |  | 1 | Standard |  | 75000 | 62000 |  |  | 74800 | 659 | 80 | 78 | [8 empty] | Federally-Regulated Consumer Product | 05/24/2016 |  | 05/10/2017
Rheem Sales Company, Inc. | Thermal Zone | TZ80DSX075C50XA | Natural Gas | Induced Draft | True | False | 1 | False | Down |  | None | Non-Condensing | Single-Stage |  | 1 | Standard |  | 75000 | 62000 |  |  | 74800 | 659 | 80 | 78 | [8 empty] | Federally-Regulated Consumer Product | 05/24/2016 |  | 05/10/2017
Rheem Sales Company, Inc. | Thermal Zone | TZ80DSX100C50XA | LPG | Induced Draft | True | False | 1 | False | Down |  | None | Non-Condensing | Single-Stage |  | 1 | Standard |  | 100000 | 82000 |  |  | 93700 | 940 | 80 | 78 | [8 empty] | Federally-Regulated Consumer Product | 05/24/2016 |  | 05/10/2017
Rheem Sales Company, Inc. | Thermal Zone | TZ80DSX100C50XA | Natural Gas | Induced Draft | True | False | 1 | False | Down |  | None | Non-Condensing | Single-Stage |  | 1 | Standard |  | 100000 | 82000 |  |  | 93700 | 940 | 80 | 78 | [8 empty] | Federally-Regulated Consumer Product | 05/24/2016 |  | 05/10/2017
Johnson Controls, Inc. | AFFINITY | D7NQ036D05606NX | LPG | Induced Draft | True | True | 1 | False | Down |  | None | Non-Condensing | Two-Stage Modulating |  | 0.75 | Premium |  | 70000 | 58000 |  |  | 54800 | 320 | 81 | 78 | [8 empty] | Federally-Regulated Consumer Product | 05/24/2016 |  | 05/10/2017
Johnson Controls, Inc. | AFFINITY | D7NQ036D05606NX | LPG | Induced Draft | True | True | 1 | False | Horizontal |  | None | Non-Condensing | Two-Stage Modulating |  | 0.75 | Premium |  | 70000 | 58000 |  |  | 54800 | 320 | 81 | 78 | [8 empty] | Federally-Regulated Consumer Product | 05/24/2016 |  | 05/10/2017
Johnson Controls, Inc. | AFFINITY | D7NQ036D05606NX | Natural Gas | Induced Draft | True | True | 1 | False | Down |  | None | Non-Condensing | Two-Stage Modulating |  | 0.75 | Premium |  | 70000 | 58000 |  |  | 54800 | 320 | 81 | 78 | [8 empty] | Federally-Regulated Consumer Product | 05/24/2016 |  | 05/10/2017
Johnson Controls, Inc. | AFFINITY | D7NQ036D05606NX | Natural Gas | Induced Draft | True | True | 1 | False | Horizontal |  | None | Non-Condensing | Two-Stage Modulating |  | 0.75 | Premium |  | 70000 | 58000 |  |  | 54800 | 320 | 81 | 78 | [8 empty] | Federally-Regulated Consumer Product | 05/24/2016 |  | 05/10/2017
Johnson Controls, Inc. | AFFINITY | D7NQ036D07206NX | LPG | Induced Draft | True | True | 1 | False | Down |  | None | Non-Condensing | Two-Stage Modulating |  | 0.75 | Premium |  | 90000 | 74000 |  |  | 73500 | 341 | 81 | 78 | [8 empty] | Federally-Regulated Consumer Product | 05/24/2016 |  | 05/10/2017
Johnson Controls, Inc. | AFFINITY | D7NQ036D07206NX | LPG | Induced Draft | True | True | 1 | False | Horizontal |  | None | Non-Condensing | Two-Stage Modulating |  | 0.75 | Premium |  | 90000 | 74000 |  |  | 73500 | 341 | 81 | 78 | [8 empty] | Federally-Regulated Consumer Product | 05/24/2016 |  | 05/10/2017
Johnson Controls, Inc. | AFFINITY | D7NQ036D07206NX | Natural Gas | Induced Draft | True | True | 1 | False | Down |  | None | Non-Condensing | Two-Stage Modulating |  | 0.75 | Premium |  | 90000 | 74000 |  |  | 73500 | 341 | 81 | 78 | [8 empty] | Federally-Regulated Consumer Product | 05/24/2016 |  | 05/10/2017
Johnson Controls, Inc. | AFFINITY | D7NQ036D07206NX | Natural Gas | Induced Draft | True | True | 1 | False | Horizontal |  | None | Non-Condensing | Two-Stage Modulating |  | 0.75 | Premium |  | 90000 | 74000 |  |  | 73500 | 341 | 81 | 78 | [8 empty] | Federally-Regulated Consumer Product | 05/24/2016 |  | 05/10/2017
Johnson Controls, Inc. | AFFINITY | D7NQ048D09006NX | LPG | Induced Draft | True | True | 1 | False | Down |  | None | Non-Condensing | Two-Stage Modulating |  | 1 | Premium |  | 108000 | 89000 |  |  | 94500 | 338 | 81 | 78 | [8 empty] | Federally-Regulated Consumer Product | 05/24/2016 |  | 05/10/2017
Johnson Controls, Inc. | AFFINITY | D7NQ048D09006NX | LPG | Induced Draft | True | True | 1 | False | Horizontal |  | None | Non-Condensing | Two-Stage Modulating |  | 1 | Premium |  | 108000 | 89000 |  |  | 94500 | 338 | 81 | 78 | [8 empty] | Federally-Regulated Consumer Product | 05/24/2016 |  | 05/10/2017
Johnson Controls, Inc. | AFFINITY | D7NQ048D09006NX | Natural Gas | Induced Draft | True | True | 1 | False | Down |  | None | Non-Condensing | Two-Stage Modulating |  | 1 | Premium |  | 108000 | 89000 |  |  | 94500 | 338 | 81 | 78 | [8 empty] | Federally-Regulated Consumer Product | 05/24/2016 |  | 05/10/2017
Johnson Controls, Inc. | AFFINITY | D7NQ048D09006NX | Natural Gas | Induced Draft | True | True | 1 | False | Horizontal |  | None | Non-Condensing | Two-Stage Modulating |  | 1 | Premium |  | 108000 | 89000 |  |  | 94500 | 338 | 81 | 78 | [8 empty] | Federally-Regulated Consumer Product | 05/24/2016 |  | 05/10/2017
Johnson Controls, Inc. | AFFINITY | D7NQ048D11006NX | LPG | Induced Draft | True | True | 1 | False | Down |  | None | Non-Condensing | Two-Stage Modulating |  | 1 | Premium |  | 135000 | 110000 |  |  | 112900 | 413 | 81 | 78 | [8 empty] | Federally-Regulated Consumer Product | 05/24/2016 |  | 05/10/2017
Johnson Controls, Inc. | AFFINITY | D7NQ048D11006NX | LPG | Induced Draft | True | True | 1 | False | Horizontal |  | None | Non-Condensing | Two-Stage Modulating |  | 1 | Premium |  | 135000 | 110000 |  |  | 112900 | 413 | 81 | 78 | [8 empty] | Federally-Regulated Consumer Product | 05/24/2016 |  | 05/10/2017
Johnson Controls, Inc. | AFFINITY | D7NQ048D11006NX | Natural Gas | Induced Draft | True | True | 1 | False | Down |  | None | Non-Condensing | Two-Stage Modulating |  | 1 | Premium |  | 135000 | 110000 |  |  | 112900 | 413 | 81 | 78 | [8 empty] | Federally-Regulated Consumer Product | 05/24/2016 |  | 05/10/2017
Johnson Controls, Inc. | AFFINITY | D7NQ048D11006NX | Natural Gas | Induced Draft | True | True | 1 | False | Horizontal |  | None | Non-Condensing | Two-Stage Modulating |  | 1 | Premium |  | 135000 | 110000 |  |  | 112900 | 413 | 81 | 78 | [8 empty] | Federally-Regulated Consumer Product | 05/24/2016 |  | 05/10/2017
Johnson Controls, Inc. | AFFINITY | D7HQ036D05606NX | LPG | Induced Draft | True | True | 1 | False | Down |  | None | Non-Condensing | Two-Stage Modulating |  | 0.75 | Premium |  | 70000 | 58000 |  |  | 54800 | 320 | 81 | 78 | [8 empty] | Federally-Regulated Consumer Product | 05/24/2016 |  | 05/10/2017
Johnson Controls, Inc. | AFFINITY | D7HQ036D05606NX | LPG | Induced Draft | True | True | 1 | False | Horizontal |  | None | Non-Condensing | Two-Stage Modulating |  | 0.75 | Premium |  | 70000 | 58000 |  |  | 54800 | 320 | 81 | 78 | [8 empty] | Federally-Regulated Consumer Product | 05/24/2016 |  | 05/10/2017
Johnson Controls, Inc. | AFFINITY | D7HQ036D05606NX | Natural Gas | Induced Draft | True | True | 1 | False | Down |  | None | Non-Condensing | Two-Stage Modulating |  | 0.75 | Premium |  | 70000 | 58000 |  |  | 54800 | 320 | 81 | 78 | [8 empty] | Federally-Regulated Consumer Product | 05/24/2016 |  | 05/10/2017
Johnson Controls, Inc. | AFFINITY | D7HQ036D05606NX | Natural Gas | Induced Draft | True | True | 1 | False | Horizontal |  | None | Non-Condensing | Two-Stage Modulating |  | 0.75 | Premium |  | 70000 | 58000 |  |  | 54800 | 320 | 81 | 78 | [8 empty] | Federally-Regulated Consumer Product | 05/24/2016 |  | 05/10/2017
Johnson Controls, Inc. | AFFINITY | D7HQ036D07206NX | LPG | Induced Draft | True | True | 1 | False | Down |  | None | Non-Condensing | Two-Stage Modulating |  | 0.75 | Premium |  | 90000 | 74000 |  |  | 73500 | 341 | 81 | 78 | [8 empty] | Federally-Regulated Consumer Product | 05/24/2016 |  | 05/10/2017
Johnson Controls, Inc. | AFFINITY | D7HQ036D07206NX | LPG | Induced Draft | True | True | 1 | False | Horizontal |  | None | Non-Condensing | Two-Stage Modulating |  | 0.75 | Premium |  | 90000 | 74000 |  |  | 73500 | 341 | 81 | 78 | [8 empty] | Federally-Regulated Consumer Product | 05/24/2016 |  | 05/10/2017
Johnson Controls, Inc. | AFFINITY | D7HQ036D07206NX | Natural Gas | Induced Draft | True | True | 1 | False | Down |  | None | Non-Condensing | Two-Stage Modulating |  | 0.75 | Premium |  | 90000 | 74000 |  |  | 73500 | 341 | 81 | 78 | [8 empty] | Federally-Regulated Consumer Product | 05/24/2016 |  | 05/10/2017
Johnson Controls, Inc. | AFFINITY | D7HQ036D07206NX | Natural Gas | Induced Draft | True | True | 1 | False | Horizontal |  | None | Non-Condensing | Two-Stage Modulating |  | 0.75 | Premium |  | 90000 | 74000 |  |  | 73500 | 341 | 81 | 78 | [8 empty] | Federally-Regulated Consumer Product | 05/24/2016 |  | 05/10/2017
Johnson Controls, Inc. | AFFINITY | D7NQ042D09006NX | LPG | Induced Draft | True | True | 1 | False | Down |  | None | Non-Condensing | Two-Stage Modulating |  | 1 | Premium |  | 108000 | 89000 |  |  | 94500 | 338 | 81 | 78 | [8 empty] | Federally-Regulated Consumer Product | 05/24/2016 |  | 05/10/2017
Johnson Controls, Inc. | AFFINITY | D7NQ042D09006NX | LPG | Induced Draft | True | True | 1 | False | Horizontal |  | None | Non-Condensing | Two-Stage Modulating |  | 1 | Premium |  | 108000 | 89000 |  |  | 94500 | 338 | 81 | 78 | [8 empty] | Federally-Regulated Consumer Product | 05/24/2016 |  | 05/10/2017
Johnson Controls, Inc. | AFFINITY | D7NQ042D09006NX | Natural Gas | Induced Draft | True | True | 1 | False | Down |  | None | Non-Condensing | Two-Stage Modulating |  | 1 | Premium |  | 108000 | 89000 |  |  | 94500 | 338 | 81 | 78 | [8 empty] | Federally-Regulated Consumer Product | 05/24/2016 |  | 05/10/2017
Johnson Controls, Inc. | AFFINITY | D7NQ042D09006NX | Natural Gas | Induced Draft | True | True | 1 | False | Horizontal |  | None | Non-Condensing | Two-Stage Modulating |  | 1 | Premium |  | 108000 | 89000 |  |  | 94500 | 338 | 81 | 78 | [8 empty] | Federally-Regulated Consumer Product | 05/24/2016 |  | 05/10/2017
Johnson Controls, Inc. | AFFINITY | D7NQ060D09006NX | LPG | Induced Draft | True | True | 1 | False | Down |  | None | Non-Condensing | Two-Stage Modulating |  | 1 | Premium |  | 108000 | 89000 |  |  | 94500 | 338 | 81 | 78 | [8 empty] | Federally-Regulated Consumer Product | 05/24/2016 |  | 05/10/2017
Johnson Controls, Inc. | AFFINITY | D7NQ060D09006NX | LPG | Induced Draft | True | True | 1 | False | Horizontal |  | None | Non-Condensing | Two-Stage Modulating |  | 1 | Premium |  | 108000 | 89000 |  |  | 94500 | 338 | 81 | 78 | [8 empty] | Federally-Regulated Consumer Product | 05/24/2016 |  | 05/10/2017
Johnson Controls, Inc. | AFFINITY | D7NQ060D09006NX | Natural Gas | Induced Draft | True | True | 1 | False | Down |  | None | Non-Condensing | Two-Stage Modulating |  | 1 | Premium |  | 108000 | 89000 |  |  | 94500 | 338 | 81 | 78 | [8 empty] | Federally-Regulated Consumer Product | 05/24/2016 |  | 05/10/2017
Johnson Controls, Inc. | AFFINITY | D7NQ060D09006NX | Natural Gas | Induced Draft | True | True | 1 | False | Horizontal |  | None | Non-Condensing | Two-Stage Modulating |  | 1 | Premium |  | 108000 | 89000 |  |  | 94500 | 338 | 81 | 78 | [8 empty] | Federally-Regulated Consumer Product | 05/24/2016 |  | 05/10/2017
Johnson Controls, Inc. | AFFINITY | D7HQ042D09006NX | LPG | Induced Draft | True | True | 1 | False | Down |  | None | Non-Condensing | Two-Stage Modulating |  | 1 | Premium |  | 108000 | 89000 |  |  | 94500 | 338 | 81 | 78 | [8 empty] | Federally-Regulated Consumer Product | 05/24/2016 |  | 05/10/2017
Johnson Controls, Inc. | AFFINITY | D7HQ042D09006NX | LPG | Induced Draft | True | True | 1 | False | Horizontal |  | None | Non-Condensing | Two-Stage Modulating |  | 1 | Premium |  | 108000 | 89000 |  |  | 94500 | 338 | 81 | 78 | [8 empty] | Federally-Regulated Consumer Product | 05/24/2016 |  | 05/10/2017
Johnson Controls, Inc. | AFFINITY | D7HQ042D09006NX | Natural Gas | Induced Draft | True | True | 1 | False | Down |  | None | Non-Condensing | Two-Stage Modulating |  | 1 | Premium |  | 108000 | 89000 |  |  | 94500 | 338 | 81 | 78 | [8 empty] | Federally-Regulated Consumer Product | 05/24/2016 |  | 05/10/2017
Johnson Controls, Inc. | AFFINITY | D7HQ042D09006NX | Natural Gas | Induced Draft | True | True | 1 | False | Horizontal |  | None | Non-Condensing | Two-Stage Modulating |  | 1 | Premium |  | 108000 | 89000 |  |  | 94500 | 338 | 81 | 78 | [8 empty] | Federally-Regulated Consumer Product | 05/24/2016 |  | 05/10/2017
Johnson Controls, Inc. | AFFINITY | D7HQ048D09006NX | LPG | Induced Draft | True | True | 1 | False | Down |  | None | Non-Condensing | Two-Stage Modulating |  | 1 | Premium |  | 108000 | 89000 |  |  | 94500 | 338 | 81 | 78 | [8 empty] | Federally-Regulated Consumer Product | 05/24/2016 |  | 05/10/2017
Johnson Controls, Inc. | AFFINITY | D7HQ048D09006NX | LPG | Induced Draft | True | True | 1 | False | Horizontal |  | None | Non-Condensing | Two-Stage Modulating |  | 1 | Premium |  | 108000 | 89000 |  |  | 94500 | 338 | 81 | 78 | [8 empty] | Federally-Regulated Consumer Product | 05/24/2016 |  | 05/10/2017
Johnson Controls, Inc. | AFFINITY | D7HQ048D09006NX | Natural Gas | Induced Draft | True | True | 1 | False | Down |  | None | Non-Condensing | Two-Stage Modulating |  | 1 | Premium |  | 108000 | 89000 |  |  | 94500 | 338 | 81 | 78 | [8 empty] | Federally-Regulated Consumer Product | 05/24/2016 |  | 05/10/2017
Johnson Controls, Inc. | AFFINITY | D7HQ048D09006NX | Natural Gas | Induced Draft | True | True | 1 | False | Horizontal |  | None | Non-Condensing | Two-Stage Modulating |  | 1 | Premium |  | 108000 | 89000 |  |  | 94500 | 338 | 81 | 78 | [8 empty] | Federally-Regulated Consumer Product | 05/24/2016 |  | 05/10/2017
Johnson Controls, Inc. | AFFINITY | D7HQ060D09006NX | LPG | Induced Draft | True | True | 1 | False | Down |  | None | Non-Condensing | Two-Stage Modulating |  | 1 | Premium |  | 108000 | 89000 |  |  | 94500 | 338 | 81 | 78 | [8 empty] | Federally-Regulated Consumer Product | 05/24/2016 |  | 05/10/2017
Johnson Controls, Inc. | AFFINITY | D7HQ060D09006NX | LPG | Induced Draft | True | True | 1 | False | Horizontal |  | None | Non-Condensing | Two-Stage Modulating |  | 1 | Premium |  | 108000 | 89000 |  |  | 94500 | 338 | 81 | 78 | [8 empty] | Federally-Regulated Consumer Product | 05/24/2016 |  | 05/10/2017
Johnson Controls, Inc. | AFFINITY | D7HQ060D09006NX | Natural Gas | Induced Draft | True | True | 1 | False | Down |  | None | Non-Condensing | Two-Stage Modulating |  | 1 | Premium |  | 108000 | 89000 |  |  | 94500 | 338 | 81 | 78 | [8 empty] | Federally-Regulated Consumer Product | 05/24/2016 |  | 05/10/2017
Johnson Controls, Inc. | AFFINITY | D7HQ060D09006NX | Natural Gas | Induced Draft | True | True | 1 | False | Horizontal |  | None | Non-Condensing | Two-Stage Modulating |  | 1 | Premium |  | 108000 | 89000 |  |  | 94500 | 338 | 81 | 78 | [8 empty] | Federally-Regulated Consumer Product | 05/24/2016 |  | 05/10/2017
Johnson Controls, Inc. | AFFINITY | D7NQ060D11006NX | LPG | Induced Draft | True | True | 1 | False | Down |  | None | Non-Condensing | Two-Stage Modulating |  | 1 | Premium |  | 135000 | 110000 |  |  | 112900 | 413 | 81 | 78 | [8 empty] | Federally-Regulated Consumer Product | 05/24/2016 |  | 05/10/2017
Johnson Controls, Inc. | AFFINITY | D7NQ060D11006NX | LPG | Induced Draft | True | True | 1 | False | Horizontal |  | None | Non-Condensing | Two-Stage Modulating |  | 1 | Premium |  | 135000 | 110000 |  |  | 112900 | 413 | 81 | 78 | [8 empty] | Federally-Regulated Consumer Product | 05/24/2016 |  | 05/10/2017
Johnson Controls, Inc. | AFFINITY | D7NQ060D11006NX | Natural Gas | Induced Draft | True | True | 1 | False | Down |  | None | Non-Condensing | Two-Stage Modulating |  | 1 | Premium |  | 135000 | 110000 |  |  | 112900 | 413 | 81 | 78 | [8 empty] | Federally-Regulated Consumer Product | 05/24/2016 |  | 05/10/2017
Johnson Controls, Inc. | AFFINITY | D7NQ060D11006NX | Natural Gas | Induced Draft | True | True | 1 | False | Horizontal |  | None | Non-Condensing | Two-Stage Modulating |  | 1 | Premium |  | 135000 | 110000 |  |  | 112900 | 413 | 81 | 78 | [8 empty] | Federally-Regulated Consumer Product | 05/24/2016 |  | 05/10/2017
Johnson Controls, Inc. | AFFINITY | D7HQ048D11006NX | LPG | Induced Draft | True | True | 1 | False | Down |  | None | Non-Condensing | Two-Stage Modulating |  | 1 | Premium |  | 135000 | 110000 |  |  | 112900 | 413 | 81 | 78 | [8 empty] | Federally-Regulated Consumer Product | 05/24/2016 |  | 05/10/2017
Johnson Controls, Inc. | AFFINITY | D7HQ048D11006NX | LPG | Induced Draft | True | True | 1 | False | Horizontal |  | None | Non-Condensing | Two-Stage Modulating |  | 1 | Premium |  | 135000 | 110000 |  |  | 112900 | 413 | 81 | 78 | [8 empty] | Federally-Regulated Consumer Product | 05/24/2016 |  | 05/10/2017
Johnson Controls, Inc. | AFFINITY | D7HQ048D11006NX | Natural Gas | Induced Draft | True | True | 1 | False | Down |  | None | Non-Condensing | Two-Stage Modulating |  | 1 | Premium |  | 135000 | 110000 |  |  | 112900 | 413 | 81 | 78 | [8 empty] | Federally-Regulated Consumer Product | 05/24/2016 |  | 05/10/2017
Johnson Controls, Inc. | AFFINITY | D7HQ048D11006NX | Natural Gas | Induced Draft | True | True | 1 | False | Horizontal |  | None | Non-Condensing | Two-Stage Modulating |  | 1 | Premium |  | 135000 | 110000 |  |  | 112900 | 413 | 81 | 78 | [8 empty] | Federally-Regulated Consumer Product | 05/24/2016 |  | 05/10/2017
Johnson Controls, Inc. | AFFINITY | D7HQ060D11006NX | LPG | Induced Draft | True | True | 1 | False | Down |  | None | Non-Condensing | Two-Stage Modulating |  | 1 | Premium |  | 135000 | 110000 |  |  | 112900 | 413 | 81 | 78 | [8 empty] | Federally-Regulated Consumer Product | 05/24/2016 |  | 05/10/2017
Johnson Controls, Inc. | AFFINITY | D7HQ060D11006NX | LPG | Induced Draft | True | True | 1 | False | Horizontal |  | None | Non-Condensing | Two-Stage Modulating |  | 1 | Premium |  | 135000 | 110000 |  |  | 112900 | 413 | 81 | 78 | [8 empty] | Federally-Regulated Consumer Product | 05/24/2016 |  | 05/10/2017
Johnson Controls, Inc. | AFFINITY | D7HQ060D11006NX | Natural Gas | Induced Draft | True | True | 1 | False | Down |  | None | Non-Condensing | Two-Stage Modulating |  | 1 | Premium |  | 135000 | 110000 |  |  | 112900 | 413 | 81 | 78 | [8 empty] | Federally-Regulated Consumer Product | 05/24/2016 |  | 05/10/2017
Johnson Controls, Inc. | AFFINITY | D7HQ060D11006NX | Natural Gas | Induced Draft | True | True | 1 | False | Horizontal |  | None | Non-Condensing | Two-Stage Modulating |  | 1 | Premium |  | 135000 | 110000 |  |  | 112900 | 413 | 81 | 78 | [8 empty] | Federally-Regulated Consumer Product | 05/24/2016 |  | 05/10/2017
Johnson Controls, Inc. | AFFINITY | D7NQ060N11006NX | LPG | Induced Draft | True | True | 1 | False | Down |  | None | Non-Condensing | Single-Stage |  | 1 | Premium |  | 135000 | 109000 |  |  | 116700 | 462 | 81 | 78 | [8 empty] | Federally-Regulated Consumer Product | 05/24/2016 |  | 05/10/2017
Johnson Controls, Inc. | AFFINITY | D7NQ060N11006NX | LPG | Induced Draft | True | True | 1 | False | Horizontal |  | None | Non-Condensing | Single-Stage |  | 1 | Premium |  | 135000 | 109000 |  |  | 116700 | 462 | 81 | 78 | [8 empty] | Federally-Regulated Consumer Product | 05/24/2016 |  | 05/10/2017
Johnson Controls, Inc. | AFFINITY | D7NQ060N11006NX | Natural Gas | Induced Draft | True | True | 1 | False | Down |  | None | Non-Condensing | Single-Stage |  | 1 | Premium |  | 135000 | 109000 |  |  | 116700 | 462 | 81 | 78 | [8 empty] | Federally-Regulated Consumer Product | 05/24/2016 |  | 05/10/2017
Johnson Controls, Inc. | AFFINITY | D7NQ060N11006NX | Natural Gas | Induced Draft | True | True | 1 | False | Horizontal |  | None | Non-Condensing | Single-Stage |  | 1 | Premium |  | 135000 | 109000 |  |  | 116700 | 462 | 81 | 78 | [8 empty] | Federally-Regulated Consumer Product | 05/24/2016 |  | 05/10/2017
Johnson Controls, Inc. | AFFINITY | D7NQ030D05606NX | LPG | Induced Draft | True | True | 1 | False | Down |  | None | Non-Condensing | Two-Stage Modulating |  | 0.75 | Premium |  | 70000 | 57000 |  |  | 56100 | 216 | 81 | 78 | [8 empty] | Federally-Regulated Consumer Product | 05/24/2016 |  | 05/10/2017
Johnson Controls, Inc. | AFFINITY | D7NQ030D05606NX | LPG | Induced Draft | True | True | 1 | False | Horizontal |  | None | Non-Condensing | Two-Stage Modulating |  | 0.75 | Premium |  | 70000 | 57000 |  |  | 56100 | 216 | 81 | 78 | [8 empty] | Federally-Regulated Consumer Product | 05/24/2016 |  | 05/10/2017
Johnson Controls, Inc. | AFFINITY | D7NQ030D05606NX | Natural Gas | Induced Draft | True | True | 1 | False | Down |  | None | Non-Condensing | Two-Stage Modulating |  | 0.75 | Premium |  | 70000 | 57000 |  |  | 56100 | 216 | 81 | 78 | [8 empty] | Federally-Regulated Consumer Product | 05/24/2016 |  | 05/10/2017
Johnson Controls, Inc. | AFFINITY | D7NQ030D05606NX | Natural Gas | Induced Draft | True | True | 1 | False | Horizontal |  | None | Non-Condensing | Two-Stage Modulating |  | 0.75 | Premium |  | 70000 | 57000 |  |  | 56100 | 216 | 81 | 78 | [8 empty] | Federally-Regulated Consumer Product | 05/24/2016 |  | 05/10/2017
Johnson Controls, Inc. | AFFINITY | D7HQ030D05606NX | LPG | Induced Draft | True | True | 1 | False | Down |  | None | Non-Condensing | Two-Stage Modulating |  | 0.75 | Premium |  | 70000 | 57000 |  |  | 56100 | 216 | 81 | 78 | [8 empty] | Federally-Regulated Consumer Product | 05/24/2016 |  | 05/10/2017
Johnson Controls, Inc. | AFFINITY | D7HQ030D05606NX | LPG | Induced Draft | True | True | 1 | False | Horizontal |  | None | Non-Condensing | Two-Stage Modulating |  | 0.75 | Premium |  | 70000 | 57000 |  |  | 56100 | 216 | 81 | 78 | [8 empty] | Federally-Regulated Consumer Product | 05/24/2016 |  | 05/10/2017
Johnson Controls, Inc. | AFFINITY | D7HQ030D05606NX | Natural Gas | Induced Draft | True | True | 1 | False | Down |  | None | Non-Condensing | Two-Stage Modulating |  | 0.75 | Premium |  | 70000 | 57000 |  |  | 56100 | 216 | 81 | 78 | [8 empty] | Federally-Regulated Consumer Product | 05/24/2016 |  | 05/10/2017
Johnson Controls, Inc. | AFFINITY | D7HQ030D05606NX | Natural Gas | Induced Draft | True | True | 1 | False | Horizontal |  | None | Non-Condensing | Two-Stage Modulating |  | 0.75 | Premium |  | 70000 | 57000 |  |  | 56100 | 216 | 81 | 78 | [8 empty] | Federally-Regulated Consumer Product | 05/24/2016 |  | 05/10/2017
Johnson Controls, Inc. | AFFINITY | D7NQ024D05606NX | LPG | Induced Draft | True | True | 1 | False | Down |  | None | Non-Condensing | Two-Stage Modulating |  | 0.5 | Premium |  | 70000 | 57000 |  |  | 56100 | 215 | 81 | 78 | [8 empty] | Federally-Regulated Consumer Product | 05/24/2016 |  | 05/10/2017
Johnson Controls, Inc. | AFFINITY | D7NQ024D05606NX | LPG | Induced Draft | True | True | 1 | False | Horizontal |  | None | Non-Condensing | Two-Stage Modulating |  | 0.5 | Premium |  | 70000 | 57000 |  |  | 56100 | 215 | 81 | 78 | [8 empty] | Federally-Regulated Consumer Product | 05/24/2016 |  | 05/10/2017
Johnson Controls, Inc. | AFFINITY | D7NQ024D05606NX | Natural Gas | Induced Draft | True | True | 1 | False | Down |  | None | Non-Condensing | Two-Stage Modulating |  | 0.5 | Premium |  | 70000 | 57000 |  |  | 56100 | 215 | 81 | 78 | [8 empty] | Federally-Regulated Consumer Product | 05/24/2016 |  | 05/10/2017
Johnson Controls, Inc. | AFFINITY | D7NQ024D05606NX | Natural Gas | Induced Draft | True | True | 1 | False | Horizontal |  | None | Non-Condensing | Two-Stage Modulating |  | 0.5 | Premium |  | 70000 | 57000 |  |  | 56100 | 215 | 81 | 78 | [8 empty] | Federally-Regulated Consumer Product | 05/24/2016 |  | 05/10/2017
Johnson Controls, Inc. | AFFINITY | D7HQ024D05606NX | LPG | Induced Draft | True | True | 1 | False | Down |  | None | Non-Condensing | Two-Stage Modulating |  | 0.5 | Premium |  | 70000 | 57000 |  |  | 56100 | 215 | 81 | 78 | [8 empty] | Federally-Regulated Consumer Product | 05/24/2016 |  | 05/10/2017
Johnson Controls, Inc. | AFFINITY | D7HQ024D05606NX | LPG | Induced Draft | True | True | 1 | False | Horizontal |  | None | Non-Condensing | Two-Stage Modulating |  | 0.5 | Premium |  | 70000 | 57000 |  |  | 56100 | 215 | 81 | 78 | [8 empty] | Federally-Regulated Consumer Product | 05/24/2016 |  | 05/10/2017
Johnson Controls, Inc. | AFFINITY | D7HQ024D05606NX | Natural Gas | Induced Draft | True | True | 1 | False | Down |  | None | Non-Condensing | Two-Stage Modulating |  | 0.5 | Premium |  | 70000 | 57000 |  |  | 56100 | 215 | 81 | 78 | [8 empty] | Federally-Regulated Consumer Product | 05/24/2016 |  | 05/10/2017
Johnson Controls, Inc. | AFFINITY | D7HQ024D05606NX | Natural Gas | Induced Draft | True | True | 1 | False | Horizontal |  | None | Non-Condensing | Two-Stage Modulating |  | 0.5 | Premium |  | 70000 | 57000 |  |  | 56100 | 215 | 81 | 78 | [8 empty] | Federally-Regulated Consumer Product | 05/24/2016 |  | 05/10/2017
Carrier Corp. - Syracuse | Bryant | 312JAV036070 | LPG | Induced Draft | True | False | 1 | False | Up |  | None | Non-Condensing | Two-Stage Modulating |  | 0.33 | Standard |  | 66000 | 54000 |  |  | 55500 | 393 | 80 | 78 | [8 empty] | Federally-Regulated Consumer Product | 05/05/2017 |  | 06/07/2017
Carrier Corp. - Syracuse | Bryant | 312JAV036070 | Natural Gas | Induced Draft | True | False | 1 | False | Up |  | None | Non-Condensing | Two-Stage Modulating |  | 0.33 | Standard |  | 66000 | 54000 |  |  | 55500 | 393 | 80 | 78 | [8 empty] | Federally-Regulated Consumer Product | 05/05/2017 |  | 06/07/2017
Carrier Corp. - Syracuse | Bryant | 987MA42080V17*D | LPG | Induced Draft | True | False | 1 | False | Down |  | None | Condensing | Step Modulating |  | 0.5 | Standard |  | 80000 | 78000 |  |  | 78800 | 504 | 95 | 78 | [8 empty] | Federally-Regulated Consumer Product | 08/16/2016 |  | 06/07/2017
Carrier Corp. - Syracuse | Bryant | 987MA42080V17*D | Natural Gas | Induced Draft | True | False | 1 | False | Down |  | None | Condensing | Step Modulating |  | 0.5 | Standard |  | 80000 | 78000 |  |  | 78800 | 504 | 95 | 78 | [8 empty] | Federally-Regulated Consumer Product | 08/16/2016 |  | 06/07/2017
Carrier Corp. - Syracuse | Bryant | 986TB42060V17*D | LPG | Induced Draft | True | False | 1 | False | Down |  | None | Condensing | Two-Stage Modulating |  | 0.5 | Standard |  | 60000 | 58000 |  |  | 49000 | 187 | 95 | 78 | [8 empty] | Federally-Regulated Consumer Product | 08/16/2016 |  | 06/07/2017
Carrier Corp. - Syracuse | Bryant | 986TB42060V17*D | Natural Gas | Induced Draft | True | False | 1 | False | Down |  | None | Condensing | Two-Stage Modulating |  | 0.5 | Standard |  | 60000 | 58000 |  |  | 49000 | 187 | 95 | 78 | [8 empty] | Federally-Regulated Consumer Product | 08/16/2016 |  | 06/07/2017
Carrier Corp. - Syracuse | Bryant | 986TB66100V21*D | LPG | Induced Draft | True | False | 1 | False | Down |  | None | Condensing | Two-Stage Modulating |  | 1 | Standard |  | 100000 | 96000 |  |  | 98100 | 464 | 95 | 78 | [8 empty] | Federally-Regulated Consumer Product | 08/16/2016 |  | 06/07/2017
Carrier Corp. - Syracuse | Bryant | 986TB66100V21*D | Natural Gas | Induced Draft | True | False | 1 | False | Down |  | None | Condensing | Two-Stage Modulating |  | 1 | Standard |  | 100000 | 96000 |  |  | 98100 | 464 | 95 | 78 | [8 empty] | Federally-Regulated Consumer Product | 08/16/2016 |  | 06/07/2017
Carrier Corp. - Syracuse | Bryant | 912SC48100S21* | LPG | Induced Draft | True | False | 1 | True | Up |  | None | Condensing | Single-Stage |  | 0.5 | Standard |  | 100000 | 93000 |  |  | 84100 | 828 | 92.1 | 75 | [8 empty] | Federally-Regulated Consumer Product | 11/28/2016 |  | 06/07/2017
Carrier Corp. - Syracuse | Bryant | 912SC48100S21* | LPG | Induced Draft | True | False | 1 | True | Down |  | None | Condensing | Single-Stage |  | 0.5 | Standard |  | 100000 | 93000 |  |  | 84100 | 828 | 92.1 | 75 | [8 empty] | Federally-Regulated Consumer Product | 11/28/2016 |  | 06/07/2017
Carrier Corp. - Syracuse | Bryant | 912SC48100S21* | LPG | Induced Draft | True | False | 1 | True | Horizontal |  | None | Condensing | Single-Stage |  | 0.5 | Standard |  | 100000 | 93000 |  |  | 84100 | 828 | 92.1 | 75 | [8 empty] | Federally-Regulated Consumer Product | 11/28/2016 |  | 06/07/2017
Carrier Corp. - Syracuse | Bryant | 912SC48100S21* | Natural Gas | Induced Draft | True | False | 1 | True | Up |  | None | Condensing | Single-Stage |  | 0.5 | Standard |  | 100000 | 93000 |  |  | 84100 | 828 | 92.1 | 75 | [8 empty] | Federally-Regulated Consumer Product | 11/28/2016 |  | 06/07/2017
Carrier Corp. - Syracuse | Bryant | 912SC48100S21* | Natural Gas | Induced Draft | True | False | 1 | True | Down |  | None | Condensing | Single-Stage |  | 0.5 | Standard |  | 100000 | 93000 |  |  | 84100 | 828 | 92.1 | 75 | [8 empty] | Federally-Regulated Consumer Product | 11/28/2016 |  | 06/07/2017
Carrier Corp. - Syracuse | Bryant | 912SC48100S21* | Natural Gas | Induced Draft | True | False | 1 | True | Horizontal |  | None | Condensing | Single-Stage |  | 0.5 | Standard |  | 100000 | 93000 |  |  | 84100 | 828 | 92.1 | 75 | [8 empty] | Federally-Regulated Consumer Product | 11/28/2016 |  | 06/07/2017
Carrier Corp. - Syracuse | Bryant | 912SB48080S17** | LPG | Induced Draft | True | False | 1 | True | Up |  | None | Condensing | Single-Stage |  | 0.5 | Standard |  | 80000 | 75000 |  |  | 66800 | 798 | 92.1 | 75 | [8 empty] | Federally-Regulated Consumer Product | 11/28/2016 |  | 06/07/2017
Carrier Corp. - Syracuse | Bryant | 912SB48080S17** | LPG | Induced Draft | True | False | 1 | True | Down |  | None | Condensing | Single-Stage |  | 0.5 | Standard |  | 80000 | 75000 |  |  | 66800 | 798 | 92.1 | 75 | [8 empty] | Federally-Regulated Consumer Product | 11/28/2016 |  | 06/07/2017
Carrier Corp. - Syracuse | Bryant | 912SB48080S17** | LPG | Induced Draft | True | False | 1 | True | Horizontal |  | None | Condensing | Single-Stage |  | 0.5 | Standard |  | 80000 | 75000 |  |  | 66800 | 798 | 92.1 | 75 | [8 empty] | Federally-Regulated Consumer Product | 11/28/2016 |  | 06/07/2017
Carrier Corp. - Syracuse | Bryant | 912SB48080S17** | Natural Gas | Induced Draft | True | False | 1 | True | Up |  | None | Condensing | Single-Stage |  | 0.5 | Standard |  | 80000 | 75000 |  |  | 66800 | 798 | 92.1 | 75 | [8 empty] | Federally-Regulated Consumer Product | 11/28/2016 |  | 06/07/2017
Carrier Corp. - Syracuse | Bryant | 912SB48080S17** | Natural Gas | Induced Draft | True | False | 1 | True | Down |  | None | Condensing | Single-Stage |  | 0.5 | Standard |  | 80000 | 75000 |  |  | 66800 | 798 | 92.1 | 75 | [8 empty] | Federally-Regulated Consumer Product | 11/28/2016 |  | 06/07/2017
Carrier Corp. - Syracuse | Bryant | 912SB48080S17** | Natural Gas | Induced Draft | True | False | 1 | True | Horizontal |  | None | Condensing | Single-Stage |  | 0.5 | Standard |  | 80000 | 75000 |  |  | 66800 | 798 | 92.1 | 75 | [8 empty] | Federally-Regulated Consumer Product | 11/28/2016 |  | 06/07/2017
Carrier Corp. - Syracuse | Bryant | 915SA60120S24**D | LPG | Induced Draft | True | False | 1 | True | Down |  | None | Condensing | Single-Stage |  | 0.75 | Standard |  | 120000 | 116000 |  |  | 113400 | 1348 | 95 | 75 | [8 empty] | Federally-Regulated Consumer Product | 11/28/2016 |  | 06/07/2017
Carrier Corp. - Syracuse | Bryant | 915SA60120S24**D | Natural Gas | Induced Draft | True | False | 1 | True | Down |  | None | Condensing | Single-Stage |  | 0.75 | Standard |  | 120000 | 116000 |  |  | 113400 | 1348 | 95 | 75 | [8 empty] | Federally-Regulated Consumer Product | 11/28/2016 |  | 06/07/2017
Carrier Corp. - Syracuse | Bryant | 922SA30040E14* | LPG | Induced Draft | True | False | 1 | True | Up |  | None | Condensing | Single-Stage |  | 0.5 | Standard |  | 40000 | 37000 |  |  | 34200 | 192 | 92.1 | 75 | [8 empty] | Federally-Regulated Consumer Product | 11/28/2016 |  | 06/07/2017
Carrier Corp. - Syracuse | Bryant | 922SA30040E14* | LPG | Induced Draft | True | False | 1 | True | Down |  | None | Condensing | Single-Stage |  | 0.5 | Standard |  | 40000 | 37000 |  |  | 34200 | 192 | 92.1 | 75 | [8 empty] | Federally-Regulated Consumer Product | 11/28/2016 |  | 06/07/2017
Carrier Corp. - Syracuse | Bryant | 922SA30040E14* | LPG | Induced Draft | True | False | 1 | True | Horizontal |  | None | Condensing | Single-Stage |  | 0.5 | Standard |  | 40000 | 37000 |  |  | 34200 | 192 | 92.1 | 75 | [8 empty] | Federally-Regulated Consumer Product | 11/28/2016 |  | 06/07/2017
Carrier Corp. - Syracuse | Bryant | 922SA30040E14* | Natural Gas | Induced Draft | True | False | 1 | True | Up |  | None | Condensing | Single-Stage |  | 0.5 | Standard |  | 40000 | 37000 |  |  | 34200 | 192 | 92.1 | 75 | [8 empty] | Federally-Regulated Consumer Product | 11/28/2016 |  | 06/07/2017
Carrier Corp. - Syracuse | Bryant | 922SA30040E14* | Natural Gas | Induced Draft | True | False | 1 | True | Down |  | None | Condensing | Single-Stage |  | 0.5 | Standard |  | 40000 | 37000 |  |  | 34200 | 192 | 92.1 | 75 | [8 empty] | Federally-Regulated Consumer Product | 11/28/2016 |  | 06/07/2017
Carrier Corp. - Syracuse | Bryant | 922SA30040E14* | Natural Gas | Induced Draft | True | False | 1 | True | Horizontal |  | None | Condensing | Single-Stage |  | 0.5 | Standard |  | 40000 | 37000 |  |  | 34200 | 192 | 92.1 | 75 | [8 empty] | Federally-Regulated Consumer Product | 11/28/2016 |  | 06/07/2017
Carrier Corp. - Syracuse | Bryant | 925SA36040E17**D | LPG | Induced Draft | True | False | 1 | True | Down |  | None | Condensing | Single-Stage |  | 0.5 | Standard |  | 40000 | 39000 |  |  | 33200 | 183 | 95 | 75 | [8 empty] | Federally-Regulated Consumer Product | 11/28/2016 |  | 06/07/2017
Carrier Corp. - Syracuse | Bryant | 925SA36040E17**D | Natural Gas | Induced Draft | True | False | 1 | True | Down |  | None | Condensing | Single-Stage |  | 0.5 | Standard |  | 40000 | 39000 |  |  | 33200 | 183 | 95 | 75 | [8 empty] | Federally-Regulated Consumer Product | 11/28/2016 |  | 06/07/2017
Carrier Corp. - Syracuse | Bryant | 925SA42060E17A* | LPG | Induced Draft | True | False | 1 | True | Up |  | None | Condensing | Single-Stage |  | 0.75 | Standard |  | 60000 | 58000 |  |  | 49200 | 254 | 96.2 | 75 | [8 empty] | Federally-Regulated Consumer Product | 11/28/2016 |  | 06/07/2017
Carrier Corp. - Syracuse | Bryant | 925SA42060E17A* | LPG | Induced Draft | True | False | 1 | True | Horizontal |  | None | Condensing | Single-Stage |  | 0.75 | Standard |  | 60000 | 58000 |  |  | 49200 | 254 | 96.2 | 75 | [8 empty] | Federally-Regulated Consumer Product | 11/28/2016 |  | 06/07/2017
Carrier Corp. - Syracuse | Bryant | 925SA42060E17A* | Natural Gas | Induced Draft | True | False | 1 | True | Up |  | None | Condensing | Single-Stage |  | 0.75 | Standard |  | 60000 | 58000 |  |  | 49200 | 254 | 96.2 | 75 | [8 empty] | Federally-Regulated Consumer Product | 11/28/2016 |  | 06/07/2017
Carrier Corp. - Syracuse | Bryant | 925SA42060E17A* | Natural Gas | Induced Draft | True | False | 1 | True | Horizontal |  | None | Condensing | Single-Stage |  | 0.75 | Standard |  | 60000 | 58000 |  |  | 49200 | 254 | 96.2 | 75 | [8 empty] | Federally-Regulated Consumer Product | 11/28/2016 |  | 06/07/2017
Carrier Corp. - Syracuse | Bryant | 925SA60080E21* | LPG | Induced Draft | True | False | 1 | True | Up |  | None | Condensing | Single-Stage |  | 1 | Standard |  | 80000 | 78000 |  |  | 81900 | 443 | 96.2 | 75 | [8 empty] | Federally-Regulated Consumer Product | 11/28/2016 |  | 06/07/2017
Carrier Corp. - Syracuse | Bryant | 925SA60080E21* | LPG | Induced Draft | True | False | 1 | True | Horizontal |  | None | Condensing | Single-Stage |  | 1 | Standard |  | 80000 | 78000 |  |  | 81900 | 443 | 96.2 | 75 | [8 empty] | Federally-Regulated Consumer Product | 11/28/2016 |  | 06/07/2017
Carrier Corp. - Syracuse | Bryant | 925SA60080E21* | Natural Gas | Induced Draft | True | False | 1 | True | Up |  | None | Condensing | Single-Stage |  | 1 | Standard |  | 80000 | 78000 |  |  | 81900 | 443 | 96.2 | 75 | [8 empty] | Federally-Regulated Consumer Product | 11/28/2016 |  | 06/07/2017
Carrier Corp. - Syracuse | Bryant | 925SA60080E21* | Natural Gas | Induced Draft | True | False | 1 | True | Horizontal |  | None | Condensing | Single-Stage |  | 1 | Standard |  | 80000 | 78000 |  |  | 81900 | 443 | 96.2 | 75 | [8 empty] | Federally-Regulated Consumer Product | 11/28/2016 |  | 06/07/2017
Carrier Corp. - Indianapolis | Carrier | 59MN7A100V21--22*D | LPG | Induced Draft | True | False | 1 | False | Down |  | None | Condensing | Step Modulating |  | 1 | Standard |  | 100000 | 95000 |  |  | 98700 | 377 | 94 | 78 | [8 empty] | Federally-Regulated Consumer Product | 02/21/2017 |  | 06/07/2017
Carrier Corp. - Indianapolis | Carrier | 59MN7A100V21--22*D | Natural Gas | Induced Draft | True | False | 1 | False | Down |  | None | Condensing | Step Modulating |  | 1 | Standard |  | 100000 | 95000 |  |  | 98700 | 377 | 94 | 78 | [8 empty] | Federally-Regulated Consumer Product | 02/21/2017 |  | 06/07/2017
Carrier Corp. - Syracuse | EcoTemp | WFMR135D066 | LPG | Induced Draft | True | False | 1 | False | Up |  | None | Non-Condensing | Single-Stage |  | 0.75 | Standard |  | 132000 | 107000 |  |  | 114600 | 1340 | 80 | 78 | [8 empty] | Federally-Regulated Consumer Product | 05/31/2016 |  | 06/07/2017
Carrier Corp. - Syracuse | EcoTemp | WFMR135D066 | LPG | Induced Draft | True | False | 1 | False | Down |  | None | Non-Condensing | Single-Stage |  | 0.75 | Standard |  | 132000 | 107000 |  |  | 114600 | 1340 | 80 | 78 | [8 empty] | Federally-Regulated Consumer Product | 05/31/2016 |  | 06/07/2017
Carrier Corp. - Syracuse | EcoTemp | WFMR135D066 | LPG | Induced Draft | True | False | 1 | False | Horizontal |  | None | Non-Condensing | Single-Stage |  | 0.75 | Standard |  | 132000 | 107000 |  |  | 114600 | 1340 | 80 | 78 | [8 empty] | Federally-Regulated Consumer Product | 05/31/2016 |  | 06/07/2017
Carrier Corp. - Syracuse | EcoTemp | WFMR135D066 | Natural Gas | Induced Draft | True | False | 1 | False | Up |  | None | Non-Condensing | Single-Stage |  | 0.75 | Standard |  | 132000 | 107000 |  |  | 114600 | 1340 | 80 | 78 | [8 empty] | Federally-Regulated Consumer Product | 05/31/2016 |  | 06/07/2017
Carrier Corp. - Syracuse | EcoTemp | WFMR135D066 | Natural Gas | Induced Draft | True | False | 1 | False | Down |  | None | Non-Condensing | Single-Stage |  | 0.75 | Standard |  | 132000 | 107000 |  |  | 114600 | 1340 | 80 | 78 | [8 empty] | Federally-Regulated Consumer Product | 05/31/2016 |  | 06/07/2017
Carrier Corp. - Syracuse | EcoTemp | WFMR135D066 | Natural Gas | Induced Draft | True | False | 1 | False | Horizontal |  | None | Non-Condensing | Single-Stage |  | 0.75 | Standard |  | 132000 | 107000 |  |  | 114600 | 1340 | 80 | 78 | [8 empty] | Federally-Regulated Consumer Product | 05/31/2016 |  | 06/07/2017
Carrier Corp. - Syracuse | EcoTemp | WFML045A036 | LPG | Induced Draft | True | False | 1 | False | Up |  | None | Non-Condensing | Single-Stage |  | 0.33 | Standard |  | 44000 | 36000 |  |  | 37700 | 562 | 80 | 78 | [8 empty] | Federally-Regulated Consumer Product | 05/08/2017 |  | 06/07/2017
Carrier Corp. - Syracuse | EcoTemp | WFML045A036 | Natural Gas | Induced Draft | True | False | 1 | False | Up |  | None | Non-Condensing | Single-Stage |  | 0.33 | Standard |  | 44000 | 36000 |  |  | 37700 | 562 | 80 | 78 | [8 empty] | Federally-Regulated Consumer Product | 05/08/2017 |  | 06/07/2017
Carrier Corp. - Syracuse | EcoTemp | WFML045A024**** | LPG | Induced Draft | True | False | 1 | False | Down |  | None | Non-Condensing | Single-Stage |  | 0.2 | Standard |  | 42000 | 34000 |  |  | 38400 | 390 | 80 | 78 | [8 empty] | Federally-Regulated Consumer Product | 05/08/2017 |  | 06/07/2017
Carrier Corp. - Syracuse | EcoTemp | WFML045A024**** | LPG | Induced Draft | True | False | 1 | False | Horizontal |  | None | Non-Condensing | Single-Stage |  | 0.2 | Standard |  | 42000 | 34000 |  |  | 38400 | 390 | 80 | 78 | [8 empty] | Federally-Regulated Consumer Product | 05/08/2017 |  | 06/07/2017
Carrier Corp. - Syracuse | EcoTemp | WFML045A024**** | Natural Gas | Induced Draft | True | False | 1 | False | Down |  | None | Non-Condensing | Single-Stage |  | 0.2 | Standard |  | 42000 | 34000 |  |  | 38400 | 390 | 80 | 78 | [8 empty] | Federally-Regulated Consumer Product | 05/08/2017 |  | 06/07/2017
Carrier Corp. - Syracuse | EcoTemp | WFML045A024**** | Natural Gas | Induced Draft | True | False | 1 | False | Horizontal |  | None | Non-Condensing | Single-Stage |  | 0.2 | Standard |  | 42000 | 34000 |  |  | 38400 | 390 | 80 | 78 | [8 empty] | Federally-Regulated Consumer Product | 05/08/2017 |  | 06/07/2017
Carrier Corp. - Syracuse | EcoTemp | WFML110C066*** | LPG | Induced Draft | True | False | 1 | False | Down |  | None | Non-Condensing | Single-Stage |  | 0.75 | Standard |  | 105000 | 85000 |  |  | 94000 | 1477 | 80 | 78 | [8 empty] | Federally-Regulated Consumer Product | 05/08/2017 |  | 06/07/2017
Carrier Corp. - Syracuse | EcoTemp | WFML110C066*** | LPG | Induced Draft | True | False | 1 | False | Horizontal |  | None | Non-Condensing | Single-Stage |  | 0.75 | Standard |  | 105000 | 85000 |  |  | 94000 | 1477 | 80 | 78 | [8 empty] | Federally-Regulated Consumer Product | 05/08/2017 |  | 06/07/2017
Carrier Corp. - Syracuse | EcoTemp | WFML110C066*** | Natural Gas | Induced Draft | True | False | 1 | False | Down |  | None | Non-Condensing | Single-Stage |  | 0.75 | Standard |  | 105000 | 85000 |  |  | 94000 | 1477 | 80 | 78 | [8 empty] | Federally-Regulated Consumer Product | 05/08/2017 |  | 06/07/2017
Carrier Corp. - Syracuse | EcoTemp | WFML110C066*** | Natural Gas | Induced Draft | True | False | 1 | False | Horizontal |  | None | Non-Condensing | Single-Stage |  | 0.75 | Standard |  | 105000 | 85000 |  |  | 94000 | 1477 | 80 | 78 | [8 empty] | Federally-Regulated Consumer Product | 05/08/2017 |  | 06/07/2017
Carrier Corp. - Syracuse | EcoTemp | WFML090B042*** | LPG | Induced Draft | True | False | 1 | False | Down |  | None | Non-Condensing | Single-Stage |  | 0.33 | Standard |  | 84000 | 68000 |  |  | 77000 | 767 | 80 | 78 | [8 empty] | Federally-Regulated Consumer Product | 05/08/2017 |  | 06/07/2017
Carrier Corp. - Syracuse | EcoTemp | WFML090B042*** | LPG | Induced Draft | True | False | 1 | False | Horizontal |  | None | Non-Condensing | Single-Stage |  | 0.33 | Standard |  | 84000 | 68000 |  |  | 77000 | 767 | 80 | 78 | [8 empty] | Federally-Regulated Consumer Product | 05/08/2017 |  | 06/07/2017
Carrier Corp. - Syracuse | EcoTemp | WFML090B042*** | Natural Gas | Induced Draft | True | False | 1 | False | Down |  | None | Non-Condensing | Single-Stage |  | 0.33 | Standard |  | 84000 | 68000 |  |  | 77000 | 767 | 80 | 78 | [8 empty] | Federally-Regulated Consumer Product | 05/08/2017 |  | 06/07/2017
Carrier Corp. - Syracuse | EcoTemp | WFML090B042*** | Natural Gas | Induced Draft | True | False | 1 | False | Horizontal |  | None | Non-Condensing | Single-Stage |  | 0.33 | Standard |  | 84000 | 68000 |  |  | 77000 | 767 | 80 | 78 | [8 empty] | Federally-Regulated Consumer Product | 05/08/2017 |  | 06/07/2017
Carrier Corp. - Syracuse | EcoTemp | WFML135D066 | LPG | Induced Draft | True | False | 1 | False | Up |  | None | Non-Condensing | Single-Stage |  | 0.75 | Standard |  | 132000 | 107000 |  |  | 114600 | 1340 | 80 | 78 | [8 empty] | Federally-Regulated Consumer Product | 05/08/2017 |  | 06/07/2017
Carrier Corp. - Syracuse | EcoTemp | WFML135D066 | Natural Gas | Induced Draft | True | False | 1 | False | Up |  | None | Non-Condensing | Single-Stage |  | 0.75 | Standard |  | 132000 | 107000 |  |  | 114600 | 1340 | 80 | 78 | [8 empty] | Federally-Regulated Consumer Product | 05/08/2017 |  | 06/07/2017
Carrier Corp. - Syracuse | EcoTemp | WFML135D066*** | LPG | Induced Draft | True | False | 1 | False | Down |  | None | Non-Condensing | Single-Stage |  | 0.75 | Standard |  | 126000 | 102000 |  |  | 114300 | 1403 | 80 | 78 | [8 empty] | Federally-Regulated Consumer Product | 05/08/2017 |  | 06/07/2017
Carrier Corp. - Syracuse | EcoTemp | WFML135D066*** | LPG | Induced Draft | True | False | 1 | False | Horizontal |  | None | Non-Condensing | Single-Stage |  | 0.75 | Standard |  | 126000 | 102000 |  |  | 114300 | 1403 | 80 | 78 | [8 empty] | Federally-Regulated Consumer Product | 05/08/2017 |  | 06/07/2017
Carrier Corp. - Syracuse | EcoTemp | WFML135D066*** | Natural Gas | Induced Draft | True | False | 1 | False | Down |  | None | Non-Condensing | Single-Stage |  | 0.75 | Standard |  | 126000 | 102000 |  |  | 114300 | 1403 | 80 | 78 | [8 empty] | Federally-Regulated Consumer Product | 05/08/2017 |  | 06/07/2017
Carrier Corp. - Syracuse | EcoTemp | WFML135D066*** | Natural Gas | Induced Draft | True | False | 1 | False | Horizontal |  | None | Non-Condensing | Single-Stage |  | 0.75 | Standard |  | 126000 | 102000 |  |  | 114300 | 1403 | 80 | 78 | [8 empty] | Federally-Regulated Consumer Product | 05/08/2017 |  | 06/07/2017
Carrier Corp. - Syracuse | EcoTemp | WFML070A036*** | LPG | Induced Draft | True | False | 1 | False | Down |  | None | Non-Condensing | Single-Stage |  | 0.33 | Standard |  | 63000 | 51000 |  |  | 57000 | 723 | 80 | 78 | [8 empty] | Federally-Regulated Consumer Product | 05/08/2017 |  | 06/07/2017
Carrier Corp. - Syracuse | EcoTemp | WFML070A036*** | LPG | Induced Draft | True | False | 1 | False | Horizontal |  | None | Non-Condensing | Single-Stage |  | 0.33 | Standard |  | 63000 | 51000 |  |  | 57000 | 723 | 80 | 78 | [8 empty] | Federally-Regulated Consumer Product | 05/08/2017 |  | 06/07/2017
Carrier Corp. - Syracuse | EcoTemp | WFML070A036*** | Natural Gas | Induced Draft | True | False | 1 | False | Down |  | None | Non-Condensing | Single-Stage |  | 0.33 | Standard |  | 63000 | 51000 |  |  | 57000 | 723 | 80 | 78 | [8 empty] | Federally-Regulated Consumer Product | 05/08/2017 |  | 06/07/2017
Carrier Corp. - Syracuse | EcoTemp | WFML070A036*** | Natural Gas | Induced Draft | True | False | 1 | False | Horizontal |  | None | Non-Condensing | Single-Stage |  | 0.33 | Standard |  | 63000 | 51000 |  |  | 57000 | 723 | 80 | 78 | [8 empty] | Federally-Regulated Consumer Product | 05/08/2017 |  | 06/07/2017
Carrier Corp. - Syracuse | EcoTemp | WFML070A024*** | LPG | Induced Draft | True | False | 1 | False | Down |  | None | Non-Condensing | Single-Stage |  | 0.2 | Standard |  | 63000 | 51000 |  |  | 58100 | 472 | 80 | 78 | [8 empty] | Federally-Regulated Consumer Product | 05/08/2017 |  | 06/07/2017
Carrier Corp. - Syracuse | EcoTemp | WFML070A024*** | LPG | Induced Draft | True | False | 1 | False | Horizontal |  | None | Non-Condensing | Single-Stage |  | 0.2 | Standard |  | 63000 | 51000 |  |  | 58100 | 472 | 80 | 78 | [8 empty] | Federally-Regulated Consumer Product | 05/08/2017 |  | 06/07/2017
Carrier Corp. - Syracuse | EcoTemp | WFML070A024*** | Natural Gas | Induced Draft | True | False | 1 | False | Down |  | None | Non-Condensing | Single-Stage |  | 0.2 | Standard |  | 63000 | 51000 |  |  | 58100 | 472 | 80 | 78 | [8 empty] | Federally-Regulated Consumer Product | 05/08/2017 |  | 06/07/2017
Carrier Corp. - Syracuse | EcoTemp | WFML070A024*** | Natural Gas | Induced Draft | True | False | 1 | False | Horizontal |  | None | Non-Condensing | Single-Stage |  | 0.2 | Standard |  | 63000 | 51000 |  |  | 58100 | 472 | 80 | 78 | [8 empty] | Federally-Regulated Consumer Product | 05/08/2017 |  | 06/07/2017
Carrier Corp. - Syracuse | EcoTemp | WFML045A036* | LPG | Induced Draft | True | False | 1 | False | Down |  | None | Non-Condensing | Single-Stage |  | 0.33 | Standard |  | 42000 | 34000 |  |  | 37600 | 588 | 80 | 78 | [8 empty] | Federally-Regulated Consumer Product | 05/08/2017 |  | 06/07/2017
Carrier Corp. - Syracuse | EcoTemp | WFML045A036* | LPG | Induced Draft | True | False | 1 | False | Horizontal |  | None | Non-Condensing | Single-Stage |  | 0.33 | Standard |  | 42000 | 34000 |  |  | 37600 | 588 | 80 | 78 | [8 empty] | Federally-Regulated Consumer Product | 05/08/2017 |  | 06/07/2017
Carrier Corp. - Syracuse | EcoTemp | WFML045A036* | Natural Gas | Induced Draft | True | False | 1 | False | Down |  | None | Non-Condensing | Single-Stage |  | 0.33 | Standard |  | 42000 | 34000 |  |  | 37600 | 588 | 80 | 78 | [8 empty] | Federally-Regulated Consumer Product | 05/08/2017 |  | 06/07/2017
Carrier Corp. - Syracuse | EcoTemp | WFML045A036* | Natural Gas | Induced Draft | True | False | 1 | False | Horizontal |  | None | Non-Condensing | Single-Stage |  | 0.33 | Standard |  | 42000 | 34000 |  |  | 37600 | 588 | 80 | 78 | [8 empty] | Federally-Regulated Consumer Product | 05/08/2017 |  | 06/07/2017
Carrier Corp. - Syracuse | EcoTemp | WFML110C048*** | LPG | Induced Draft | True | False | 1 | False | Down |  | None | Non-Condensing | Single-Stage |  | 0.5 | Standard |  | 105000 | 85000 |  |  | 97000 | 765 | 80 | 78 | [8 empty] | Federally-Regulated Consumer Product | 05/08/2017 |  | 06/07/2017
Carrier Corp. - Syracuse | EcoTemp | WFML110C048*** | LPG | Induced Draft | True | False | 1 | False | Horizontal |  | None | Non-Condensing | Single-Stage |  | 0.5 | Standard |  | 105000 | 85000 |  |  | 97000 | 765 | 80 | 78 | [8 empty] | Federally-Regulated Consumer Product | 05/08/2017 |  | 06/07/2017
Carrier Corp. - Syracuse | EcoTemp | WFML110C048*** | Natural Gas | Induced Draft | True | False | 1 | False | Down |  | None | Non-Condensing | Single-Stage |  | 0.5 | Standard |  | 105000 | 85000 |  |  | 97000 | 765 | 80 | 78 | [8 empty] | Federally-Regulated Consumer Product | 05/08/2017 |  | 06/07/2017
Carrier Corp. - Syracuse | EcoTemp | WFML110C048*** | Natural Gas | Induced Draft | True | False | 1 | False | Horizontal |  | None | Non-Condensing | Single-Stage |  | 0.5 | Standard |  | 105000 | 85000 |  |  | 97000 | 765 | 80 | 78 | [8 empty] | Federally-Regulated Consumer Product | 05/08/2017 |  | 06/07/2017
Carrier Corp. - Syracuse | EcoTemp | WFML110C048**** | LPG | Induced Draft | True | False | 1 | False | Down |  | None | Non-Condensing | Single-Stage |  | 0.5 | Standard |  | 105000 | 85000 |  |  | 97000 | 765 | 80 | 78 | [8 empty] | Federally-Regulated Consumer Product | 05/08/2017 |  | 06/07/2017
Carrier Corp. - Syracuse | EcoTemp | WFML110C048**** | LPG | Induced Draft | True | False | 1 | False | Horizontal |  | None | Non-Condensing | Single-Stage |  | 0.5 | Standard |  | 105000 | 85000 |  |  | 97000 | 765 | 80 | 78 | [8 empty] | Federally-Regulated Consumer Product | 05/08/2017 |  | 06/07/2017
Carrier Corp. - Syracuse | EcoTemp | WFML110C048**** | Natural Gas | Induced Draft | True | False | 1 | False | Down |  | None | Non-Condensing | Single-Stage |  | 0.5 | Standard |  | 105000 | 85000 |  |  | 97000 | 765 | 80 | 78 | [8 empty] | Federally-Regulated Consumer Product | 05/08/2017 |  | 06/07/2017
Carrier Corp. - Syracuse | EcoTemp | WFML110C048**** | Natural Gas | Induced Draft | True | False | 1 | False | Horizontal |  | None | Non-Condensing | Single-Stage |  | 0.5 | Standard |  | 105000 | 85000 |  |  | 97000 | 765 | 80 | 78 | [8 empty] | Federally-Regulated Consumer Product | 05/08/2017 |  | 06/07/2017
Carrier Corp. - Syracuse | EcoTemp | WFML090C048*** | LPG | Induced Draft | True | False | 1 | False | Down |  | None | Non-Condensing | Single-Stage |  | 0.5 | Standard |  | 84000 | 68000 |  |  | 76200 | 945 | 80 | 78 | [8 empty] | Federally-Regulated Consumer Product | 05/08/2017 |  | 06/07/2017
Carrier Corp. - Syracuse | EcoTemp | WFML090C048*** | LPG | Induced Draft | True | False | 1 | False | Horizontal |  | None | Non-Condensing | Single-Stage |  | 0.5 | Standard |  | 84000 | 68000 |  |  | 76200 | 945 | 80 | 78 | [8 empty] | Federally-Regulated Consumer Product | 05/08/2017 |  | 06/07/2017
Carrier Corp. - Syracuse | EcoTemp | WFML090C048*** | Natural Gas | Induced Draft | True | False | 1 | False | Down |  | None | Non-Condensing | Single-Stage |  | 0.5 | Standard |  | 84000 | 68000 |  |  | 76200 | 945 | 80 | 78 | [8 empty] | Federally-Regulated Consumer Product | 05/08/2017 |  | 06/07/2017
Carrier Corp. - Syracuse | EcoTemp | WFML090C048*** | Natural Gas | Induced Draft | True | False | 1 | False | Horizontal |  | None | Non-Condensing | Single-Stage |  | 0.5 | Standard |  | 84000 | 68000 |  |  | 76200 | 945 | 80 | 78 | [8 empty] | Federally-Regulated Consumer Product | 05/08/2017 |  | 06/07/2017
Carrier Corp. - Syracuse | Grandaire | WFMR135D066 | LPG | Induced Draft | True | False | 1 | False | Up |  | None | Non-Condensing | Single-Stage |  | 0.75 | Standard |  | 132000 | 107000 |  |  | 114600 | 1340 | 80 | 78 | [8 empty] | Federally-Regulated Consumer Product | 05/31/2016 |  | 06/07/2017
Carrier Corp. - Syracuse | Grandaire | WFMR135D066 | LPG | Induced Draft | True | False | 1 | False | Down |  | None | Non-Condensing | Single-Stage |  | 0.75 | Standard |  | 132000 | 107000 |  |  | 114600 | 1340 | 80 | 78 | [8 empty] | Federally-Regulated Consumer Product | 05/31/2016 |  | 06/07/2017
Carrier Corp. - Syracuse | Grandaire | WFMR135D066 | LPG | Induced Draft | True | False | 1 | False | Horizontal |  | None | Non-Condensing | Single-Stage |  | 0.75 | Standard |  | 132000 | 107000 |  |  | 114600 | 1340 | 80 | 78 | [8 empty] | Federally-Regulated Consumer Product | 05/31/2016 |  | 06/07/2017
Carrier Corp. - Syracuse | Grandaire | WFMR135D066 | Natural Gas | Induced Draft | True | False | 1 | False | Up |  | None | Non-Condensing | Single-Stage |  | 0.75 | Standard |  | 132000 | 107000 |  |  | 114600 | 1340 | 80 | 78 | [8 empty] | Federally-Regulated Consumer Product | 05/31/2016 |  | 06/07/2017
Carrier Corp. - Syracuse | Grandaire | WFMR135D066 | Natural Gas | Induced Draft | True | False | 1 | False | Down |  | None | Non-Condensing | Single-Stage |  | 0.75 | Standard |  | 132000 | 107000 |  |  | 114600 | 1340 | 80 | 78 | [8 empty] | Federally-Regulated Consumer Product | 05/31/2016 |  | 06/07/2017
Carrier Corp. - Syracuse | Grandaire | WFMR135D066 | Natural Gas | Induced Draft | True | False | 1 | False | Horizontal |  | None | Non-Condensing | Single-Stage |  | 0.75 | Standard |  | 132000 | 107000 |  |  | 114600 | 1340 | 80 | 78 | [8 empty] | Federally-Regulated Consumer Product | 05/31/2016 |  | 06/07/2017
Carrier Corp. - Syracuse | Grandaire | WFML045A036 | LPG | Induced Draft | True | False | 1 | False | Up |  | None | Non-Condensing | Single-Stage |  | 0.33 | Standard |  | 44000 | 36000 |  |  | 37700 | 562 | 80 | 78 | [8 empty] | Federally-Regulated Consumer Product | 05/08/2017 |  | 06/07/2017
Carrier Corp. - Syracuse | Grandaire | WFML045A036 | Natural Gas | Induced Draft | True | False | 1 | False | Up |  | None | Non-Condensing | Single-Stage |  | 0.33 | Standard |  | 44000 | 36000 |  |  | 37700 | 562 | 80 | 78 | [8 empty] | Federally-Regulated Consumer Product | 05/08/2017 |  | 06/07/2017
Carrier Corp. - Syracuse | Grandaire | WFML045A024**** | LPG | Induced Draft | True | False | 1 | False | Down |  | None | Non-Condensing | Single-Stage |  | 0.2 | Standard |  | 42000 | 34000 |  |  | 38400 | 390 | 80 | 78 | [8 empty] | Federally-Regulated Consumer Product | 05/08/2017 |  | 06/07/2017
Carrier Corp. - Syracuse | Grandaire | WFML045A024**** | LPG | Induced Draft | True | False | 1 | False | Horizontal |  | None | Non-Condensing | Single-Stage |  | 0.2 | Standard |  | 42000 | 34000 |  |  | 38400 | 390 | 80 | 78 | [8 empty] | Federally-Regulated Consumer Product | 05/08/2017 |  | 06/07/2017
Carrier Corp. - Syracuse | Grandaire | WFML045A024**** | Natural Gas | Induced Draft | True | False | 1 | False | Down |  | None | Non-Condensing | Single-Stage |  | 0.2 | Standard |  | 42000 | 34000 |  |  | 38400 | 390 | 80 | 78 | [8 empty] | Federally-Regulated Consumer Product | 05/08/2017 |  | 06/07/2017
Carrier Corp. - Syracuse | Grandaire | WFML045A024**** | Natural Gas | Induced Draft | True | False | 1 | False | Horizontal |  | None | Non-Condensing | Single-Stage |  | 0.2 | Standard |  | 42000 | 34000 |  |  | 38400 | 390 | 80 | 78 | [8 empty] | Federally-Regulated Consumer Product | 05/08/2017 |  | 06/07/2017
Carrier Corp. - Syracuse | Grandaire | WFML110C066*** | LPG | Induced Draft | True | False | 1 | False | Down |  | None | Non-Condensing | Single-Stage |  | 0.75 | Standard |  | 105000 | 85000 |  |  | 94000 | 1477 | 80 | 78 | [8 empty] | Federally-Regulated Consumer Product | 05/08/2017 |  | 06/07/2017
Carrier Corp. - Syracuse | Grandaire | WFML110C066*** | LPG | Induced Draft | True | False | 1 | False | Horizontal |  | None | Non-Condensing | Single-Stage |  | 0.75 | Standard |  | 105000 | 85000 |  |  | 94000 | 1477 | 80 | 78 | [8 empty] | Federally-Regulated Consumer Product | 05/08/2017 |  | 06/07/2017
Carrier Corp. - Syracuse | Grandaire | WFML110C066*** | Natural Gas | Induced Draft | True | False | 1 | False | Down |  | None | Non-Condensing | Single-Stage |  | 0.75 | Standard |  | 105000 | 85000 |  |  | 94000 | 1477 | 80 | 78 | [8 empty] | Federally-Regulated Consumer Product | 05/08/2017 |  | 06/07/2017
Carrier Corp. - Syracuse | Grandaire | WFML110C066*** | Natural Gas | Induced Draft | True | False | 1 | False | Horizontal |  | None | Non-Condensing | Single-Stage |  | 0.75 | Standard |  | 105000 | 85000 |  |  | 94000 | 1477 | 80 | 78 | [8 empty] | Federally-Regulated Consumer Product | 05/08/2017 |  | 06/07/2017
Carrier Corp. - Syracuse | Grandaire | WFML090B042*** | LPG | Induced Draft | True | False | 1 | False | Down |  | None | Non-Condensing | Single-Stage |  | 0.33 | Standard |  | 84000 | 68000 |  |  | 77000 | 767 | 80 | 78 | [8 empty] | Federally-Regulated Consumer Product | 05/08/2017 |  | 06/07/2017
Carrier Corp. - Syracuse | Grandaire | WFML090B042*** | LPG | Induced Draft | True | False | 1 | False | Horizontal |  | None | Non-Condensing | Single-Stage |  | 0.33 | Standard |  | 84000 | 68000 |  |  | 77000 | 767 | 80 | 78 | [8 empty] | Federally-Regulated Consumer Product | 05/08/2017 |  | 06/07/2017
Carrier Corp. - Syracuse | Grandaire | WFML090B042*** | Natural Gas | Induced Draft | True | False | 1 | False | Down |  | None | Non-Condensing | Single-Stage |  | 0.33 | Standard |  | 84000 | 68000 |  |  | 77000 | 767 | 80 | 78 | [8 empty] | Federally-Regulated Consumer Product | 05/08/2017 |  | 06/07/2017
Carrier Corp. - Syracuse | Grandaire | WFML090B042*** | Natural Gas | Induced Draft | True | False | 1 | False | Horizontal |  | None | Non-Condensing | Single-Stage |  | 0.33 | Standard |  | 84000 | 68000 |  |  | 77000 | 767 | 80 | 78 | [8 empty] | Federally-Regulated Consumer Product | 05/08/2017 |  | 06/07/2017
Carrier Corp. - Syracuse | Grandaire | WFML135D066 | LPG | Induced Draft | True | False | 1 | False | Up |  | None | Non-Condensing | Single-Stage |  | 0.75 | Standard |  | 132000 | 107000 |  |  | 114600 | 1340 | 80 | 78 | [8 empty] | Federally-Regulated Consumer Product | 05/08/2017 |  | 06/07/2017
Carrier Corp. - Syracuse | Grandaire | WFML135D066 | Natural Gas | Induced Draft | True | False | 1 | False | Up |  | None | Non-Condensing | Single-Stage |  | 0.75 | Standard |  | 132000 | 107000 |  |  | 114600 | 1340 | 80 | 78 | [8 empty] | Federally-Regulated Consumer Product | 05/08/2017 |  | 06/07/2017
Carrier Corp. - Syracuse | Grandaire | WFML135D066*** | LPG | Induced Draft | True | False | 1 | False | Down |  | None | Non-Condensing | Single-Stage |  | 0.75 | Standard |  | 126000 | 102000 |  |  | 114300 | 1403 | 80 | 78 | [8 empty] | Federally-Regulated Consumer Product | 05/08/2017 |  | 06/07/2017
Carrier Corp. - Syracuse | Grandaire | WFML135D066*** | LPG | Induced Draft | True | False | 1 | False | Horizontal |  | None | Non-Condensing | Single-Stage |  | 0.75 | Standard |  | 126000 | 102000 |  |  | 114300 | 1403 | 80 | 78 | [8 empty] | Federally-Regulated Consumer Product | 05/08/2017 |  | 06/07/2017
Carrier Corp. - Syracuse | Grandaire | WFML135D066*** | Natural Gas | Induced Draft | True | False | 1 | False | Down |  | None | Non-Condensing | Single-Stage |  | 0.75 | Standard |  | 126000 | 102000 |  |  | 114300 | 1403 | 80 | 78 | [8 empty] | Federally-Regulated Consumer Product | 05/08/2017 |  | 06/07/2017
Carrier Corp. - Syracuse | Grandaire | WFML135D066*** | Natural Gas | Induced Draft | True | False | 1 | False | Horizontal |  | None | Non-Condensing | Single-Stage |  | 0.75 | Standard |  | 126000 | 102000 |  |  | 114300 | 1403 | 80 | 78 | [8 empty] | Federally-Regulated Consumer Product | 05/08/2017 |  | 06/07/2017
Carrier Corp. - Syracuse | Grandaire | WFML070A036*** | LPG | Induced Draft | True | False | 1 | False | Down |  | None | Non-Condensing | Single-Stage |  | 0.33 | Standard |  | 63000 | 51000 |  |  | 57000 | 723 | 80 | 78 | [8 empty] | Federally-Regulated Consumer Product | 05/08/2017 |  | 06/07/2017
Carrier Corp. - Syracuse | Grandaire | WFML070A036*** | LPG | Induced Draft | True | False | 1 | False | Horizontal |  | None | Non-Condensing | Single-Stage |  | 0.33 | Standard |  | 63000 | 51000 |  |  | 57000 | 723 | 80 | 78 | [8 empty] | Federally-Regulated Consumer Product | 05/08/2017 |  | 06/07/2017
Carrier Corp. - Syracuse | Grandaire | WFML070A036*** | Natural Gas | Induced Draft | True | False | 1 | False | Down |  | None | Non-Condensing | Single-Stage |  | 0.33 | Standard |  | 63000 | 51000 |  |  | 57000 | 723 | 80 | 78 | [8 empty] | Federally-Regulated Consumer Product | 05/08/2017 |  | 06/07/2017
Carrier Corp. - Syracuse | Grandaire | WFML070A036*** | Natural Gas | Induced Draft | True | False | 1 | False | Horizontal |  | None | Non-Condensing | Single-Stage |  | 0.33 | Standard |  | 63000 | 51000 |  |  | 57000 | 723 | 80 | 78 | [8 empty] | Federally-Regulated Consumer Product | 05/08/2017 |  | 06/07/2017
Carrier Corp. - Syracuse | Grandaire | WFML070A024*** | LPG | Induced Draft | True | False | 1 | False | Down |  | None | Non-Condensing | Single-Stage |  | 0.2 | Standard |  | 63000 | 51000 |  |  | 58100 | 472 | 80 | 78 | [8 empty] | Federally-Regulated Consumer Product | 05/08/2017 |  | 06/07/2017
Carrier Corp. - Syracuse | Grandaire | WFML070A024*** | LPG | Induced Draft | True | False | 1 | False | Horizontal |  | None | Non-Condensing | Single-Stage |  | 0.2 | Standard |  | 63000 | 51000 |  |  | 58100 | 472 | 80 | 78 | [8 empty] | Federally-Regulated Consumer Product | 05/08/2017 |  | 06/07/2017
Carrier Corp. - Syracuse | Grandaire | WFML070A024*** | Natural Gas | Induced Draft | True | False | 1 | False | Down |  | None | Non-Condensing | Single-Stage |  | 0.2 | Standard |  | 63000 | 51000 |  |  | 58100 | 472 | 80 | 78 | [8 empty] | Federally-Regulated Consumer Product | 05/08/2017 |  | 06/07/2017
Carrier Corp. - Syracuse | Grandaire | WFML070A024*** | Natural Gas | Induced Draft | True | False | 1 | False | Horizontal |  | None | Non-Condensing | Single-Stage |  | 0.2 | Standard |  | 63000 | 51000 |  |  | 58100 | 472 | 80 | 78 | [8 empty] | Federally-Regulated Consumer Product | 05/08/2017 |  | 06/07/2017
Carrier Corp. - Syracuse | Grandaire | WFML045A036* | LPG | Induced Draft | True | False | 1 | False | Down |  | None | Non-Condensing | Single-Stage |  | 0.33 | Standard |  | 42000 | 34000 |  |  | 37600 | 588 | 80 | 78 | [8 empty] | Federally-Regulated Consumer Product | 05/08/2017 |  | 06/07/2017
Carrier Corp. - Syracuse | Grandaire | WFML045A036* | LPG | Induced Draft | True | False | 1 | False | Horizontal |  | None | Non-Condensing | Single-Stage |  | 0.33 | Standard |  | 42000 | 34000 |  |  | 37600 | 588 | 80 | 78 | [8 empty] | Federally-Regulated Consumer Product | 05/08/2017 |  | 06/07/2017
Carrier Corp. - Syracuse | Grandaire | WFML045A036* | Natural Gas | Induced Draft | True | False | 1 | False | Down |  | None | Non-Condensing | Single-Stage |  | 0.33 | Standard |  | 42000 | 34000 |  |  | 37600 | 588 | 80 | 78 | [8 empty] | Federally-Regulated Consumer Product | 05/08/2017 |  | 06/07/2017
Carrier Corp. - Syracuse | Grandaire | WFML045A036* | Natural Gas | Induced Draft | True | False | 1 | False | Horizontal |  | None | Non-Condensing | Single-Stage |  | 0.33 | Standard |  | 42000 | 34000 |  |  | 37600 | 588 | 80 | 78 | [8 empty] | Federally-Regulated Consumer Product | 05/08/2017 |  | 06/07/2017
Carrier Corp. - Syracuse | Grandaire | WFML110C048*** | LPG | Induced Draft | True | False | 1 | False | Down |  | None | Non-Condensing | Single-Stage |  | 0.5 | Standard |  | 105000 | 85000 |  |  | 97000 | 765 | 80 | 78 | [8 empty] | Federally-Regulated Consumer Product | 05/08/2017 |  | 06/07/2017
Carrier Corp. - Syracuse | Grandaire | WFML110C048*** | LPG | Induced Draft | True | False | 1 | False | Horizontal |  | None | Non-Condensing | Single-Stage |  | 0.5 | Standard |  | 105000 | 85000 |  |  | 97000 | 765 | 80 | 78 | [8 empty] | Federally-Regulated Consumer Product | 05/08/2017 |  | 06/07/2017
Carrier Corp. - Syracuse | Grandaire | WFML110C048*** | Natural Gas | Induced Draft | True | False | 1 | False | Down |  | None | Non-Condensing | Single-Stage |  | 0.5 | Standard |  | 105000 | 85000 |  |  | 97000 | 765 | 80 | 78 | [8 empty] | Federally-Regulated Consumer Product | 05/08/2017 |  | 06/07/2017
Carrier Corp. - Syracuse | Grandaire | WFML110C048*** | Natural Gas | Induced Draft | True | False | 1 | False | Horizontal |  | None | Non-Condensing | Single-Stage |  | 0.5 | Standard |  | 105000 | 85000 |  |  | 97000 | 765 | 80 | 78 | [8 empty] | Federally-Regulated Consumer Product | 05/08/2017 |  | 06/07/2017
Carrier Corp. - Syracuse | Grandaire | WFML110C048**** | LPG | Induced Draft | True | False | 1 | False | Down |  | None | Non-Condensing | Single-Stage |  | 0.5 | Standard |  | 105000 | 85000 |  |  | 97000 | 765 | 80 | 78 | [8 empty] | Federally-Regulated Consumer Product | 05/08/2017 |  | 06/07/2017
Carrier Corp. - Syracuse | Grandaire | WFML110C048**** | LPG | Induced Draft | True | False | 1 | False | Horizontal |  | None | Non-Condensing | Single-Stage |  | 0.5 | Standard |  | 105000 | 85000 |  |  | 97000 | 765 | 80 | 78 | [8 empty] | Federally-Regulated Consumer Product | 05/08/2017 |  | 06/07/2017
Carrier Corp. - Syracuse | Grandaire | WFML110C048**** | Natural Gas | Induced Draft | True | False | 1 | False | Down |  | None | Non-Condensing | Single-Stage |  | 0.5 | Standard |  | 105000 | 85000 |  |  | 97000 | 765 | 80 | 78 | [8 empty] | Federally-Regulated Consumer Product | 05/08/2017 |  | 06/07/2017
Carrier Corp. - Syracuse | Grandaire | WFML110C048**** | Natural Gas | Induced Draft | True | False | 1 | False | Horizontal |  | None | Non-Condensing | Single-Stage |  | 0.5 | Standard |  | 105000 | 85000 |  |  | 97000 | 765 | 80 | 78 | [8 empty] | Federally-Regulated Consumer Product | 05/08/2017 |  | 06/07/2017
Carrier Corp. - Syracuse | Grandaire | WFML090C048*** | LPG | Induced Draft | True | False | 1 | False | Down |  | None | Non-Condensing | Single-Stage |  | 0.5 | Standard |  | 84000 | 68000 |  |  | 76200 | 945 | 80 | 78 | [8 empty] | Federally-Regulated Consumer Product | 05/08/2017 |  | 06/07/2017
Carrier Corp. - Syracuse | Grandaire | WFML090C048*** | LPG | Induced Draft | True | False | 1 | False | Horizontal |  | None | Non-Condensing | Single-Stage |  | 0.5 | Standard |  | 84000 | 68000 |  |  | 76200 | 945 | 80 | 78 | [8 empty] | Federally-Regulated Consumer Product | 05/08/2017 |  | 06/07/2017
Carrier Corp. - Syracuse | Grandaire | WFML090C048*** | Natural Gas | Induced Draft | True | False | 1 | False | Down |  | None | Non-Condensing | Single-Stage |  | 0.5 | Standard |  | 84000 | 68000 |  |  | 76200 | 945 | 80 | 78 | [8 empty] | Federally-Regulated Consumer Product | 05/08/2017 |  | 06/07/2017
Carrier Corp. - Syracuse | Grandaire | WFML090C048*** | Natural Gas | Induced Draft | True | False | 1 | False | Horizontal |  | None | Non-Condensing | Single-Stage |  | 0.5 | Standard |  | 84000 | 68000 |  |  | 76200 | 945 | 80 | 78 | [8 empty] | Federally-Regulated Consumer Product | 05/08/2017 |  | 06/07/2017
Carrier Corp. - Syracuse | Payne | PG95XAT42060B*D | LPG | Induced Draft | True | False | 1 | False | Down |  | None | Condensing | Two-Stage Modulating |  | 0.75 | Standard |  | 60000 | 58000 |  |  | 49000 | 194 | 95 | 78 | [8 empty] | Federally-Regulated Consumer Product | 08/16/2016 |  | 06/07/2017
Carrier Corp. - Syracuse | Payne | PG95XAT42060B*D | Natural Gas | Induced Draft | True | False | 1 | False | Down |  | None | Condensing | Two-Stage Modulating |  | 0.75 | Standard |  | 60000 | 58000 |  |  | 49000 | 194 | 95 | 78 | [8 empty] | Federally-Regulated Consumer Product | 08/16/2016 |  | 06/07/2017
Carrier Corp. - Syracuse | Payne | PG92SCS48100C* | LPG | Induced Draft | True | False | 1 | True | Up |  | None | Condensing | Single-Stage |  | 0.5 | Standard |  | 100000 | 93000 |  |  | 84100 | 828 | 92.1 | 75 | [8 empty] | Federally-Regulated Consumer Product | 11/28/2016 |  | 06/07/2017
Carrier Corp. - Syracuse | Payne | PG92SCS48100C* | LPG | Induced Draft | True | False | 1 | True | Down |  | None | Condensing | Single-Stage |  | 0.5 | Standard |  | 100000 | 93000 |  |  | 84100 | 828 | 92.1 | 75 | [8 empty] | Federally-Regulated Consumer Product | 11/28/2016 |  | 06/07/2017
Carrier Corp. - Syracuse | Payne | PG92SCS48100C* | LPG | Induced Draft | True | False | 1 | True | Horizontal |  | None | Condensing | Single-Stage |  | 0.5 | Standard |  | 100000 | 93000 |  |  | 84100 | 828 | 92.1 | 75 | [8 empty] | Federally-Regulated Consumer Product | 11/28/2016 |  | 06/07/2017
Carrier Corp. - Syracuse | Payne | PG92SCS48100C* | Natural Gas | Induced Draft | True | False | 1 | True | Up |  | None | Condensing | Single-Stage |  | 0.5 | Standard |  | 100000 | 93000 |  |  | 84100 | 828 | 92.1 | 75 | [8 empty] | Federally-Regulated Consumer Product | 11/28/2016 |  | 06/07/2017
Carrier Corp. - Syracuse | Payne | PG92SCS48100C* | Natural Gas | Induced Draft | True | False | 1 | True | Down |  | None | Condensing | Single-Stage |  | 0.5 | Standard |  | 100000 | 93000 |  |  | 84100 | 828 | 92.1 | 75 | [8 empty] | Federally-Regulated Consumer Product | 11/28/2016 |  | 06/07/2017
Carrier Corp. - Syracuse | Payne | PG92SCS48100C* | Natural Gas | Induced Draft | True | False | 1 | True | Horizontal |  | None | Condensing | Single-Stage |  | 0.5 | Standard |  | 100000 | 93000 |  |  | 84100 | 828 | 92.1 | 75 | [8 empty] | Federally-Regulated Consumer Product | 11/28/2016 |  | 06/07/2017
Carrier Corp. - Syracuse | Payne | PG92SBS48080B** | LPG | Induced Draft | True | False | 1 | True | Up |  | None | Condensing | Single-Stage |  | 0.5 | Standard |  | 80000 | 75000 |  |  | 66800 | 798 | 92.1 | 75 | [8 empty] | Federally-Regulated Consumer Product | 11/28/2016 |  | 06/07/2017
Carrier Corp. - Syracuse | Payne | PG92SBS48080B** | LPG | Induced Draft | True | False | 1 | True | Down |  | None | Condensing | Single-Stage |  | 0.5 | Standard |  | 80000 | 75000 |  |  | 66800 | 798 | 92.1 | 75 | [8 empty] | Federally-Regulated Consumer Product | 11/28/2016 |  | 06/07/2017
Carrier Corp. - Syracuse | Payne | PG92SBS48080B** | LPG | Induced Draft | True | False | 1 | True | Horizontal |  | None | Condensing | Single-Stage |  | 0.5 | Standard |  | 80000 | 75000 |  |  | 66800 | 798 | 92.1 | 75 | [8 empty] | Federally-Regulated Consumer Product | 11/28/2016 |  | 06/07/2017
Carrier Corp. - Syracuse | Payne | PG92SBS48080B** | Natural Gas | Induced Draft | True | False | 1 | True | Up |  | None | Condensing | Single-Stage |  | 0.5 | Standard |  | 80000 | 75000 |  |  | 66800 | 798 | 92.1 | 75 | [8 empty] | Federally-Regulated Consumer Product | 11/28/2016 |  | 06/07/2017
Carrier Corp. - Syracuse | Payne | PG92SBS48080B** | Natural Gas | Induced Draft | True | False | 1 | True | Down |  | None | Condensing | Single-Stage |  | 0.5 | Standard |  | 80000 | 75000 |  |  | 66800 | 798 | 92.1 | 75 | [8 empty] | Federally-Regulated Consumer Product | 11/28/2016 |  | 06/07/2017
Carrier Corp. - Syracuse | Payne | PG92SBS48080B** | Natural Gas | Induced Draft | True | False | 1 | True | Horizontal |  | None | Condensing | Single-Stage |  | 0.5 | Standard |  | 80000 | 75000 |  |  | 66800 | 798 | 92.1 | 75 | [8 empty] | Federally-Regulated Consumer Product | 11/28/2016 |  | 06/07/2017
Carrier Corp. - Syracuse | Payne | PG95SAS60120D**D | LPG | Induced Draft | True | False | 1 | True | Down |  | None | Condensing | Single-Stage |  | 0.75 | Standard |  | 120000 | 116000 |  |  | 113400 | 1348 | 95 | 75 | [8 empty] | Federally-Regulated Consumer Product | 11/28/2016 |  | 06/07/2017
Carrier Corp. - Syracuse | Payne | PG95SAS60120D**D | Natural Gas | Induced Draft | True | False | 1 | True | Down |  | None | Condensing | Single-Stage |  | 0.75 | Standard |  | 120000 | 116000 |  |  | 113400 | 1348 | 95 | 75 | [8 empty] | Federally-Regulated Consumer Product | 11/28/2016 |  | 06/07/2017
International Comfort Products | EcoTemp | WFSR040A030A | LPG | Induced Draft | True | False | 1 | False | Up |  | None | Condensing | Single-Stage |  | 0.5 | Standard |  | 40000 | 39000 |  |  | 32300 | 373 | 95.5 | 78 | [8 empty] | Federally-Regulated Consumer Product | 11/28/2016 |  | 06/07/2017
International Comfort Products | EcoTemp | WFSR040A030A | LPG | Induced Draft | True | False | 1 | False | Horizontal |  | None | Condensing | Single-Stage |  | 0.5 | Standard |  | 40000 | 39000 |  |  | 32300 | 373 | 95.5 | 78 | [8 empty] | Federally-Regulated Consumer Product | 11/28/2016 |  | 06/07/2017
International Comfort Products | EcoTemp | WFSR040A030A | Natural Gas | Induced Draft | True | False | 1 | False | Up |  | None | Condensing | Single-Stage |  | 0.5 | Standard |  | 40000 | 39000 |  |  | 32300 | 373 | 95.5 | 78 | [8 empty] | Federally-Regulated Consumer Product | 11/28/2016 |  | 06/07/2017
International Comfort Products | EcoTemp | WFSR040A030A | Natural Gas | Induced Draft | True | False | 1 | False | Horizontal |  | None | Condensing | Single-Stage |  | 0.5 | Standard |  | 40000 | 39000 |  |  | 32300 | 373 | 95.5 | 78 | [8 empty] | Federally-Regulated Consumer Product | 11/28/2016 |  | 06/07/2017
International Comfort Products | EcoTemp | WFSR060B042A | LPG | Induced Draft | True | False | 1 | False | Up |  | None | Condensing | Single-Stage |  | 0.5 | Standard |  | 60000 | 58000 |  |  | 48300 | 592 | 95.5 | 78 | [8 empty] | Federally-Regulated Consumer Product | 11/28/2016 |  | 06/07/2017
International Comfort Products | EcoTemp | WFSR060B042A | LPG | Induced Draft | True | False | 1 | False | Horizontal |  | None | Condensing | Single-Stage |  | 0.5 | Standard |  | 60000 | 58000 |  |  | 48300 | 592 | 95.5 | 78 | [8 empty] | Federally-Regulated Consumer Product | 11/28/2016 |  | 06/07/2017
International Comfort Products | EcoTemp | WFSR060B042A | Natural Gas | Induced Draft | True | False | 1 | False | Up |  | None | Condensing | Single-Stage |  | 0.5 | Standard |  | 60000 | 58000 |  |  | 48300 | 592 | 95.5 | 78 | [8 empty] | Federally-Regulated Consumer Product | 11/28/2016 |  | 06/07/2017
International Comfort Products | EcoTemp | WFSR060B042A | Natural Gas | Induced Draft | True | False | 1 | False | Horizontal |  | None | Condensing | Single-Stage |  | 0.5 | Standard |  | 60000 | 58000 |  |  | 48300 | 592 | 95.5 | 78 | [8 empty] | Federally-Regulated Consumer Product | 11/28/2016 |  | 06/07/2017
International Comfort Products | EcoTemp | WFSR080B048A | LPG | Induced Draft | True | False | 1 | False | Up |  | None | Condensing | Single-Stage |  | 0.75 | Standard |  | 80000 | 78000 |  |  | 80800 | 903 | 95.5 | 78 | [8 empty] | Federally-Regulated Consumer Product | 11/28/2016 |  | 06/07/2017
International Comfort Products | EcoTemp | WFSR080B048A | LPG | Induced Draft | True | False | 1 | False | Horizontal |  | None | Condensing | Single-Stage |  | 0.75 | Standard |  | 80000 | 78000 |  |  | 80800 | 903 | 95.5 | 78 | [8 empty] | Federally-Regulated Consumer Product | 11/28/2016 |  | 06/07/2017
International Comfort Products | EcoTemp | WFSR080B048A | Natural Gas | Induced Draft | True | False | 1 | False | Up |  | None | Condensing | Single-Stage |  | 0.75 | Standard |  | 80000 | 78000 |  |  | 80800 | 903 | 95.5 | 78 | [8 empty] | Federally-Regulated Consumer Product | 11/28/2016 |  | 06/07/2017
International Comfort Products | EcoTemp | WFSR080B048A | Natural Gas | Induced Draft | True | False | 1 | False | Horizontal |  | None | Condensing | Single-Stage |  | 0.75 | Standard |  | 80000 | 78000 |  |  | 80800 | 903 | 95.5 | 78 | [8 empty] | Federally-Regulated Consumer Product | 11/28/2016 |  | 06/07/2017
International Comfort Products | EcoTemp | WFSR080C060A | LPG | Induced Draft | True | False | 1 | False | Up |  | None | Condensing | Single-Stage |  | 0.75 | Standard |  | 80000 | 78000 |  |  | 80700 | 939 | 95.5 | 78 | [8 empty] | Federally-Regulated Consumer Product | 11/28/2016 |  | 06/07/2017
International Comfort Products | EcoTemp | WFSR080C060A | LPG | Induced Draft | True | False | 1 | False | Horizontal |  | None | Condensing | Single-Stage |  | 0.75 | Standard |  | 80000 | 78000 |  |  | 80700 | 939 | 95.5 | 78 | [8 empty] | Federally-Regulated Consumer Product | 11/28/2016 |  | 06/07/2017
International Comfort Products | EcoTemp | WFSR080C060A | Natural Gas | Induced Draft | True | False | 1 | False | Up |  | None | Condensing | Single-Stage |  | 0.75 | Standard |  | 80000 | 78000 |  |  | 80700 | 939 | 95.5 | 78 | [8 empty] | Federally-Regulated Consumer Product | 11/28/2016 |  | 06/07/2017
International Comfort Products | EcoTemp | WFSR080C060A | Natural Gas | Induced Draft | True | False | 1 | False | Horizontal |  | None | Condensing | Single-Stage |  | 0.75 | Standard |  | 80000 | 78000 |  |  | 80700 | 939 | 95.5 | 78 | [8 empty] | Federally-Regulated Consumer Product | 11/28/2016 |  | 06/07/2017
International Comfort Products | EcoTemp | WFSR100C042A | LPG | Induced Draft | True | False | 1 | False | Up |  | None | Condensing | Single-Stage |  | 0.75 | Standard |  | 100000 | 97000 |  |  | 96700 | 1162 | 95.5 | 78 | [8 empty] | Federally-Regulated Consumer Product | 11/28/2016 |  | 06/07/2017
International Comfort Products | EcoTemp | WFSR100C042A | LPG | Induced Draft | True | False | 1 | False | Horizontal |  | None | Condensing | Single-Stage |  | 0.75 | Standard |  | 100000 | 97000 |  |  | 96700 | 1162 | 95.5 | 78 | [8 empty] | Federally-Regulated Consumer Product | 11/28/2016 |  | 06/07/2017
International Comfort Products | EcoTemp | WFSR100C042A | Natural Gas | Induced Draft | True | False | 1 | False | Up |  | None | Condensing | Single-Stage |  | 0.75 | Standard |  | 100000 | 97000 |  |  | 96700 | 1162 | 95.5 | 78 | [8 empty] | Federally-Regulated Consumer Product | 11/28/2016 |  | 06/07/2017
International Comfort Products | EcoTemp | WFSR100C042A | Natural Gas | Induced Draft | True | False | 1 | False | Horizontal |  | None | Condensing | Single-Stage |  | 0.75 | Standard |  | 100000 | 97000 |  |  | 96700 | 1162 | 95.5 | 78 | [8 empty] | Federally-Regulated Consumer Product | 11/28/2016 |  | 06/07/2017
International Comfort Products | EcoTemp | WFSR120D060A | LPG | Induced Draft | True | False | 1 | False | Up |  | None | Condensing | Single-Stage |  | 0.75 | Standard |  | 120000 | 117000 |  |  | 112800 | 1336 | 95.5 | 78 | [8 empty] | Federally-Regulated Consumer Product | 11/28/2016 |  | 06/07/2017
International Comfort Products | EcoTemp | WFSR120D060A | LPG | Induced Draft | True | False | 1 | False | Horizontal |  | None | Condensing | Single-Stage |  | 0.75 | Standard |  | 120000 | 117000 |  |  | 112800 | 1336 | 95.5 | 78 | [8 empty] | Federally-Regulated Consumer Product | 11/28/2016 |  | 06/07/2017
International Comfort Products | EcoTemp | WFSR120D060A | Natural Gas | Induced Draft | True | False | 1 | False | Up |  | None | Condensing | Single-Stage |  | 0.75 | Standard |  | 120000 | 117000 |  |  | 112800 | 1336 | 95.5 | 78 | [8 empty] | Federally-Regulated Consumer Product | 11/28/2016 |  | 06/07/2017
International Comfort Products | EcoTemp | WFSR120D060A | Natural Gas | Induced Draft | True | False | 1 | False | Horizontal |  | None | Condensing | Single-Stage |  | 0.75 | Standard |  | 120000 | 117000 |  |  | 112800 | 1336 | 95.5 | 78 | [8 empty] | Federally-Regulated Consumer Product | 11/28/2016 |  | 06/07/2017
International Comfort Products | EcoTemp | WFAR080B048B | LPG | Induced Draft | True | False | 1 | False | Up |  | None | Condensing | Single-Stage |  | 0.5 | Standard |  | 80000 | 75000 |  |  | 66800 | 798 | 92.1 | 78 | [8 empty] | Federally-Regulated Consumer Product | 11/28/2016 |  | 06/07/2017
International Comfort Products | EcoTemp | WFAR080B048B | LPG | Induced Draft | True | False | 1 | False | Down |  | None | Condensing | Single-Stage |  | 0.5 | Standard |  | 80000 | 75000 |  |  | 66800 | 798 | 92.1 | 78 | [8 empty] | Federally-Regulated Consumer Product | 11/28/2016 |  | 06/07/2017
International Comfort Products | EcoTemp | WFAR080B048B | LPG | Induced Draft | True | False | 1 | False | Horizontal |  | None | Condensing | Single-Stage |  | 0.5 | Standard |  | 80000 | 75000 |  |  | 66800 | 798 | 92.1 | 78 | [8 empty] | Federally-Regulated Consumer Product | 11/28/2016 |  | 06/07/2017
International Comfort Products | EcoTemp | WFAR080B048B | Natural Gas | Induced Draft | True | False | 1 | False | Up |  | None | Condensing | Single-Stage |  | 0.5 | Standard |  | 80000 | 75000 |  |  | 66800 | 798 | 92.1 | 78 | [8 empty] | Federally-Regulated Consumer Product | 11/28/2016 |  | 06/07/2017
International Comfort Products | EcoTemp | WFAR080B048B | Natural Gas | Induced Draft | True | False | 1 | False | Down |  | None | Condensing | Single-Stage |  | 0.5 | Standard |  | 80000 | 75000 |  |  | 66800 | 798 | 92.1 | 78 | [8 empty] | Federally-Regulated Consumer Product | 11/28/2016 |  | 06/07/2017
International Comfort Products | EcoTemp | WFAR080B048B | Natural Gas | Induced Draft | True | False | 1 | False | Horizontal |  | None | Condensing | Single-Stage |  | 0.5 | Standard |  | 80000 | 75000 |  |  | 66800 | 798 | 92.1 | 78 | [8 empty] | Federally-Regulated Consumer Product | 11/28/2016 |  | 06/07/2017
International Comfort Products | EcoTemp | WFAR080B048B* | LPG | Induced Draft | True | False | 1 | True | Up |  | None | Condensing | Single-Stage |  | 0.5 | Standard |  | 80000 | 75000 |  |  | 66800 | 798 | 92.1 | 75 | [8 empty] | Federally-Regulated Consumer Product | 11/28/2016 |  | 06/07/2017
International Comfort Products | EcoTemp | WFAR080B048B* | LPG | Induced Draft | True | False | 1 | True | Down |  | None | Condensing | Single-Stage |  | 0.5 | Standard |  | 80000 | 75000 |  |  | 66800 | 798 | 92.1 | 75 | [8 empty] | Federally-Regulated Consumer Product | 11/28/2016 |  | 06/07/2017
International Comfort Products | EcoTemp | WFAR080B048B* | LPG | Induced Draft | True | False | 1 | True | Horizontal |  | None | Condensing | Single-Stage |  | 0.5 | Standard |  | 80000 | 75000 |  |  | 66800 | 798 | 92.1 | 75 | [8 empty] | Federally-Regulated Consumer Product | 11/28/2016 |  | 06/07/2017
International Comfort Products | EcoTemp | WFAR080B048B* | Natural Gas | Induced Draft | True | False | 1 | True | Up |  | None | Condensing | Single-Stage |  | 0.5 | Standard |  | 80000 | 75000 |  |  | 66800 | 798 | 92.1 | 75 | [8 empty] | Federally-Regulated Consumer Product | 11/28/2016 |  | 06/07/2017
International Comfort Products | EcoTemp | WFAR080B048B* | Natural Gas | Induced Draft | True | False | 1 | True | Down |  | None | Condensing | Single-Stage |  | 0.5 | Standard |  | 80000 | 75000 |  |  | 66800 | 798 | 92.1 | 75 | [8 empty] | Federally-Regulated Consumer Product | 11/28/2016 |  | 06/07/2017
International Comfort Products | EcoTemp | WFAR080B048B* | Natural Gas | Induced Draft | True | False | 1 | True | Horizontal |  | None | Condensing | Single-Stage |  | 0.5 | Standard |  | 80000 | 75000 |  |  | 66800 | 798 | 92.1 | 75 | [8 empty] | Federally-Regulated Consumer Product | 11/28/2016 |  | 06/07/2017
International Comfort Products | EcoTemp | WFAR040A030C | LPG | Induced Draft | True | False | 1 | False | Up |  | None | Condensing | Single-Stage |  | 0.33 | Standard |  | 40000 | 37000 |  |  | 33700 | 341 | 92.1 | 78 | [8 empty] | Federally-Regulated Consumer Product | 11/28/2016 |  | 06/07/2017
International Comfort Products | EcoTemp | WFAR040A030C | LPG | Induced Draft | True | False | 1 | False | Down |  | None | Condensing | Single-Stage |  | 0.33 | Standard |  | 40000 | 37000 |  |  | 33700 | 341 | 92.1 | 78 | [8 empty] | Federally-Regulated Consumer Product | 11/28/2016 |  | 06/07/2017
International Comfort Products | EcoTemp | WFAR040A030C | LPG | Induced Draft | True | False | 1 | False | Horizontal |  | None | Condensing | Single-Stage |  | 0.33 | Standard |  | 40000 | 37000 |  |  | 33700 | 341 | 92.1 | 78 | [8 empty] | Federally-Regulated Consumer Product | 11/28/2016 |  | 06/07/2017
International Comfort Products | EcoTemp | WFAR040A030C | Natural Gas | Induced Draft | True | False | 1 | False | Up |  | None | Condensing | Single-Stage |  | 0.33 | Standard |  | 40000 | 37000 |  |  | 33700 | 341 | 92.1 | 78 | [8 empty] | Federally-Regulated Consumer Product | 11/28/2016 |  | 06/07/2017
International Comfort Products | EcoTemp | WFAR040A030C | Natural Gas | Induced Draft | True | False | 1 | False | Down |  | None | Condensing | Single-Stage |  | 0.33 | Standard |  | 40000 | 37000 |  |  | 33700 | 341 | 92.1 | 78 | [8 empty] | Federally-Regulated Consumer Product | 11/28/2016 |  | 06/07/2017
International Comfort Products | EcoTemp | WFAR040A030C | Natural Gas | Induced Draft | True | False | 1 | False | Horizontal |  | None | Condensing | Single-Stage |  | 0.33 | Standard |  | 40000 | 37000 |  |  | 33700 | 341 | 92.1 | 78 | [8 empty] | Federally-Regulated Consumer Product | 11/28/2016 |  | 06/07/2017
International Comfort Products | EcoTemp | WFAR060B048C | LPG | Induced Draft | True | False | 1 | False | Up |  | None | Condensing | Single-Stage |  | 0.5 | Standard |  | 60000 | 56000 |  |  | 50100 | 605 | 92.1 | 78 | [8 empty] | Federally-Regulated Consumer Product | 11/28/2016 |  | 06/07/2017
International Comfort Products | EcoTemp | WFAR060B048C | LPG | Induced Draft | True | False | 1 | False | Down |  | None | Condensing | Single-Stage |  | 0.5 | Standard |  | 60000 | 56000 |  |  | 50100 | 605 | 92.1 | 78 | [8 empty] | Federally-Regulated Consumer Product | 11/28/2016 |  | 06/07/2017
International Comfort Products | EcoTemp | WFAR060B048C | LPG | Induced Draft | True | False | 1 | False | Horizontal |  | None | Condensing | Single-Stage |  | 0.5 | Standard |  | 60000 | 56000 |  |  | 50100 | 605 | 92.1 | 78 | [8 empty] | Federally-Regulated Consumer Product | 11/28/2016 |  | 06/07/2017
International Comfort Products | EcoTemp | WFAR060B048C | Natural Gas | Induced Draft | True | False | 1 | False | Up |  | None | Condensing | Single-Stage |  | 0.5 | Standard |  | 60000 | 56000 |  |  | 50100 | 605 | 92.1 | 78 | [8 empty] | Federally-Regulated Consumer Product | 11/28/2016 |  | 06/07/2017
International Comfort Products | EcoTemp | WFAR060B048C | Natural Gas | Induced Draft | True | False | 1 | False | Down |  | None | Condensing | Single-Stage |  | 0.5 | Standard |  | 60000 | 56000 |  |  | 50100 | 605 | 92.1 | 78 | [8 empty] | Federally-Regulated Consumer Product | 11/28/2016 |  | 06/07/2017
International Comfort Products | EcoTemp | WFAR060B048C | Natural Gas | Induced Draft | True | False | 1 | False | Horizontal |  | None | Condensing | Single-Stage |  | 0.5 | Standard |  | 60000 | 56000 |  |  | 50100 | 605 | 92.1 | 78 | [8 empty] | Federally-Regulated Consumer Product | 11/28/2016 |  | 06/07/2017
International Comfort Products | EcoTemp | WFAR080C060C | LPG | Induced Draft | True | False | 1 | False | Up |  | None | Condensing | Single-Stage |  | 0.75 | Standard |  | 80000 | 75000 |  |  | 66900 | 775 | 92.1 | 78 | [8 empty] | Federally-Regulated Consumer Product | 11/28/2016 |  | 06/07/2017
International Comfort Products | EcoTemp | WFAR080C060C | LPG | Induced Draft | True | False | 1 | False | Down |  | None | Condensing | Single-Stage |  | 0.75 | Standard |  | 80000 | 75000 |  |  | 66900 | 775 | 92.1 | 78 | [8 empty] | Federally-Regulated Consumer Product | 11/28/2016 |  | 06/07/2017
International Comfort Products | EcoTemp | WFAR080C060C | LPG | Induced Draft | True | False | 1 | False | Horizontal |  | None | Condensing | Single-Stage |  | 0.75 | Standard |  | 80000 | 75000 |  |  | 66900 | 775 | 92.1 | 78 | [8 empty] | Federally-Regulated Consumer Product | 11/28/2016 |  | 06/07/2017
International Comfort Products | EcoTemp | WFAR080C060C | Natural Gas | Induced Draft | True | False | 1 | False | Up |  | None | Condensing | Single-Stage |  | 0.75 | Standard |  | 80000 | 75000 |  |  | 66900 | 775 | 92.1 | 78 | [8 empty] | Federally-Regulated Consumer Product | 11/28/2016 |  | 06/07/2017
International Comfort Products | EcoTemp | WFAR080C060C | Natural Gas | Induced Draft | True | False | 1 | False | Down |  | None | Condensing | Single-Stage |  | 0.75 | Standard |  | 80000 | 75000 |  |  | 66900 | 775 | 92.1 | 78 | [8 empty] | Federally-Regulated Consumer Product | 11/28/2016 |  | 06/07/2017
International Comfort Products | EcoTemp | WFAR080C060C | Natural Gas | Induced Draft | True | False | 1 | False | Horizontal |  | None | Condensing | Single-Stage |  | 0.75 | Standard |  | 80000 | 75000 |  |  | 66900 | 775 | 92.1 | 78 | [8 empty] | Federally-Regulated Consumer Product | 11/28/2016 |  | 06/07/2017
International Comfort Products | EcoTemp | WFAR100C048C | LPG | Induced Draft | True | False | 1 | False | Up |  | None | Condensing | Single-Stage |  | 0.5 | Standard |  | 100000 | 94000 |  |  | 100900 | 994 | 92.1 | 78 | [8 empty] | Federally-Regulated Consumer Product | 02/14/2017 |  | 06/07/2017
International Comfort Products | EcoTemp | WFAR100C048C | LPG | Induced Draft | True | False | 1 | False | Down |  | None | Condensing | Single-Stage |  | 0.5 | Standard |  | 100000 | 94000 |  |  | 100900 | 994 | 92.1 | 78 | [8 empty] | Federally-Regulated Consumer Product | 02/14/2017 |  | 06/07/2017
International Comfort Products | EcoTemp | WFAR100C048C | LPG | Induced Draft | True | False | 1 | False | Horizontal |  | None | Condensing | Single-Stage |  | 0.5 | Standard |  | 100000 | 94000 |  |  | 100900 | 994 | 92.1 | 78 | [8 empty] | Federally-Regulated Consumer Product | 02/14/2017 |  | 06/07/2017
International Comfort Products | EcoTemp | WFAR100C048C | Natural Gas | Induced Draft | True | False | 1 | False | Up |  | None | Condensing | Single-Stage |  | 0.5 | Standard |  | 100000 | 94000 |  |  | 100900 | 994 | 92.1 | 78 | [8 empty] | Federally-Regulated Consumer Product | 02/14/2017 |  | 06/07/2017
International Comfort Products | EcoTemp | WFAR100C048C | Natural Gas | Induced Draft | True | False | 1 | False | Down |  | None | Condensing | Single-Stage |  | 0.5 | Standard |  | 100000 | 94000 |  |  | 100900 | 994 | 92.1 | 78 | [8 empty] | Federally-Regulated Consumer Product | 02/14/2017 |  | 06/07/2017
International Comfort Products | EcoTemp | WFAR100C048C | Natural Gas | Induced Draft | True | False | 1 | False | Horizontal |  | None | Condensing | Single-Stage |  | 0.5 | Standard |  | 100000 | 94000 |  |  | 100900 | 994 | 92.1 | 78 | [8 empty] | Federally-Regulated Consumer Product | 02/14/2017 |  | 06/07/2017
International Comfort Products | EcoTemp | WFAR100C060C | LPG | Induced Draft | True | False | 1 | False | Up |  | None | Condensing | Single-Stage |  | 0.75 | Standard |  | 100000 | 94000 |  |  | 100800 | 1030 | 92.1 | 78 | [8 empty] | Federally-Regulated Consumer Product | 02/14/2017 |  | 06/07/2017
International Comfort Products | EcoTemp | WFAR100C060C | LPG | Induced Draft | True | False | 1 | False | Down |  | None | Condensing | Single-Stage |  | 0.75 | Standard |  | 100000 | 94000 |  |  | 100800 | 1030 | 92.1 | 78 | [8 empty] | Federally-Regulated Consumer Product | 02/14/2017 |  | 06/07/2017
International Comfort Products | EcoTemp | WFAR100C060C | LPG | Induced Draft | True | False | 1 | False | Horizontal |  | None | Condensing | Single-Stage |  | 0.75 | Standard |  | 100000 | 94000 |  |  | 100800 | 1030 | 92.1 | 78 | [8 empty] | Federally-Regulated Consumer Product | 02/14/2017 |  | 06/07/2017
International Comfort Products | EcoTemp | WFAR100C060C | Natural Gas | Induced Draft | True | False | 1 | False | Up |  | None | Condensing | Single-Stage |  | 0.75 | Standard |  | 100000 | 94000 |  |  | 100800 | 1030 | 92.1 | 78 | [8 empty] | Federally-Regulated Consumer Product | 02/14/2017 |  | 06/07/2017
International Comfort Products | EcoTemp | WFAR100C060C | Natural Gas | Induced Draft | True | False | 1 | False | Down |  | None | Condensing | Single-Stage |  | 0.75 | Standard |  | 100000 | 94000 |  |  | 100800 | 1030 | 92.1 | 78 | [8 empty] | Federally-Regulated Consumer Product | 02/14/2017 |  | 06/07/2017
International Comfort Products | EcoTemp | WFAR100C060C | Natural Gas | Induced Draft | True | False | 1 | False | Horizontal |  | None | Condensing | Single-Stage |  | 0.75 | Standard |  | 100000 | 94000 |  |  | 100800 | 1030 | 92.1 | 78 | [8 empty] | Federally-Regulated Consumer Product | 02/14/2017 |  | 06/07/2017
International Comfort Products | EcoTemp | WFAR120D060C | LPG | Induced Draft | True | False | 1 | False | Up |  | None | Condensing | Single-Stage |  | 0.75 | Standard |  | 120000 | 112000 |  |  | 117400 | 1247 | 92.1 | 78 | [8 empty] | Federally-Regulated Consumer Product | 02/14/2017 |  | 06/07/2017
International Comfort Products | EcoTemp | WFAR120D060C | LPG | Induced Draft | True | False | 1 | False | Down |  | None | Condensing | Single-Stage |  | 0.75 | Standard |  | 120000 | 112000 |  |  | 117400 | 1247 | 92.1 | 78 | [8 empty] | Federally-Regulated Consumer Product | 02/14/2017 |  | 06/07/2017
International Comfort Products | EcoTemp | WFAR120D060C | LPG | Induced Draft | True | False | 1 | False | Horizontal |  | None | Condensing | Single-Stage |  | 0.75 | Standard |  | 120000 | 112000 |  |  | 117400 | 1247 | 92.1 | 78 | [8 empty] | Federally-Regulated Consumer Product | 02/14/2017 |  | 06/07/2017
International Comfort Products | EcoTemp | WFAR120D060C | Natural Gas | Induced Draft | True | False | 1 | False | Up |  | None | Condensing | Single-Stage |  | 0.75 | Standard |  | 120000 | 112000 |  |  | 117400 | 1247 | 92.1 | 78 | [8 empty] | Federally-Regulated Consumer Product | 02/14/2017 |  | 06/07/2017
International Comfort Products | EcoTemp | WFAR120D060C | Natural Gas | Induced Draft | True | False | 1 | False | Down |  | None | Condensing | Single-Stage |  | 0.75 | Standard |  | 120000 | 112000 |  |  | 117400 | 1247 | 92.1 | 78 | [8 empty] | Federally-Regulated Consumer Product | 02/14/2017 |  | 06/07/2017
International Comfort Products | EcoTemp | WFAR120D060C | Natural Gas | Induced Draft | True | False | 1 | False | Horizontal |  | None | Condensing | Single-Stage |  | 0.75 | Standard |  | 120000 | 112000 |  |  | 117400 | 1247 | 92.1 | 78 | [8 empty] | Federally-Regulated Consumer Product | 02/14/2017 |  | 06/07/2017
International Comfort Products | EcoTemp | WFSR040A030A*D | LPG | Induced Draft | True | False | 1 | False | Down |  | None | Condensing | Single-Stage |  | 0.25 | Standard |  | 40000 | 39000 |  |  | 32500 | 374 | 95 | 78 | [8 empty] | Federally-Regulated Consumer Product | 02/14/2017 |  | 06/07/2017
International Comfort Products | EcoTemp | WFSR040A030A*D | Natural Gas | Induced Draft | True | False | 1 | False | Down |  | None | Condensing | Single-Stage |  | 0.25 | Standard |  | 40000 | 39000 |  |  | 32500 | 374 | 95 | 78 | [8 empty] | Federally-Regulated Consumer Product | 02/14/2017 |  | 06/07/2017
International Comfort Products | EcoTemp | WFSR060B042A*D | LPG | Induced Draft | True | False | 1 | False | Down |  | None | Condensing | Single-Stage |  | 0.5 | Standard |  | 60000 | 58000 |  |  | 48600 | 598 | 95 | 78 | [8 empty] | Federally-Regulated Consumer Product | 11/28/2016 |  | 06/07/2017
International Comfort Products | EcoTemp | WFSR060B042A*D | Natural Gas | Induced Draft | True | False | 1 | False | Down |  | None | Condensing | Single-Stage |  | 0.5 | Standard |  | 60000 | 58000 |  |  | 48600 | 598 | 95 | 78 | [8 empty] | Federally-Regulated Consumer Product | 11/28/2016 |  | 06/07/2017
International Comfort Products | EcoTemp | WFSR080B048A*D | LPG | Induced Draft | True | False | 1 | False | Down |  | None | Condensing | Single-Stage |  | 0.75 | Standard |  | 80000 | 78000 |  |  | 81300 | 913 | 95 | 78 | [8 empty] | Federally-Regulated Consumer Product | 02/14/2017 |  | 06/07/2017
International Comfort Products | EcoTemp | WFSR080B048A*D | Natural Gas | Induced Draft | True | False | 1 | False | Down |  | None | Condensing | Single-Stage |  | 0.75 | Standard |  | 80000 | 78000 |  |  | 81300 | 913 | 95 | 78 | [8 empty] | Federally-Regulated Consumer Product | 02/14/2017 |  | 06/07/2017
International Comfort Products | EcoTemp | WFSR080C060A*D | LPG | Induced Draft | True | False | 1 | False | Down |  | None | Condensing | Single-Stage |  | 0.75 | Standard |  | 80000 | 78000 |  |  | 81100 | 948 | 95 | 78 | [8 empty] | Federally-Regulated Consumer Product | 11/28/2016 |  | 06/07/2017
International Comfort Products | EcoTemp | WFSR080C060A*D | Natural Gas | Induced Draft | True | False | 1 | False | Down |  | None | Condensing | Single-Stage |  | 0.75 | Standard |  | 80000 | 78000 |  |  | 81100 | 948 | 95 | 78 | [8 empty] | Federally-Regulated Consumer Product | 11/28/2016 |  | 06/07/2017
International Comfort Products | EcoTemp | WFSR100C042A*D | LPG | Induced Draft | True | False | 1 | False | Down |  | None | Condensing | Single-Stage |  | 0.75 | Standard |  | 100000 | 97000 |  |  | 97200 | 1182 | 95 | 78 | [8 empty] | Federally-Regulated Consumer Product | 02/14/2017 |  | 06/07/2017
International Comfort Products | EcoTemp | WFSR100C042A*D | Natural Gas | Induced Draft | True | False | 1 | False | Down |  | None | Condensing | Single-Stage |  | 0.75 | Standard |  | 100000 | 97000 |  |  | 97200 | 1182 | 95 | 78 | [8 empty] | Federally-Regulated Consumer Product | 02/14/2017 |  | 06/07/2017
International Comfort Products | EcoTemp | WFSR100C060A*D | LPG | Induced Draft | True | False | 1 | False | Down |  | None | Condensing | Single-Stage |  | 0.75 | Standard |  | 100000 | 97000 |  |  | 97200 | 1175 | 95 | 78 | [8 empty] | Federally-Regulated Consumer Product | 02/14/2017 |  | 06/07/2017
International Comfort Products | EcoTemp | WFSR100C060A*D | Natural Gas | Induced Draft | True | False | 1 | False | Down |  | None | Condensing | Single-Stage |  | 0.75 | Standard |  | 100000 | 97000 |  |  | 97200 | 1175 | 95 | 78 | [8 empty] | Federally-Regulated Consumer Product | 02/14/2017 |  | 06/07/2017
International Comfort Products | EcoTemp | WFSR120D060A*D | LPG | Induced Draft | True | False | 1 | False | Down |  | None | Condensing | Single-Stage |  | 0.75 | Standard |  | 120000 | 116000 |  |  | 113400 | 1348 | 95 | 78 | [8 empty] | Federally-Regulated Consumer Product | 11/28/2016 |  | 06/07/2017
International Comfort Products | EcoTemp | WFSR120D060A*D | Natural Gas | Induced Draft | True | False | 1 | False | Down |  | None | Condensing | Single-Stage |  | 0.75 | Standard |  | 120000 | 116000 |  |  | 113400 | 1348 | 95 | 78 | [8 empty] | Federally-Regulated Consumer Product | 11/28/2016 |  | 06/07/2017
International Comfort Products | EcoTemp | WFSR040A030A* | LPG | Induced Draft | True | False | 1 | True | Up |  | None | Condensing | Single-Stage |  | 0.5 | Standard |  | 40000 | 39000 |  |  | 32300 | 373 | 95.5 | 75 | [8 empty] | Federally-Regulated Consumer Product | 11/28/2016 |  | 06/07/2017
International Comfort Products | EcoTemp | WFSR040A030A* | LPG | Induced Draft | True | False | 1 | True | Horizontal |  | None | Condensing | Single-Stage |  | 0.5 | Standard |  | 40000 | 39000 |  |  | 32300 | 373 | 95.5 | 75 | [8 empty] | Federally-Regulated Consumer Product | 11/28/2016 |  | 06/07/2017
International Comfort Products | EcoTemp | WFSR040A030A* | Natural Gas | Induced Draft | True | False | 1 | True | Up |  | None | Condensing | Single-Stage |  | 0.5 | Standard |  | 40000 | 39000 |  |  | 32300 | 373 | 95.5 | 75 | [8 empty] | Federally-Regulated Consumer Product | 11/28/2016 |  | 06/07/2017
International Comfort Products | EcoTemp | WFSR040A030A* | Natural Gas | Induced Draft | True | False | 1 | True | Horizontal |  | None | Condensing | Single-Stage |  | 0.5 | Standard |  | 40000 | 39000 |  |  | 32300 | 373 | 95.5 | 75 | [8 empty] | Federally-Regulated Consumer Product | 11/28/2016 |  | 06/07/2017
International Comfort Products | EcoTemp | WFSR060B042A* | LPG | Induced Draft | True | False | 1 | True | Up |  | None | Condensing | Single-Stage |  | 0.5 | Standard |  | 60000 | 58000 |  |  | 48300 | 592 | 95.5 | 75 | [8 empty] | Federally-Regulated Consumer Product | 11/28/2016 |  | 06/07/2017
International Comfort Products | EcoTemp | WFSR060B042A* | LPG | Induced Draft | True | False | 1 | True | Horizontal |  | None | Condensing | Single-Stage |  | 0.5 | Standard |  | 60000 | 58000 |  |  | 48300 | 592 | 95.5 | 75 | [8 empty] | Federally-Regulated Consumer Product | 11/28/2016 |  | 06/07/2017
International Comfort Products | EcoTemp | WFSR060B042A* | Natural Gas | Induced Draft | True | False | 1 | True | Up |  | None | Condensing | Single-Stage |  | 0.5 | Standard |  | 60000 | 58000 |  |  | 48300 | 592 | 95.5 | 75 | [8 empty] | Federally-Regulated Consumer Product | 11/28/2016 |  | 06/07/2017
International Comfort Products | EcoTemp | WFSR060B042A* | Natural Gas | Induced Draft | True | False | 1 | True | Horizontal |  | None | Condensing | Single-Stage |  | 0.5 | Standard |  | 60000 | 58000 |  |  | 48300 | 592 | 95.5 | 75 | [8 empty] | Federally-Regulated Consumer Product | 11/28/2016 |  | 06/07/2017
International Comfort Products | EcoTemp | WFSR080B048A* | LPG | Induced Draft | True | False | 1 | True | Up |  | None | Condensing | Single-Stage |  | 0.75 | Standard |  | 80000 | 78000 |  |  | 80800 | 903 | 95.5 | 75 | [8 empty] | Federally-Regulated Consumer Product | 11/28/2016 |  | 06/07/2017
International Comfort Products | EcoTemp | WFSR080B048A* | LPG | Induced Draft | True | False | 1 | True | Horizontal |  | None | Condensing | Single-Stage |  | 0.75 | Standard |  | 80000 | 78000 |  |  | 80800 | 903 | 95.5 | 75 | [8 empty] | Federally-Regulated Consumer Product | 11/28/2016 |  | 06/07/2017
International Comfort Products | EcoTemp | WFSR080B048A* | Natural Gas | Induced Draft | True | False | 1 | True | Up |  | None | Condensing | Single-Stage |  | 0.75 | Standard |  | 80000 | 78000 |  |  | 80800 | 903 | 95.5 | 75 | [8 empty] | Federally-Regulated Consumer Product | 11/28/2016 |  | 06/07/2017
International Comfort Products | EcoTemp | WFSR080B048A* | Natural Gas | Induced Draft | True | False | 1 | True | Horizontal |  | None | Condensing | Single-Stage |  | 0.75 | Standard |  | 80000 | 78000 |  |  | 80800 | 903 | 95.5 | 75 | [8 empty] | Federally-Regulated Consumer Product | 11/28/2016 |  | 06/07/2017
International Comfort Products | EcoTemp | WFSR080C060A* | LPG | Induced Draft | True | False | 1 | True | Up |  | None | Condensing | Single-Stage |  | 0.75 | Standard |  | 80000 | 78000 |  |  | 80700 | 939 | 95.5 | 75 | [8 empty] | Federally-Regulated Consumer Product | 11/28/2016 |  | 06/07/2017
International Comfort Products | EcoTemp | WFSR080C060A* | LPG | Induced Draft | True | False | 1 | True | Horizontal |  | None | Condensing | Single-Stage |  | 0.75 | Standard |  | 80000 | 78000 |  |  | 80700 | 939 | 95.5 | 75 | [8 empty] | Federally-Regulated Consumer Product | 11/28/2016 |  | 06/07/2017
International Comfort Products | EcoTemp | WFSR080C060A* | Natural Gas | Induced Draft | True | False | 1 | True | Up |  | None | Condensing | Single-Stage |  | 0.75 | Standard |  | 80000 | 78000 |  |  | 80700 | 939 | 95.5 | 75 | [8 empty] | Federally-Regulated Consumer Product | 11/28/2016 |  | 06/07/2017
International Comfort Products | EcoTemp | WFSR080C060A* | Natural Gas | Induced Draft | True | False | 1 | True | Horizontal |  | None | Condensing | Single-Stage |  | 0.75 | Standard |  | 80000 | 78000 |  |  | 80700 | 939 | 95.5 | 75 | [8 empty] | Federally-Regulated Consumer Product | 11/28/2016 |  | 06/07/2017
International Comfort Products | EcoTemp | WFSR100C042A* | LPG | Induced Draft | True | False | 1 | True | Up |  | None | Condensing | Single-Stage |  | 0.75 | Standard |  | 100000 | 97000 |  |  | 96700 | 1162 | 95.5 | 75 | [8 empty] | Federally-Regulated Consumer Product | 11/28/2016 |  | 06/07/2017
International Comfort Products | EcoTemp | WFSR100C042A* | LPG | Induced Draft | True | False | 1 | True | Horizontal |  | None | Condensing | Single-Stage |  | 0.75 | Standard |  | 100000 | 97000 |  |  | 96700 | 1162 | 95.5 | 75 | [8 empty] | Federally-Regulated Consumer Product | 11/28/2016 |  | 06/07/2017
International Comfort Products | EcoTemp | WFSR100C042A* | Natural Gas | Induced Draft | True | False | 1 | True | Up |  | None | Condensing | Single-Stage |  | 0.75 | Standard |  | 100000 | 97000 |  |  | 96700 | 1162 | 95.5 | 75 | [8 empty] | Federally-Regulated Consumer Product | 11/28/2016 |  | 06/07/2017
International Comfort Products | EcoTemp | WFSR100C042A* | Natural Gas | Induced Draft | True | False | 1 | True | Horizontal |  | None | Condensing | Single-Stage |  | 0.75 | Standard |  | 100000 | 97000 |  |  | 96700 | 1162 | 95.5 | 75 | [8 empty] | Federally-Regulated Consumer Product | 11/28/2016 |  | 06/07/2017
International Comfort Products | EcoTemp | WFSR120D060A* | LPG | Induced Draft | True | False | 1 | True | Up |  | None | Condensing | Single-Stage |  | 0.75 | Standard |  | 120000 | 117000 |  |  | 112800 | 1336 | 95.5 | 75 | [8 empty] | Federally-Regulated Consumer Product | 11/28/2016 |  | 06/07/2017
International Comfort Products | EcoTemp | WFSR120D060A* | LPG | Induced Draft | True | False | 1 | True | Horizontal |  | None | Condensing | Single-Stage |  | 0.75 | Standard |  | 120000 | 117000 |  |  | 112800 | 1336 | 95.5 | 75 | [8 empty] | Federally-Regulated Consumer Product | 11/28/2016 |  | 06/07/2017
International Comfort Products | EcoTemp | WFSR120D060A* | Natural Gas | Induced Draft | True | False | 1 | True | Up |  | None | Condensing | Single-Stage |  | 0.75 | Standard |  | 120000 | 117000 |  |  | 112800 | 1336 | 95.5 | 75 | [8 empty] | Federally-Regulated Consumer Product | 11/28/2016 |  | 06/07/2017
International Comfort Products | EcoTemp | WFSR120D060A* | Natural Gas | Induced Draft | True | False | 1 | True | Horizontal |  | None | Condensing | Single-Stage |  | 0.75 | Standard |  | 120000 | 117000 |  |  | 112800 | 1336 | 95.5 | 75 | [8 empty] | Federally-Regulated Consumer Product | 11/28/2016 |  | 06/07/2017
International Comfort Products | EcoTemp | WFSR040A030A**D | LPG | Induced Draft | True | False | 1 | True | Down |  | None | Condensing | Single-Stage |  | 0.25 | Standard |  | 40000 | 39000 |  |  | 32500 | 374 | 95 | 75 | [8 empty] | Federally-Regulated Consumer Product | 02/14/2017 |  | 06/07/2017
International Comfort Products | EcoTemp | WFSR040A030A**D | Natural Gas | Induced Draft | True | False | 1 | True | Down |  | None | Condensing | Single-Stage |  | 0.25 | Standard |  | 40000 | 39000 |  |  | 32500 | 374 | 95 | 75 | [8 empty] | Federally-Regulated Consumer Product | 02/14/2017 |  | 06/07/2017
International Comfort Products | EcoTemp | WFSR060B042A**D | LPG | Induced Draft | True | False | 1 | True | Down |  | None | Condensing | Single-Stage |  | 0.5 | Standard |  | 60000 | 58000 |  |  | 48600 | 598 | 95 | 75 | [8 empty] | Federally-Regulated Consumer Product | 11/28/2016 |  | 06/07/2017
International Comfort Products | EcoTemp | WFSR060B042A**D | Natural Gas | Induced Draft | True | False | 1 | True | Down |  | None | Condensing | Single-Stage |  | 0.5 | Standard |  | 60000 | 58000 |  |  | 48600 | 598 | 95 | 75 | [8 empty] | Federally-Regulated Consumer Product | 11/28/2016 |  | 06/07/2017
International Comfort Products | EcoTemp | WFSR080B048A**D | LPG | Induced Draft | True | False | 1 | True | Down |  | None | Condensing | Single-Stage |  | 0.75 | Standard |  | 80000 | 78000 |  |  | 81300 | 913 | 95 | 75 | [8 empty] | Federally-Regulated Consumer Product | 02/14/2017 |  | 06/07/2017
International Comfort Products | EcoTemp | WFSR080B048A**D | Natural Gas | Induced Draft | True | False | 1 | True | Down |  | None | Condensing | Single-Stage |  | 0.75 | Standard |  | 80000 | 78000 |  |  | 81300 | 913 | 95 | 75 | [8 empty] | Federally-Regulated Consumer Product | 02/14/2017 |  | 06/07/2017
International Comfort Products | EcoTemp | WFSR080C060A**D | LPG | Induced Draft | True | False | 1 | True | Down |  | None | Condensing | Single-Stage |  | 0.75 | Standard |  | 80000 | 78000 |  |  | 81100 | 948 | 95 | 75 | [8 empty] | Federally-Regulated Consumer Product | 11/28/2016 |  | 06/07/2017
International Comfort Products | EcoTemp | WFSR080C060A**D | Natural Gas | Induced Draft | True | False | 1 | True | Down |  | None | Condensing | Single-Stage |  | 0.75 | Standard |  | 80000 | 78000 |  |  | 81100 | 948 | 95 | 75 | [8 empty] | Federally-Regulated Consumer Product | 11/28/2016 |  | 06/07/2017
International Comfort Products | EcoTemp | WFSR100C042A**D | LPG | Induced Draft | True | False | 1 | True | Down |  | None | Condensing | Single-Stage |  | 0.75 | Standard |  | 100000 | 97000 |  |  | 97200 | 1182 | 95 | 75 | [8 empty] | Federally-Regulated Consumer Product | 02/14/2017 |  | 06/07/2017
International Comfort Products | EcoTemp | WFSR100C042A**D | Natural Gas | Induced Draft | True | False | 1 | True | Down |  | None | Condensing | Single-Stage |  | 0.75 | Standard |  | 100000 | 97000 |  |  | 97200 | 1182 | 95 | 75 | [8 empty] | Federally-Regulated Consumer Product | 02/14/2017 |  | 06/07/2017
International Comfort Products | EcoTemp | WFSR100C060A**D | LPG | Induced Draft | True | False | 1 | True | Down |  | None | Condensing | Single-Stage |  | 0.75 | Standard |  | 100000 | 97000 |  |  | 97200 | 1175 | 95 | 75 | [8 empty] | Federally-Regulated Consumer Product | 02/14/2017 |  | 06/07/2017
International Comfort Products | EcoTemp | WFSR100C060A**D | Natural Gas | Induced Draft | True | False | 1 | True | Down |  | None | Condensing | Single-Stage |  | 0.75 | Standard |  | 100000 | 97000 |  |  | 97200 | 1175 | 95 | 75 | [8 empty] | Federally-Regulated Consumer Product | 02/14/2017 |  | 06/07/2017
International Comfort Products | EcoTemp | WFSR120D060A**D | LPG | Induced Draft | True | False | 1 | True | Down |  | None | Condensing | Single-Stage |  | 0.75 | Standard |  | 120000 | 116000 |  |  | 113400 | 1348 | 95 | 75 | [8 empty] | Federally-Regulated Consumer Product | 11/28/2016 |  | 06/07/2017
International Comfort Products | EcoTemp | WFSR120D060A**D | Natural Gas | Induced Draft | True | False | 1 | True | Down |  | None | Condensing | Single-Stage |  | 0.75 | Standard |  | 120000 | 116000 |  |  | 113400 | 1348 | 95 | 75 | [8 empty] | Federally-Regulated Consumer Product | 11/28/2016 |  | 06/07/2017
International Comfort Products | EcoTemp | WFAR040A030C** | LPG | Induced Draft | True | False | 1 | True | Up |  | None | Condensing | Single-Stage |  | 0.33 | Standard |  | 40000 | 37000 |  |  | 33700 | 341 | 92.1 | 75 | [8 empty] | Federally-Regulated Consumer Product | 11/28/2016 |  | 06/07/2017
International Comfort Products | EcoTemp | WFAR040A030C** | LPG | Induced Draft | True | False | 1 | True | Down |  | None | Condensing | Single-Stage |  | 0.33 | Standard |  | 40000 | 37000 |  |  | 33700 | 341 | 92.1 | 75 | [8 empty] | Federally-Regulated Consumer Product | 11/28/2016 |  | 06/07/2017
International Comfort Products | EcoTemp | WFAR040A030C** | LPG | Induced Draft | True | False | 1 | True | Horizontal |  | None | Condensing | Single-Stage |  | 0.33 | Standard |  | 40000 | 37000 |  |  | 33700 | 341 | 92.1 | 75 | [8 empty] | Federally-Regulated Consumer Product | 11/28/2016 |  | 06/07/2017
International Comfort Products | EcoTemp | WFAR040A030C** | Natural Gas | Induced Draft | True | False | 1 | True | Up |  | None | Condensing | Single-Stage |  | 0.33 | Standard |  | 40000 | 37000 |  |  | 33700 | 341 | 92.1 | 75 | [8 empty] | Federally-Regulated Consumer Product | 11/28/2016 |  | 06/07/2017
International Comfort Products | EcoTemp | WFAR040A030C** | Natural Gas | Induced Draft | True | False | 1 | True | Down |  | None | Condensing | Single-Stage |  | 0.33 | Standard |  | 40000 | 37000 |  |  | 33700 | 341 | 92.1 | 75 | [8 empty] | Federally-Regulated Consumer Product | 11/28/2016 |  | 06/07/2017
International Comfort Products | EcoTemp | WFAR040A030C** | Natural Gas | Induced Draft | True | False | 1 | True | Horizontal |  | None | Condensing | Single-Stage |  | 0.33 | Standard |  | 40000 | 37000 |  |  | 33700 | 341 | 92.1 | 75 | [8 empty] | Federally-Regulated Consumer Product | 11/28/2016 |  | 06/07/2017
International Comfort Products | EcoTemp | WFAR060B048C** | LPG | Induced Draft | True | False | 1 | True | Up |  | None | Condensing | Single-Stage |  | 0.5 | Standard |  | 60000 | 56000 |  |  | 50100 | 605 | 92.1 | 75 | [8 empty] | Federally-Regulated Consumer Product | 11/28/2016 |  | 06/07/2017
International Comfort Products | EcoTemp | WFAR060B048C** | LPG | Induced Draft | True | False | 1 | True | Down |  | None | Condensing | Single-Stage |  | 0.5 | Standard |  | 60000 | 56000 |  |  | 50100 | 605 | 92.1 | 75 | [8 empty] | Federally-Regulated Consumer Product | 11/28/2016 |  | 06/07/2017
International Comfort Products | EcoTemp | WFAR060B048C** | LPG | Induced Draft | True | False | 1 | True | Horizontal |  | None | Condensing | Single-Stage |  | 0.5 | Standard |  | 60000 | 56000 |  |  | 50100 | 605 | 92.1 | 75 | [8 empty] | Federally-Regulated Consumer Product | 11/28/2016 |  | 06/07/2017
International Comfort Products | EcoTemp | WFAR060B048C** | Natural Gas | Induced Draft | True | False | 1 | True | Up |  | None | Condensing | Single-Stage |  | 0.5 | Standard |  | 60000 | 56000 |  |  | 50100 | 605 | 92.1 | 75 | [8 empty] | Federally-Regulated Consumer Product | 11/28/2016 |  | 06/07/2017
International Comfort Products | EcoTemp | WFAR060B048C** | Natural Gas | Induced Draft | True | False | 1 | True | Down |  | None | Condensing | Single-Stage |  | 0.5 | Standard |  | 60000 | 56000 |  |  | 50100 | 605 | 92.1 | 75 | [8 empty] | Federally-Regulated Consumer Product | 11/28/2016 |  | 06/07/2017
International Comfort Products | EcoTemp | WFAR060B048C** | Natural Gas | Induced Draft | True | False | 1 | True | Horizontal |  | None | Condensing | Single-Stage |  | 0.5 | Standard |  | 60000 | 56000 |  |  | 50100 | 605 | 92.1 | 75 | [8 empty] | Federally-Regulated Consumer Product | 11/28/2016 |  | 06/07/2017
International Comfort Products | EcoTemp | WFAR080C060C** | LPG | Induced Draft | True | False | 1 | True | Up |  | None | Condensing | Single-Stage |  | 0.75 | Standard |  | 80000 | 75000 |  |  | 66900 | 775 | 92.1 | 75 | [8 empty] | Federally-Regulated Consumer Product | 11/28/2016 |  | 06/07/2017
International Comfort Products | EcoTemp | WFAR080C060C** | LPG | Induced Draft | True | False | 1 | True | Down |  | None | Condensing | Single-Stage |  | 0.75 | Standard |  | 80000 | 75000 |  |  | 66900 | 775 | 92.1 | 75 | [8 empty] | Federally-Regulated Consumer Product | 11/28/2016 |  | 06/07/2017
International Comfort Products | EcoTemp | WFAR080C060C** | LPG | Induced Draft | True | False | 1 | True | Horizontal |  | None | Condensing | Single-Stage |  | 0.75 | Standard |  | 80000 | 75000 |  |  | 66900 | 775 | 92.1 | 75 | [8 empty] | Federally-Regulated Consumer Product | 11/28/2016 |  | 06/07/2017
International Comfort Products | EcoTemp | WFAR080C060C** | Natural Gas | Induced Draft | True | False | 1 | True | Up |  | None | Condensing | Single-Stage |  | 0.75 | Standard |  | 80000 | 75000 |  |  | 66900 | 775 | 92.1 | 75 | [8 empty] | Federally-Regulated Consumer Product | 11/28/2016 |  | 06/07/2017
International Comfort Products | EcoTemp | WFAR080C060C** | Natural Gas | Induced Draft | True | False | 1 | True | Down |  | None | Condensing | Single-Stage |  | 0.75 | Standard |  | 80000 | 75000 |  |  | 66900 | 775 | 92.1 | 75 | [8 empty] | Federally-Regulated Consumer Product | 11/28/2016 |  | 06/07/2017
International Comfort Products | EcoTemp | WFAR080C060C** | Natural Gas | Induced Draft | True | False | 1 | True | Horizontal |  | None | Condensing | Single-Stage |  | 0.75 | Standard |  | 80000 | 75000 |  |  | 66900 | 775 | 92.1 | 75 | [8 empty] | Federally-Regulated Consumer Product | 11/28/2016 |  | 06/07/2017
International Comfort Products | EcoTemp | WFAR100C048C** | LPG | Induced Draft | True | False | 1 | True | Up |  | None | Condensing | Single-Stage |  | 0.5 | Standard |  | 100000 | 94000 |  |  | 100900 | 994 | 92.1 | 75 | [8 empty] | Federally-Regulated Consumer Product | 02/14/2017 |  | 06/07/2017
International Comfort Products | EcoTemp | WFAR100C048C** | LPG | Induced Draft | True | False | 1 | True | Down |  | None | Condensing | Single-Stage |  | 0.5 | Standard |  | 100000 | 94000 |  |  | 100900 | 994 | 92.1 | 75 | [8 empty] | Federally-Regulated Consumer Product | 02/14/2017 |  | 06/07/2017
International Comfort Products | EcoTemp | WFAR100C048C** | LPG | Induced Draft | True | False | 1 | True | Horizontal |  | None | Condensing | Single-Stage |  | 0.5 | Standard |  | 100000 | 94000 |  |  | 100900 | 994 | 92.1 | 75 | [8 empty] | Federally-Regulated Consumer Product | 02/14/2017 |  | 06/07/2017
International Comfort Products | EcoTemp | WFAR100C048C** | Natural Gas | Induced Draft | True | False | 1 | True | Up |  | None | Condensing | Single-Stage |  | 0.5 | Standard |  | 100000 | 94000 |  |  | 100900 | 994 | 92.1 | 75 | [8 empty] | Federally-Regulated Consumer Product | 02/14/2017 |  | 06/07/2017
International Comfort Products | EcoTemp | WFAR100C048C** | Natural Gas | Induced Draft | True | False | 1 | True | Down |  | None | Condensing | Single-Stage |  | 0.5 | Standard |  | 100000 | 94000 |  |  | 100900 | 994 | 92.1 | 75 | [8 empty] | Federally-Regulated Consumer Product | 02/14/2017 |  | 06/07/2017
International Comfort Products | EcoTemp | WFAR100C048C** | Natural Gas | Induced Draft | True | False | 1 | True | Horizontal |  | None | Condensing | Single-Stage |  | 0.5 | Standard |  | 100000 | 94000 |  |  | 100900 | 994 | 92.1 | 75 | [8 empty] | Federally-Regulated Consumer Product | 02/14/2017 |  | 06/07/2017
International Comfort Products | EcoTemp | WFAR100C060C** | LPG | Induced Draft | True | False | 1 | True | Up |  | None | Condensing | Single-Stage |  | 0.75 | Standard |  | 100000 | 94000 |  |  | 100800 | 1030 | 92.1 | 75 | [8 empty] | Federally-Regulated Consumer Product | 02/14/2017 |  | 06/07/2017
International Comfort Products | EcoTemp | WFAR100C060C** | LPG | Induced Draft | True | False | 1 | True | Down |  | None | Condensing | Single-Stage |  | 0.75 | Standard |  | 100000 | 94000 |  |  | 100800 | 1030 | 92.1 | 75 | [8 empty] | Federally-Regulated Consumer Product | 02/14/2017 |  | 06/07/2017
International Comfort Products | EcoTemp | WFAR100C060C** | LPG | Induced Draft | True | False | 1 | True | Horizontal |  | None | Condensing | Single-Stage |  | 0.75 | Standard |  | 100000 | 94000 |  |  | 100800 | 1030 | 92.1 | 75 | [8 empty] | Federally-Regulated Consumer Product | 02/14/2017 |  | 06/07/2017
International Comfort Products | EcoTemp | WFAR100C060C** | Natural Gas | Induced Draft | True | False | 1 | True | Up |  | None | Condensing | Single-Stage |  | 0.75 | Standard |  | 100000 | 94000 |  |  | 100800 | 1030 | 92.1 | 75 | [8 empty] | Federally-Regulated Consumer Product | 02/14/2017 |  | 06/07/2017
International Comfort Products | EcoTemp | WFAR100C060C** | Natural Gas | Induced Draft | True | False | 1 | True | Down |  | None | Condensing | Single-Stage |  | 0.75 | Standard |  | 100000 | 94000 |  |  | 100800 | 1030 | 92.1 | 75 | [8 empty] | Federally-Regulated Consumer Product | 02/14/2017 |  | 06/07/2017
International Comfort Products | EcoTemp | WFAR100C060C** | Natural Gas | Induced Draft | True | False | 1 | True | Horizontal |  | None | Condensing | Single-Stage |  | 0.75 | Standard |  | 100000 | 94000 |  |  | 100800 | 1030 | 92.1 | 75 | [8 empty] | Federally-Regulated Consumer Product | 02/14/2017 |  | 06/07/2017
International Comfort Products | EcoTemp | WFAR120D060C** | LPG | Induced Draft | True | False | 1 | True | Up |  | None | Condensing | Single-Stage |  | 0.75 | Standard |  | 120000 | 112000 |  |  | 117400 | 1247 | 92.1 | 75 | [8 empty] | Federally-Regulated Consumer Product | 02/14/2017 |  | 06/07/2017
International Comfort Products | EcoTemp | WFAR120D060C** | LPG | Induced Draft | True | False | 1 | True | Down |  | None | Condensing | Single-Stage |  | 0.75 | Standard |  | 120000 | 112000 |  |  | 117400 | 1247 | 92.1 | 75 | [8 empty] | Federally-Regulated Consumer Product | 02/14/2017 |  | 06/07/2017
International Comfort Products | EcoTemp | WFAR120D060C** | LPG | Induced Draft | True | False | 1 | True | Horizontal |  | None | Condensing | Single-Stage |  | 0.75 | Standard |  | 120000 | 112000 |  |  | 117400 | 1247 | 92.1 | 75 | [8 empty] | Federally-Regulated Consumer Product | 02/14/2017 |  | 06/07/2017
International Comfort Products | EcoTemp | WFAR120D060C** | Natural Gas | Induced Draft | True | False | 1 | True | Up |  | None | Condensing | Single-Stage |  | 0.75 | Standard |  | 120000 | 112000 |  |  | 117400 | 1247 | 92.1 | 75 | [8 empty] | Federally-Regulated Consumer Product | 02/14/2017 |  | 06/07/2017
International Comfort Products | EcoTemp | WFAR120D060C** | Natural Gas | Induced Draft | True | False | 1 | True | Down |  | None | Condensing | Single-Stage |  | 0.75 | Standard |  | 120000 | 112000 |  |  | 117400 | 1247 | 92.1 | 75 | [8 empty] | Federally-Regulated Consumer Product | 02/14/2017 |  | 06/07/2017
International Comfort Products | EcoTemp | WFAR120D060C** | Natural Gas | Induced Draft | True | False | 1 | True | Horizontal |  | None | Condensing | Single-Stage |  | 0.75 | Standard |  | 120000 | 112000 |  |  | 117400 | 1247 | 92.1 | 75 | [8 empty] | Federally-Regulated Consumer Product | 02/14/2017 |  | 06/07/2017
International Comfort Products | Grandaire | WFSR040A030A | LPG | Induced Draft | True | False | 1 | False | Up |  | None | Condensing | Single-Stage |  | 0.5 | Standard |  | 40000 | 39000 |  |  | 32300 | 373 | 95.5 | 78 | [8 empty] | Federally-Regulated Consumer Product | 11/28/2016 |  | 06/07/2017
International Comfort Products | Grandaire | WFSR040A030A | LPG | Induced Draft | True | False | 1 | False | Horizontal |  | None | Condensing | Single-Stage |  | 0.5 | Standard |  | 40000 | 39000 |  |  | 32300 | 373 | 95.5 | 78 | [8 empty] | Federally-Regulated Consumer Product | 11/28/2016 |  | 06/07/2017
International Comfort Products | Grandaire | WFSR040A030A | Natural Gas | Induced Draft | True | False | 1 | False | Up |  | None | Condensing | Single-Stage |  | 0.5 | Standard |  | 40000 | 39000 |  |  | 32300 | 373 | 95.5 | 78 | [8 empty] | Federally-Regulated Consumer Product | 11/28/2016 |  | 06/07/2017
International Comfort Products | Grandaire | WFSR040A030A | Natural Gas | Induced Draft | True | False | 1 | False | Horizontal |  | None | Condensing | Single-Stage |  | 0.5 | Standard |  | 40000 | 39000 |  |  | 32300 | 373 | 95.5 | 78 | [8 empty] | Federally-Regulated Consumer Product | 11/28/2016 |  | 06/07/2017
International Comfort Products | Grandaire | WFSR060B042A | LPG | Induced Draft | True | False | 1 | False | Up |  | None | Condensing | Single-Stage |  | 0.5 | Standard |  | 60000 | 58000 |  |  | 48300 | 592 | 95.5 | 78 | [8 empty] | Federally-Regulated Consumer Product | 11/28/2016 |  | 06/07/2017
International Comfort Products | Grandaire | WFSR060B042A | LPG | Induced Draft | True | False | 1 | False | Horizontal |  | None | Condensing | Single-Stage |  | 0.5 | Standard |  | 60000 | 58000 |  |  | 48300 | 592 | 95.5 | 78 | [8 empty] | Federally-Regulated Consumer Product | 11/28/2016 |  | 06/07/2017
International Comfort Products | Grandaire | WFSR060B042A | Natural Gas | Induced Draft | True | False | 1 | False | Up |  | None | Condensing | Single-Stage |  | 0.5 | Standard |  | 60000 | 58000 |  |  | 48300 | 592 | 95.5 | 78 | [8 empty] | Federally-Regulated Consumer Product | 11/28/2016 |  | 06/07/2017
International Comfort Products | Grandaire | WFSR060B042A | Natural Gas | Induced Draft | True | False | 1 | False | Horizontal |  | None | Condensing | Single-Stage |  | 0.5 | Standard |  | 60000 | 58000 |  |  | 48300 | 592 | 95.5 | 78 | [8 empty] | Federally-Regulated Consumer Product | 11/28/2016 |  | 06/07/2017
International Comfort Products | Grandaire | WFSR080B048A | LPG | Induced Draft | True | False | 1 | False | Up |  | None | Condensing | Single-Stage |  | 0.75 | Standard |  | 80000 | 78000 |  |  | 80800 | 903 | 95.5 | 78 | [8 empty] | Federally-Regulated Consumer Product | 11/28/2016 |  | 06/07/2017
International Comfort Products | Grandaire | WFSR080B048A | LPG | Induced Draft | True | False | 1 | False | Horizontal |  | None | Condensing | Single-Stage |  | 0.75 | Standard |  | 80000 | 78000 |  |  | 80800 | 903 | 95.5 | 78 | [8 empty] | Federally-Regulated Consumer Product | 11/28/2016 |  | 06/07/2017
International Comfort Products | Grandaire | WFSR080B048A | Natural Gas | Induced Draft | True | False | 1 | False | Up |  | None | Condensing | Single-Stage |  | 0.75 | Standard |  | 80000 | 78000 |  |  | 80800 | 903 | 95.5 | 78 | [8 empty] | Federally-Regulated Consumer Product | 11/28/2016 |  | 06/07/2017
International Comfort Products | Grandaire | WFSR080B048A | Natural Gas | Induced Draft | True | False | 1 | False | Horizontal |  | None | Condensing | Single-Stage |  | 0.75 | Standard |  | 80000 | 78000 |  |  | 80800 | 903 | 95.5 | 78 | [8 empty] | Federally-Regulated Consumer Product | 11/28/2016 |  | 06/07/2017
International Comfort Products | Grandaire | WFSR080C060A | LPG | Induced Draft | True | False | 1 | False | Up |  | None | Condensing | Single-Stage |  | 0.75 | Standard |  | 80000 | 78000 |  |  | 80700 | 939 | 95.5 | 78 | [8 empty] | Federally-Regulated Consumer Product | 11/28/2016 |  | 06/07/2017
International Comfort Products | Grandaire | WFSR080C060A | LPG | Induced Draft | True | False | 1 | False | Horizontal |  | None | Condensing | Single-Stage |  | 0.75 | Standard |  | 80000 | 78000 |  |  | 80700 | 939 | 95.5 | 78 | [8 empty] | Federally-Regulated Consumer Product | 11/28/2016 |  | 06/07/2017
International Comfort Products | Grandaire | WFSR080C060A | Natural Gas | Induced Draft | True | False | 1 | False | Up |  | None | Condensing | Single-Stage |  | 0.75 | Standard |  | 80000 | 78000 |  |  | 80700 | 939 | 95.5 | 78 | [8 empty] | Federally-Regulated Consumer Product | 11/28/2016 |  | 06/07/2017
International Comfort Products | Grandaire | WFSR080C060A | Natural Gas | Induced Draft | True | False | 1 | False | Horizontal |  | None | Condensing | Single-Stage |  | 0.75 | Standard |  | 80000 | 78000 |  |  | 80700 | 939 | 95.5 | 78 | [8 empty] | Federally-Regulated Consumer Product | 11/28/2016 |  | 06/07/2017
International Comfort Products | Grandaire | WFSR100C042A | LPG | Induced Draft | True | False | 1 | False | Up |  | None | Condensing | Single-Stage |  | 0.75 | Standard |  | 100000 | 97000 |  |  | 96700 | 1162 | 95.5 | 78 | [8 empty] | Federally-Regulated Consumer Product | 11/28/2016 |  | 06/07/2017
International Comfort Products | Grandaire | WFSR100C042A | LPG | Induced Draft | True | False | 1 | False | Horizontal |  | None | Condensing | Single-Stage |  | 0.75 | Standard |  | 100000 | 97000 |  |  | 96700 | 1162 | 95.5 | 78 | [8 empty] | Federally-Regulated Consumer Product | 11/28/2016 |  | 06/07/2017
International Comfort Products | Grandaire | WFSR100C042A | Natural Gas | Induced Draft | True | False | 1 | False | Up |  | None | Condensing | Single-Stage |  | 0.75 | Standard |  | 100000 | 97000 |  |  | 96700 | 1162 | 95.5 | 78 | [8 empty] | Federally-Regulated Consumer Product | 11/28/2016 |  | 06/07/2017
International Comfort Products | Grandaire | WFSR100C042A | Natural Gas | Induced Draft | True | False | 1 | False | Horizontal |  | None | Condensing | Single-Stage |  | 0.75 | Standard |  | 100000 | 97000 |  |  | 96700 | 1162 | 95.5 | 78 | [8 empty] | Federally-Regulated Consumer Product | 11/28/2016 |  | 06/07/2017
International Comfort Products | Grandaire | WFSR120D060A | LPG | Induced Draft | True | False | 1 | False | Up |  | None | Condensing | Single-Stage |  | 0.75 | Standard |  | 120000 | 117000 |  |  | 112800 | 1336 | 95.5 | 78 | [8 empty] | Federally-Regulated Consumer Product | 11/28/2016 |  | 06/07/2017
International Comfort Products | Grandaire | WFSR120D060A | LPG | Induced Draft | True | False | 1 | False | Horizontal |  | None | Condensing | Single-Stage |  | 0.75 | Standard |  | 120000 | 117000 |  |  | 112800 | 1336 | 95.5 | 78 | [8 empty] | Federally-Regulated Consumer Product | 11/28/2016 |  | 06/07/2017
International Comfort Products | Grandaire | WFSR120D060A | Natural Gas | Induced Draft | True | False | 1 | False | Up |  | None | Condensing | Single-Stage |  | 0.75 | Standard |  | 120000 | 117000 |  |  | 112800 | 1336 | 95.5 | 78 | [8 empty] | Federally-Regulated Consumer Product | 11/28/2016 |  | 06/07/2017
International Comfort Products | Grandaire | WFSR120D060A | Natural Gas | Induced Draft | True | False | 1 | False | Horizontal |  | None | Condensing | Single-Stage |  | 0.75 | Standard |  | 120000 | 117000 |  |  | 112800 | 1336 | 95.5 | 78 | [8 empty] | Federally-Regulated Consumer Product | 11/28/2016 |  | 06/07/2017
International Comfort Products | Grandaire | WFAR080B048B | LPG | Induced Draft | True | False | 1 | False | Up |  | None | Condensing | Single-Stage |  | 0.5 | Standard |  | 80000 | 75000 |  |  | 66800 | 798 | 92.1 | 78 | [8 empty] | Federally-Regulated Consumer Product | 11/28/2016 |  | 06/07/2017
International Comfort Products | Grandaire | WFAR080B048B | LPG | Induced Draft | True | False | 1 | False | Down |  | None | Condensing | Single-Stage |  | 0.5 | Standard |  | 80000 | 75000 |  |  | 66800 | 798 | 92.1 | 78 | [8 empty] | Federally-Regulated Consumer Product | 11/28/2016 |  | 06/07/2017
International Comfort Products | Grandaire | WFAR080B048B | LPG | Induced Draft | True | False | 1 | False | Horizontal |  | None | Condensing | Single-Stage |  | 0.5 | Standard |  | 80000 | 75000 |  |  | 66800 | 798 | 92.1 | 78 | [8 empty] | Federally-Regulated Consumer Product | 11/28/2016 |  | 06/07/2017
International Comfort Products | Grandaire | WFAR080B048B | Natural Gas | Induced Draft | True | False | 1 | False | Up |  | None | Condensing | Single-Stage |  | 0.5 | Standard |  | 80000 | 75000 |  |  | 66800 | 798 | 92.1 | 78 | [8 empty] | Federally-Regulated Consumer Product | 11/28/2016 |  | 06/07/2017
International Comfort Products | Grandaire | WFAR080B048B | Natural Gas | Induced Draft | True | False | 1 | False | Down |  | None | Condensing | Single-Stage |  | 0.5 | Standard |  | 80000 | 75000 |  |  | 66800 | 798 | 92.1 | 78 | [8 empty] | Federally-Regulated Consumer Product | 11/28/2016 |  | 06/07/2017
International Comfort Products | Grandaire | WFAR080B048B | Natural Gas | Induced Draft | True | False | 1 | False | Horizontal |  | None | Condensing | Single-Stage |  | 0.5 | Standard |  | 80000 | 75000 |  |  | 66800 | 798 | 92.1 | 78 | [8 empty] | Federally-Regulated Consumer Product | 11/28/2016 |  | 06/07/2017
International Comfort Products | Grandaire | WFAR080B048B* | LPG | Induced Draft | True | False | 1 | True | Up |  | None | Condensing | Single-Stage |  | 0.5 | Standard |  | 80000 | 75000 |  |  | 66800 | 798 | 92.1 | 75 | [8 empty] | Federally-Regulated Consumer Product | 11/28/2016 |  | 06/07/2017
International Comfort Products | Grandaire | WFAR080B048B* | LPG | Induced Draft | True | False | 1 | True | Down |  | None | Condensing | Single-Stage |  | 0.5 | Standard |  | 80000 | 75000 |  |  | 66800 | 798 | 92.1 | 75 | [8 empty] | Federally-Regulated Consumer Product | 11/28/2016 |  | 06/07/2017
International Comfort Products | Grandaire | WFAR080B048B* | LPG | Induced Draft | True | False | 1 | True | Horizontal |  | None | Condensing | Single-Stage |  | 0.5 | Standard |  | 80000 | 75000 |  |  | 66800 | 798 | 92.1 | 75 | [8 empty] | Federally-Regulated Consumer Product | 11/28/2016 |  | 06/07/2017
International Comfort Products | Grandaire | WFAR080B048B* | Natural Gas | Induced Draft | True | False | 1 | True | Up |  | None | Condensing | Single-Stage |  | 0.5 | Standard |  | 80000 | 75000 |  |  | 66800 | 798 | 92.1 | 75 | [8 empty] | Federally-Regulated Consumer Product | 11/28/2016 |  | 06/07/2017
International Comfort Products | Grandaire | WFAR080B048B* | Natural Gas | Induced Draft | True | False | 1 | True | Down |  | None | Condensing | Single-Stage |  | 0.5 | Standard |  | 80000 | 75000 |  |  | 66800 | 798 | 92.1 | 75 | [8 empty] | Federally-Regulated Consumer Product | 11/28/2016 |  | 06/07/2017
International Comfort Products | Grandaire | WFAR080B048B* | Natural Gas | Induced Draft | True | False | 1 | True | Horizontal |  | None | Condensing | Single-Stage |  | 0.5 | Standard |  | 80000 | 75000 |  |  | 66800 | 798 | 92.1 | 75 | [8 empty] | Federally-Regulated Consumer Product | 11/28/2016 |  | 06/07/2017
International Comfort Products | Grandaire | WFAR040A030C | LPG | Induced Draft | True | False | 1 | False | Up |  | None | Condensing | Single-Stage |  | 0.33 | Standard |  | 40000 | 37000 |  |  | 33700 | 341 | 92.1 | 78 | [8 empty] | Federally-Regulated Consumer Product | 11/28/2016 |  | 06/07/2017
International Comfort Products | Grandaire | WFAR040A030C | LPG | Induced Draft | True | False | 1 | False | Down |  | None | Condensing | Single-Stage |  | 0.33 | Standard |  | 40000 | 37000 |  |  | 33700 | 341 | 92.1 | 78 | [8 empty] | Federally-Regulated Consumer Product | 11/28/2016 |  | 06/07/2017
International Comfort Products | Grandaire | WFAR040A030C | LPG | Induced Draft | True | False | 1 | False | Horizontal |  | None | Condensing | Single-Stage |  | 0.33 | Standard |  | 40000 | 37000 |  |  | 33700 | 341 | 92.1 | 78 | [8 empty] | Federally-Regulated Consumer Product | 11/28/2016 |  | 06/07/2017
International Comfort Products | Grandaire | WFAR040A030C | Natural Gas | Induced Draft | True | False | 1 | False | Up |  | None | Condensing | Single-Stage |  | 0.33 | Standard |  | 40000 | 37000 |  |  | 33700 | 341 | 92.1 | 78 | [8 empty] | Federally-Regulated Consumer Product | 11/28/2016 |  | 06/07/2017
International Comfort Products | Grandaire | WFAR040A030C | Natural Gas | Induced Draft | True | False | 1 | False | Down |  | None | Condensing | Single-Stage |  | 0.33 | Standard |  | 40000 | 37000 |  |  | 33700 | 341 | 92.1 | 78 | [8 empty] | Federally-Regulated Consumer Product | 11/28/2016 |  | 06/07/2017
International Comfort Products | Grandaire | WFAR040A030C | Natural Gas | Induced Draft | True | False | 1 | False | Horizontal |  | None | Condensing | Single-Stage |  | 0.33 | Standard |  | 40000 | 37000 |  |  | 33700 | 341 | 92.1 | 78 | [8 empty] | Federally-Regulated Consumer Product | 11/28/2016 |  | 06/07/2017
International Comfort Products | Grandaire | WFAR060B048C | LPG | Induced Draft | True | False | 1 | False | Up |  | None | Condensing | Single-Stage |  | 0.5 | Standard |  | 60000 | 56000 |  |  | 50100 | 605 | 92.1 | 78 | [8 empty] | Federally-Regulated Consumer Product | 11/28/2016 |  | 06/07/2017
International Comfort Products | Grandaire | WFAR060B048C | LPG | Induced Draft | True | False | 1 | False | Down |  | None | Condensing | Single-Stage |  | 0.5 | Standard |  | 60000 | 56000 |  |  | 50100 | 605 | 92.1 | 78 | [8 empty] | Federally-Regulated Consumer Product | 11/28/2016 |  | 06/07/2017
International Comfort Products | Grandaire | WFAR060B048C | LPG | Induced Draft | True | False | 1 | False | Horizontal |  | None | Condensing | Single-Stage |  | 0.5 | Standard |  | 60000 | 56000 |  |  | 50100 | 605 | 92.1 | 78 | [8 empty] | Federally-Regulated Consumer Product | 11/28/2016 |  | 06/07/2017
International Comfort Products | Grandaire | WFAR060B048C | Natural Gas | Induced Draft | True | False | 1 | False | Up |  | None | Condensing | Single-Stage |  | 0.5 | Standard |  | 60000 | 56000 |  |  | 50100 | 605 | 92.1 | 78 | [8 empty] | Federally-Regulated Consumer Product | 11/28/2016 |  | 06/07/2017
International Comfort Products | Grandaire | WFAR060B048C | Natural Gas | Induced Draft | True | False | 1 | False | Down |  | None | Condensing | Single-Stage |  | 0.5 | Standard |  | 60000 | 56000 |  |  | 50100 | 605 | 92.1 | 78 | [8 empty] | Federally-Regulated Consumer Product | 11/28/2016 |  | 06/07/2017
International Comfort Products | Grandaire | WFAR060B048C | Natural Gas | Induced Draft | True | False | 1 | False | Horizontal |  | None | Condensing | Single-Stage |  | 0.5 | Standard |  | 60000 | 56000 |  |  | 50100 | 605 | 92.1 | 78 | [8 empty] | Federally-Regulated Consumer Product | 11/28/2016 |  | 06/07/2017
International Comfort Products | Grandaire | WFAR080C060C | LPG | Induced Draft | True | False | 1 | False | Up |  | None | Condensing | Single-Stage |  | 0.75 | Standard |  | 80000 | 75000 |  |  | 66900 | 775 | 92.1 | 78 | [8 empty] | Federally-Regulated Consumer Product | 11/28/2016 |  | 06/07/2017
International Comfort Products | Grandaire | WFAR080C060C | LPG | Induced Draft | True | False | 1 | False | Down |  | None | Condensing | Single-Stage |  | 0.75 | Standard |  | 80000 | 75000 |  |  | 66900 | 775 | 92.1 | 78 | [8 empty] | Federally-Regulated Consumer Product | 11/28/2016 |  | 06/07/2017
International Comfort Products | Grandaire | WFAR080C060C | LPG | Induced Draft | True | False | 1 | False | Horizontal |  | None | Condensing | Single-Stage |  | 0.75 | Standard |  | 80000 | 75000 |  |  | 66900 | 775 | 92.1 | 78 | [8 empty] | Federally-Regulated Consumer Product | 11/28/2016 |  | 06/07/2017
International Comfort Products | Grandaire | WFAR080C060C | Natural Gas | Induced Draft | True | False | 1 | False | Up |  | None | Condensing | Single-Stage |  | 0.75 | Standard |  | 80000 | 75000 |  |  | 66900 | 775 | 92.1 | 78 | [8 empty] | Federally-Regulated Consumer Product | 11/28/2016 |  | 06/07/2017
International Comfort Products | Grandaire | WFAR080C060C | Natural Gas | Induced Draft | True | False | 1 | False | Down |  | None | Condensing | Single-Stage |  | 0.75 | Standard |  | 80000 | 75000 |  |  | 66900 | 775 | 92.1 | 78 | [8 empty] | Federally-Regulated Consumer Product | 11/28/2016 |  | 06/07/2017
International Comfort Products | Grandaire | WFAR080C060C | Natural Gas | Induced Draft | True | False | 1 | False | Horizontal |  | None | Condensing | Single-Stage |  | 0.75 | Standard |  | 80000 | 75000 |  |  | 66900 | 775 | 92.1 | 78 | [8 empty] | Federally-Regulated Consumer Product | 11/28/2016 |  | 06/07/2017
International Comfort Products | Grandaire | WFAR100C048C | LPG | Induced Draft | True | False | 1 | False | Up |  | None | Condensing | Single-Stage |  | 0.5 | Standard |  | 100000 | 94000 |  |  | 100900 | 994 | 92.1 | 78 | [8 empty] | Federally-Regulated Consumer Product | 02/14/2017 |  | 06/07/2017
International Comfort Products | Grandaire | WFAR100C048C | LPG | Induced Draft | True | False | 1 | False | Down |  | None | Condensing | Single-Stage |  | 0.5 | Standard |  | 100000 | 94000 |  |  | 100900 | 994 | 92.1 | 78 | [8 empty] | Federally-Regulated Consumer Product | 02/14/2017 |  | 06/07/2017
International Comfort Products | Grandaire | WFAR100C048C | LPG | Induced Draft | True | False | 1 | False | Horizontal |  | None | Condensing | Single-Stage |  | 0.5 | Standard |  | 100000 | 94000 |  |  | 100900 | 994 | 92.1 | 78 | [8 empty] | Federally-Regulated Consumer Product | 02/14/2017 |  | 06/07/2017
International Comfort Products | Grandaire | WFAR100C048C | Natural Gas | Induced Draft | True | False | 1 | False | Up |  | None | Condensing | Single-Stage |  | 0.5 | Standard |  | 100000 | 94000 |  |  | 100900 | 994 | 92.1 | 78 | [8 empty] | Federally-Regulated Consumer Product | 02/14/2017 |  | 06/07/2017
International Comfort Products | Grandaire | WFAR100C048C | Natural Gas | Induced Draft | True | False | 1 | False | Down |  | None | Condensing | Single-Stage |  | 0.5 | Standard |  | 100000 | 94000 |  |  | 100900 | 994 | 92.1 | 78 | [8 empty] | Federally-Regulated Consumer Product | 02/14/2017 |  | 06/07/2017
International Comfort Products | Grandaire | WFAR100C048C | Natural Gas | Induced Draft | True | False | 1 | False | Horizontal |  | None | Condensing | Single-Stage |  | 0.5 | Standard |  | 100000 | 94000 |  |  | 100900 | 994 | 92.1 | 78 | [8 empty] | Federally-Regulated Consumer Product | 02/14/2017 |  | 06/07/2017
International Comfort Products | Grandaire | WFAR100C060C | LPG | Induced Draft | True | False | 1 | False | Up |  | None | Condensing | Single-Stage |  | 0.75 | Standard |  | 100000 | 94000 |  |  | 100800 | 1030 | 92.1 | 78 | [8 empty] | Federally-Regulated Consumer Product | 02/14/2017 |  | 06/07/2017
International Comfort Products | Grandaire | WFAR100C060C | LPG | Induced Draft | True | False | 1 | False | Down |  | None | Condensing | Single-Stage |  | 0.75 | Standard |  | 100000 | 94000 |  |  | 100800 | 1030 | 92.1 | 78 | [8 empty] | Federally-Regulated Consumer Product | 02/14/2017 |  | 06/07/2017
International Comfort Products | Grandaire | WFAR100C060C | LPG | Induced Draft | True | False | 1 | False | Horizontal |  | None | Condensing | Single-Stage |  | 0.75 | Standard |  | 100000 | 94000 |  |  | 100800 | 1030 | 92.1 | 78 | [8 empty] | Federally-Regulated Consumer Product | 02/14/2017 |  | 06/07/2017
International Comfort Products | Grandaire | WFAR100C060C | Natural Gas | Induced Draft | True | False | 1 | False | Up |  | None | Condensing | Single-Stage |  | 0.75 | Standard |  | 100000 | 94000 |  |  | 100800 | 1030 | 92.1 | 78 | [8 empty] | Federally-Regulated Consumer Product | 02/14/2017 |  | 06/07/2017
International Comfort Products | Grandaire | WFAR100C060C | Natural Gas | Induced Draft | True | False | 1 | False | Down |  | None | Condensing | Single-Stage |  | 0.75 | Standard |  | 100000 | 94000 |  |  | 100800 | 1030 | 92.1 | 78 | [8 empty] | Federally-Regulated Consumer Product | 02/14/2017 |  | 06/07/2017
International Comfort Products | Grandaire | WFAR100C060C | Natural Gas | Induced Draft | True | False | 1 | False | Horizontal |  | None | Condensing | Single-Stage |  | 0.75 | Standard |  | 100000 | 94000 |  |  | 100800 | 1030 | 92.1 | 78 | [8 empty] | Federally-Regulated Consumer Product | 02/14/2017 |  | 06/07/2017
International Comfort Products | Grandaire | WFAR120D060C | LPG | Induced Draft | True | False | 1 | False | Up |  | None | Condensing | Single-Stage |  | 0.75 | Standard |  | 120000 | 112000 |  |  | 117400 | 1247 | 92.1 | 78 | [8 empty] | Federally-Regulated Consumer Product | 02/14/2017 |  | 06/07/2017
International Comfort Products | Grandaire | WFAR120D060C | LPG | Induced Draft | True | False | 1 | False | Down |  | None | Condensing | Single-Stage |  | 0.75 | Standard |  | 120000 | 112000 |  |  | 117400 | 1247 | 92.1 | 78 | [8 empty] | Federally-Regulated Consumer Product | 02/14/2017 |  | 06/07/2017
International Comfort Products | Grandaire | WFAR120D060C | LPG | Induced Draft | True | False | 1 | False | Horizontal |  | None | Condensing | Single-Stage |  | 0.75 | Standard |  | 120000 | 112000 |  |  | 117400 | 1247 | 92.1 | 78 | [8 empty] | Federally-Regulated Consumer Product | 02/14/2017 |  | 06/07/2017
International Comfort Products | Grandaire | WFAR120D060C | Natural Gas | Induced Draft | True | False | 1 | False | Up |  | None | Condensing | Single-Stage |  | 0.75 | Standard |  | 120000 | 112000 |  |  | 117400 | 1247 | 92.1 | 78 | [8 empty] | Federally-Regulated Consumer Product | 02/14/2017 |  | 06/07/2017
International Comfort Products | Grandaire | WFAR120D060C | Natural Gas | Induced Draft | True | False | 1 | False | Down |  | None | Condensing | Single-Stage |  | 0.75 | Standard |  | 120000 | 112000 |  |  | 117400 | 1247 | 92.1 | 78 | [8 empty] | Federally-Regulated Consumer Product | 02/14/2017 |  | 06/07/2017
International Comfort Products | Grandaire | WFAR120D060C | Natural Gas | Induced Draft | True | False | 1 | False | Horizontal |  | None | Condensing | Single-Stage |  | 0.75 | Standard |  | 120000 | 112000 |  |  | 117400 | 1247 | 92.1 | 78 | [8 empty] | Federally-Regulated Consumer Product | 02/14/2017 |  | 06/07/2017
International Comfort Products | Grandaire | WFSR040A030A*D | LPG | Induced Draft | True | False | 1 | False | Down |  | None | Condensing | Single-Stage |  | 0.25 | Standard |  | 40000 | 39000 |  |  | 32500 | 374 | 95 | 78 | [8 empty] | Federally-Regulated Consumer Product | 02/14/2017 |  | 06/07/2017
International Comfort Products | Grandaire | WFSR040A030A*D | Natural Gas | Induced Draft | True | False | 1 | False | Down |  | None | Condensing | Single-Stage |  | 0.25 | Standard |  | 40000 | 39000 |  |  | 32500 | 374 | 95 | 78 | [8 empty] | Federally-Regulated Consumer Product | 02/14/2017 |  | 06/07/2017
International Comfort Products | Grandaire | WFSR060B042A*D | LPG | Induced Draft | True | False | 1 | False | Down |  | None | Condensing | Single-Stage |  | 0.5 | Standard |  | 60000 | 58000 |  |  | 48600 | 598 | 95 | 78 | [8 empty] | Federally-Regulated Consumer Product | 11/28/2016 |  | 06/07/2017
International Comfort Products | Grandaire | WFSR060B042A*D | Natural Gas | Induced Draft | True | False | 1 | False | Down |  | None | Condensing | Single-Stage |  | 0.5 | Standard |  | 60000 | 58000 |  |  | 48600 | 598 | 95 | 78 | [8 empty] | Federally-Regulated Consumer Product | 11/28/2016 |  | 06/07/2017
International Comfort Products | Grandaire | WFSR080B048A*D | LPG | Induced Draft | True | False | 1 | False | Down |  | None | Condensing | Single-Stage |  | 0.75 | Standard |  | 80000 | 78000 |  |  | 81300 | 913 | 95 | 78 | [8 empty] | Federally-Regulated Consumer Product | 02/14/2017 |  | 06/07/2017
International Comfort Products | Grandaire | WFSR080B048A*D | Natural Gas | Induced Draft | True | False | 1 | False | Down |  | None | Condensing | Single-Stage |  | 0.75 | Standard |  | 80000 | 78000 |  |  | 81300 | 913 | 95 | 78 | [8 empty] | Federally-Regulated Consumer Product | 02/14/2017 |  | 06/07/2017
International Comfort Products | Grandaire | WFSR080C060A*D | LPG | Induced Draft | True | False | 1 | False | Down |  | None | Condensing | Single-Stage |  | 0.75 | Standard |  | 80000 | 78000 |  |  | 81100 | 948 | 95 | 78 | [8 empty] | Federally-Regulated Consumer Product | 11/28/2016 |  | 06/07/2017
International Comfort Products | Grandaire | WFSR080C060A*D | Natural Gas | Induced Draft | True | False | 1 | False | Down |  | None | Condensing | Single-Stage |  | 0.75 | Standard |  | 80000 | 78000 |  |  | 81100 | 948 | 95 | 78 | [8 empty] | Federally-Regulated Consumer Product | 11/28/2016 |  | 06/07/2017
International Comfort Products | Grandaire | WFSR100C042A*D | LPG | Induced Draft | True | False | 1 | False | Down |  | None | Condensing | Single-Stage |  | 0.75 | Standard |  | 100000 | 97000 |  |  | 97200 | 1182 | 95 | 78 | [8 empty] | Federally-Regulated Consumer Product | 02/14/2017 |  | 06/07/2017
International Comfort Products | Grandaire | WFSR100C042A*D | Natural Gas | Induced Draft | True | False | 1 | False | Down |  | None | Condensing | Single-Stage |  | 0.75 | Standard |  | 100000 | 97000 |  |  | 97200 | 1182 | 95 | 78 | [8 empty] | Federally-Regulated Consumer Product | 02/14/2017 |  | 06/07/2017
International Comfort Products | Grandaire | WFSR100C060A*D | LPG | Induced Draft | True | False | 1 | False | Down |  | None | Condensing | Single-Stage |  | 0.75 | Standard |  | 100000 | 97000 |  |  | 97200 | 1175 | 95 | 78 | [8 empty] | Federally-Regulated Consumer Product | 02/14/2017 |  | 06/07/2017
International Comfort Products | Grandaire | WFSR100C060A*D | Natural Gas | Induced Draft | True | False | 1 | False | Down |  | None | Condensing | Single-Stage |  | 0.75 | Standard |  | 100000 | 97000 |  |  | 97200 | 1175 | 95 | 78 | [8 empty] | Federally-Regulated Consumer Product | 02/14/2017 |  | 06/07/2017
International Comfort Products | Grandaire | WFSR120D060A*D | LPG | Induced Draft | True | False | 1 | False | Down |  | None | Condensing | Single-Stage |  | 0.75 | Standard |  | 120000 | 116000 |  |  | 113400 | 1348 | 95 | 78 | [8 empty] | Federally-Regulated Consumer Product | 11/28/2016 |  | 06/07/2017
International Comfort Products | Grandaire | WFSR120D060A*D | Natural Gas | Induced Draft | True | False | 1 | False | Down |  | None | Condensing | Single-Stage |  | 0.75 | Standard |  | 120000 | 116000 |  |  | 113400 | 1348 | 95 | 78 | [8 empty] | Federally-Regulated Consumer Product | 11/28/2016 |  | 06/07/2017
International Comfort Products | Grandaire | WFSR040A030A* | LPG | Induced Draft | True | False | 1 | True | Up |  | None | Condensing | Single-Stage |  | 0.5 | Standard |  | 40000 | 39000 |  |  | 32300 | 373 | 95.5 | 75 | [8 empty] | Federally-Regulated Consumer Product | 11/28/2016 |  | 06/07/2017
International Comfort Products | Grandaire | WFSR040A030A* | LPG | Induced Draft | True | False | 1 | True | Horizontal |  | None | Condensing | Single-Stage |  | 0.5 | Standard |  | 40000 | 39000 |  |  | 32300 | 373 | 95.5 | 75 | [8 empty] | Federally-Regulated Consumer Product | 11/28/2016 |  | 06/07/2017
International Comfort Products | Grandaire | WFSR040A030A* | Natural Gas | Induced Draft | True | False | 1 | True | Up |  | None | Condensing | Single-Stage |  | 0.5 | Standard |  | 40000 | 39000 |  |  | 32300 | 373 | 95.5 | 75 | [8 empty] | Federally-Regulated Consumer Product | 11/28/2016 |  | 06/07/2017
International Comfort Products | Grandaire | WFSR040A030A* | Natural Gas | Induced Draft | True | False | 1 | True | Horizontal |  | None | Condensing | Single-Stage |  | 0.5 | Standard |  | 40000 | 39000 |  |  | 32300 | 373 | 95.5 | 75 | [8 empty] | Federally-Regulated Consumer Product | 11/28/2016 |  | 06/07/2017
International Comfort Products | Grandaire | WFSR060B042A* | LPG | Induced Draft | True | False | 1 | True | Up |  | None | Condensing | Single-Stage |  | 0.5 | Standard |  | 60000 | 58000 |  |  | 48300 | 592 | 95.5 | 75 | [8 empty] | Federally-Regulated Consumer Product | 11/28/2016 |  | 06/07/2017
International Comfort Products | Grandaire | WFSR060B042A* | LPG | Induced Draft | True | False | 1 | True | Horizontal |  | None | Condensing | Single-Stage |  | 0.5 | Standard |  | 60000 | 58000 |  |  | 48300 | 592 | 95.5 | 75 | [8 empty] | Federally-Regulated Consumer Product | 11/28/2016 |  | 06/07/2017
International Comfort Products | Grandaire | WFSR060B042A* | Natural Gas | Induced Draft | True | False | 1 | True | Up |  | None | Condensing | Single-Stage |  | 0.5 | Standard |  | 60000 | 58000 |  |  | 48300 | 592 | 95.5 | 75 | [8 empty] | Federally-Regulated Consumer Product | 11/28/2016 |  | 06/07/2017
International Comfort Products | Grandaire | WFSR060B042A* | Natural Gas | Induced Draft | True | False | 1 | True | Horizontal |  | None | Condensing | Single-Stage |  | 0.5 | Standard |  | 60000 | 58000 |  |  | 48300 | 592 | 95.5 | 75 | [8 empty] | Federally-Regulated Consumer Product | 11/28/2016 |  | 06/07/2017
International Comfort Products | Grandaire | WFSR080B048A* | LPG | Induced Draft | True | False | 1 | True | Up |  | None | Condensing | Single-Stage |  | 0.75 | Standard |  | 80000 | 78000 |  |  | 80800 | 903 | 95.5 | 75 | [8 empty] | Federally-Regulated Consumer Product | 11/28/2016 |  | 06/07/2017
International Comfort Products | Grandaire | WFSR080B048A* | LPG | Induced Draft | True | False | 1 | True | Horizontal |  | None | Condensing | Single-Stage |  | 0.75 | Standard |  | 80000 | 78000 |  |  | 80800 | 903 | 95.5 | 75 | [8 empty] | Federally-Regulated Consumer Product | 11/28/2016 |  | 06/07/2017
International Comfort Products | Grandaire | WFSR080B048A* | Natural Gas | Induced Draft | True | False | 1 | True | Up |  | None | Condensing | Single-Stage |  | 0.75 | Standard |  | 80000 | 78000 |  |  | 80800 | 903 | 95.5 | 75 | [8 empty] | Federally-Regulated Consumer Product | 11/28/2016 |  | 06/07/2017
International Comfort Products | Grandaire | WFSR080B048A* | Natural Gas | Induced Draft | True | False | 1 | True | Horizontal |  | None | Condensing | Single-Stage |  | 0.75 | Standard |  | 80000 | 78000 |  |  | 80800 | 903 | 95.5 | 75 | [8 empty] | Federally-Regulated Consumer Product | 11/28/2016 |  | 06/07/2017
International Comfort Products | Grandaire | WFSR080C060A* | LPG | Induced Draft | True | False | 1 | True | Up |  | None | Condensing | Single-Stage |  | 0.75 | Standard |  | 80000 | 78000 |  |  | 80700 | 939 | 95.5 | 75 | [8 empty] | Federally-Regulated Consumer Product | 11/28/2016 |  | 06/07/2017
International Comfort Products | Grandaire | WFSR080C060A* | LPG | Induced Draft | True | False | 1 | True | Horizontal |  | None | Condensing | Single-Stage |  | 0.75 | Standard |  | 80000 | 78000 |  |  | 80700 | 939 | 95.5 | 75 | [8 empty] | Federally-Regulated Consumer Product | 11/28/2016 |  | 06/07/2017
International Comfort Products | Grandaire | WFSR080C060A* | Natural Gas | Induced Draft | True | False | 1 | True | Up |  | None | Condensing | Single-Stage |  | 0.75 | Standard |  | 80000 | 78000 |  |  | 80700 | 939 | 95.5 | 75 | [8 empty] | Federally-Regulated Consumer Product | 11/28/2016 |  | 06/07/2017
International Comfort Products | Grandaire | WFSR080C060A* | Natural Gas | Induced Draft | True | False | 1 | True | Horizontal |  | None | Condensing | Single-Stage |  | 0.75 | Standard |  | 80000 | 78000 |  |  | 80700 | 939 | 95.5 | 75 | [8 empty] | Federally-Regulated Consumer Product | 11/28/2016 |  | 06/07/2017
International Comfort Products | Grandaire | WFSR100C042A* | LPG | Induced Draft | True | False | 1 | True | Up |  | None | Condensing | Single-Stage |  | 0.75 | Standard |  | 100000 | 97000 |  |  | 96700 | 1162 | 95.5 | 75 | [8 empty] | Federally-Regulated Consumer Product | 11/28/2016 |  | 06/07/2017
International Comfort Products | Grandaire | WFSR100C042A* | LPG | Induced Draft | True | False | 1 | True | Horizontal |  | None | Condensing | Single-Stage |  | 0.75 | Standard |  | 100000 | 97000 |  |  | 96700 | 1162 | 95.5 | 75 | [8 empty] | Federally-Regulated Consumer Product | 11/28/2016 |  | 06/07/2017
International Comfort Products | Grandaire | WFSR100C042A* | Natural Gas | Induced Draft | True | False | 1 | True | Up |  | None | Condensing | Single-Stage |  | 0.75 | Standard |  | 100000 | 97000 |  |  | 96700 | 1162 | 95.5 | 75 | [8 empty] | Federally-Regulated Consumer Product | 11/28/2016 |  | 06/07/2017
International Comfort Products | Grandaire | WFSR100C042A* | Natural Gas | Induced Draft | True | False | 1 | True | Horizontal |  | None | Condensing | Single-Stage |  | 0.75 | Standard |  | 100000 | 97000 |  |  | 96700 | 1162 | 95.5 | 75 | [8 empty] | Federally-Regulated Consumer Product | 11/28/2016 |  | 06/07/2017
International Comfort Products | Grandaire | WFSR120D060A* | LPG | Induced Draft | True | False | 1 | True | Up |  | None | Condensing | Single-Stage |  | 0.75 | Standard |  | 120000 | 117000 |  |  | 112800 | 1336 | 95.5 | 75 | [8 empty] | Federally-Regulated Consumer Product | 11/28/2016 |  | 06/07/2017
International Comfort Products | Grandaire | WFSR120D060A* | LPG | Induced Draft | True | False | 1 | True | Horizontal |  | None | Condensing | Single-Stage |  | 0.75 | Standard |  | 120000 | 117000 |  |  | 112800 | 1336 | 95.5 | 75 | [8 empty] | Federally-Regulated Consumer Product | 11/28/2016 |  | 06/07/2017
International Comfort Products | Grandaire | WFSR120D060A* | Natural Gas | Induced Draft | True | False | 1 | True | Up |  | None | Condensing | Single-Stage |  | 0.75 | Standard |  | 120000 | 117000 |  |  | 112800 | 1336 | 95.5 | 75 | [8 empty] | Federally-Regulated Consumer Product | 11/28/2016 |  | 06/07/2017
International Comfort Products | Grandaire | WFSR120D060A* | Natural Gas | Induced Draft | True | False | 1 | True | Horizontal |  | None | Condensing | Single-Stage |  | 0.75 | Standard |  | 120000 | 117000 |  |  | 112800 | 1336 | 95.5 | 75 | [8 empty] | Federally-Regulated Consumer Product | 11/28/2016 |  | 06/07/2017
International Comfort Products | Grandaire | WFSR040A030A**D | LPG | Induced Draft | True | False | 1 | True | Down |  | None | Condensing | Single-Stage |  | 0.25 | Standard |  | 40000 | 39000 |  |  | 32500 | 374 | 95 | 75 | [8 empty] | Federally-Regulated Consumer Product | 02/14/2017 |  | 06/07/2017
International Comfort Products | Grandaire | WFSR040A030A**D | Natural Gas | Induced Draft | True | False | 1 | True | Down |  | None | Condensing | Single-Stage |  | 0.25 | Standard |  | 40000 | 39000 |  |  | 32500 | 374 | 95 | 75 | [8 empty] | Federally-Regulated Consumer Product | 02/14/2017 |  | 06/07/2017
International Comfort Products | Grandaire | WFSR060B042A**D | LPG | Induced Draft | True | False | 1 | True | Down |  | None | Condensing | Single-Stage |  | 0.5 | Standard |  | 60000 | 58000 |  |  | 48600 | 598 | 95 | 75 | [8 empty] | Federally-Regulated Consumer Product | 11/28/2016 |  | 06/07/2017
International Comfort Products | Grandaire | WFSR060B042A**D | Natural Gas | Induced Draft | True | False | 1 | True | Down |  | None | Condensing | Single-Stage |  | 0.5 | Standard |  | 60000 | 58000 |  |  | 48600 | 598 | 95 | 75 | [8 empty] | Federally-Regulated Consumer Product | 11/28/2016 |  | 06/07/2017
International Comfort Products | Grandaire | WFSR080B048A**D | LPG | Induced Draft | True | False | 1 | True | Down |  | None | Condensing | Single-Stage |  | 0.75 | Standard |  | 80000 | 78000 |  |  | 81300 | 913 | 95 | 75 | [8 empty] | Federally-Regulated Consumer Product | 02/14/2017 |  | 06/07/2017
International Comfort Products | Grandaire | WFSR080B048A**D | Natural Gas | Induced Draft | True | False | 1 | True | Down |  | None | Condensing | Single-Stage |  | 0.75 | Standard |  | 80000 | 78000 |  |  | 81300 | 913 | 95 | 75 | [8 empty] | Federally-Regulated Consumer Product | 02/14/2017 |  | 06/07/2017
International Comfort Products | Grandaire | WFSR080C060A**D | LPG | Induced Draft | True | False | 1 | True | Down |  | None | Condensing | Single-Stage |  | 0.75 | Standard |  | 80000 | 78000 |  |  | 81100 | 948 | 95 | 75 | [8 empty] | Federally-Regulated Consumer Product | 11/28/2016 |  | 06/07/2017
International Comfort Products | Grandaire | WFSR080C060A**D | Natural Gas | Induced Draft | True | False | 1 | True | Down |  | None | Condensing | Single-Stage |  | 0.75 | Standard |  | 80000 | 78000 |  |  | 81100 | 948 | 95 | 75 | [8 empty] | Federally-Regulated Consumer Product | 11/28/2016 |  | 06/07/2017
International Comfort Products | Grandaire | WFSR100C042A**D | LPG | Induced Draft | True | False | 1 | True | Down |  | None | Condensing | Single-Stage |  | 0.75 | Standard |  | 100000 | 97000 |  |  | 97200 | 1182 | 95 | 75 | [8 empty] | Federally-Regulated Consumer Product | 02/14/2017 |  | 06/07/2017
International Comfort Products | Grandaire | WFSR100C042A**D | Natural Gas | Induced Draft | True | False | 1 | True | Down |  | None | Condensing | Single-Stage |  | 0.75 | Standard |  | 100000 | 97000 |  |  | 97200 | 1182 | 95 | 75 | [8 empty] | Federally-Regulated Consumer Product | 02/14/2017 |  | 06/07/2017
International Comfort Products | Grandaire | WFSR100C060A**D | LPG | Induced Draft | True | False | 1 | True | Down |  | None | Condensing | Single-Stage |  | 0.75 | Standard |  | 100000 | 97000 |  |  | 97200 | 1175 | 95 | 75 | [8 empty] | Federally-Regulated Consumer Product | 02/14/2017 |  | 06/07/2017
International Comfort Products | Grandaire | WFSR100C060A**D | Natural Gas | Induced Draft | True | False | 1 | True | Down |  | None | Condensing | Single-Stage |  | 0.75 | Standard |  | 100000 | 97000 |  |  | 97200 | 1175 | 95 | 75 | [8 empty] | Federally-Regulated Consumer Product | 02/14/2017 |  | 06/07/2017
International Comfort Products | Grandaire | WFSR120D060A**D | LPG | Induced Draft | True | False | 1 | True | Down |  | None | Condensing | Single-Stage |  | 0.75 | Standard |  | 120000 | 116000 |  |  | 113400 | 1348 | 95 | 75 | [8 empty] | Federally-Regulated Consumer Product | 11/28/2016 |  | 06/07/2017
International Comfort Products | Grandaire | WFSR120D060A**D | Natural Gas | Induced Draft | True | False | 1 | True | Down |  | None | Condensing | Single-Stage |  | 0.75 | Standard |  | 120000 | 116000 |  |  | 113400 | 1348 | 95 | 75 | [8 empty] | Federally-Regulated Consumer Product | 11/28/2016 |  | 06/07/2017
International Comfort Products | Grandaire | WFAR040A030C** | LPG | Induced Draft | True | False | 1 | True | Up |  | None | Condensing | Single-Stage |  | 0.33 | Standard |  | 40000 | 37000 |  |  | 33700 | 341 | 92.1 | 75 | [8 empty] | Federally-Regulated Consumer Product | 11/28/2016 |  | 06/07/2017
International Comfort Products | Grandaire | WFAR040A030C** | LPG | Induced Draft | True | False | 1 | True | Down |  | None | Condensing | Single-Stage |  | 0.33 | Standard |  | 40000 | 37000 |  |  | 33700 | 341 | 92.1 | 75 | [8 empty] | Federally-Regulated Consumer Product | 11/28/2016 |  | 06/07/2017
International Comfort Products | Grandaire | WFAR040A030C** | LPG | Induced Draft | True | False | 1 | True | Horizontal |  | None | Condensing | Single-Stage |  | 0.33 | Standard |  | 40000 | 37000 |  |  | 33700 | 341 | 92.1 | 75 | [8 empty] | Federally-Regulated Consumer Product | 11/28/2016 |  | 06/07/2017
International Comfort Products | Grandaire | WFAR040A030C** | Natural Gas | Induced Draft | True | False | 1 | True | Up |  | None | Condensing | Single-Stage |  | 0.33 | Standard |  | 40000 | 37000 |  |  | 33700 | 341 | 92.1 | 75 | [8 empty] | Federally-Regulated Consumer Product | 11/28/2016 |  | 06/07/2017
International Comfort Products | Grandaire | WFAR040A030C** | Natural Gas | Induced Draft | True | False | 1 | True | Down |  | None | Condensing | Single-Stage |  | 0.33 | Standard |  | 40000 | 37000 |  |  | 33700 | 341 | 92.1 | 75 | [8 empty] | Federally-Regulated Consumer Product | 11/28/2016 |  | 06/07/2017
International Comfort Products | Grandaire | WFAR040A030C** | Natural Gas | Induced Draft | True | False | 1 | True | Horizontal |  | None | Condensing | Single-Stage |  | 0.33 | Standard |  | 40000 | 37000 |  |  | 33700 | 341 | 92.1 | 75 | [8 empty] | Federally-Regulated Consumer Product | 11/28/2016 |  | 06/07/2017
International Comfort Products | Grandaire | WFAR060B048C** | LPG | Induced Draft | True | False | 1 | True | Up |  | None | Condensing | Single-Stage |  | 0.5 | Standard |  | 60000 | 56000 |  |  | 50100 | 605 | 92.1 | 75 | [8 empty] | Federally-Regulated Consumer Product | 11/28/2016 |  | 06/07/2017
International Comfort Products | Grandaire | WFAR060B048C** | LPG | Induced Draft | True | False | 1 | True | Down |  | None | Condensing | Single-Stage |  | 0.5 | Standard |  | 60000 | 56000 |  |  | 50100 | 605 | 92.1 | 75 | [8 empty] | Federally-Regulated Consumer Product | 11/28/2016 |  | 06/07/2017
International Comfort Products | Grandaire | WFAR060B048C** | LPG | Induced Draft | True | False | 1 | True | Horizontal |  | None | Condensing | Single-Stage |  | 0.5 | Standard |  | 60000 | 56000 |  |  | 50100 | 605 | 92.1 | 75 | [8 empty] | Federally-Regulated Consumer Product | 11/28/2016 |  | 06/07/2017
International Comfort Products | Grandaire | WFAR060B048C** | Natural Gas | Induced Draft | True | False | 1 | True | Up |  | None | Condensing | Single-Stage |  | 0.5 | Standard |  | 60000 | 56000 |  |  | 50100 | 605 | 92.1 | 75 | [8 empty] | Federally-Regulated Consumer Product | 11/28/2016 |  | 06/07/2017
International Comfort Products | Grandaire | WFAR060B048C** | Natural Gas | Induced Draft | True | False | 1 | True | Down |  | None | Condensing | Single-Stage |  | 0.5 | Standard |  | 60000 | 56000 |  |  | 50100 | 605 | 92.1 | 75 | [8 empty] | Federally-Regulated Consumer Product | 11/28/2016 |  | 06/07/2017
International Comfort Products | Grandaire | WFAR060B048C** | Natural Gas | Induced Draft | True | False | 1 | True | Horizontal |  | None | Condensing | Single-Stage |  | 0.5 | Standard |  | 60000 | 56000 |  |  | 50100 | 605 | 92.1 | 75 | [8 empty] | Federally-Regulated Consumer Product | 11/28/2016 |  | 06/07/2017
International Comfort Products | Grandaire | WFAR080C060C** | LPG | Induced Draft | True | False | 1 | True | Up |  | None | Condensing | Single-Stage |  | 0.75 | Standard |  | 80000 | 75000 |  |  | 66900 | 775 | 92.1 | 75 | [8 empty] | Federally-Regulated Consumer Product | 11/28/2016 |  | 06/07/2017
International Comfort Products | Grandaire | WFAR080C060C** | LPG | Induced Draft | True | False | 1 | True | Down |  | None | Condensing | Single-Stage |  | 0.75 | Standard |  | 80000 | 75000 |  |  | 66900 | 775 | 92.1 | 75 | [8 empty] | Federally-Regulated Consumer Product | 11/28/2016 |  | 06/07/2017
International Comfort Products | Grandaire | WFAR080C060C** | LPG | Induced Draft | True | False | 1 | True | Horizontal |  | None | Condensing | Single-Stage |  | 0.75 | Standard |  | 80000 | 75000 |  |  | 66900 | 775 | 92.1 | 75 | [8 empty] | Federally-Regulated Consumer Product | 11/28/2016 |  | 06/07/2017
International Comfort Products | Grandaire | WFAR080C060C** | Natural Gas | Induced Draft | True | False | 1 | True | Up |  | None | Condensing | Single-Stage |  | 0.75 | Standard |  | 80000 | 75000 |  |  | 66900 | 775 | 92.1 | 75 | [8 empty] | Federally-Regulated Consumer Product | 11/28/2016 |  | 06/07/2017
International Comfort Products | Grandaire | WFAR080C060C** | Natural Gas | Induced Draft | True | False | 1 | True | Down |  | None | Condensing | Single-Stage |  | 0.75 | Standard |  | 80000 | 75000 |  |  | 66900 | 775 | 92.1 | 75 | [8 empty] | Federally-Regulated Consumer Product | 11/28/2016 |  | 06/07/2017
International Comfort Products | Grandaire | WFAR080C060C** | Natural Gas | Induced Draft | True | False | 1 | True | Horizontal |  | None | Condensing | Single-Stage |  | 0.75 | Standard |  | 80000 | 75000 |  |  | 66900 | 775 | 92.1 | 75 | [8 empty] | Federally-Regulated Consumer Product | 11/28/2016 |  | 06/07/2017
International Comfort Products | Grandaire | WFAR100C048C** | LPG | Induced Draft | True | False | 1 | True | Up |  | None | Condensing | Single-Stage |  | 0.5 | Standard |  | 100000 | 94000 |  |  | 100900 | 994 | 92.1 | 75 | [8 empty] | Federally-Regulated Consumer Product | 02/14/2017 |  | 06/07/2017
International Comfort Products | Grandaire | WFAR100C048C** | LPG | Induced Draft | True | False | 1 | True | Down |  | None | Condensing | Single-Stage |  | 0.5 | Standard |  | 100000 | 94000 |  |  | 100900 | 994 | 92.1 | 75 | [8 empty] | Federally-Regulated Consumer Product | 02/14/2017 |  | 06/07/2017
International Comfort Products | Grandaire | WFAR100C048C** | LPG | Induced Draft | True | False | 1 | True | Horizontal |  | None | Condensing | Single-Stage |  | 0.5 | Standard |  | 100000 | 94000 |  |  | 100900 | 994 | 92.1 | 75 | [8 empty] | Federally-Regulated Consumer Product | 02/14/2017 |  | 06/07/2017
International Comfort Products | Grandaire | WFAR100C048C** | Natural Gas | Induced Draft | True | False | 1 | True | Up |  | None | Condensing | Single-Stage |  | 0.5 | Standard |  | 100000 | 94000 |  |  | 100900 | 994 | 92.1 | 75 | [8 empty] | Federally-Regulated Consumer Product | 02/14/2017 |  | 06/07/2017
International Comfort Products | Grandaire | WFAR100C048C** | Natural Gas | Induced Draft | True | False | 1 | True | Down |  | None | Condensing | Single-Stage |  | 0.5 | Standard |  | 100000 | 94000 |  |  | 100900 | 994 | 92.1 | 75 | [8 empty] | Federally-Regulated Consumer Product | 02/14/2017 |  | 06/07/2017
International Comfort Products | Grandaire | WFAR100C048C** | Natural Gas | Induced Draft | True | False | 1 | True | Horizontal |  | None | Condensing | Single-Stage |  | 0.5 | Standard |  | 100000 | 94000 |  |  | 100900 | 994 | 92.1 | 75 | [8 empty] | Federally-Regulated Consumer Product | 02/14/2017 |  | 06/07/2017
International Comfort Products | Grandaire | WFAR100C060C** | LPG | Induced Draft | True | False | 1 | True | Up |  | None | Condensing | Single-Stage |  | 0.75 | Standard |  | 100000 | 94000 |  |  | 100800 | 1030 | 92.1 | 75 | [8 empty] | Federally-Regulated Consumer Product | 02/14/2017 |  | 06/07/2017
International Comfort Products | Grandaire | WFAR100C060C** | LPG | Induced Draft | True | False | 1 | True | Down |  | None | Condensing | Single-Stage |  | 0.75 | Standard |  | 100000 | 94000 |  |  | 100800 | 1030 | 92.1 | 75 | [8 empty] | Federally-Regulated Consumer Product | 02/14/2017 |  | 06/07/2017
International Comfort Products | Grandaire | WFAR100C060C** | LPG | Induced Draft | True | False | 1 | True | Horizontal |  | None | Condensing | Single-Stage |  | 0.75 | Standard |  | 100000 | 94000 |  |  | 100800 | 1030 | 92.1 | 75 | [8 empty] | Federally-Regulated Consumer Product | 02/14/2017 |  | 06/07/2017
International Comfort Products | Grandaire | WFAR100C060C** | Natural Gas | Induced Draft | True | False | 1 | True | Up |  | None | Condensing | Single-Stage |  | 0.75 | Standard |  | 100000 | 94000 |  |  | 100800 | 1030 | 92.1 | 75 | [8 empty] | Federally-Regulated Consumer Product | 02/14/2017 |  | 06/07/2017
International Comfort Products | Grandaire | WFAR100C060C** | Natural Gas | Induced Draft | True | False | 1 | True | Down |  | None | Condensing | Single-Stage |  | 0.75 | Standard |  | 100000 | 94000 |  |  | 100800 | 1030 | 92.1 | 75 | [8 empty] | Federally-Regulated Consumer Product | 02/14/2017 |  | 06/07/2017
International Comfort Products | Grandaire | WFAR100C060C** | Natural Gas | Induced Draft | True | False | 1 | True | Horizontal |  | None | Condensing | Single-Stage |  | 0.75 | Standard |  | 100000 | 94000 |  |  | 100800 | 1030 | 92.1 | 75 | [8 empty] | Federally-Regulated Consumer Product | 02/14/2017 |  | 06/07/2017
International Comfort Products | Grandaire | WFAR120D060C** | LPG | Induced Draft | True | False | 1 | True | Up |  | None | Condensing | Single-Stage |  | 0.75 | Standard |  | 120000 | 112000 |  |  | 117400 | 1247 | 92.1 | 75 | [8 empty] | Federally-Regulated Consumer Product | 02/14/2017 |  | 06/07/2017
International Comfort Products | Grandaire | WFAR120D060C** | LPG | Induced Draft | True | False | 1 | True | Down |  | None | Condensing | Single-Stage |  | 0.75 | Standard |  | 120000 | 112000 |  |  | 117400 | 1247 | 92.1 | 75 | [8 empty] | Federally-Regulated Consumer Product | 02/14/2017 |  | 06/07/2017
International Comfort Products | Grandaire | WFAR120D060C** | LPG | Induced Draft | True | False | 1 | True | Horizontal |  | None | Condensing | Single-Stage |  | 0.75 | Standard |  | 120000 | 112000 |  |  | 117400 | 1247 | 92.1 | 75 | [8 empty] | Federally-Regulated Consumer Product | 02/14/2017 |  | 06/07/2017
International Comfort Products | Grandaire | WFAR120D060C** | Natural Gas | Induced Draft | True | False | 1 | True | Up |  | None | Condensing | Single-Stage |  | 0.75 | Standard |  | 120000 | 112000 |  |  | 117400 | 1247 | 92.1 | 75 | [8 empty] | Federally-Regulated Consumer Product | 02/14/2017 |  | 06/07/2017
International Comfort Products | Grandaire | WFAR120D060C** | Natural Gas | Induced Draft | True | False | 1 | True | Down |  | None | Condensing | Single-Stage |  | 0.75 | Standard |  | 120000 | 112000 |  |  | 117400 | 1247 | 92.1 | 75 | [8 empty] | Federally-Regulated Consumer Product | 02/14/2017 |  | 06/07/2017
International Comfort Products | Grandaire | WFAR120D060C** | Natural Gas | Induced Draft | True | False | 1 | True | Horizontal |  | None | Condensing | Single-Stage |  | 0.75 | Standard |  | 120000 | 112000 |  |  | 117400 | 1247 | 92.1 | 75 | [8 empty] | Federally-Regulated Consumer Product | 02/14/2017 |  | 06/07/2017
Rheem Sales Company, Inc. | Ruud | RGLE-07(E,N)AMKR | LPG | Induced Draft | True | False | 1 | False | Down |  | None | Non-Condensing | Two-Stage Modulating |  | 0.5 | Standard |  | 75000 | 61000 |  |  | 75000 | 346 | 80 | 78 | [8 empty] | Federally-Regulated Consumer Product | 06/28/2016 |  | 06/07/2017
Rheem Sales Company, Inc. | Ruud | RGLE-07(E,N)AMKR | Natural Gas | Induced Draft | True | False | 1 | False | Down |  | None | Non-Condensing | Two-Stage Modulating |  | 0.5 | Standard |  | 75000 | 61000 |  |  | 75000 | 346 | 80 | 78 | [8 empty] | Federally-Regulated Consumer Product | 06/28/2016 |  | 06/07/2017
Rheem Sales Company, Inc. | Ruud | RGPS-10(E,N)AMER | LPG | Induced Draft | True | False | 1 | False | Up |  | None | Non-Condensing | Single-Stage |  | 0.5 | Standard |  | 100000 | 80000 |  |  | 95000 | 1010 | 80 | 78 | [8 empty] | Federally-Regulated Consumer Product | 06/28/2016 |  | 06/07/2017
Rheem Sales Company, Inc. | Ruud | RGPS-10(E,N)AMER | LPG | Induced Draft | True | False | 1 | False | Horizontal |  | None | Non-Condensing | Single-Stage |  | 0.5 | Standard |  | 100000 | 80000 |  |  | 95000 | 1010 | 80 | 78 | [8 empty] | Federally-Regulated Consumer Product | 06/28/2016 |  | 06/07/2017
Rheem Sales Company, Inc. | Ruud | RGPS-10(E,N)AMER | Natural Gas | Induced Draft | True | False | 1 | False | Up |  | None | Non-Condensing | Single-Stage |  | 0.5 | Standard |  | 100000 | 80000 |  |  | 95000 | 1010 | 80 | 78 | [8 empty] | Federally-Regulated Consumer Product | 06/28/2016 |  | 06/07/2017
Rheem Sales Company, Inc. | Ruud | RGPS-10(E,N)AMER | Natural Gas | Induced Draft | True | False | 1 | False | Horizontal |  | None | Non-Condensing | Single-Stage |  | 0.5 | Standard |  | 100000 | 80000 |  |  | 95000 | 1010 | 80 | 78 | [8 empty] | Federally-Regulated Consumer Product | 06/28/2016 |  | 06/07/2017
Rheem Sales Company, Inc. | Ruud | RGFG-09EZCMS | LPG | Induced Draft | True | False | 1 | False | Up |  | None | Condensing | Step Modulating |  | 1 | Standard |  | 90000 | 87000 |  |  | 77900 | 432 | 95.1 | 78 | [8 empty] | Federally-Regulated Consumer Product | 06/28/2016 |  | 06/07/2017
Rheem Sales Company, Inc. | Ruud | RGFG-09EZCMS | Natural Gas | Induced Draft | True | False | 1 | False | Up |  | None | Condensing | Step Modulating |  | 1 | Standard |  | 90000 | 87000 |  |  | 77900 | 432 | 95.1 | 78 | [8 empty] | Federally-Regulated Consumer Product | 06/28/2016 |  | 06/07/2017
Rheem Sales Company, Inc. | Ruud | RGFG-10EZCMS | LPG | Induced Draft | True | False | 1 | False | Up |  | None | Condensing | Step Modulating |  | 1 | Standard |  | 105000 | 97000 |  |  | 91000 | 819 | 95.4 | 78 | [8 empty] | Federally-Regulated Consumer Product | 06/28/2016 |  | 06/07/2017
Rheem Sales Company, Inc. | Ruud | RGFG-10EZCMS | Natural Gas | Induced Draft | True | False | 1 | False | Up |  | None | Condensing | Step Modulating |  | 1 | Standard |  | 105000 | 97000 |  |  | 91000 | 819 | 95.4 | 78 | [8 empty] | Federally-Regulated Consumer Product | 06/28/2016 |  | 06/07/2017
Rheem Sales Company, Inc. | Ruud | RGFG-12ERCMS | LPG | Induced Draft | True | False | 1 | False | Up |  | None | Condensing | Step Modulating |  | 1 | Standard |  | 120000 | 117000 |  |  | 105500 | 883 | 95.6 | 78 | [8 empty] | Federally-Regulated Consumer Product | 06/28/2016 |  | 06/07/2017
Rheem Sales Company, Inc. | Ruud | RGFG-12ERCMS | Natural Gas | Induced Draft | True | False | 1 | False | Up |  | None | Condensing | Step Modulating |  | 1 | Standard |  | 120000 | 117000 |  |  | 105500 | 883 | 95.6 | 78 | [8 empty] | Federally-Regulated Consumer Product | 06/28/2016 |  | 06/07/2017
Rheem Sales Company, Inc. | Ruud | R95TA0601317MSA | LPG | Induced Draft | True | False | 1 | False | Up |  | None | Condensing | Single-Stage |  | 0.5 | Premium |  | 56000 | 54000 |  |  | 49000 | 293 | 95 | 78 | [8 empty] | Federally-Regulated Consumer Product | 06/28/2016 |  | 06/07/2017
Rheem Sales Company, Inc. | Ruud | R95TA0601317MSA | LPG | Induced Draft | True | False | 1 | False | Down |  | None | Condensing | Single-Stage |  | 0.5 | Premium |  | 56000 | 54000 |  |  | 49000 | 293 | 95 | 78 | [8 empty] | Federally-Regulated Consumer Product | 06/28/2016 |  | 06/07/2017
Rheem Sales Company, Inc. | Ruud | R95TA0601317MSA | LPG | Induced Draft | True | False | 1 | False | Horizontal |  | None | Condensing | Single-Stage |  | 0.5 | Premium |  | 56000 | 54000 |  |  | 49000 | 293 | 95 | 78 | [8 empty] | Federally-Regulated Consumer Product | 06/28/2016 |  | 06/07/2017
Rheem Sales Company, Inc. | Ruud | R95TA0601317MSA | Natural Gas | Induced Draft | True | False | 1 | False | Up |  | None | Condensing | Single-Stage |  | 0.5 | Premium |  | 56000 | 54000 |  |  | 49000 | 293 | 95 | 78 | [8 empty] | Federally-Regulated Consumer Product | 06/28/2016 |  | 06/07/2017
Rheem Sales Company, Inc. | Ruud | R95TA0601317MSA | Natural Gas | Induced Draft | True | False | 1 | False | Down |  | None | Condensing | Single-Stage |  | 0.5 | Premium |  | 56000 | 54000 |  |  | 49000 | 293 | 95 | 78 | [8 empty] | Federally-Regulated Consumer Product | 06/28/2016 |  | 06/07/2017
Rheem Sales Company, Inc. | Ruud | R95TA0601317MSA | Natural Gas | Induced Draft | True | False | 1 | False | Horizontal |  | None | Condensing | Single-Stage |  | 0.5 | Premium |  | 56000 | 54000 |  |  | 49000 | 293 | 95 | 78 | [8 empty] | Federally-Regulated Consumer Product | 06/28/2016 |  | 06/07/2017
Rheem Sales Company, Inc. | Ruud | R95TA0851521MSB | LPG | Induced Draft | True | False | 1 | False | Up |  | None | Condensing | Single-Stage |  | 1 | Premium |  | 84000 | 82000 |  |  | 80600 | 757 | 96 | 78 | [8 empty] | Federally-Regulated Consumer Product | 12/04/2015 |  | 06/07/2017
Rheem Sales Company, Inc. | Ruud | R95TA0851521MSB | LPG | Induced Draft | True | False | 1 | False | Down |  | None | Condensing | Single-Stage |  | 1 | Premium |  | 84000 | 82000 |  |  | 80600 | 757 | 96 | 78 | [8 empty] | Federally-Regulated Consumer Product | 12/04/2015 |  | 06/07/2017
Rheem Sales Company, Inc. | Ruud | R95TA0851521MSB | LPG | Induced Draft | True | False | 1 | False | Horizontal |  | None | Condensing | Single-Stage |  | 1 | Premium |  | 84000 | 82000 |  |  | 80600 | 757 | 96 | 78 | [8 empty] | Federally-Regulated Consumer Product | 12/04/2015 |  | 06/07/2017
Rheem Sales Company, Inc. | Ruud | R95TA0851521MSB | Natural Gas | Induced Draft | True | False | 1 | False | Up |  | None | Condensing | Single-Stage |  | 1 | Premium |  | 84000 | 82000 |  |  | 80600 | 757 | 96 | 78 | [8 empty] | Federally-Regulated Consumer Product | 12/04/2015 |  | 06/07/2017
Rheem Sales Company, Inc. | Ruud | R95TA0851521MSB | Natural Gas | Induced Draft | True | False | 1 | False | Down |  | None | Condensing | Single-Stage |  | 1 | Premium |  | 84000 | 82000 |  |  | 80600 | 757 | 96 | 78 | [8 empty] | Federally-Regulated Consumer Product | 12/04/2015 |  | 06/07/2017
Rheem Sales Company, Inc. | Ruud | R95TA0851521MSB | Natural Gas | Induced Draft | True | False | 1 | False | Horizontal |  | None | Condensing | Single-Stage |  | 1 | Premium |  | 84000 | 82000 |  |  | 80600 | 757 | 96 | 78 | [8 empty] | Federally-Regulated Consumer Product | 12/04/2015 |  | 06/07/2017
Rheem Sales Company, Inc. | Ruud | R95TB0851521MSA | LPG | Induced Draft | True | False | 1 | False | Up |  | None | Condensing | Single-Stage |  | 1 | Premium |  | 84000 | 82000 |  |  | 80600 | 757 | 95 | 78 | [8 empty] | Federally-Regulated Consumer Product | 12/04/2015 |  | 06/07/2017
Rheem Sales Company, Inc. | Ruud | R95TB0851521MSA | LPG | Induced Draft | True | False | 1 | False | Down |  | None | Condensing | Single-Stage |  | 1 | Premium |  | 84000 | 82000 |  |  | 80600 | 757 | 95 | 78 | [8 empty] | Federally-Regulated Consumer Product | 12/04/2015 |  | 06/07/2017
Rheem Sales Company, Inc. | Ruud | R95TB0851521MSA | LPG | Induced Draft | True | False | 1 | False | Horizontal |  | None | Condensing | Single-Stage |  | 1 | Premium |  | 84000 | 82000 |  |  | 80600 | 757 | 95 | 78 | [8 empty] | Federally-Regulated Consumer Product | 12/04/2015 |  | 06/07/2017
Rheem Sales Company, Inc. | Ruud | R95TB0851521MSA | Natural Gas | Induced Draft | True | False | 1 | False | Up |  | None | Condensing | Single-Stage |  | 1 | Premium |  | 84000 | 82000 |  |  | 80600 | 757 | 95 | 78 | [8 empty] | Federally-Regulated Consumer Product | 12/04/2015 |  | 06/07/2017
Rheem Sales Company, Inc. | Ruud | R95TB0851521MSA | Natural Gas | Induced Draft | True | False | 1 | False | Down |  | None | Condensing | Single-Stage |  | 1 | Premium |  | 84000 | 82000 |  |  | 80600 | 757 | 95 | 78 | [8 empty] | Federally-Regulated Consumer Product | 12/04/2015 |  | 06/07/2017
Rheem Sales Company, Inc. | Ruud | R95TB0851521MSA | Natural Gas | Induced Draft | True | False | 1 | False | Horizontal |  | None | Condensing | Single-Stage |  | 1 | Premium |  | 84000 | 82000 |  |  | 80600 | 757 | 95 | 78 | [8 empty] | Federally-Regulated Consumer Product | 12/04/2015 |  | 06/07/2017
Rheem Sales Company, Inc. | Rheem | RGLE-07(E,N)AMKR | LPG | Induced Draft | True | False | 1 | False | Down |  | None | Non-Condensing | Two-Stage Modulating |  | 0.5 | Standard |  | 75000 | 61000 |  |  | 75000 | 346 | 80 | 78 | [8 empty] | Federally-Regulated Consumer Product | 06/28/2016 |  | 06/07/2017
Rheem Sales Company, Inc. | Rheem | RGLE-07(E,N)AMKR | Natural Gas | Induced Draft | True | False | 1 | False | Down |  | None | Non-Condensing | Two-Stage Modulating |  | 0.5 | Standard |  | 75000 | 61000 |  |  | 75000 | 346 | 80 | 78 | [8 empty] | Federally-Regulated Consumer Product | 06/28/2016 |  | 06/07/2017
Rheem Sales Company, Inc. | Rheem | RGPS-10(E,N)AMER | LPG | Induced Draft | True | False | 1 | False | Up |  | None | Non-Condensing | Single-Stage |  | 0.5 | Standard |  | 100000 | 80000 |  |  | 95000 | 1010 | 80 | 78 | [8 empty] | Federally-Regulated Consumer Product | 06/28/2016 |  | 06/07/2017
Rheem Sales Company, Inc. | Rheem | RGPS-10(E,N)AMER | LPG | Induced Draft | True | False | 1 | False | Horizontal |  | None | Non-Condensing | Single-Stage |  | 0.5 | Standard |  | 100000 | 80000 |  |  | 95000 | 1010 | 80 | 78 | [8 empty] | Federally-Regulated Consumer Product | 06/28/2016 |  | 06/07/2017
Rheem Sales Company, Inc. | Rheem | RGPS-10(E,N)AMER | Natural Gas | Induced Draft | True | False | 1 | False | Up |  | None | Non-Condensing | Single-Stage |  | 0.5 | Standard |  | 100000 | 80000 |  |  | 95000 | 1010 | 80 | 78 | [8 empty] | Federally-Regulated Consumer Product | 06/28/2016 |  | 06/07/2017
Rheem Sales Company, Inc. | Rheem | RGPS-10(E,N)AMER | Natural Gas | Induced Draft | True | False | 1 | False | Horizontal |  | None | Non-Condensing | Single-Stage |  | 0.5 | Standard |  | 100000 | 80000 |  |  | 95000 | 1010 | 80 | 78 | [8 empty] | Federally-Regulated Consumer Product | 06/28/2016 |  | 06/07/2017
Rheem Sales Company, Inc. | Rheem | RGFG-09EZCMS | LPG | Induced Draft | True | False | 1 | False | Up |  | None | Condensing | Step Modulating |  | 1 | Standard |  | 90000 | 87000 |  |  | 77900 | 432 | 95.1 | 78 | [8 empty] | Federally-Regulated Consumer Product | 06/28/2016 |  | 06/07/2017
Rheem Sales Company, Inc. | Rheem | RGFG-09EZCMS | Natural Gas | Induced Draft | True | False | 1 | False | Up |  | None | Condensing | Step Modulating |  | 1 | Standard |  | 90000 | 87000 |  |  | 77900 | 432 | 95.1 | 78 | [8 empty] | Federally-Regulated Consumer Product | 06/28/2016 |  | 06/07/2017
Rheem Sales Company, Inc. | Rheem | RGFG-10EZCMS | LPG | Induced Draft | True | False | 1 | False | Up |  | None | Condensing | Step Modulating |  | 1 | Standard |  | 105000 | 97000 |  |  | 91000 | 819 | 95.4 | 78 | [8 empty] | Federally-Regulated Consumer Product | 06/28/2016 |  | 06/07/2017
Rheem Sales Company, Inc. | Rheem | RGFG-10EZCMS | Natural Gas | Induced Draft | True | False | 1 | False | Up |  | None | Condensing | Step Modulating |  | 1 | Standard |  | 105000 | 97000 |  |  | 91000 | 819 | 95.4 | 78 | [8 empty] | Federally-Regulated Consumer Product | 06/28/2016 |  | 06/07/2017
Rheem Sales Company, Inc. | Rheem | RGFG-12ERCMS | LPG | Induced Draft | True | False | 1 | False | Up |  | None | Condensing | Step Modulating |  | 1 | Standard |  | 120000 | 117000 |  |  | 105500 | 883 | 95.6 | 78 | [8 empty] | Federally-Regulated Consumer Product | 06/28/2016 |  | 06/07/2017
Rheem Sales Company, Inc. | Rheem | RGFG-12ERCMS | Natural Gas | Induced Draft | True | False | 1 | False | Up |  | None | Condensing | Step Modulating |  | 1 | Standard |  | 120000 | 117000 |  |  | 105500 | 883 | 95.6 | 78 | [8 empty] | Federally-Regulated Consumer Product | 06/28/2016 |  | 06/07/2017
Rheem Sales Company, Inc. | Rheem | R95TA0601317MSA | LPG | Induced Draft | True | False | 1 | False | Up |  | None | Condensing | Single-Stage |  | 0.5 | Premium |  | 56000 | 54000 |  |  | 49000 | 293 | 95 | 78 | [8 empty] | Federally-Regulated Consumer Product | 06/28/2016 |  | 06/07/2017
Rheem Sales Company, Inc. | Rheem | R95TA0601317MSA | LPG | Induced Draft | True | False | 1 | False | Down |  | None | Condensing | Single-Stage |  | 0.5 | Premium |  | 56000 | 54000 |  |  | 49000 | 293 | 95 | 78 | [8 empty] | Federally-Regulated Consumer Product | 06/28/2016 |  | 06/07/2017
Rheem Sales Company, Inc. | Rheem | R95TA0601317MSA | LPG | Induced Draft | True | False | 1 | False | Horizontal |  | None | Condensing | Single-Stage |  | 0.5 | Premium |  | 56000 | 54000 |  |  | 49000 | 293 | 95 | 78 | [8 empty] | Federally-Regulated Consumer Product | 06/28/2016 |  | 06/07/2017
Rheem Sales Company, Inc. | Rheem | R95TA0601317MSA | Natural Gas | Induced Draft | True | False | 1 | False | Up |  | None | Condensing | Single-Stage |  | 0.5 | Premium |  | 56000 | 54000 |  |  | 49000 | 293 | 95 | 78 | [8 empty] | Federally-Regulated Consumer Product | 06/28/2016 |  | 06/07/2017
Rheem Sales Company, Inc. | Rheem | R95TA0601317MSA | Natural Gas | Induced Draft | True | False | 1 | False | Down |  | None | Condensing | Single-Stage |  | 0.5 | Premium |  | 56000 | 54000 |  |  | 49000 | 293 | 95 | 78 | [8 empty] | Federally-Regulated Consumer Product | 06/28/2016 |  | 06/07/2017
Rheem Sales Company, Inc. | Rheem | R95TA0601317MSA | Natural Gas | Induced Draft | True | False | 1 | False | Horizontal |  | None | Condensing | Single-Stage |  | 0.5 | Premium |  | 56000 | 54000 |  |  | 49000 | 293 | 95 | 78 | [8 empty] | Federally-Regulated Consumer Product | 06/28/2016 |  | 06/07/2017
Rheem Sales Company, Inc. | Rheem | R95TA0851521MSA | LPG | Induced Draft | True | False | 1 | False | Up |  | None | Condensing | Single-Stage |  | 1 | Premium |  | 84000 | 82000 |  |  | 80600 | 757 | 96 | 78 | [8 empty] | Federally-Regulated Consumer Product | 06/28/2016 |  | 06/07/2017
Rheem Sales Company, Inc. | Rheem | R95TA0851521MSA | LPG | Induced Draft | True | False | 1 | False | Down |  | None | Condensing | Single-Stage |  | 1 | Premium |  | 84000 | 82000 |  |  | 80600 | 757 | 96 | 78 | [8 empty] | Federally-Regulated Consumer Product | 06/28/2016 |  | 06/07/2017
Rheem Sales Company, Inc. | Rheem | R95TA0851521MSA | LPG | Induced Draft | True | False | 1 | False | Horizontal |  | None | Condensing | Single-Stage |  | 1 | Premium |  | 84000 | 82000 |  |  | 80600 | 757 | 96 | 78 | [8 empty] | Federally-Regulated Consumer Product | 06/28/2016 |  | 06/07/2017
Rheem Sales Company, Inc. | Rheem | R95TA0851521MSA | Natural Gas | Induced Draft | True | False | 1 | False | Up |  | None | Condensing | Single-Stage |  | 1 | Premium |  | 84000 | 82000 |  |  | 80600 | 757 | 96 | 78 | [8 empty] | Federally-Regulated Consumer Product | 06/28/2016 |  | 06/07/2017
Rheem Sales Company, Inc. | Rheem | R95TA0851521MSA | Natural Gas | Induced Draft | True | False | 1 | False | Down |  | None | Condensing | Single-Stage |  | 1 | Premium |  | 84000 | 82000 |  |  | 80600 | 757 | 96 | 78 | [8 empty] | Federally-Regulated Consumer Product | 06/28/2016 |  | 06/07/2017
Rheem Sales Company, Inc. | Rheem | R95TA0851521MSA | Natural Gas | Induced Draft | True | False | 1 | False | Horizontal |  | None | Condensing | Single-Stage |  | 1 | Premium |  | 84000 | 82000 |  |  | 80600 | 757 | 96 | 78 | [8 empty] | Federally-Regulated Consumer Product | 06/28/2016 |  | 06/07/2017
Rheem Sales Company, Inc. | Rheem | R95TA1001521MSA | LPG | Induced Draft | True | False | 1 | False | Up |  | None | Condensing | Single-Stage |  | 1 | Premium |  | 98000 | 95000 |  |  | 98000 | 824 | 95 | 78 | [8 empty] | Federally-Regulated Consumer Product | 06/28/2016 |  | 06/07/2017
Rheem Sales Company, Inc. | Rheem | R95TA1001521MSA | LPG | Induced Draft | True | False | 1 | False | Down |  | None | Condensing | Single-Stage |  | 1 | Premium |  | 98000 | 95000 |  |  | 98000 | 824 | 95 | 78 | [8 empty] | Federally-Regulated Consumer Product | 06/28/2016 |  | 06/07/2017
Rheem Sales Company, Inc. | Rheem | R95TA1001521MSA | LPG | Induced Draft | True | False | 1 | False | Horizontal |  | None | Condensing | Single-Stage |  | 1 | Premium |  | 98000 | 95000 |  |  | 98000 | 824 | 95 | 78 | [8 empty] | Federally-Regulated Consumer Product | 06/28/2016 |  | 06/07/2017
Rheem Sales Company, Inc. | Rheem | R95TA1001521MSA | Natural Gas | Induced Draft | True | False | 1 | False | Up |  | None | Condensing | Single-Stage |  | 1 | Premium |  | 98000 | 95000 |  |  | 98000 | 824 | 95 | 78 | [8 empty] | Federally-Regulated Consumer Product | 06/28/2016 |  | 06/07/2017
Rheem Sales Company, Inc. | Rheem | R95TA1001521MSA | Natural Gas | Induced Draft | True | False | 1 | False | Down |  | None | Condensing | Single-Stage |  | 1 | Premium |  | 98000 | 95000 |  |  | 98000 | 824 | 95 | 78 | [8 empty] | Federally-Regulated Consumer Product | 06/28/2016 |  | 06/07/2017
Rheem Sales Company, Inc. | Rheem | R95TA1001521MSA | Natural Gas | Induced Draft | True | False | 1 | False | Horizontal |  | None | Condensing | Single-Stage |  | 1 | Premium |  | 98000 | 95000 |  |  | 98000 | 824 | 95 | 78 | [8 empty] | Federally-Regulated Consumer Product | 06/28/2016 |  | 06/07/2017
Rheem Sales Company, Inc. | Rheem | R95TA1151524MSA | LPG | Induced Draft | True | False | 1 | False | Up |  | None | Condensing | Single-Stage |  | 1 | Premium |  | 112000 | 108000 |  |  | 99000 | 561 | 95 | 78 | [8 empty] | Federally-Regulated Consumer Product | 06/28/2016 |  | 06/07/2017
Rheem Sales Company, Inc. | Rheem | R95TA1151524MSA | LPG | Induced Draft | True | False | 1 | False | Down |  | None | Condensing | Single-Stage |  | 1 | Premium |  | 112000 | 108000 |  |  | 99000 | 561 | 95 | 78 | [8 empty] | Federally-Regulated Consumer Product | 06/28/2016 |  | 06/07/2017
Rheem Sales Company, Inc. | Rheem | R95TA1151524MSA | LPG | Induced Draft | True | False | 1 | False | Horizontal |  | None | Condensing | Single-Stage |  | 1 | Premium |  | 112000 | 108000 |  |  | 99000 | 561 | 95 | 78 | [8 empty] | Federally-Regulated Consumer Product | 06/28/2016 |  | 06/07/2017
Rheem Sales Company, Inc. | Rheem | R95TA1151524MSA | Natural Gas | Induced Draft | True | False | 1 | False | Up |  | None | Condensing | Single-Stage |  | 1 | Premium |  | 112000 | 108000 |  |  | 99000 | 561 | 95 | 78 | [8 empty] | Federally-Regulated Consumer Product | 06/28/2016 |  | 06/07/2017
Rheem Sales Company, Inc. | Rheem | R95TA1151524MSA | Natural Gas | Induced Draft | True | False | 1 | False | Down |  | None | Condensing | Single-Stage |  | 1 | Premium |  | 112000 | 108000 |  |  | 99000 | 561 | 95 | 78 | [8 empty] | Federally-Regulated Consumer Product | 06/28/2016 |  | 06/07/2017
Rheem Sales Company, Inc. | Rheem | R95TA1151524MSA | Natural Gas | Induced Draft | True | False | 1 | False | Horizontal |  | None | Condensing | Single-Stage |  | 1 | Premium |  | 112000 | 108000 |  |  | 99000 | 561 | 95 | 78 | [8 empty] | Federally-Regulated Consumer Product | 06/28/2016 |  | 06/07/2017
Rheem Sales Company, Inc. | Rheem | R95TA0851521MSB | LPG | Induced Draft | True | False | 1 | False | Up |  | None | Condensing | Single-Stage |  | 1 | Premium |  | 84000 | 82000 |  |  | 80600 | 757 | 96 | 78 | [8 empty] | Federally-Regulated Consumer Product | 12/04/2015 |  | 06/07/2017
Rheem Sales Company, Inc. | Rheem | R95TA0851521MSB | LPG | Induced Draft | True | False | 1 | False | Down |  | None | Condensing | Single-Stage |  | 1 | Premium |  | 84000 | 82000 |  |  | 80600 | 757 | 96 | 78 | [8 empty] | Federally-Regulated Consumer Product | 12/04/2015 |  | 06/07/2017
Rheem Sales Company, Inc. | Rheem | R95TA0851521MSB | LPG | Induced Draft | True | False | 1 | False | Horizontal |  | None | Condensing | Single-Stage |  | 1 | Premium |  | 84000 | 82000 |  |  | 80600 | 757 | 96 | 78 | [8 empty] | Federally-Regulated Consumer Product | 12/04/2015 |  | 06/07/2017
Rheem Sales Company, Inc. | Rheem | R95TA0851521MSB | Natural Gas | Induced Draft | True | False | 1 | False | Up |  | None | Condensing | Single-Stage |  | 1 | Premium |  | 84000 | 82000 |  |  | 80600 | 757 | 96 | 78 | [8 empty] | Federally-Regulated Consumer Product | 12/04/2015 |  | 06/07/2017
Rheem Sales Company, Inc. | Rheem | R95TA0851521MSB | Natural Gas | Induced Draft | True | False | 1 | False | Down |  | None | Condensing | Single-Stage |  | 1 | Premium |  | 84000 | 82000 |  |  | 80600 | 757 | 96 | 78 | [8 empty] | Federally-Regulated Consumer Product | 12/04/2015 |  | 06/07/2017
Rheem Sales Company, Inc. | Rheem | R95TA0851521MSB | Natural Gas | Induced Draft | True | False | 1 | False | Horizontal |  | None | Condensing | Single-Stage |  | 1 | Premium |  | 84000 | 82000 |  |  | 80600 | 757 | 96 | 78 | [8 empty] | Federally-Regulated Consumer Product | 12/04/2015 |  | 06/07/2017
Rheem Sales Company, Inc. | Rheem | R95TB0851521MSA | LPG | Induced Draft | True | False | 1 | False | Up |  | None | Condensing | Single-Stage |  | 1 | Premium |  | 84000 | 82000 |  |  | 80600 | 757 | 95 | 78 | [8 empty] | Federally-Regulated Consumer Product | 12/04/2015 |  | 06/07/2017
Rheem Sales Company, Inc. | Rheem | R95TB0851521MSA | LPG | Induced Draft | True | False | 1 | False | Down |  | None | Condensing | Single-Stage |  | 1 | Premium |  | 84000 | 82000 |  |  | 80600 | 757 | 95 | 78 | [8 empty] | Federally-Regulated Consumer Product | 12/04/2015 |  | 06/07/2017
Rheem Sales Company, Inc. | Rheem | R95TB0851521MSA | LPG | Induced Draft | True | False | 1 | False | Horizontal |  | None | Condensing | Single-Stage |  | 1 | Premium |  | 84000 | 82000 |  |  | 80600 | 757 | 95 | 78 | [8 empty] | Federally-Regulated Consumer Product | 12/04/2015 |  | 06/07/2017
Rheem Sales Company, Inc. | Rheem | R95TB0851521MSA | Natural Gas | Induced Draft | True | False | 1 | False | Up |  | None | Condensing | Single-Stage |  | 1 | Premium |  | 84000 | 82000 |  |  | 80600 | 757 | 95 | 78 | [8 empty] | Federally-Regulated Consumer Product | 12/04/2015 |  | 06/07/2017
Rheem Sales Company, Inc. | Rheem | R95TB0851521MSA | Natural Gas | Induced Draft | True | False | 1 | False | Down |  | None | Condensing | Single-Stage |  | 1 | Premium |  | 84000 | 82000 |  |  | 80600 | 757 | 95 | 78 | [8 empty] | Federally-Regulated Consumer Product | 12/04/2015 |  | 06/07/2017
Rheem Sales Company, Inc. | Rheem | R95TB0851521MSA | Natural Gas | Induced Draft | True | False | 1 | False | Horizontal |  | None | Condensing | Single-Stage |  | 1 | Premium |  | 84000 | 82000 |  |  | 80600 | 757 | 95 | 78 | [8 empty] | Federally-Regulated Consumer Product | 12/04/2015 |  | 06/07/2017
Rheem Sales Company, Inc. | DUROGUARD | D95TA0601317MSA | LPG | Induced Draft | True | False | 1 | False | Up |  | None | Condensing | Single-Stage |  | 0.5 | Premium |  | 56000 | 54000 |  |  | 49000 | 293 | 95 | 78 | [8 empty] | Federally-Regulated Consumer Product | 11/29/2016 |  | 06/07/2017
Rheem Sales Company, Inc. | DUROGUARD | D95TA0601317MSA | LPG | Induced Draft | True | False | 1 | False | Down |  | None | Condensing | Single-Stage |  | 0.5 | Premium |  | 56000 | 54000 |  |  | 49000 | 293 | 95 | 78 | [8 empty] | Federally-Regulated Consumer Product | 11/29/2016 |  | 06/07/2017
Rheem Sales Company, Inc. | DUROGUARD | D95TA0601317MSA | LPG | Induced Draft | True | False | 1 | False | Horizontal |  | None | Condensing | Single-Stage |  | 0.5 | Premium |  | 56000 | 54000 |  |  | 49000 | 293 | 95 | 78 | [8 empty] | Federally-Regulated Consumer Product | 11/29/2016 |  | 06/07/2017
Rheem Sales Company, Inc. | DUROGUARD | D95TA0601317MSA | Natural Gas | Induced Draft | True | False | 1 | False | Up |  | None | Condensing | Single-Stage |  | 0.5 | Premium |  | 56000 | 54000 |  |  | 49000 | 293 | 95 | 78 | [8 empty] | Federally-Regulated Consumer Product | 11/29/2016 |  | 06/07/2017
Rheem Sales Company, Inc. | DUROGUARD | D95TA0601317MSA | Natural Gas | Induced Draft | True | False | 1 | False | Down |  | None | Condensing | Single-Stage |  | 0.5 | Premium |  | 56000 | 54000 |  |  | 49000 | 293 | 95 | 78 | [8 empty] | Federally-Regulated Consumer Product | 11/29/2016 |  | 06/07/2017
Rheem Sales Company, Inc. | DUROGUARD | D95TA0601317MSA | Natural Gas | Induced Draft | True | False | 1 | False | Horizontal |  | None | Condensing | Single-Stage |  | 0.5 | Premium |  | 56000 | 54000 |  |  | 49000 | 293 | 95 | 78 | [8 empty] | Federally-Regulated Consumer Product | 11/29/2016 |  | 06/07/2017
Rheem Sales Company, Inc. | DUROGUARD | D95TA1001521MSA | LPG | Induced Draft | True | False | 1 | False | Up |  | None | Condensing | Single-Stage |  | 1 | Premium |  | 98000 | 95000 |  |  | 98000 | 824 | 95 | 78 | [8 empty] | Federally-Regulated Consumer Product | 11/29/2016 |  | 06/07/2017
Rheem Sales Company, Inc. | DUROGUARD | D95TA1001521MSA | LPG | Induced Draft | True | False | 1 | False | Down |  | None | Condensing | Single-Stage |  | 1 | Premium |  | 98000 | 95000 |  |  | 98000 | 824 | 95 | 78 | [8 empty] | Federally-Regulated Consumer Product | 11/29/2016 |  | 06/07/2017
Rheem Sales Company, Inc. | DUROGUARD | D95TA1001521MSA | LPG | Induced Draft | True | False | 1 | False | Horizontal |  | None | Condensing | Single-Stage |  | 1 | Premium |  | 98000 | 95000 |  |  | 98000 | 824 | 95 | 78 | [8 empty] | Federally-Regulated Consumer Product | 11/29/2016 |  | 06/07/2017
Rheem Sales Company, Inc. | DUROGUARD | D95TA1001521MSA | Natural Gas | Induced Draft | True | False | 1 | False | Up |  | None | Condensing | Single-Stage |  | 1 | Premium |  | 98000 | 95000 |  |  | 98000 | 824 | 95 | 78 | [8 empty] | Federally-Regulated Consumer Product | 11/29/2016 |  | 06/07/2017
Rheem Sales Company, Inc. | DUROGUARD | D95TA1001521MSA | Natural Gas | Induced Draft | True | False | 1 | False | Down |  | None | Condensing | Single-Stage |  | 1 | Premium |  | 98000 | 95000 |  |  | 98000 | 824 | 95 | 78 | [8 empty] | Federally-Regulated Consumer Product | 11/29/2016 |  | 06/07/2017
Rheem Sales Company, Inc. | DUROGUARD | D95TA1001521MSA | Natural Gas | Induced Draft | True | False | 1 | False | Horizontal |  | None | Condensing | Single-Stage |  | 1 | Premium |  | 98000 | 95000 |  |  | 98000 | 824 | 95 | 78 | [8 empty] | Federally-Regulated Consumer Product | 11/29/2016 |  | 06/07/2017
Rheem Sales Company, Inc. | DUROGUARD | D95TA1151524MSA | LPG | Induced Draft | True | False | 1 | False | Up |  | None | Condensing | Single-Stage |  | 1 | Premium |  | 112000 | 108000 |  |  | 99000 | 561 | 95 | 78 | [8 empty] | Federally-Regulated Consumer Product | 11/29/2016 |  | 06/07/2017
Rheem Sales Company, Inc. | DUROGUARD | D95TA1151524MSA | LPG | Induced Draft | True | False | 1 | False | Down |  | None | Condensing | Single-Stage |  | 1 | Premium |  | 112000 | 108000 |  |  | 99000 | 561 | 95 | 78 | [8 empty] | Federally-Regulated Consumer Product | 11/29/2016 |  | 06/07/2017
Rheem Sales Company, Inc. | DUROGUARD | D95TA1151524MSA | LPG | Induced Draft | True | False | 1 | False | Horizontal |  | None | Condensing | Single-Stage |  | 1 | Premium |  | 112000 | 108000 |  |  | 99000 | 561 | 95 | 78 | [8 empty] | Federally-Regulated Consumer Product | 11/29/2016 |  | 06/07/2017
Rheem Sales Company, Inc. | DUROGUARD | D95TA1151524MSA | Natural Gas | Induced Draft | True | False | 1 | False | Up |  | None | Condensing | Single-Stage |  | 1 | Premium |  | 112000 | 108000 |  |  | 99000 | 561 | 95 | 78 | [8 empty] | Federally-Regulated Consumer Product | 11/29/2016 |  | 06/07/2017
Rheem Sales Company, Inc. | DUROGUARD | D95TA1151524MSA | Natural Gas | Induced Draft | True | False | 1 | False | Down |  | None | Condensing | Single-Stage |  | 1 | Premium |  | 112000 | 108000 |  |  | 99000 | 561 | 95 | 78 | [8 empty] | Federally-Regulated Consumer Product | 11/29/2016 |  | 06/07/2017
Rheem Sales Company, Inc. | DUROGUARD | D95TA1151524MSA | Natural Gas | Induced Draft | True | False | 1 | False | Horizontal |  | None | Condensing | Single-Stage |  | 1 | Premium |  | 112000 | 108000 |  |  | 99000 | 561 | 95 | 78 | [8 empty] | Federally-Regulated Consumer Product | 11/29/2016 |  | 06/07/2017
Rheem Sales Company, Inc. | DUROGUARD | D95TB0851521MSA | LPG | Induced Draft | True | False | 1 | False | Up |  | None | Condensing | Single-Stage |  | 1 | Premium |  | 84000 | 82000 |  |  | 80600 | 757 | 95 | 78 | [8 empty] | Federally-Regulated Consumer Product | 12/04/2015 |  | 06/07/2017
Rheem Sales Company, Inc. | DUROGUARD | D95TB0851521MSA | LPG | Induced Draft | True | False | 1 | False | Down |  | None | Condensing | Single-Stage |  | 1 | Premium |  | 84000 | 82000 |  |  | 80600 | 757 | 95 | 78 | [8 empty] | Federally-Regulated Consumer Product | 12/04/2015 |  | 06/07/2017
Rheem Sales Company, Inc. | DUROGUARD | D95TB0851521MSA | LPG | Induced Draft | True | False | 1 | False | Horizontal |  | None | Condensing | Single-Stage |  | 1 | Premium |  | 84000 | 82000 |  |  | 80600 | 757 | 95 | 78 | [8 empty] | Federally-Regulated Consumer Product | 12/04/2015 |  | 06/07/2017
Rheem Sales Company, Inc. | DUROGUARD | D95TB0851521MSA | Natural Gas | Induced Draft | True | False | 1 | False | Up |  | None | Condensing | Single-Stage |  | 1 | Premium |  | 84000 | 82000 |  |  | 80600 | 757 | 95 | 78 | [8 empty] | Federally-Regulated Consumer Product | 12/04/2015 |  | 06/07/2017
Rheem Sales Company, Inc. | DUROGUARD | D95TB0851521MSA | Natural Gas | Induced Draft | True | False | 1 | False | Down |  | None | Condensing | Single-Stage |  | 1 | Premium |  | 84000 | 82000 |  |  | 80600 | 757 | 95 | 78 | [8 empty] | Federally-Regulated Consumer Product | 12/04/2015 |  | 06/07/2017
Rheem Sales Company, Inc. | DUROGUARD | D95TB0851521MSA | Natural Gas | Induced Draft | True | False | 1 | False | Horizontal |  | None | Condensing | Single-Stage |  | 1 | Premium |  | 84000 | 82000 |  |  | 80600 | 757 | 95 | 78 | [8 empty] | Federally-Regulated Consumer Product | 12/04/2015 |  | 06/07/2017
International Comfort Products | Payne | PG96VAT42060B*D | LPG | Induced Draft | True | False | 1 | False | Down |  | None | Condensing | Two-Stage Modulating |  | 0.75 | Standard |  | 60000 | 58000 |  |  | 49000 | 194 | 95 | 78 | [8 empty] | Federally-Regulated Consumer Product | 08/17/2016 |  | 06/07/2017
International Comfort Products | Payne | PG96VAT42060B*D | Natural Gas | Induced Draft | True | False | 1 | False | Down |  | None | Condensing | Two-Stage Modulating |  | 0.75 | Standard |  | 60000 | 58000 |  |  | 49000 | 194 | 95 | 78 | [8 empty] | Federally-Regulated Consumer Product | 08/17/2016 |  | 06/07/2017
International Comfort Products | Payne | PG96VAT48080B*D | LPG | Induced Draft | True | False | 1 | False | Down |  | None | Condensing | Two-Stage Modulating |  | 0.75 | Standard |  | 80000 | 77000 |  |  | 80800 | 410 | 95 | 78 | [8 empty] | Federally-Regulated Consumer Product | 08/17/2016 |  | 06/07/2017
International Comfort Products | Payne | PG96VAT48080B*D | Natural Gas | Induced Draft | True | False | 1 | False | Down |  | None | Condensing | Two-Stage Modulating |  | 0.75 | Standard |  | 80000 | 77000 |  |  | 80800 | 410 | 95 | 78 | [8 empty] | Federally-Regulated Consumer Product | 08/17/2016 |  | 06/07/2017
International Comfort Products | Payne | PG96VAT60080C*D | LPG | Induced Draft | True | False | 1 | False | Down |  | None | Condensing | Two-Stage Modulating |  | 1 | Standard |  | 80000 | 76000 |  |  | 65500 | 261 | 95 | 78 | [8 empty] | Federally-Regulated Consumer Product | 09/20/2016 |  | 06/07/2017
International Comfort Products | Payne | PG96VAT60080C*D | Natural Gas | Induced Draft | True | False | 1 | False | Down |  | None | Condensing | Two-Stage Modulating |  | 1 | Standard |  | 80000 | 76000 |  |  | 65500 | 261 | 95 | 78 | [8 empty] | Federally-Regulated Consumer Product | 09/20/2016 |  | 06/07/2017
International Comfort Products | Payne | PG96VAT60100C*D | LPG | Induced Draft | True | False | 1 | False | Down |  | None | Condensing | Two-Stage Modulating |  | 1 | Standard |  | 100000 | 96000 |  |  | 97400 | 405 | 95 | 78 | [8 empty] | Federally-Regulated Consumer Product | 08/17/2016 |  | 06/07/2017
International Comfort Products | Payne | PG96VAT60100C*D | Natural Gas | Induced Draft | True | False | 1 | False | Down |  | None | Condensing | Two-Stage Modulating |  | 1 | Standard |  | 100000 | 96000 |  |  | 97400 | 405 | 95 | 78 | [8 empty] | Federally-Regulated Consumer Product | 08/17/2016 |  | 06/07/2017
International Comfort Products | Payne | PG96VAT66120D*D | LPG | Induced Draft | True | False | 1 | False | Down |  | None | Condensing | Two-Stage Modulating |  | 1 | Standard |  | 120000 | 116000 |  |  | 111300 | 628 | 95 | 78 | [8 empty] | Federally-Regulated Consumer Product | 08/17/2016 |  | 06/07/2017
International Comfort Products | Payne | PG96VAT66120D*D | Natural Gas | Induced Draft | True | False | 1 | False | Down |  | None | Condensing | Two-Stage Modulating |  | 1 | Standard |  | 120000 | 116000 |  |  | 111300 | 628 | 95 | 78 | [8 empty] | Federally-Regulated Consumer Product | 08/17/2016 |  | 06/07/2017
International Comfort Products | Payne | PG96VAT30040A*D | LPG | Induced Draft | True | False | 1 | False | Down |  | None | Condensing | Two-Stage Modulating |  | 0.5 | Standard |  | 40000 | 39000 |  |  | 32600 | 179 | 95 | 78 | [8 empty] | Federally-Regulated Consumer Product | 08/17/2016 |  | 06/07/2017
International Comfort Products | Payne | PG96VAT30040A*D | Natural Gas | Induced Draft | True | False | 1 | False | Down |  | None | Condensing | Two-Stage Modulating |  | 0.5 | Standard |  | 40000 | 39000 |  |  | 32600 | 179 | 95 | 78 | [8 empty] | Federally-Regulated Consumer Product | 08/17/2016 |  | 06/07/2017
International Comfort Products | Maratherm | N9MSE0401410A | LPG | Induced Draft | True | False | 1 | False | Up |  | None | Condensing | Single-Stage |  | 0.5 | Standard |  | 40000 | 39000 |  |  | 32300 | 373 | 95.5 | 78 | [8 empty] | Federally-Regulated Consumer Product | 11/29/2016 |  | 06/07/2017
International Comfort Products | Maratherm | N9MSE0401410A | LPG | Induced Draft | True | False | 1 | False | Horizontal |  | None | Condensing | Single-Stage |  | 0.5 | Standard |  | 40000 | 39000 |  |  | 32300 | 373 | 95.5 | 78 | [8 empty] | Federally-Regulated Consumer Product | 11/29/2016 |  | 06/07/2017
International Comfort Products | Maratherm | N9MSE0401410A | Natural Gas | Induced Draft | True | False | 1 | False | Up |  | None | Condensing | Single-Stage |  | 0.5 | Standard |  | 40000 | 39000 |  |  | 32300 | 373 | 95.5 | 78 | [8 empty] | Federally-Regulated Consumer Product | 11/29/2016 |  | 06/07/2017
International Comfort Products | Maratherm | N9MSE0401410A | Natural Gas | Induced Draft | True | False | 1 | False | Horizontal |  | None | Condensing | Single-Stage |  | 0.5 | Standard |  | 40000 | 39000 |  |  | 32300 | 373 | 95.5 | 78 | [8 empty] | Federally-Regulated Consumer Product | 11/29/2016 |  | 06/07/2017
International Comfort Products | Maratherm | N9MSE0601410A | LPG | Induced Draft | True | False | 1 | False | Up |  | None | Condensing | Single-Stage |  | 0.5 | Standard |  | 60000 | 58000 |  |  | 48600 | 515 | 95.5 | 78 | [8 empty] | Federally-Regulated Consumer Product | 11/29/2016 |  | 06/07/2017
International Comfort Products | Maratherm | N9MSE0601410A | LPG | Induced Draft | True | False | 1 | False | Horizontal |  | None | Condensing | Single-Stage |  | 0.5 | Standard |  | 60000 | 58000 |  |  | 48600 | 515 | 95.5 | 78 | [8 empty] | Federally-Regulated Consumer Product | 11/29/2016 |  | 06/07/2017
International Comfort Products | Maratherm | N9MSE0601410A | Natural Gas | Induced Draft | True | False | 1 | False | Up |  | None | Condensing | Single-Stage |  | 0.5 | Standard |  | 60000 | 58000 |  |  | 48600 | 515 | 95.5 | 78 | [8 empty] | Federally-Regulated Consumer Product | 11/29/2016 |  | 06/07/2017
International Comfort Products | Maratherm | N9MSE0601410A | Natural Gas | Induced Draft | True | False | 1 | False | Horizontal |  | None | Condensing | Single-Stage |  | 0.5 | Standard |  | 60000 | 58000 |  |  | 48600 | 515 | 95.5 | 78 | [8 empty] | Federally-Regulated Consumer Product | 11/29/2016 |  | 06/07/2017
International Comfort Products | Maratherm | N9MSE0601714A | LPG | Induced Draft | True | False | 1 | False | Up |  | None | Condensing | Single-Stage |  | 0.5 | Standard |  | 60000 | 58000 |  |  | 48300 | 592 | 95.5 | 78 | [8 empty] | Federally-Regulated Consumer Product | 11/29/2016 |  | 06/07/2017
International Comfort Products | Maratherm | N9MSE0601714A | LPG | Induced Draft | True | False | 1 | False | Horizontal |  | None | Condensing | Single-Stage |  | 0.5 | Standard |  | 60000 | 58000 |  |  | 48300 | 592 | 95.5 | 78 | [8 empty] | Federally-Regulated Consumer Product | 11/29/2016 |  | 06/07/2017
International Comfort Products | Maratherm | N9MSE0601714A | Natural Gas | Induced Draft | True | False | 1 | False | Up |  | None | Condensing | Single-Stage |  | 0.5 | Standard |  | 60000 | 58000 |  |  | 48300 | 592 | 95.5 | 78 | [8 empty] | Federally-Regulated Consumer Product | 11/29/2016 |  | 06/07/2017
International Comfort Products | Maratherm | N9MSE0601714A | Natural Gas | Induced Draft | True | False | 1 | False | Horizontal |  | None | Condensing | Single-Stage |  | 0.5 | Standard |  | 60000 | 58000 |  |  | 48300 | 592 | 95.5 | 78 | [8 empty] | Federally-Regulated Consumer Product | 11/29/2016 |  | 06/07/2017
International Comfort Products | Maratherm | N9MSE0801716A | LPG | Induced Draft | True | False | 1 | False | Up |  | None | Condensing | Single-Stage |  | 0.75 | Standard |  | 80000 | 78000 |  |  | 80800 | 903 | 95.5 | 78 | [8 empty] | Federally-Regulated Consumer Product | 11/29/2016 |  | 06/07/2017
International Comfort Products | Maratherm | N9MSE0801716A | LPG | Induced Draft | True | False | 1 | False | Horizontal |  | None | Condensing | Single-Stage |  | 0.75 | Standard |  | 80000 | 78000 |  |  | 80800 | 903 | 95.5 | 78 | [8 empty] | Federally-Regulated Consumer Product | 11/29/2016 |  | 06/07/2017
International Comfort Products | Maratherm | N9MSE0801716A | Natural Gas | Induced Draft | True | False | 1 | False | Up |  | None | Condensing | Single-Stage |  | 0.75 | Standard |  | 80000 | 78000 |  |  | 80800 | 903 | 95.5 | 78 | [8 empty] | Federally-Regulated Consumer Product | 11/29/2016 |  | 06/07/2017
International Comfort Products | Maratherm | N9MSE0801716A | Natural Gas | Induced Draft | True | False | 1 | False | Horizontal |  | None | Condensing | Single-Stage |  | 0.75 | Standard |  | 80000 | 78000 |  |  | 80800 | 903 | 95.5 | 78 | [8 empty] | Federally-Regulated Consumer Product | 11/29/2016 |  | 06/07/2017
International Comfort Products | Maratherm | N9MSE0802120A | LPG | Induced Draft | True | False | 1 | False | Up |  | None | Condensing | Single-Stage |  | 0.75 | Standard |  | 80000 | 78000 |  |  | 80700 | 939 | 95.5 | 78 | [8 empty] | Federally-Regulated Consumer Product | 11/29/2016 |  | 06/07/2017
International Comfort Products | Maratherm | N9MSE0802120A | LPG | Induced Draft | True | False | 1 | False | Horizontal |  | None | Condensing | Single-Stage |  | 0.75 | Standard |  | 80000 | 78000 |  |  | 80700 | 939 | 95.5 | 78 | [8 empty] | Federally-Regulated Consumer Product | 11/29/2016 |  | 06/07/2017
International Comfort Products | Maratherm | N9MSE0802120A | Natural Gas | Induced Draft | True | False | 1 | False | Up |  | None | Condensing | Single-Stage |  | 0.75 | Standard |  | 80000 | 78000 |  |  | 80700 | 939 | 95.5 | 78 | [8 empty] | Federally-Regulated Consumer Product | 11/29/2016 |  | 06/07/2017
International Comfort Products | Maratherm | N9MSE0802120A | Natural Gas | Induced Draft | True | False | 1 | False | Horizontal |  | None | Condensing | Single-Stage |  | 0.75 | Standard |  | 80000 | 78000 |  |  | 80700 | 939 | 95.5 | 78 | [8 empty] | Federally-Regulated Consumer Product | 11/29/2016 |  | 06/07/2017
International Comfort Products | Maratherm | N9MSE1002114A | LPG | Induced Draft | True | False | 1 | False | Up |  | None | Condensing | Single-Stage |  | 0.75 | Standard |  | 100000 | 97000 |  |  | 96700 | 1162 | 95.5 | 78 | [8 empty] | Federally-Regulated Consumer Product | 11/29/2016 |  | 06/07/2017
International Comfort Products | Maratherm | N9MSE1002114A | LPG | Induced Draft | True | False | 1 | False | Horizontal |  | None | Condensing | Single-Stage |  | 0.75 | Standard |  | 100000 | 97000 |  |  | 96700 | 1162 | 95.5 | 78 | [8 empty] | Federally-Regulated Consumer Product | 11/29/2016 |  | 06/07/2017
International Comfort Products | Maratherm | N9MSE1002114A | Natural Gas | Induced Draft | True | False | 1 | False | Up |  | None | Condensing | Single-Stage |  | 0.75 | Standard |  | 100000 | 97000 |  |  | 96700 | 1162 | 95.5 | 78 | [8 empty] | Federally-Regulated Consumer Product | 11/29/2016 |  | 06/07/2017
International Comfort Products | Maratherm | N9MSE1002114A | Natural Gas | Induced Draft | True | False | 1 | False | Horizontal |  | None | Condensing | Single-Stage |  | 0.75 | Standard |  | 100000 | 97000 |  |  | 96700 | 1162 | 95.5 | 78 | [8 empty] | Federally-Regulated Consumer Product | 11/29/2016 |  | 06/07/2017
International Comfort Products | Maratherm | N9MSE1002120A | LPG | Induced Draft | True | False | 1 | False | Up |  | None | Condensing | Single-Stage |  | 0.75 | Standard |  | 100000 | 97000 |  |  | 96700 | 1155 | 95.5 | 78 | [8 empty] | Federally-Regulated Consumer Product | 11/29/2016 |  | 06/07/2017
International Comfort Products | Maratherm | N9MSE1002120A | LPG | Induced Draft | True | False | 1 | False | Horizontal |  | None | Condensing | Single-Stage |  | 0.75 | Standard |  | 100000 | 97000 |  |  | 96700 | 1155 | 95.5 | 78 | [8 empty] | Federally-Regulated Consumer Product | 11/29/2016 |  | 06/07/2017
International Comfort Products | Maratherm | N9MSE1002120A | Natural Gas | Induced Draft | True | False | 1 | False | Up |  | None | Condensing | Single-Stage |  | 0.75 | Standard |  | 100000 | 97000 |  |  | 96700 | 1155 | 95.5 | 78 | [8 empty] | Federally-Regulated Consumer Product | 11/29/2016 |  | 06/07/2017
International Comfort Products | Maratherm | N9MSE1002120A | Natural Gas | Induced Draft | True | False | 1 | False | Horizontal |  | None | Condensing | Single-Stage |  | 0.75 | Standard |  | 100000 | 97000 |  |  | 96700 | 1155 | 95.5 | 78 | [8 empty] | Federally-Regulated Consumer Product | 11/29/2016 |  | 06/07/2017
International Comfort Products | Maratherm | N9MSE1202420A | LPG | Induced Draft | True | False | 1 | False | Up |  | None | Condensing | Single-Stage |  | 0.75 | Standard |  | 120000 | 117000 |  |  | 112800 | 1336 | 95.5 | 78 | [8 empty] | Federally-Regulated Consumer Product | 11/29/2016 |  | 06/07/2017
International Comfort Products | Maratherm | N9MSE1202420A | LPG | Induced Draft | True | False | 1 | False | Horizontal |  | None | Condensing | Single-Stage |  | 0.75 | Standard |  | 120000 | 117000 |  |  | 112800 | 1336 | 95.5 | 78 | [8 empty] | Federally-Regulated Consumer Product | 11/29/2016 |  | 06/07/2017
International Comfort Products | Maratherm | N9MSE1202420A | Natural Gas | Induced Draft | True | False | 1 | False | Up |  | None | Condensing | Single-Stage |  | 0.75 | Standard |  | 120000 | 117000 |  |  | 112800 | 1336 | 95.5 | 78 | [8 empty] | Federally-Regulated Consumer Product | 11/29/2016 |  | 06/07/2017
International Comfort Products | Maratherm | N9MSE1202420A | Natural Gas | Induced Draft | True | False | 1 | False | Horizontal |  | None | Condensing | Single-Stage |  | 0.75 | Standard |  | 120000 | 117000 |  |  | 112800 | 1336 | 95.5 | 78 | [8 empty] | Federally-Regulated Consumer Product | 11/29/2016 |  | 06/07/2017
International Comfort Products | Maratherm | N9MSE1402420A | LPG | Induced Draft | True | False | 1 | False | Up |  | None | Condensing | Single-Stage |  | 0.75 | Standard |  | 140000 | 135000 |  |  | 128900 | 1520 | 95.5 | 78 | [8 empty] | Federally-Regulated Consumer Product | 11/29/2016 |  | 06/07/2017
International Comfort Products | Maratherm | N9MSE1402420A | LPG | Induced Draft | True | False | 1 | False | Horizontal |  | None | Condensing | Single-Stage |  | 0.75 | Standard |  | 140000 | 135000 |  |  | 128900 | 1520 | 95.5 | 78 | [8 empty] | Federally-Regulated Consumer Product | 11/29/2016 |  | 06/07/2017
International Comfort Products | Maratherm | N9MSE1402420A | Natural Gas | Induced Draft | True | False | 1 | False | Up |  | None | Condensing | Single-Stage |  | 0.75 | Standard |  | 140000 | 135000 |  |  | 128900 | 1520 | 95.5 | 78 | [8 empty] | Federally-Regulated Consumer Product | 11/29/2016 |  | 06/07/2017
International Comfort Products | Maratherm | N9MSE1402420A | Natural Gas | Induced Draft | True | False | 1 | False | Horizontal |  | None | Condensing | Single-Stage |  | 0.75 | Standard |  | 140000 | 135000 |  |  | 128900 | 1520 | 95.5 | 78 | [8 empty] | Federally-Regulated Consumer Product | 11/29/2016 |  | 06/07/2017
International Comfort Products | Maratherm | N9MSB0801716B | LPG | Induced Draft | True | False | 1 | False | Up |  | None | Condensing | Single-Stage |  | 0.5 | Standard |  | 80000 | 75000 |  |  | 66800 | 798 | 92.1 | 78 | [8 empty] | Federally-Regulated Consumer Product | 11/29/2016 |  | 06/07/2017
International Comfort Products | Maratherm | N9MSB0801716B | LPG | Induced Draft | True | False | 1 | False | Down |  | None | Condensing | Single-Stage |  | 0.5 | Standard |  | 80000 | 75000 |  |  | 66800 | 798 | 92.1 | 78 | [8 empty] | Federally-Regulated Consumer Product | 11/29/2016 |  | 06/07/2017
International Comfort Products | Maratherm | N9MSB0801716B | LPG | Induced Draft | True | False | 1 | False | Horizontal |  | None | Condensing | Single-Stage |  | 0.5 | Standard |  | 80000 | 75000 |  |  | 66800 | 798 | 92.1 | 78 | [8 empty] | Federally-Regulated Consumer Product | 11/29/2016 |  | 06/07/2017
International Comfort Products | Maratherm | N9MSB0801716B | Natural Gas | Induced Draft | True | False | 1 | False | Up |  | None | Condensing | Single-Stage |  | 0.5 | Standard |  | 80000 | 75000 |  |  | 66800 | 798 | 92.1 | 78 | [8 empty] | Federally-Regulated Consumer Product | 11/29/2016 |  | 06/07/2017
International Comfort Products | Maratherm | N9MSB0801716B | Natural Gas | Induced Draft | True | False | 1 | False | Down |  | None | Condensing | Single-Stage |  | 0.5 | Standard |  | 80000 | 75000 |  |  | 66800 | 798 | 92.1 | 78 | [8 empty] | Federally-Regulated Consumer Product | 11/29/2016 |  | 06/07/2017
International Comfort Products | Maratherm | N9MSB0801716B | Natural Gas | Induced Draft | True | False | 1 | False | Horizontal |  | None | Condensing | Single-Stage |  | 0.5 | Standard |  | 80000 | 75000 |  |  | 66800 | 798 | 92.1 | 78 | [8 empty] | Federally-Regulated Consumer Product | 11/29/2016 |  | 06/07/2017
International Comfort Products | Maratherm | N9MSE0401712A | LPG | Induced Draft | True | False | 1 | False | Up |  | None | Condensing | Single-Stage |  | 0.5 | Standard |  | 40000 | 39000 |  |  | 32200 | 426 | 95.5 | 78 | [8 empty] | Federally-Regulated Consumer Product | 11/29/2016 |  | 06/07/2017
International Comfort Products | Maratherm | N9MSE0401712A | LPG | Induced Draft | True | False | 1 | False | Horizontal |  | None | Condensing | Single-Stage |  | 0.5 | Standard |  | 40000 | 39000 |  |  | 32200 | 426 | 95.5 | 78 | [8 empty] | Federally-Regulated Consumer Product | 11/29/2016 |  | 06/07/2017
International Comfort Products | Maratherm | N9MSE0401712A | Natural Gas | Induced Draft | True | False | 1 | False | Up |  | None | Condensing | Single-Stage |  | 0.5 | Standard |  | 40000 | 39000 |  |  | 32200 | 426 | 95.5 | 78 | [8 empty] | Federally-Regulated Consumer Product | 11/29/2016 |  | 06/07/2017
International Comfort Products | Maratherm | N9MSE0401712A | Natural Gas | Induced Draft | True | False | 1 | False | Horizontal |  | None | Condensing | Single-Stage |  | 0.5 | Standard |  | 40000 | 39000 |  |  | 32200 | 426 | 95.5 | 78 | [8 empty] | Federally-Regulated Consumer Product | 11/29/2016 |  | 06/07/2017
International Comfort Products | Maratherm | N9MSE0802120A* | LPG | Induced Draft | True | False | 1 | True | Up |  | None | Condensing | Single-Stage |  | 0.75 | Standard |  | 80000 | 78000 |  |  | 80700 | 939 | 95.5 | 75 | [8 empty] | Federally-Regulated Consumer Product | 11/29/2016 |  | 06/07/2017
International Comfort Products | Maratherm | N9MSE0802120A* | LPG | Induced Draft | True | False | 1 | True | Horizontal |  | None | Condensing | Single-Stage |  | 0.75 | Standard |  | 80000 | 78000 |  |  | 80700 | 939 | 95.5 | 75 | [8 empty] | Federally-Regulated Consumer Product | 11/29/2016 |  | 06/07/2017
International Comfort Products | Maratherm | N9MSE0802120A* | Natural Gas | Induced Draft | True | False | 1 | True | Up |  | None | Condensing | Single-Stage |  | 0.75 | Standard |  | 80000 | 78000 |  |  | 80700 | 939 | 95.5 | 75 | [8 empty] | Federally-Regulated Consumer Product | 11/29/2016 |  | 06/07/2017
International Comfort Products | Maratherm | N9MSE0802120A* | Natural Gas | Induced Draft | True | False | 1 | True | Horizontal |  | None | Condensing | Single-Stage |  | 0.75 | Standard |  | 80000 | 78000 |  |  | 80700 | 939 | 95.5 | 75 | [8 empty] | Federally-Regulated Consumer Product | 11/29/2016 |  | 06/07/2017
International Comfort Products | Maratherm | N9MSB0401410C | LPG | Induced Draft | True | False | 1 | False | Up |  | None | Condensing | Single-Stage |  | 0.33 | Standard |  | 40000 | 37000 |  |  | 33700 | 341 | 92.1 | 78 | [8 empty] | Federally-Regulated Consumer Product | 11/29/2016 |  | 06/07/2017
International Comfort Products | Maratherm | N9MSB0401410C | LPG | Induced Draft | True | False | 1 | False | Down |  | None | Condensing | Single-Stage |  | 0.33 | Standard |  | 40000 | 37000 |  |  | 33700 | 341 | 92.1 | 78 | [8 empty] | Federally-Regulated Consumer Product | 11/29/2016 |  | 06/07/2017
International Comfort Products | Maratherm | N9MSB0401410C | LPG | Induced Draft | True | False | 1 | False | Horizontal |  | None | Condensing | Single-Stage |  | 0.33 | Standard |  | 40000 | 37000 |  |  | 33700 | 341 | 92.1 | 78 | [8 empty] | Federally-Regulated Consumer Product | 11/29/2016 |  | 06/07/2017
International Comfort Products | Maratherm | N9MSB0401410C | Natural Gas | Induced Draft | True | False | 1 | False | Up |  | None | Condensing | Single-Stage |  | 0.33 | Standard |  | 40000 | 37000 |  |  | 33700 | 341 | 92.1 | 78 | [8 empty] | Federally-Regulated Consumer Product | 11/29/2016 |  | 06/07/2017
International Comfort Products | Maratherm | N9MSB0401410C | Natural Gas | Induced Draft | True | False | 1 | False | Down |  | None | Condensing | Single-Stage |  | 0.33 | Standard |  | 40000 | 37000 |  |  | 33700 | 341 | 92.1 | 78 | [8 empty] | Federally-Regulated Consumer Product | 11/29/2016 |  | 06/07/2017
International Comfort Products | Maratherm | N9MSB0401410C | Natural Gas | Induced Draft | True | False | 1 | False | Horizontal |  | None | Condensing | Single-Stage |  | 0.33 | Standard |  | 40000 | 37000 |  |  | 33700 | 341 | 92.1 | 78 | [8 empty] | Federally-Regulated Consumer Product | 11/29/2016 |  | 06/07/2017
International Comfort Products | Maratherm | N9MSB0401712C | LPG | Induced Draft | True | False | 1 | False | Up |  | None | Condensing | Single-Stage |  | 0.5 | Standard |  | 40000 | 37000 |  |  | 33500 | 383 | 92.1 | 78 | [8 empty] | Federally-Regulated Consumer Product | 11/29/2016 |  | 06/07/2017
International Comfort Products | Maratherm | N9MSB0401712C | LPG | Induced Draft | True | False | 1 | False | Down |  | None | Condensing | Single-Stage |  | 0.5 | Standard |  | 40000 | 37000 |  |  | 33500 | 383 | 92.1 | 78 | [8 empty] | Federally-Regulated Consumer Product | 11/29/2016 |  | 06/07/2017
International Comfort Products | Maratherm | N9MSB0401712C | LPG | Induced Draft | True | False | 1 | False | Horizontal |  | None | Condensing | Single-Stage |  | 0.5 | Standard |  | 40000 | 37000 |  |  | 33500 | 383 | 92.1 | 78 | [8 empty] | Federally-Regulated Consumer Product | 11/29/2016 |  | 06/07/2017
International Comfort Products | Maratherm | N9MSB0401712C | Natural Gas | Induced Draft | True | False | 1 | False | Up |  | None | Condensing | Single-Stage |  | 0.5 | Standard |  | 40000 | 37000 |  |  | 33500 | 383 | 92.1 | 78 | [8 empty] | Federally-Regulated Consumer Product | 11/29/2016 |  | 06/07/2017
International Comfort Products | Maratherm | N9MSB0401712C | Natural Gas | Induced Draft | True | False | 1 | False | Down |  | None | Condensing | Single-Stage |  | 0.5 | Standard |  | 40000 | 37000 |  |  | 33500 | 383 | 92.1 | 78 | [8 empty] | Federally-Regulated Consumer Product | 11/29/2016 |  | 06/07/2017
International Comfort Products | Maratherm | N9MSB0401712C | Natural Gas | Induced Draft | True | False | 1 | False | Horizontal |  | None | Condensing | Single-Stage |  | 0.5 | Standard |  | 40000 | 37000 |  |  | 33500 | 383 | 92.1 | 78 | [8 empty] | Federally-Regulated Consumer Product | 11/29/2016 |  | 06/07/2017
International Comfort Products | Maratherm | N9MSB0601412C | LPG | Induced Draft | True | False | 1 | False | Up |  | None | Condensing | Single-Stage |  | 0.33 | Standard |  | 60000 | 56000 |  |  | 50600 | 481 | 92.1 | 78 | [8 empty] | Federally-Regulated Consumer Product | 11/29/2016 |  | 06/07/2017
International Comfort Products | Maratherm | N9MSB0601412C | LPG | Induced Draft | True | False | 1 | False | Down |  | None | Condensing | Single-Stage |  | 0.33 | Standard |  | 60000 | 56000 |  |  | 50600 | 481 | 92.1 | 78 | [8 empty] | Federally-Regulated Consumer Product | 11/29/2016 |  | 06/07/2017
International Comfort Products | Maratherm | N9MSB0601412C | LPG | Induced Draft | True | False | 1 | False | Horizontal |  | None | Condensing | Single-Stage |  | 0.33 | Standard |  | 60000 | 56000 |  |  | 50600 | 481 | 92.1 | 78 | [8 empty] | Federally-Regulated Consumer Product | 11/29/2016 |  | 06/07/2017
International Comfort Products | Maratherm | N9MSB0601412C | Natural Gas | Induced Draft | True | False | 1 | False | Up |  | None | Condensing | Single-Stage |  | 0.33 | Standard |  | 60000 | 56000 |  |  | 50600 | 481 | 92.1 | 78 | [8 empty] | Federally-Regulated Consumer Product | 11/29/2016 |  | 06/07/2017
International Comfort Products | Maratherm | N9MSB0601412C | Natural Gas | Induced Draft | True | False | 1 | False | Down |  | None | Condensing | Single-Stage |  | 0.33 | Standard |  | 60000 | 56000 |  |  | 50600 | 481 | 92.1 | 78 | [8 empty] | Federally-Regulated Consumer Product | 11/29/2016 |  | 06/07/2017
International Comfort Products | Maratherm | N9MSB0601412C | Natural Gas | Induced Draft | True | False | 1 | False | Horizontal |  | None | Condensing | Single-Stage |  | 0.33 | Standard |  | 60000 | 56000 |  |  | 50600 | 481 | 92.1 | 78 | [8 empty] | Federally-Regulated Consumer Product | 11/29/2016 |  | 06/07/2017
International Comfort Products | Maratherm | N9MSB0601716C | LPG | Induced Draft | True | False | 1 | False | Up |  | None | Condensing | Single-Stage |  | 0.5 | Standard |  | 60000 | 56000 |  |  | 50100 | 605 | 92.1 | 78 | [8 empty] | Federally-Regulated Consumer Product | 11/29/2016 |  | 06/07/2017
International Comfort Products | Maratherm | N9MSB0601716C | LPG | Induced Draft | True | False | 1 | False | Down |  | None | Condensing | Single-Stage |  | 0.5 | Standard |  | 60000 | 56000 |  |  | 50100 | 605 | 92.1 | 78 | [8 empty] | Federally-Regulated Consumer Product | 11/29/2016 |  | 06/07/2017
International Comfort Products | Maratherm | N9MSB0601716C | LPG | Induced Draft | True | False | 1 | False | Horizontal |  | None | Condensing | Single-Stage |  | 0.5 | Standard |  | 60000 | 56000 |  |  | 50100 | 605 | 92.1 | 78 | [8 empty] | Federally-Regulated Consumer Product | 11/29/2016 |  | 06/07/2017
International Comfort Products | Maratherm | N9MSB0601716C | Natural Gas | Induced Draft | True | False | 1 | False | Up |  | None | Condensing | Single-Stage |  | 0.5 | Standard |  | 60000 | 56000 |  |  | 50100 | 605 | 92.1 | 78 | [8 empty] | Federally-Regulated Consumer Product | 11/29/2016 |  | 06/07/2017
International Comfort Products | Maratherm | N9MSB0601716C | Natural Gas | Induced Draft | True | False | 1 | False | Down |  | None | Condensing | Single-Stage |  | 0.5 | Standard |  | 60000 | 56000 |  |  | 50100 | 605 | 92.1 | 78 | [8 empty] | Federally-Regulated Consumer Product | 11/29/2016 |  | 06/07/2017
International Comfort Products | Maratherm | N9MSB0601716C | Natural Gas | Induced Draft | True | False | 1 | False | Horizontal |  | None | Condensing | Single-Stage |  | 0.5 | Standard |  | 60000 | 56000 |  |  | 50100 | 605 | 92.1 | 78 | [8 empty] | Federally-Regulated Consumer Product | 11/29/2016 |  | 06/07/2017
International Comfort Products | Maratherm | N9MSB0802120C | LPG | Induced Draft | True | False | 1 | False | Up |  | None | Condensing | Single-Stage |  | 0.75 | Standard |  | 80000 | 75000 |  |  | 66900 | 775 | 92.1 | 78 | [8 empty] | Federally-Regulated Consumer Product | 11/29/2016 |  | 06/07/2017
International Comfort Products | Maratherm | N9MSB0802120C | LPG | Induced Draft | True | False | 1 | False | Down |  | None | Condensing | Single-Stage |  | 0.75 | Standard |  | 80000 | 75000 |  |  | 66900 | 775 | 92.1 | 78 | [8 empty] | Federally-Regulated Consumer Product | 11/29/2016 |  | 06/07/2017
International Comfort Products | Maratherm | N9MSB0802120C | LPG | Induced Draft | True | False | 1 | False | Horizontal |  | None | Condensing | Single-Stage |  | 0.75 | Standard |  | 80000 | 75000 |  |  | 66900 | 775 | 92.1 | 78 | [8 empty] | Federally-Regulated Consumer Product | 11/29/2016 |  | 06/07/2017
International Comfort Products | Maratherm | N9MSB0802120C | Natural Gas | Induced Draft | True | False | 1 | False | Up |  | None | Condensing | Single-Stage |  | 0.75 | Standard |  | 80000 | 75000 |  |  | 66900 | 775 | 92.1 | 78 | [8 empty] | Federally-Regulated Consumer Product | 11/29/2016 |  | 06/07/2017
International Comfort Products | Maratherm | N9MSB0802120C | Natural Gas | Induced Draft | True | False | 1 | False | Down |  | None | Condensing | Single-Stage |  | 0.75 | Standard |  | 80000 | 75000 |  |  | 66900 | 775 | 92.1 | 78 | [8 empty] | Federally-Regulated Consumer Product | 11/29/2016 |  | 06/07/2017
International Comfort Products | Maratherm | N9MSB0802120C | Natural Gas | Induced Draft | True | False | 1 | False | Horizontal |  | None | Condensing | Single-Stage |  | 0.75 | Standard |  | 80000 | 75000 |  |  | 66900 | 775 | 92.1 | 78 | [8 empty] | Federally-Regulated Consumer Product | 11/29/2016 |  | 06/07/2017
International Comfort Products | Maratherm | N9MSB1002116C | LPG | Induced Draft | True | False | 1 | False | Up |  | None | Condensing | Single-Stage |  | 0.5 | Standard |  | 100000 | 94000 |  |  | 100900 | 994 | 92.1 | 78 | [8 empty] | Federally-Regulated Consumer Product | 02/14/2017 |  | 06/07/2017
International Comfort Products | Maratherm | N9MSB1002116C | LPG | Induced Draft | True | False | 1 | False | Down |  | None | Condensing | Single-Stage |  | 0.5 | Standard |  | 100000 | 94000 |  |  | 100900 | 994 | 92.1 | 78 | [8 empty] | Federally-Regulated Consumer Product | 02/14/2017 |  | 06/07/2017
International Comfort Products | Maratherm | N9MSB1002116C | LPG | Induced Draft | True | False | 1 | False | Horizontal |  | None | Condensing | Single-Stage |  | 0.5 | Standard |  | 100000 | 94000 |  |  | 100900 | 994 | 92.1 | 78 | [8 empty] | Federally-Regulated Consumer Product | 02/14/2017 |  | 06/07/2017
International Comfort Products | Maratherm | N9MSB1002116C | Natural Gas | Induced Draft | True | False | 1 | False | Up |  | None | Condensing | Single-Stage |  | 0.5 | Standard |  | 100000 | 94000 |  |  | 100900 | 994 | 92.1 | 78 | [8 empty] | Federally-Regulated Consumer Product | 02/14/2017 |  | 06/07/2017
International Comfort Products | Maratherm | N9MSB1002116C | Natural Gas | Induced Draft | True | False | 1 | False | Down |  | None | Condensing | Single-Stage |  | 0.5 | Standard |  | 100000 | 94000 |  |  | 100900 | 994 | 92.1 | 78 | [8 empty] | Federally-Regulated Consumer Product | 02/14/2017 |  | 06/07/2017
International Comfort Products | Maratherm | N9MSB1002116C | Natural Gas | Induced Draft | True | False | 1 | False | Horizontal |  | None | Condensing | Single-Stage |  | 0.5 | Standard |  | 100000 | 94000 |  |  | 100900 | 994 | 92.1 | 78 | [8 empty] | Federally-Regulated Consumer Product | 02/14/2017 |  | 06/07/2017
International Comfort Products | Maratherm | N9MSB1002120C | LPG | Induced Draft | True | False | 1 | False | Up |  | None | Condensing | Single-Stage |  | 0.75 | Standard |  | 100000 | 94000 |  |  | 100800 | 1030 | 92.1 | 78 | [8 empty] | Federally-Regulated Consumer Product | 02/14/2017 |  | 06/07/2017
International Comfort Products | Maratherm | N9MSB1002120C | LPG | Induced Draft | True | False | 1 | False | Down |  | None | Condensing | Single-Stage |  | 0.75 | Standard |  | 100000 | 94000 |  |  | 100800 | 1030 | 92.1 | 78 | [8 empty] | Federally-Regulated Consumer Product | 02/14/2017 |  | 06/07/2017
International Comfort Products | Maratherm | N9MSB1002120C | LPG | Induced Draft | True | False | 1 | False | Horizontal |  | None | Condensing | Single-Stage |  | 0.75 | Standard |  | 100000 | 94000 |  |  | 100800 | 1030 | 92.1 | 78 | [8 empty] | Federally-Regulated Consumer Product | 02/14/2017 |  | 06/07/2017
International Comfort Products | Maratherm | N9MSB1002120C | Natural Gas | Induced Draft | True | False | 1 | False | Up |  | None | Condensing | Single-Stage |  | 0.75 | Standard |  | 100000 | 94000 |  |  | 100800 | 1030 | 92.1 | 78 | [8 empty] | Federally-Regulated Consumer Product | 02/14/2017 |  | 06/07/2017
International Comfort Products | Maratherm | N9MSB1002120C | Natural Gas | Induced Draft | True | False | 1 | False | Down |  | None | Condensing | Single-Stage |  | 0.75 | Standard |  | 100000 | 94000 |  |  | 100800 | 1030 | 92.1 | 78 | [8 empty] | Federally-Regulated Consumer Product | 02/14/2017 |  | 06/07/2017
International Comfort Products | Maratherm | N9MSB1002120C | Natural Gas | Induced Draft | True | False | 1 | False | Horizontal |  | None | Condensing | Single-Stage |  | 0.75 | Standard |  | 100000 | 94000 |  |  | 100800 | 1030 | 92.1 | 78 | [8 empty] | Federally-Regulated Consumer Product | 02/14/2017 |  | 06/07/2017
International Comfort Products | Maratherm | N9MSB1202420C | LPG | Induced Draft | True | False | 1 | False | Up |  | None | Condensing | Single-Stage |  | 0.75 | Standard |  | 120000 | 112000 |  |  | 117400 | 1247 | 92.1 | 78 | [8 empty] | Federally-Regulated Consumer Product | 02/14/2017 |  | 06/07/2017
International Comfort Products | Maratherm | N9MSB1202420C | LPG | Induced Draft | True | False | 1 | False | Down |  | None | Condensing | Single-Stage |  | 0.75 | Standard |  | 120000 | 112000 |  |  | 117400 | 1247 | 92.1 | 78 | [8 empty] | Federally-Regulated Consumer Product | 02/14/2017 |  | 06/07/2017
International Comfort Products | Maratherm | N9MSB1202420C | LPG | Induced Draft | True | False | 1 | False | Horizontal |  | None | Condensing | Single-Stage |  | 0.75 | Standard |  | 120000 | 112000 |  |  | 117400 | 1247 | 92.1 | 78 | [8 empty] | Federally-Regulated Consumer Product | 02/14/2017 |  | 06/07/2017
International Comfort Products | Maratherm | N9MSB1202420C | Natural Gas | Induced Draft | True | False | 1 | False | Up |  | None | Condensing | Single-Stage |  | 0.75 | Standard |  | 120000 | 112000 |  |  | 117400 | 1247 | 92.1 | 78 | [8 empty] | Federally-Regulated Consumer Product | 02/14/2017 |  | 06/07/2017
International Comfort Products | Maratherm | N9MSB1202420C | Natural Gas | Induced Draft | True | False | 1 | False | Down |  | None | Condensing | Single-Stage |  | 0.75 | Standard |  | 120000 | 112000 |  |  | 117400 | 1247 | 92.1 | 78 | [8 empty] | Federally-Regulated Consumer Product | 02/14/2017 |  | 06/07/2017
International Comfort Products | Maratherm | N9MSB1202420C | Natural Gas | Induced Draft | True | False | 1 | False | Horizontal |  | None | Condensing | Single-Stage |  | 0.75 | Standard |  | 120000 | 112000 |  |  | 117400 | 1247 | 92.1 | 78 | [8 empty] | Federally-Regulated Consumer Product | 02/14/2017 |  | 06/07/2017
International Comfort Products | Maratherm | R9MSB0601716B | LPG | Induced Draft | True | False | 1 | False | Up |  | None | Condensing | Single-Stage |  | 0.5 | Standard |  | 60000 | 56000 |  |  | 50100 | 605 | 92.1 | 78 | [8 empty] | Federally-Regulated Consumer Product | 11/29/2016 |  | 06/07/2017
International Comfort Products | Maratherm | R9MSB0601716B | LPG | Induced Draft | True | False | 1 | False | Down |  | None | Condensing | Single-Stage |  | 0.5 | Standard |  | 60000 | 56000 |  |  | 50100 | 605 | 92.1 | 78 | [8 empty] | Federally-Regulated Consumer Product | 11/29/2016 |  | 06/07/2017
International Comfort Products | Maratherm | R9MSB0601716B | LPG | Induced Draft | True | False | 1 | False | Horizontal |  | None | Condensing | Single-Stage |  | 0.5 | Standard |  | 60000 | 56000 |  |  | 50100 | 605 | 92.1 | 78 | [8 empty] | Federally-Regulated Consumer Product | 11/29/2016 |  | 06/07/2017
International Comfort Products | Maratherm | R9MSB0601716B | Natural Gas | Induced Draft | True | False | 1 | False | Up |  | None | Condensing | Single-Stage |  | 0.5 | Standard |  | 60000 | 56000 |  |  | 50100 | 605 | 92.1 | 78 | [8 empty] | Federally-Regulated Consumer Product | 11/29/2016 |  | 06/07/2017
International Comfort Products | Maratherm | R9MSB0601716B | Natural Gas | Induced Draft | True | False | 1 | False | Down |  | None | Condensing | Single-Stage |  | 0.5 | Standard |  | 60000 | 56000 |  |  | 50100 | 605 | 92.1 | 78 | [8 empty] | Federally-Regulated Consumer Product | 11/29/2016 |  | 06/07/2017
International Comfort Products | Maratherm | R9MSB0601716B | Natural Gas | Induced Draft | True | False | 1 | False | Horizontal |  | None | Condensing | Single-Stage |  | 0.5 | Standard |  | 60000 | 56000 |  |  | 50100 | 605 | 92.1 | 78 | [8 empty] | Federally-Regulated Consumer Product | 11/29/2016 |  | 06/07/2017
International Comfort Products | Maratherm | R9MSB1002120B | LPG | Induced Draft | True | False | 1 | False | Up |  | None | Condensing | Single-Stage |  | 0.75 | Standard |  | 100000 | 94000 |  |  | 100800 | 1030 | 92.1 | 78 | [8 empty] | Federally-Regulated Consumer Product | 02/14/2017 |  | 06/07/2017
International Comfort Products | Maratherm | R9MSB1002120B | LPG | Induced Draft | True | False | 1 | False | Down |  | None | Condensing | Single-Stage |  | 0.75 | Standard |  | 100000 | 94000 |  |  | 100800 | 1030 | 92.1 | 78 | [8 empty] | Federally-Regulated Consumer Product | 02/14/2017 |  | 06/07/2017
International Comfort Products | Maratherm | R9MSB1002120B | LPG | Induced Draft | True | False | 1 | False | Horizontal |  | None | Condensing | Single-Stage |  | 0.75 | Standard |  | 100000 | 94000 |  |  | 100800 | 1030 | 92.1 | 78 | [8 empty] | Federally-Regulated Consumer Product | 02/14/2017 |  | 06/07/2017
International Comfort Products | Maratherm | R9MSB1002120B | Natural Gas | Induced Draft | True | False | 1 | False | Up |  | None | Condensing | Single-Stage |  | 0.75 | Standard |  | 100000 | 94000 |  |  | 100800 | 1030 | 92.1 | 78 | [8 empty] | Federally-Regulated Consumer Product | 02/14/2017 |  | 06/07/2017
International Comfort Products | Maratherm | R9MSB1002120B | Natural Gas | Induced Draft | True | False | 1 | False | Down |  | None | Condensing | Single-Stage |  | 0.75 | Standard |  | 100000 | 94000 |  |  | 100800 | 1030 | 92.1 | 78 | [8 empty] | Federally-Regulated Consumer Product | 02/14/2017 |  | 06/07/2017
International Comfort Products | Maratherm | R9MSB1002120B | Natural Gas | Induced Draft | True | False | 1 | False | Horizontal |  | None | Condensing | Single-Stage |  | 0.75 | Standard |  | 100000 | 94000 |  |  | 100800 | 1030 | 92.1 | 78 | [8 empty] | Federally-Regulated Consumer Product | 02/14/2017 |  | 06/07/2017
International Comfort Products | Maratherm | R9MSB1202420B | LPG | Induced Draft | True | False | 1 | False | Up |  | None | Condensing | Single-Stage |  | 0.75 | Standard |  | 120000 | 112000 |  |  | 117400 | 1247 | 92.1 | 78 | [8 empty] | Federally-Regulated Consumer Product | 02/14/2017 |  | 06/07/2017
International Comfort Products | Maratherm | R9MSB1202420B | LPG | Induced Draft | True | False | 1 | False | Down |  | None | Condensing | Single-Stage |  | 0.75 | Standard |  | 120000 | 112000 |  |  | 117400 | 1247 | 92.1 | 78 | [8 empty] | Federally-Regulated Consumer Product | 02/14/2017 |  | 06/07/2017
International Comfort Products | Maratherm | R9MSB1202420B | LPG | Induced Draft | True | False | 1 | False | Horizontal |  | None | Condensing | Single-Stage |  | 0.75 | Standard |  | 120000 | 112000 |  |  | 117400 | 1247 | 92.1 | 78 | [8 empty] | Federally-Regulated Consumer Product | 02/14/2017 |  | 06/07/2017
International Comfort Products | Maratherm | R9MSB1202420B | Natural Gas | Induced Draft | True | False | 1 | False | Up |  | None | Condensing | Single-Stage |  | 0.75 | Standard |  | 120000 | 112000 |  |  | 117400 | 1247 | 92.1 | 78 | [8 empty] | Federally-Regulated Consumer Product | 02/14/2017 |  | 06/07/2017
International Comfort Products | Maratherm | R9MSB1202420B | Natural Gas | Induced Draft | True | False | 1 | False | Down |  | None | Condensing | Single-Stage |  | 0.75 | Standard |  | 120000 | 112000 |  |  | 117400 | 1247 | 92.1 | 78 | [8 empty] | Federally-Regulated Consumer Product | 02/14/2017 |  | 06/07/2017
International Comfort Products | Maratherm | R9MSB1202420B | Natural Gas | Induced Draft | True | False | 1 | False | Horizontal |  | None | Condensing | Single-Stage |  | 0.75 | Standard |  | 120000 | 112000 |  |  | 117400 | 1247 | 92.1 | 78 | [8 empty] | Federally-Regulated Consumer Product | 02/14/2017 |  | 06/07/2017
International Comfort Products | Maratherm | R9MSB0801716A | LPG | Induced Draft | True | False | 1 | False | Up |  | None | Condensing | Single-Stage |  | 0.5 | Standard |  | 80000 | 75000 |  |  | 66800 | 798 | 92.1 | 78 | [8 empty] | Federally-Regulated Consumer Product | 11/29/2016 |  | 06/07/2017
International Comfort Products | Maratherm | R9MSB0801716A | LPG | Induced Draft | True | False | 1 | False | Down |  | None | Condensing | Single-Stage |  | 0.5 | Standard |  | 80000 | 75000 |  |  | 66800 | 798 | 92.1 | 78 | [8 empty] | Federally-Regulated Consumer Product | 11/29/2016 |  | 06/07/2017
International Comfort Products | Maratherm | R9MSB0801716A | LPG | Induced Draft | True | False | 1 | False | Horizontal |  | None | Condensing | Single-Stage |  | 0.5 | Standard |  | 80000 | 75000 |  |  | 66800 | 798 | 92.1 | 78 | [8 empty] | Federally-Regulated Consumer Product | 11/29/2016 |  | 06/07/2017
International Comfort Products | Maratherm | R9MSB0801716A | Natural Gas | Induced Draft | True | False | 1 | False | Up |  | None | Condensing | Single-Stage |  | 0.5 | Standard |  | 80000 | 75000 |  |  | 66800 | 798 | 92.1 | 78 | [8 empty] | Federally-Regulated Consumer Product | 11/29/2016 |  | 06/07/2017
International Comfort Products | Maratherm | R9MSB0801716A | Natural Gas | Induced Draft | True | False | 1 | False | Down |  | None | Condensing | Single-Stage |  | 0.5 | Standard |  | 80000 | 75000 |  |  | 66800 | 798 | 92.1 | 78 | [8 empty] | Federally-Regulated Consumer Product | 11/29/2016 |  | 06/07/2017
International Comfort Products | Maratherm | R9MSB0801716A | Natural Gas | Induced Draft | True | False | 1 | False | Horizontal |  | None | Condensing | Single-Stage |  | 0.5 | Standard |  | 80000 | 75000 |  |  | 66800 | 798 | 92.1 | 78 | [8 empty] | Federally-Regulated Consumer Product | 11/29/2016 |  | 06/07/2017
International Comfort Products | Maratherm | N9MSE0261408A*D | LPG | Induced Draft | True | False | 1 | False | Down |  | None | Condensing | Single-Stage |  | 0.25 | Standard |  | 26000 | 25000 |  |  | 24500 | 270 | 95 | 78 | [8 empty] | Federally-Regulated Consumer Product | 10/28/2016 |  | 06/07/2017
International Comfort Products | Maratherm | N9MSE0261408A*D | Natural Gas | Induced Draft | True | False | 1 | False | Down |  | None | Condensing | Single-Stage |  | 0.25 | Standard |  | 26000 | 25000 |  |  | 24500 | 270 | 95 | 78 | [8 empty] | Federally-Regulated Consumer Product | 10/28/2016 |  | 06/07/2017
International Comfort Products | Maratherm | N9MSE0401410A*D | LPG | Induced Draft | True | False | 1 | False | Down |  | None | Condensing | Single-Stage |  | 0.5 | Standard |  | 40000 | 39000 |  |  | 32500 | 374 | 95 | 78 | [8 empty] | Federally-Regulated Consumer Product | 02/14/2017 |  | 06/07/2017
International Comfort Products | Maratherm | N9MSE0401410A*D | Natural Gas | Induced Draft | True | False | 1 | False | Down |  | None | Condensing | Single-Stage |  | 0.5 | Standard |  | 40000 | 39000 |  |  | 32500 | 374 | 95 | 78 | [8 empty] | Federally-Regulated Consumer Product | 02/14/2017 |  | 06/07/2017
International Comfort Products | Maratherm | N9MSE0401712A*D | LPG | Induced Draft | True | False | 1 | False | Down |  | None | Condensing | Single-Stage |  | 0.5 | Standard |  | 40000 | 39000 |  |  | 32100 | 502 | 95 | 78 | [8 empty] | Federally-Regulated Consumer Product | 11/29/2016 |  | 06/07/2017
International Comfort Products | Maratherm | N9MSE0401712A*D | Natural Gas | Induced Draft | True | False | 1 | False | Down |  | None | Condensing | Single-Stage |  | 0.5 | Standard |  | 40000 | 39000 |  |  | 32100 | 502 | 95 | 78 | [8 empty] | Federally-Regulated Consumer Product | 11/29/2016 |  | 06/07/2017
International Comfort Products | Maratherm | N9MSE0601410A*D | LPG | Induced Draft | True | False | 1 | False | Down |  | None | Condensing | Single-Stage |  | 0.5 | Standard |  | 60000 | 58000 |  |  | 48900 | 521 | 95 | 78 | [8 empty] | Federally-Regulated Consumer Product | 11/29/2016 |  | 06/07/2017
International Comfort Products | Maratherm | N9MSE0601410A*D | Natural Gas | Induced Draft | True | False | 1 | False | Down |  | None | Condensing | Single-Stage |  | 0.5 | Standard |  | 60000 | 58000 |  |  | 48900 | 521 | 95 | 78 | [8 empty] | Federally-Regulated Consumer Product | 11/29/2016 |  | 06/07/2017
International Comfort Products | Maratherm | N9MSE0601714A*D | LPG | Induced Draft | True | False | 1 | False | Down |  | None | Condensing | Single-Stage |  | 0.5 | Standard |  | 60000 | 58000 |  |  | 48600 | 598 | 95 | 78 | [8 empty] | Federally-Regulated Consumer Product | 11/29/2016 |  | 06/07/2017
International Comfort Products | Maratherm | N9MSE0601714A*D | Natural Gas | Induced Draft | True | False | 1 | False | Down |  | None | Condensing | Single-Stage |  | 0.5 | Standard |  | 60000 | 58000 |  |  | 48600 | 598 | 95 | 78 | [8 empty] | Federally-Regulated Consumer Product | 11/29/2016 |  | 06/07/2017
International Comfort Products | Maratherm | N9MSE0801716A*D | LPG | Induced Draft | True | False | 1 | False | Down |  | None | Condensing | Single-Stage |  | 0.75 | Standard |  | 80000 | 78000 |  |  | 81300 | 913 | 95 | 78 | [8 empty] | Federally-Regulated Consumer Product | 02/14/2017 |  | 06/07/2017
International Comfort Products | Maratherm | N9MSE0801716A*D | Natural Gas | Induced Draft | True | False | 1 | False | Down |  | None | Condensing | Single-Stage |  | 0.75 | Standard |  | 80000 | 78000 |  |  | 81300 | 913 | 95 | 78 | [8 empty] | Federally-Regulated Consumer Product | 02/14/2017 |  | 06/07/2017
International Comfort Products | Maratherm | N9MSE0802120A*D | LPG | Induced Draft | True | False | 1 | False | Down |  | None | Condensing | Single-Stage |  | 0.75 | Standard |  | 80000 | 78000 |  |  | 81100 | 948 | 95 | 78 | [8 empty] | Federally-Regulated Consumer Product | 11/29/2016 |  | 06/07/2017
International Comfort Products | Maratherm | N9MSE0802120A*D | Natural Gas | Induced Draft | True | False | 1 | False | Down |  | None | Condensing | Single-Stage |  | 0.75 | Standard |  | 80000 | 78000 |  |  | 81100 | 948 | 95 | 78 | [8 empty] | Federally-Regulated Consumer Product | 11/29/2016 |  | 06/07/2017
International Comfort Products | Maratherm | N9MSE1002114A*D | LPG | Induced Draft | True | False | 1 | False | Down |  | None | Condensing | Single-Stage |  | 0.75 | Standard |  | 100000 | 97000 |  |  | 97200 | 1182 | 95 | 78 | [8 empty] | Federally-Regulated Consumer Product | 02/14/2017 |  | 06/07/2017
International Comfort Products | Maratherm | N9MSE1002114A*D | Natural Gas | Induced Draft | True | False | 1 | False | Down |  | None | Condensing | Single-Stage |  | 0.75 | Standard |  | 100000 | 97000 |  |  | 97200 | 1182 | 95 | 78 | [8 empty] | Federally-Regulated Consumer Product | 02/14/2017 |  | 06/07/2017
International Comfort Products | Maratherm | N9MSE1002120A*D | LPG | Induced Draft | True | False | 1 | False | Down |  | None | Condensing | Single-Stage |  | 0.75 | Standard |  | 100000 | 97000 |  |  | 97200 | 1175 | 95 | 78 | [8 empty] | Federally-Regulated Consumer Product | 02/14/2017 |  | 06/07/2017
International Comfort Products | Maratherm | N9MSE1002120A*D | Natural Gas | Induced Draft | True | False | 1 | False | Down |  | None | Condensing | Single-Stage |  | 0.75 | Standard |  | 100000 | 97000 |  |  | 97200 | 1175 | 95 | 78 | [8 empty] | Federally-Regulated Consumer Product | 02/14/2017 |  | 06/07/2017
International Comfort Products | Maratherm | N9MSE1202420A*D | LPG | Induced Draft | True | False | 1 | False | Down |  | None | Condensing | Single-Stage |  | 0.75 | Standard |  | 120000 | 116000 |  |  | 113400 | 1348 | 95 | 78 | [8 empty] | Federally-Regulated Consumer Product | 11/29/2016 |  | 06/07/2017
International Comfort Products | Maratherm | N9MSE1202420A*D | Natural Gas | Induced Draft | True | False | 1 | False | Down |  | None | Condensing | Single-Stage |  | 0.75 | Standard |  | 120000 | 116000 |  |  | 113400 | 1348 | 95 | 78 | [8 empty] | Federally-Regulated Consumer Product | 11/29/2016 |  | 06/07/2017
International Comfort Products | Maratherm | N9MSE1402420A*D | LPG | Induced Draft | True | False | 1 | False | Down |  | None | Condensing | Single-Stage |  | 0.75 | Standard |  | 140000 | 134000 |  |  | 131400 | 1261 | 94.4 | 78 | [8 empty] | Federally-Regulated Consumer Product | 10/28/2016 |  | 06/07/2017
International Comfort Products | Maratherm | N9MSE1402420A*D | Natural Gas | Induced Draft | True | False | 1 | False | Down |  | None | Condensing | Single-Stage |  | 0.75 | Standard |  | 140000 | 134000 |  |  | 131400 | 1261 | 94.4 | 78 | [8 empty] | Federally-Regulated Consumer Product | 10/28/2016 |  | 06/07/2017
International Comfort Products | Maratherm | N9MSE0401410A** | LPG | Induced Draft | True | False | 1 | True | Up |  | None | Condensing | Single-Stage |  | 0.5 | Standard |  | 40000 | 39000 |  |  | 32300 | 373 | 95.5 | 75 | [8 empty] | Federally-Regulated Consumer Product | 11/29/2016 |  | 06/07/2017
International Comfort Products | Maratherm | N9MSE0401410A** | LPG | Induced Draft | True | False | 1 | True | Horizontal |  | None | Condensing | Single-Stage |  | 0.5 | Standard |  | 40000 | 39000 |  |  | 32300 | 373 | 95.5 | 75 | [8 empty] | Federally-Regulated Consumer Product | 11/29/2016 |  | 06/07/2017
International Comfort Products | Maratherm | N9MSE0401410A** | Natural Gas | Induced Draft | True | False | 1 | True | Up |  | None | Condensing | Single-Stage |  | 0.5 | Standard |  | 40000 | 39000 |  |  | 32300 | 373 | 95.5 | 75 | [8 empty] | Federally-Regulated Consumer Product | 11/29/2016 |  | 06/07/2017
International Comfort Products | Maratherm | N9MSE0401410A** | Natural Gas | Induced Draft | True | False | 1 | True | Horizontal |  | None | Condensing | Single-Stage |  | 0.5 | Standard |  | 40000 | 39000 |  |  | 32300 | 373 | 95.5 | 75 | [8 empty] | Federally-Regulated Consumer Product | 11/29/2016 |  | 06/07/2017
International Comfort Products | Maratherm | N9MSE0601410A** | LPG | Induced Draft | True | False | 1 | True | Up |  | None | Condensing | Single-Stage |  | 0.5 | Standard |  | 60000 | 58000 |  |  | 48600 | 515 | 95.5 | 75 | [8 empty] | Federally-Regulated Consumer Product | 11/29/2016 |  | 06/07/2017
International Comfort Products | Maratherm | N9MSE0601410A** | LPG | Induced Draft | True | False | 1 | True | Horizontal |  | None | Condensing | Single-Stage |  | 0.5 | Standard |  | 60000 | 58000 |  |  | 48600 | 515 | 95.5 | 75 | [8 empty] | Federally-Regulated Consumer Product | 11/29/2016 |  | 06/07/2017
International Comfort Products | Maratherm | N9MSE0601410A** | Natural Gas | Induced Draft | True | False | 1 | True | Up |  | None | Condensing | Single-Stage |  | 0.5 | Standard |  | 60000 | 58000 |  |  | 48600 | 515 | 95.5 | 75 | [8 empty] | Federally-Regulated Consumer Product | 11/29/2016 |  | 06/07/2017
International Comfort Products | Maratherm | N9MSE0601410A** | Natural Gas | Induced Draft | True | False | 1 | True | Horizontal |  | None | Condensing | Single-Stage |  | 0.5 | Standard |  | 60000 | 58000 |  |  | 48600 | 515 | 95.5 | 75 | [8 empty] | Federally-Regulated Consumer Product | 11/29/2016 |  | 06/07/2017
International Comfort Products | Maratherm | N9MSE0601714A** | LPG | Induced Draft | True | False | 1 | True | Up |  | None | Condensing | Single-Stage |  | 0.5 | Standard |  | 60000 | 58000 |  |  | 48300 | 592 | 95.5 | 75 | [8 empty] | Federally-Regulated Consumer Product | 11/29/2016 |  | 06/07/2017
International Comfort Products | Maratherm | N9MSE0601714A** | LPG | Induced Draft | True | False | 1 | True | Horizontal |  | None | Condensing | Single-Stage |  | 0.5 | Standard |  | 60000 | 58000 |  |  | 48300 | 592 | 95.5 | 75 | [8 empty] | Federally-Regulated Consumer Product | 11/29/2016 |  | 06/07/2017
International Comfort Products | Maratherm | N9MSE0601714A** | Natural Gas | Induced Draft | True | False | 1 | True | Up |  | None | Condensing | Single-Stage |  | 0.5 | Standard |  | 60000 | 58000 |  |  | 48300 | 592 | 95.5 | 75 | [8 empty] | Federally-Regulated Consumer Product | 11/29/2016 |  | 06/07/2017
International Comfort Products | Maratherm | N9MSE0601714A** | Natural Gas | Induced Draft | True | False | 1 | True | Horizontal |  | None | Condensing | Single-Stage |  | 0.5 | Standard |  | 60000 | 58000 |  |  | 48300 | 592 | 95.5 | 75 | [8 empty] | Federally-Regulated Consumer Product | 11/29/2016 |  | 06/07/2017
International Comfort Products | Maratherm | N9MSE0801716A** | LPG | Induced Draft | True | False | 1 | True | Up |  | None | Condensing | Single-Stage |  | 0.75 | Standard |  | 80000 | 78000 |  |  | 80800 | 903 | 95.5 | 75 | [8 empty] | Federally-Regulated Consumer Product | 11/29/2016 |  | 06/07/2017
International Comfort Products | Maratherm | N9MSE0801716A** | LPG | Induced Draft | True | False | 1 | True | Horizontal |  | None | Condensing | Single-Stage |  | 0.75 | Standard |  | 80000 | 78000 |  |  | 80800 | 903 | 95.5 | 75 | [8 empty] | Federally-Regulated Consumer Product | 11/29/2016 |  | 06/07/2017
International Comfort Products | Maratherm | N9MSE0801716A** | Natural Gas | Induced Draft | True | False | 1 | True | Up |  | None | Condensing | Single-Stage |  | 0.75 | Standard |  | 80000 | 78000 |  |  | 80800 | 903 | 95.5 | 75 | [8 empty] | Federally-Regulated Consumer Product | 11/29/2016 |  | 06/07/2017
International Comfort Products | Maratherm | N9MSE0801716A** | Natural Gas | Induced Draft | True | False | 1 | True | Horizontal |  | None | Condensing | Single-Stage |  | 0.75 | Standard |  | 80000 | 78000 |  |  | 80800 | 903 | 95.5 | 75 | [8 empty] | Federally-Regulated Consumer Product | 11/29/2016 |  | 06/07/2017
International Comfort Products | Maratherm | N9MSE1002114A** | LPG | Induced Draft | True | False | 1 | True | Up |  | None | Condensing | Single-Stage |  | 0.75 | Standard |  | 100000 | 97000 |  |  | 96700 | 1162 | 95.5 | 75 | [8 empty] | Federally-Regulated Consumer Product | 11/29/2016 |  | 06/07/2017
International Comfort Products | Maratherm | N9MSE1002114A** | LPG | Induced Draft | True | False | 1 | True | Horizontal |  | None | Condensing | Single-Stage |  | 0.75 | Standard |  | 100000 | 97000 |  |  | 96700 | 1162 | 95.5 | 75 | [8 empty] | Federally-Regulated Consumer Product | 11/29/2016 |  | 06/07/2017
International Comfort Products | Maratherm | N9MSE1002114A** | Natural Gas | Induced Draft | True | False | 1 | True | Up |  | None | Condensing | Single-Stage |  | 0.75 | Standard |  | 100000 | 97000 |  |  | 96700 | 1162 | 95.5 | 75 | [8 empty] | Federally-Regulated Consumer Product | 11/29/2016 |  | 06/07/2017
International Comfort Products | Maratherm | N9MSE1002114A** | Natural Gas | Induced Draft | True | False | 1 | True | Horizontal |  | None | Condensing | Single-Stage |  | 0.75 | Standard |  | 100000 | 97000 |  |  | 96700 | 1162 | 95.5 | 75 | [8 empty] | Federally-Regulated Consumer Product | 11/29/2016 |  | 06/07/2017
International Comfort Products | Maratherm | N9MSE1002120A** | LPG | Induced Draft | True | False | 1 | True | Up |  | None | Condensing | Single-Stage |  | 0.75 | Standard |  | 100000 | 97000 |  |  | 96700 | 1155 | 95.5 | 75 | [8 empty] | Federally-Regulated Consumer Product | 11/29/2016 |  | 06/07/2017
International Comfort Products | Maratherm | N9MSE1002120A** | LPG | Induced Draft | True | False | 1 | True | Horizontal |  | None | Condensing | Single-Stage |  | 0.75 | Standard |  | 100000 | 97000 |  |  | 96700 | 1155 | 95.5 | 75 | [8 empty] | Federally-Regulated Consumer Product | 11/29/2016 |  | 06/07/2017
International Comfort Products | Maratherm | N9MSE1002120A** | Natural Gas | Induced Draft | True | False | 1 | True | Up |  | None | Condensing | Single-Stage |  | 0.75 | Standard |  | 100000 | 97000 |  |  | 96700 | 1155 | 95.5 | 75 | [8 empty] | Federally-Regulated Consumer Product | 11/29/2016 |  | 06/07/2017
International Comfort Products | Maratherm | N9MSE1002120A** | Natural Gas | Induced Draft | True | False | 1 | True | Horizontal |  | None | Condensing | Single-Stage |  | 0.75 | Standard |  | 100000 | 97000 |  |  | 96700 | 1155 | 95.5 | 75 | [8 empty] | Federally-Regulated Consumer Product | 11/29/2016 |  | 06/07/2017
International Comfort Products | Maratherm | N9MSE1202420A** | LPG | Induced Draft | True | False | 1 | True | Up |  | None | Condensing | Single-Stage |  | 0.75 | Standard |  | 120000 | 117000 |  |  | 112800 | 1336 | 95.5 | 75 | [8 empty] | Federally-Regulated Consumer Product | 11/29/2016 |  | 06/07/2017
International Comfort Products | Maratherm | N9MSE1202420A** | LPG | Induced Draft | True | False | 1 | True | Horizontal |  | None | Condensing | Single-Stage |  | 0.75 | Standard |  | 120000 | 117000 |  |  | 112800 | 1336 | 95.5 | 75 | [8 empty] | Federally-Regulated Consumer Product | 11/29/2016 |  | 06/07/2017
International Comfort Products | Maratherm | N9MSE1202420A** | Natural Gas | Induced Draft | True | False | 1 | True | Up |  | None | Condensing | Single-Stage |  | 0.75 | Standard |  | 120000 | 117000 |  |  | 112800 | 1336 | 95.5 | 75 | [8 empty] | Federally-Regulated Consumer Product | 11/29/2016 |  | 06/07/2017
International Comfort Products | Maratherm | N9MSE1202420A** | Natural Gas | Induced Draft | True | False | 1 | True | Horizontal |  | None | Condensing | Single-Stage |  | 0.75 | Standard |  | 120000 | 117000 |  |  | 112800 | 1336 | 95.5 | 75 | [8 empty] | Federally-Regulated Consumer Product | 11/29/2016 |  | 06/07/2017
International Comfort Products | Maratherm | N9MSE0401712A** | LPG | Induced Draft | True | False | 1 | True | Up |  | None | Condensing | Single-Stage |  | 0.5 | Standard |  | 40000 | 39000 |  |  | 32200 | 426 | 95.5 | 75 | [8 empty] | Federally-Regulated Consumer Product | 11/29/2016 |  | 06/07/2017
International Comfort Products | Maratherm | N9MSE0401712A** | LPG | Induced Draft | True | False | 1 | True | Horizontal |  | None | Condensing | Single-Stage |  | 0.5 | Standard |  | 40000 | 39000 |  |  | 32200 | 426 | 95.5 | 75 | [8 empty] | Federally-Regulated Consumer Product | 11/29/2016 |  | 06/07/2017
International Comfort Products | Maratherm | N9MSE0401712A** | Natural Gas | Induced Draft | True | False | 1 | True | Up |  | None | Condensing | Single-Stage |  | 0.5 | Standard |  | 40000 | 39000 |  |  | 32200 | 426 | 95.5 | 75 | [8 empty] | Federally-Regulated Consumer Product | 11/29/2016 |  | 06/07/2017
International Comfort Products | Maratherm | N9MSE0401712A** | Natural Gas | Induced Draft | True | False | 1 | True | Horizontal |  | None | Condensing | Single-Stage |  | 0.5 | Standard |  | 40000 | 39000 |  |  | 32200 | 426 | 95.5 | 75 | [8 empty] | Federally-Regulated Consumer Product | 11/29/2016 |  | 06/07/2017
International Comfort Products | Maratherm | N9MSE0401410A**D | LPG | Induced Draft | True | False | 1 | True | Down |  | None | Condensing | Single-Stage |  | 0.5 | Standard |  | 40000 | 39000 |  |  | 32500 | 374 | 95 | 75 | [8 empty] | Federally-Regulated Consumer Product | 02/14/2017 |  | 06/07/2017
International Comfort Products | Maratherm | N9MSE0401410A**D | Natural Gas | Induced Draft | True | False | 1 | True | Down |  | None | Condensing | Single-Stage |  | 0.5 | Standard |  | 40000 | 39000 |  |  | 32500 | 374 | 95 | 75 | [8 empty] | Federally-Regulated Consumer Product | 02/14/2017 |  | 06/07/2017
International Comfort Products | Maratherm | N9MSE0401712A**D | LPG | Induced Draft | True | False | 1 | True | Down |  | None | Condensing | Single-Stage |  | 0.5 | Standard |  | 40000 | 39000 |  |  | 32100 | 502 | 95 | 75 | [8 empty] | Federally-Regulated Consumer Product | 11/29/2016 |  | 06/07/2017
International Comfort Products | Maratherm | N9MSE0401712A**D | Natural Gas | Induced Draft | True | False | 1 | True | Down |  | None | Condensing | Single-Stage |  | 0.5 | Standard |  | 40000 | 39000 |  |  | 32100 | 502 | 95 | 75 | [8 empty] | Federally-Regulated Consumer Product | 11/29/2016 |  | 06/07/2017
International Comfort Products | Maratherm | N9MSE0601410A**D | LPG | Induced Draft | True | False | 1 | True | Down |  | None | Condensing | Single-Stage |  | 0.5 | Standard |  | 60000 | 58000 |  |  | 48900 | 521 | 95 | 75 | [8 empty] | Federally-Regulated Consumer Product | 11/29/2016 |  | 06/07/2017
International Comfort Products | Maratherm | N9MSE0601410A**D | Natural Gas | Induced Draft | True | False | 1 | True | Down |  | None | Condensing | Single-Stage |  | 0.5 | Standard |  | 60000 | 58000 |  |  | 48900 | 521 | 95 | 75 | [8 empty] | Federally-Regulated Consumer Product | 11/29/2016 |  | 06/07/2017
International Comfort Products | Maratherm | N9MSE0601714A**D | LPG | Induced Draft | True | False | 1 | True | Down |  | None | Condensing | Single-Stage |  | 0.5 | Standard |  | 60000 | 58000 |  |  | 48600 | 598 | 95 | 75 | [8 empty] | Federally-Regulated Consumer Product | 11/29/2016 |  | 06/07/2017
International Comfort Products | Maratherm | N9MSE0601714A**D | Natural Gas | Induced Draft | True | False | 1 | True | Down |  | None | Condensing | Single-Stage |  | 0.5 | Standard |  | 60000 | 58000 |  |  | 48600 | 598 | 95 | 75 | [8 empty] | Federally-Regulated Consumer Product | 11/29/2016 |  | 06/07/2017
International Comfort Products | Maratherm | N9MSE0801716A**D | LPG | Induced Draft | True | False | 1 | True | Down |  | None | Condensing | Single-Stage |  | 0.75 | Standard |  | 80000 | 78000 |  |  | 81300 | 913 | 95 | 75 | [8 empty] | Federally-Regulated Consumer Product | 02/14/2017 |  | 06/07/2017
International Comfort Products | Maratherm | N9MSE0801716A**D | Natural Gas | Induced Draft | True | False | 1 | True | Down |  | None | Condensing | Single-Stage |  | 0.75 | Standard |  | 80000 | 78000 |  |  | 81300 | 913 | 95 | 75 | [8 empty] | Federally-Regulated Consumer Product | 02/14/2017 |  | 06/07/2017
International Comfort Products | Maratherm | N9MSE0802120A**D | LPG | Induced Draft | True | False | 1 | True | Down |  | None | Condensing | Single-Stage |  | 0.75 | Standard |  | 80000 | 78000 |  |  | 81100 | 948 | 95 | 75 | [8 empty] | Federally-Regulated Consumer Product | 11/29/2016 |  | 06/07/2017
International Comfort Products | Maratherm | N9MSE0802120A**D | Natural Gas | Induced Draft | True | False | 1 | True | Down |  | None | Condensing | Single-Stage |  | 0.75 | Standard |  | 80000 | 78000 |  |  | 81100 | 948 | 95 | 75 | [8 empty] | Federally-Regulated Consumer Product | 11/29/2016 |  | 06/07/2017
International Comfort Products | Maratherm | N9MSE1002114A**D | LPG | Induced Draft | True | False | 1 | True | Down |  | None | Condensing | Single-Stage |  | 0.75 | Standard |  | 100000 | 97000 |  |  | 97200 | 1182 | 95 | 75 | [8 empty] | Federally-Regulated Consumer Product | 02/14/2017 |  | 06/07/2017
International Comfort Products | Maratherm | N9MSE1002114A**D | Natural Gas | Induced Draft | True | False | 1 | True | Down |  | None | Condensing | Single-Stage |  | 0.75 | Standard |  | 100000 | 97000 |  |  | 97200 | 1182 | 95 | 75 | [8 empty] | Federally-Regulated Consumer Product | 02/14/2017 |  | 06/07/2017
International Comfort Products | Maratherm | N9MSE1002120A**D | LPG | Induced Draft | True | False | 1 | True | Down |  | None | Condensing | Single-Stage |  | 0.75 | Standard |  | 100000 | 97000 |  |  | 97200 | 1175 | 95 | 75 | [8 empty] | Federally-Regulated Consumer Product | 02/14/2017 |  | 06/07/2017
International Comfort Products | Maratherm | N9MSE1002120A**D | Natural Gas | Induced Draft | True | False | 1 | True | Down |  | None | Condensing | Single-Stage |  | 0.75 | Standard |  | 100000 | 97000 |  |  | 97200 | 1175 | 95 | 75 | [8 empty] | Federally-Regulated Consumer Product | 02/14/2017 |  | 06/07/2017
International Comfort Products | Maratherm | N9MSE1202420A**D | LPG | Induced Draft | True | False | 1 | True | Down |  | None | Condensing | Single-Stage |  | 0.75 | Standard |  | 120000 | 116000 |  |  | 113400 | 1348 | 95 | 75 | [8 empty] | Federally-Regulated Consumer Product | 11/29/2016 |  | 06/07/2017
International Comfort Products | Maratherm | N9MSE1202420A**D | Natural Gas | Induced Draft | True | False | 1 | True | Down |  | None | Condensing | Single-Stage |  | 0.75 | Standard |  | 120000 | 116000 |  |  | 113400 | 1348 | 95 | 75 | [8 empty] | Federally-Regulated Consumer Product | 11/29/2016 |  | 06/07/2017
International Comfort Products | Maratherm | N9MSB0801716B** | LPG | Induced Draft | True | False | 1 | True | Up |  | None | Condensing | Single-Stage |  | 0.5 | Standard |  | 80000 | 75000 |  |  | 66800 | 798 | 92.1 | 75 | [8 empty] | Federally-Regulated Consumer Product | 11/29/2016 |  | 06/07/2017
International Comfort Products | Maratherm | N9MSB0801716B** | LPG | Induced Draft | True | False | 1 | True | Down |  | None | Condensing | Single-Stage |  | 0.5 | Standard |  | 80000 | 75000 |  |  | 66800 | 798 | 92.1 | 75 | [8 empty] | Federally-Regulated Consumer Product | 11/29/2016 |  | 06/07/2017
International Comfort Products | Maratherm | N9MSB0801716B** | LPG | Induced Draft | True | False | 1 | True | Horizontal |  | None | Condensing | Single-Stage |  | 0.5 | Standard |  | 80000 | 75000 |  |  | 66800 | 798 | 92.1 | 75 | [8 empty] | Federally-Regulated Consumer Product | 11/29/2016 |  | 06/07/2017
International Comfort Products | Maratherm | N9MSB0801716B** | Natural Gas | Induced Draft | True | False | 1 | True | Up |  | None | Condensing | Single-Stage |  | 0.5 | Standard |  | 80000 | 75000 |  |  | 66800 | 798 | 92.1 | 75 | [8 empty] | Federally-Regulated Consumer Product | 11/29/2016 |  | 06/07/2017
International Comfort Products | Maratherm | N9MSB0801716B** | Natural Gas | Induced Draft | True | False | 1 | True | Down |  | None | Condensing | Single-Stage |  | 0.5 | Standard |  | 80000 | 75000 |  |  | 66800 | 798 | 92.1 | 75 | [8 empty] | Federally-Regulated Consumer Product | 11/29/2016 |  | 06/07/2017
International Comfort Products | Maratherm | N9MSB0801716B** | Natural Gas | Induced Draft | True | False | 1 | True | Horizontal |  | None | Condensing | Single-Stage |  | 0.5 | Standard |  | 80000 | 75000 |  |  | 66800 | 798 | 92.1 | 75 | [8 empty] | Federally-Regulated Consumer Product | 11/29/2016 |  | 06/07/2017
International Comfort Products | Maratherm | N9MSB0401410C** | LPG | Induced Draft | True | False | 1 | True | Up |  | None | Condensing | Single-Stage |  | 0.33 | Standard |  | 40000 | 37000 |  |  | 33700 | 341 | 92.1 | 75 | [8 empty] | Federally-Regulated Consumer Product | 11/29/2016 |  | 06/07/2017
International Comfort Products | Maratherm | N9MSB0401410C** | LPG | Induced Draft | True | False | 1 | True | Down |  | None | Condensing | Single-Stage |  | 0.33 | Standard |  | 40000 | 37000 |  |  | 33700 | 341 | 92.1 | 75 | [8 empty] | Federally-Regulated Consumer Product | 11/29/2016 |  | 06/07/2017
International Comfort Products | Maratherm | N9MSB0401410C** | LPG | Induced Draft | True | False | 1 | True | Horizontal |  | None | Condensing | Single-Stage |  | 0.33 | Standard |  | 40000 | 37000 |  |  | 33700 | 341 | 92.1 | 75 | [8 empty] | Federally-Regulated Consumer Product | 11/29/2016 |  | 06/07/2017
International Comfort Products | Maratherm | N9MSB0401410C** | Natural Gas | Induced Draft | True | False | 1 | True | Up |  | None | Condensing | Single-Stage |  | 0.33 | Standard |  | 40000 | 37000 |  |  | 33700 | 341 | 92.1 | 75 | [8 empty] | Federally-Regulated Consumer Product | 11/29/2016 |  | 06/07/2017
International Comfort Products | Maratherm | N9MSB0401410C** | Natural Gas | Induced Draft | True | False | 1 | True | Down |  | None | Condensing | Single-Stage |  | 0.33 | Standard |  | 40000 | 37000 |  |  | 33700 | 341 | 92.1 | 75 | [8 empty] | Federally-Regulated Consumer Product | 11/29/2016 |  | 06/07/2017
International Comfort Products | Maratherm | N9MSB0401410C** | Natural Gas | Induced Draft | True | False | 1 | True | Horizontal |  | None | Condensing | Single-Stage |  | 0.33 | Standard |  | 40000 | 37000 |  |  | 33700 | 341 | 92.1 | 75 | [8 empty] | Federally-Regulated Consumer Product | 11/29/2016 |  | 06/07/2017
International Comfort Products | Maratherm | N9MSB0401712C** | LPG | Induced Draft | True | False | 1 | True | Up |  | None | Condensing | Single-Stage |  | 0.5 | Standard |  | 40000 | 37000 |  |  | 33500 | 383 | 92.1 | 75 | [8 empty] | Federally-Regulated Consumer Product | 11/29/2016 |  | 06/07/2017
International Comfort Products | Maratherm | N9MSB0401712C** | LPG | Induced Draft | True | False | 1 | True | Down |  | None | Condensing | Single-Stage |  | 0.5 | Standard |  | 40000 | 37000 |  |  | 33500 | 383 | 92.1 | 75 | [8 empty] | Federally-Regulated Consumer Product | 11/29/2016 |  | 06/07/2017
International Comfort Products | Maratherm | N9MSB0401712C** | LPG | Induced Draft | True | False | 1 | True | Horizontal |  | None | Condensing | Single-Stage |  | 0.5 | Standard |  | 40000 | 37000 |  |  | 33500 | 383 | 92.1 | 75 | [8 empty] | Federally-Regulated Consumer Product | 11/29/2016 |  | 06/07/2017
International Comfort Products | Maratherm | N9MSB0401712C** | Natural Gas | Induced Draft | True | False | 1 | True | Up |  | None | Condensing | Single-Stage |  | 0.5 | Standard |  | 40000 | 37000 |  |  | 33500 | 383 | 92.1 | 75 | [8 empty] | Federally-Regulated Consumer Product | 11/29/2016 |  | 06/07/2017
International Comfort Products | Maratherm | N9MSB0401712C** | Natural Gas | Induced Draft | True | False | 1 | True | Down |  | None | Condensing | Single-Stage |  | 0.5 | Standard |  | 40000 | 37000 |  |  | 33500 | 383 | 92.1 | 75 | [8 empty] | Federally-Regulated Consumer Product | 11/29/2016 |  | 06/07/2017
International Comfort Products | Maratherm | N9MSB0401712C** | Natural Gas | Induced Draft | True | False | 1 | True | Horizontal |  | None | Condensing | Single-Stage |  | 0.5 | Standard |  | 40000 | 37000 |  |  | 33500 | 383 | 92.1 | 75 | [8 empty] | Federally-Regulated Consumer Product | 11/29/2016 |  | 06/07/2017
International Comfort Products | Maratherm | N9MSB0601412C** | LPG | Induced Draft | True | False | 1 | True | Up |  | None | Condensing | Single-Stage |  | 0.33 | Standard |  | 60000 | 56000 |  |  | 50600 | 481 | 92.1 | 75 | [8 empty] | Federally-Regulated Consumer Product | 11/29/2016 |  | 06/07/2017
International Comfort Products | Maratherm | N9MSB0601412C** | LPG | Induced Draft | True | False | 1 | True | Down |  | None | Condensing | Single-Stage |  | 0.33 | Standard |  | 60000 | 56000 |  |  | 50600 | 481 | 92.1 | 75 | [8 empty] | Federally-Regulated Consumer Product | 11/29/2016 |  | 06/07/2017
International Comfort Products | Maratherm | N9MSB0601412C** | LPG | Induced Draft | True | False | 1 | True | Horizontal |  | None | Condensing | Single-Stage |  | 0.33 | Standard |  | 60000 | 56000 |  |  | 50600 | 481 | 92.1 | 75 | [8 empty] | Federally-Regulated Consumer Product | 11/29/2016 |  | 06/07/2017
International Comfort Products | Maratherm | N9MSB0601412C** | Natural Gas | Induced Draft | True | False | 1 | True | Up |  | None | Condensing | Single-Stage |  | 0.33 | Standard |  | 60000 | 56000 |  |  | 50600 | 481 | 92.1 | 75 | [8 empty] | Federally-Regulated Consumer Product | 11/29/2016 |  | 06/07/2017
International Comfort Products | Maratherm | N9MSB0601412C** | Natural Gas | Induced Draft | True | False | 1 | True | Down |  | None | Condensing | Single-Stage |  | 0.33 | Standard |  | 60000 | 56000 |  |  | 50600 | 481 | 92.1 | 75 | [8 empty] | Federally-Regulated Consumer Product | 11/29/2016 |  | 06/07/2017
International Comfort Products | Maratherm | N9MSB0601412C** | Natural Gas | Induced Draft | True | False | 1 | True | Horizontal |  | None | Condensing | Single-Stage |  | 0.33 | Standard |  | 60000 | 56000 |  |  | 50600 | 481 | 92.1 | 75 | [8 empty] | Federally-Regulated Consumer Product | 11/29/2016 |  | 06/07/2017
International Comfort Products | Maratherm | N9MSB0601716C** | LPG | Induced Draft | True | False | 1 | True | Up |  | None | Condensing | Single-Stage |  | 0.5 | Standard |  | 60000 | 56000 |  |  | 50100 | 605 | 92.1 | 75 | [8 empty] | Federally-Regulated Consumer Product | 11/29/2016 |  | 06/07/2017
International Comfort Products | Maratherm | N9MSB0601716C** | LPG | Induced Draft | True | False | 1 | True | Down |  | None | Condensing | Single-Stage |  | 0.5 | Standard |  | 60000 | 56000 |  |  | 50100 | 605 | 92.1 | 75 | [8 empty] | Federally-Regulated Consumer Product | 11/29/2016 |  | 06/07/2017
International Comfort Products | Maratherm | N9MSB0601716C** | LPG | Induced Draft | True | False | 1 | True | Horizontal |  | None | Condensing | Single-Stage |  | 0.5 | Standard |  | 60000 | 56000 |  |  | 50100 | 605 | 92.1 | 75 | [8 empty] | Federally-Regulated Consumer Product | 11/29/2016 |  | 06/07/2017
International Comfort Products | Maratherm | N9MSB0601716C** | Natural Gas | Induced Draft | True | False | 1 | True | Up |  | None | Condensing | Single-Stage |  | 0.5 | Standard |  | 60000 | 56000 |  |  | 50100 | 605 | 92.1 | 75 | [8 empty] | Federally-Regulated Consumer Product | 11/29/2016 |  | 06/07/2017
International Comfort Products | Maratherm | N9MSB0601716C** | Natural Gas | Induced Draft | True | False | 1 | True | Down |  | None | Condensing | Single-Stage |  | 0.5 | Standard |  | 60000 | 56000 |  |  | 50100 | 605 | 92.1 | 75 | [8 empty] | Federally-Regulated Consumer Product | 11/29/2016 |  | 06/07/2017
International Comfort Products | Maratherm | N9MSB0601716C** | Natural Gas | Induced Draft | True | False | 1 | True | Horizontal |  | None | Condensing | Single-Stage |  | 0.5 | Standard |  | 60000 | 56000 |  |  | 50100 | 605 | 92.1 | 75 | [8 empty] | Federally-Regulated Consumer Product | 11/29/2016 |  | 06/07/2017
International Comfort Products | Maratherm | N9MSB0802120C** | LPG | Induced Draft | True | False | 1 | True | Up |  | None | Condensing | Single-Stage |  | 0.75 | Standard |  | 80000 | 75000 |  |  | 66900 | 775 | 92.1 | 75 | [8 empty] | Federally-Regulated Consumer Product | 11/29/2016 |  | 06/07/2017
International Comfort Products | Maratherm | N9MSB0802120C** | LPG | Induced Draft | True | False | 1 | True | Down |  | None | Condensing | Single-Stage |  | 0.75 | Standard |  | 80000 | 75000 |  |  | 66900 | 775 | 92.1 | 75 | [8 empty] | Federally-Regulated Consumer Product | 11/29/2016 |  | 06/07/2017
International Comfort Products | Maratherm | N9MSB0802120C** | LPG | Induced Draft | True | False | 1 | True | Horizontal |  | None | Condensing | Single-Stage |  | 0.75 | Standard |  | 80000 | 75000 |  |  | 66900 | 775 | 92.1 | 75 | [8 empty] | Federally-Regulated Consumer Product | 11/29/2016 |  | 06/07/2017
International Comfort Products | Maratherm | N9MSB0802120C** | Natural Gas | Induced Draft | True | False | 1 | True | Up |  | None | Condensing | Single-Stage |  | 0.75 | Standard |  | 80000 | 75000 |  |  | 66900 | 775 | 92.1 | 75 | [8 empty] | Federally-Regulated Consumer Product | 11/29/2016 |  | 06/07/2017
International Comfort Products | Maratherm | N9MSB0802120C** | Natural Gas | Induced Draft | True | False | 1 | True | Down |  | None | Condensing | Single-Stage |  | 0.75 | Standard |  | 80000 | 75000 |  |  | 66900 | 775 | 92.1 | 75 | [8 empty] | Federally-Regulated Consumer Product | 11/29/2016 |  | 06/07/2017
International Comfort Products | Maratherm | N9MSB0802120C** | Natural Gas | Induced Draft | True | False | 1 | True | Horizontal |  | None | Condensing | Single-Stage |  | 0.75 | Standard |  | 80000 | 75000 |  |  | 66900 | 775 | 92.1 | 75 | [8 empty] | Federally-Regulated Consumer Product | 11/29/2016 |  | 06/07/2017
International Comfort Products | Maratherm | N9MSB1002116C** | LPG | Induced Draft | True | False | 1 | True | Up |  | None | Condensing | Single-Stage |  | 0.5 | Standard |  | 100000 | 94000 |  |  | 100900 | 994 | 92.1 | 75 | [8 empty] | Federally-Regulated Consumer Product | 02/14/2017 |  | 06/07/2017
International Comfort Products | Maratherm | N9MSB1002116C** | LPG | Induced Draft | True | False | 1 | True | Down |  | None | Condensing | Single-Stage |  | 0.5 | Standard |  | 100000 | 94000 |  |  | 100900 | 994 | 92.1 | 75 | [8 empty] | Federally-Regulated Consumer Product | 02/14/2017 |  | 06/07/2017
International Comfort Products | Maratherm | N9MSB1002116C** | LPG | Induced Draft | True | False | 1 | True | Horizontal |  | None | Condensing | Single-Stage |  | 0.5 | Standard |  | 100000 | 94000 |  |  | 100900 | 994 | 92.1 | 75 | [8 empty] | Federally-Regulated Consumer Product | 02/14/2017 |  | 06/07/2017
International Comfort Products | Maratherm | N9MSB1002116C** | Natural Gas | Induced Draft | True | False | 1 | True | Up |  | None | Condensing | Single-Stage |  | 0.5 | Standard |  | 100000 | 94000 |  |  | 100900 | 994 | 92.1 | 75 | [8 empty] | Federally-Regulated Consumer Product | 02/14/2017 |  | 06/07/2017
International Comfort Products | Maratherm | N9MSB1002116C** | Natural Gas | Induced Draft | True | False | 1 | True | Down |  | None | Condensing | Single-Stage |  | 0.5 | Standard |  | 100000 | 94000 |  |  | 100900 | 994 | 92.1 | 75 | [8 empty] | Federally-Regulated Consumer Product | 02/14/2017 |  | 06/07/2017
International Comfort Products | Maratherm | N9MSB1002116C** | Natural Gas | Induced Draft | True | False | 1 | True | Horizontal |  | None | Condensing | Single-Stage |  | 0.5 | Standard |  | 100000 | 94000 |  |  | 100900 | 994 | 92.1 | 75 | [8 empty] | Federally-Regulated Consumer Product | 02/14/2017 |  | 06/07/2017
International Comfort Products | Maratherm | N9MSB1002120C** | LPG | Induced Draft | True | False | 1 | True | Up |  | None | Condensing | Single-Stage |  | 0.75 | Standard |  | 100000 | 94000 |  |  | 100800 | 1030 | 92.1 | 75 | [8 empty] | Federally-Regulated Consumer Product | 02/14/2017 |  | 06/07/2017
International Comfort Products | Maratherm | N9MSB1002120C** | LPG | Induced Draft | True | False | 1 | True | Down |  | None | Condensing | Single-Stage |  | 0.75 | Standard |  | 100000 | 94000 |  |  | 100800 | 1030 | 92.1 | 75 | [8 empty] | Federally-Regulated Consumer Product | 02/14/2017 |  | 06/07/2017
International Comfort Products | Maratherm | N9MSB1002120C** | LPG | Induced Draft | True | False | 1 | True | Horizontal |  | None | Condensing | Single-Stage |  | 0.75 | Standard |  | 100000 | 94000 |  |  | 100800 | 1030 | 92.1 | 75 | [8 empty] | Federally-Regulated Consumer Product | 02/14/2017 |  | 06/07/2017
International Comfort Products | Maratherm | N9MSB1002120C** | Natural Gas | Induced Draft | True | False | 1 | True | Up |  | None | Condensing | Single-Stage |  | 0.75 | Standard |  | 100000 | 94000 |  |  | 100800 | 1030 | 92.1 | 75 | [8 empty] | Federally-Regulated Consumer Product | 02/14/2017 |  | 06/07/2017
International Comfort Products | Maratherm | N9MSB1002120C** | Natural Gas | Induced Draft | True | False | 1 | True | Down |  | None | Condensing | Single-Stage |  | 0.75 | Standard |  | 100000 | 94000 |  |  | 100800 | 1030 | 92.1 | 75 | [8 empty] | Federally-Regulated Consumer Product | 02/14/2017 |  | 06/07/2017
International Comfort Products | Maratherm | N9MSB1002120C** | Natural Gas | Induced Draft | True | False | 1 | True | Horizontal |  | None | Condensing | Single-Stage |  | 0.75 | Standard |  | 100000 | 94000 |  |  | 100800 | 1030 | 92.1 | 75 | [8 empty] | Federally-Regulated Consumer Product | 02/14/2017 |  | 06/07/2017
International Comfort Products | Maratherm | N9MSB1202420C** | LPG | Induced Draft | True | False | 1 | True | Up |  | None | Condensing | Single-Stage |  | 0.75 | Standard |  | 120000 | 112000 |  |  | 117400 | 1247 | 92.1 | 75 | [8 empty] | Federally-Regulated Consumer Product | 02/14/2017 |  | 06/07/2017
International Comfort Products | Maratherm | N9MSB1202420C** | LPG | Induced Draft | True | False | 1 | True | Down |  | None | Condensing | Single-Stage |  | 0.75 | Standard |  | 120000 | 112000 |  |  | 117400 | 1247 | 92.1 | 75 | [8 empty] | Federally-Regulated Consumer Product | 02/14/2017 |  | 06/07/2017
International Comfort Products | Maratherm | N9MSB1202420C** | LPG | Induced Draft | True | False | 1 | True | Horizontal |  | None | Condensing | Single-Stage |  | 0.75 | Standard |  | 120000 | 112000 |  |  | 117400 | 1247 | 92.1 | 75 | [8 empty] | Federally-Regulated Consumer Product | 02/14/2017 |  | 06/07/2017
International Comfort Products | Maratherm | N9MSB1202420C** | Natural Gas | Induced Draft | True | False | 1 | True | Up |  | None | Condensing | Single-Stage |  | 0.75 | Standard |  | 120000 | 112000 |  |  | 117400 | 1247 | 92.1 | 75 | [8 empty] | Federally-Regulated Consumer Product | 02/14/2017 |  | 06/07/2017
International Comfort Products | Maratherm | N9MSB1202420C** | Natural Gas | Induced Draft | True | False | 1 | True | Down |  | None | Condensing | Single-Stage |  | 0.75 | Standard |  | 120000 | 112000 |  |  | 117400 | 1247 | 92.1 | 75 | [8 empty] | Federally-Regulated Consumer Product | 02/14/2017 |  | 06/07/2017
International Comfort Products | Maratherm | N9MSB1202420C** | Natural Gas | Induced Draft | True | False | 1 | True | Horizontal |  | None | Condensing | Single-Stage |  | 0.75 | Standard |  | 120000 | 112000 |  |  | 117400 | 1247 | 92.1 | 75 | [8 empty] | Federally-Regulated Consumer Product | 02/14/2017 |  | 06/07/2017
International Comfort Products | Maratherm | R9MSB0601716B* | LPG | Induced Draft | True | False | 1 | True | Up |  | None | Condensing | Single-Stage |  | 0.5 | Standard |  | 60000 | 56000 |  |  | 50100 | 605 | 92.1 | 75 | [8 empty] | Federally-Regulated Consumer Product | 11/29/2016 |  | 06/07/2017
International Comfort Products | Maratherm | R9MSB0601716B* | LPG | Induced Draft | True | False | 1 | True | Down |  | None | Condensing | Single-Stage |  | 0.5 | Standard |  | 60000 | 56000 |  |  | 50100 | 605 | 92.1 | 75 | [8 empty] | Federally-Regulated Consumer Product | 11/29/2016 |  | 06/07/2017
International Comfort Products | Maratherm | R9MSB0601716B* | LPG | Induced Draft | True | False | 1 | True | Horizontal |  | None | Condensing | Single-Stage |  | 0.5 | Standard |  | 60000 | 56000 |  |  | 50100 | 605 | 92.1 | 75 | [8 empty] | Federally-Regulated Consumer Product | 11/29/2016 |  | 06/07/2017
International Comfort Products | Maratherm | R9MSB0601716B* | Natural Gas | Induced Draft | True | False | 1 | True | Up |  | None | Condensing | Single-Stage |  | 0.5 | Standard |  | 60000 | 56000 |  |  | 50100 | 605 | 92.1 | 75 | [8 empty] | Federally-Regulated Consumer Product | 11/29/2016 |  | 06/07/2017
International Comfort Products | Maratherm | R9MSB0601716B* | Natural Gas | Induced Draft | True | False | 1 | True | Down |  | None | Condensing | Single-Stage |  | 0.5 | Standard |  | 60000 | 56000 |  |  | 50100 | 605 | 92.1 | 75 | [8 empty] | Federally-Regulated Consumer Product | 11/29/2016 |  | 06/07/2017
International Comfort Products | Maratherm | R9MSB0601716B* | Natural Gas | Induced Draft | True | False | 1 | True | Horizontal |  | None | Condensing | Single-Stage |  | 0.5 | Standard |  | 60000 | 56000 |  |  | 50100 | 605 | 92.1 | 75 | [8 empty] | Federally-Regulated Consumer Product | 11/29/2016 |  | 06/07/2017
International Comfort Products | Maratherm | R9MSB1002120B* | LPG | Induced Draft | True | False | 1 | True | Up |  | None | Condensing | Single-Stage |  | 0.75 | Standard |  | 100000 | 94000 |  |  | 100800 | 1030 | 92.1 | 75 | [8 empty] | Federally-Regulated Consumer Product | 02/14/2017 |  | 06/07/2017
International Comfort Products | Maratherm | R9MSB1002120B* | LPG | Induced Draft | True | False | 1 | True | Down |  | None | Condensing | Single-Stage |  | 0.75 | Standard |  | 100000 | 94000 |  |  | 100800 | 1030 | 92.1 | 75 | [8 empty] | Federally-Regulated Consumer Product | 02/14/2017 |  | 06/07/2017
International Comfort Products | Maratherm | R9MSB1002120B* | LPG | Induced Draft | True | False | 1 | True | Horizontal |  | None | Condensing | Single-Stage |  | 0.75 | Standard |  | 100000 | 94000 |  |  | 100800 | 1030 | 92.1 | 75 | [8 empty] | Federally-Regulated Consumer Product | 02/14/2017 |  | 06/07/2017
International Comfort Products | Maratherm | R9MSB1002120B* | Natural Gas | Induced Draft | True | False | 1 | True | Up |  | None | Condensing | Single-Stage |  | 0.75 | Standard |  | 100000 | 94000 |  |  | 100800 | 1030 | 92.1 | 75 | [8 empty] | Federally-Regulated Consumer Product | 02/14/2017 |  | 06/07/2017
International Comfort Products | Maratherm | R9MSB1002120B* | Natural Gas | Induced Draft | True | False | 1 | True | Down |  | None | Condensing | Single-Stage |  | 0.75 | Standard |  | 100000 | 94000 |  |  | 100800 | 1030 | 92.1 | 75 | [8 empty] | Federally-Regulated Consumer Product | 02/14/2017 |  | 06/07/2017
International Comfort Products | Maratherm | R9MSB1002120B* | Natural Gas | Induced Draft | True | False | 1 | True | Horizontal |  | None | Condensing | Single-Stage |  | 0.75 | Standard |  | 100000 | 94000 |  |  | 100800 | 1030 | 92.1 | 75 | [8 empty] | Federally-Regulated Consumer Product | 02/14/2017 |  | 06/07/2017
International Comfort Products | Maratherm | R9MSB1202420B* | LPG | Induced Draft | True | False | 1 | True | Up |  | None | Condensing | Single-Stage |  | 0.75 | Standard |  | 120000 | 112000 |  |  | 117400 | 1247 | 92.1 | 75 | [8 empty] | Federally-Regulated Consumer Product | 02/14/2017 |  | 06/07/2017
International Comfort Products | Maratherm | R9MSB1202420B* | LPG | Induced Draft | True | False | 1 | True | Down |  | None | Condensing | Single-Stage |  | 0.75 | Standard |  | 120000 | 112000 |  |  | 117400 | 1247 | 92.1 | 75 | [8 empty] | Federally-Regulated Consumer Product | 02/14/2017 |  | 06/07/2017
International Comfort Products | Maratherm | R9MSB1202420B* | LPG | Induced Draft | True | False | 1 | True | Horizontal |  | None | Condensing | Single-Stage |  | 0.75 | Standard |  | 120000 | 112000 |  |  | 117400 | 1247 | 92.1 | 75 | [8 empty] | Federally-Regulated Consumer Product | 02/14/2017 |  | 06/07/2017
International Comfort Products | Maratherm | R9MSB1202420B* | Natural Gas | Induced Draft | True | False | 1 | True | Up |  | None | Condensing | Single-Stage |  | 0.75 | Standard |  | 120000 | 112000 |  |  | 117400 | 1247 | 92.1 | 75 | [8 empty] | Federally-Regulated Consumer Product | 02/14/2017 |  | 06/07/2017
International Comfort Products | Maratherm | R9MSB1202420B* | Natural Gas | Induced Draft | True | False | 1 | True | Down |  | None | Condensing | Single-Stage |  | 0.75 | Standard |  | 120000 | 112000 |  |  | 117400 | 1247 | 92.1 | 75 | [8 empty] | Federally-Regulated Consumer Product | 02/14/2017 |  | 06/07/2017
International Comfort Products | Maratherm | R9MSB1202420B* | Natural Gas | Induced Draft | True | False | 1 | True | Horizontal |  | None | Condensing | Single-Stage |  | 0.75 | Standard |  | 120000 | 112000 |  |  | 117400 | 1247 | 92.1 | 75 | [8 empty] | Federally-Regulated Consumer Product | 02/14/2017 |  | 06/07/2017
International Comfort Products | Maratherm | R9MSB0801716A* | LPG | Induced Draft | True | False | 1 | True | Up |  | None | Condensing | Single-Stage |  | 0.5 | Standard |  | 80000 | 75000 |  |  | 66800 | 798 | 92.1 | 75 | [8 empty] | Federally-Regulated Consumer Product | 11/29/2016 |  | 06/07/2017
International Comfort Products | Maratherm | R9MSB0801716A* | LPG | Induced Draft | True | False | 1 | True | Down |  | None | Condensing | Single-Stage |  | 0.5 | Standard |  | 80000 | 75000 |  |  | 66800 | 798 | 92.1 | 75 | [8 empty] | Federally-Regulated Consumer Product | 11/29/2016 |  | 06/07/2017
International Comfort Products | Maratherm | R9MSB0801716A* | LPG | Induced Draft | True | False | 1 | True | Horizontal |  | None | Condensing | Single-Stage |  | 0.5 | Standard |  | 80000 | 75000 |  |  | 66800 | 798 | 92.1 | 75 | [8 empty] | Federally-Regulated Consumer Product | 11/29/2016 |  | 06/07/2017
International Comfort Products | Maratherm | R9MSB0801716A* | Natural Gas | Induced Draft | True | False | 1 | True | Up |  | None | Condensing | Single-Stage |  | 0.5 | Standard |  | 80000 | 75000 |  |  | 66800 | 798 | 92.1 | 75 | [8 empty] | Federally-Regulated Consumer Product | 11/29/2016 |  | 06/07/2017
International Comfort Products | Maratherm | R9MSB0801716A* | Natural Gas | Induced Draft | True | False | 1 | True | Down |  | None | Condensing | Single-Stage |  | 0.5 | Standard |  | 80000 | 75000 |  |  | 66800 | 798 | 92.1 | 75 | [8 empty] | Federally-Regulated Consumer Product | 11/29/2016 |  | 06/07/2017
International Comfort Products | Maratherm | R9MSB0801716A* | Natural Gas | Induced Draft | True | False | 1 | True | Horizontal |  | None | Condensing | Single-Stage |  | 0.5 | Standard |  | 80000 | 75000 |  |  | 66800 | 798 | 92.1 | 75 | [8 empty] | Federally-Regulated Consumer Product | 11/29/2016 |  | 06/07/2017
International Comfort Products | Kenmore | N9MSE0601714A** | LPG | Induced Draft | True | False | 1 | True | Up |  | None | Condensing | Single-Stage |  | 0.5 | Standard |  | 60000 | 58000 |  |  | 48300 | 592 | 95.5 | 75 | [8 empty] | Federally-Regulated Consumer Product | 11/29/2016 |  | 06/07/2017
International Comfort Products | Kenmore | N9MSE0601714A** | LPG | Induced Draft | True | False | 1 | True | Horizontal |  | None | Condensing | Single-Stage |  | 0.5 | Standard |  | 60000 | 58000 |  |  | 48300 | 592 | 95.5 | 75 | [8 empty] | Federally-Regulated Consumer Product | 11/29/2016 |  | 06/07/2017
International Comfort Products | Kenmore | N9MSE0601714A** | Natural Gas | Induced Draft | True | False | 1 | True | Up |  | None | Condensing | Single-Stage |  | 0.5 | Standard |  | 60000 | 58000 |  |  | 48300 | 592 | 95.5 | 75 | [8 empty] | Federally-Regulated Consumer Product | 11/29/2016 |  | 06/07/2017
International Comfort Products | Kenmore | N9MSE0601714A** | Natural Gas | Induced Draft | True | False | 1 | True | Horizontal |  | None | Condensing | Single-Stage |  | 0.5 | Standard |  | 60000 | 58000 |  |  | 48300 | 592 | 95.5 | 75 | [8 empty] | Federally-Regulated Consumer Product | 11/29/2016 |  | 06/07/2017
International Comfort Products | Kenmore | N9MSE0801716A** | LPG | Induced Draft | True | False | 1 | True | Up |  | None | Condensing | Single-Stage |  | 0.75 | Standard |  | 80000 | 78000 |  |  | 80800 | 903 | 95.5 | 75 | [8 empty] | Federally-Regulated Consumer Product | 11/29/2016 |  | 06/07/2017
International Comfort Products | Kenmore | N9MSE0801716A** | LPG | Induced Draft | True | False | 1 | True | Horizontal |  | None | Condensing | Single-Stage |  | 0.75 | Standard |  | 80000 | 78000 |  |  | 80800 | 903 | 95.5 | 75 | [8 empty] | Federally-Regulated Consumer Product | 11/29/2016 |  | 06/07/2017
International Comfort Products | Kenmore | N9MSE0801716A** | Natural Gas | Induced Draft | True | False | 1 | True | Up |  | None | Condensing | Single-Stage |  | 0.75 | Standard |  | 80000 | 78000 |  |  | 80800 | 903 | 95.5 | 75 | [8 empty] | Federally-Regulated Consumer Product | 11/29/2016 |  | 06/07/2017
International Comfort Products | Kenmore | N9MSE0801716A** | Natural Gas | Induced Draft | True | False | 1 | True | Horizontal |  | None | Condensing | Single-Stage |  | 0.75 | Standard |  | 80000 | 78000 |  |  | 80800 | 903 | 95.5 | 75 | [8 empty] | Federally-Regulated Consumer Product | 11/29/2016 |  | 06/07/2017
International Comfort Products | Kenmore | N9MSE1002114A** | LPG | Induced Draft | True | False | 1 | True | Up |  | None | Condensing | Single-Stage |  | 0.75 | Standard |  | 100000 | 97000 |  |  | 96700 | 1162 | 95.5 | 75 | [8 empty] | Federally-Regulated Consumer Product | 11/29/2016 |  | 06/07/2017
International Comfort Products | Kenmore | N9MSE1002114A** | LPG | Induced Draft | True | False | 1 | True | Horizontal |  | None | Condensing | Single-Stage |  | 0.75 | Standard |  | 100000 | 97000 |  |  | 96700 | 1162 | 95.5 | 75 | [8 empty] | Federally-Regulated Consumer Product | 11/29/2016 |  | 06/07/2017
International Comfort Products | Kenmore | N9MSE1002114A** | Natural Gas | Induced Draft | True | False | 1 | True | Up |  | None | Condensing | Single-Stage |  | 0.75 | Standard |  | 100000 | 97000 |  |  | 96700 | 1162 | 95.5 | 75 | [8 empty] | Federally-Regulated Consumer Product | 11/29/2016 |  | 06/07/2017
International Comfort Products | Kenmore | N9MSE1002114A** | Natural Gas | Induced Draft | True | False | 1 | True | Horizontal |  | None | Condensing | Single-Stage |  | 0.75 | Standard |  | 100000 | 97000 |  |  | 96700 | 1162 | 95.5 | 75 | [8 empty] | Federally-Regulated Consumer Product | 11/29/2016 |  | 06/07/2017
International Comfort Products | Kenmore | N9MSE1002120A** | LPG | Induced Draft | True | False | 1 | True | Up |  | None | Condensing | Single-Stage |  | 0.75 | Standard |  | 100000 | 97000 |  |  | 96700 | 1155 | 95.5 | 75 | [8 empty] | Federally-Regulated Consumer Product | 11/29/2016 |  | 06/07/2017
International Comfort Products | Kenmore | N9MSE1002120A** | LPG | Induced Draft | True | False | 1 | True | Horizontal |  | None | Condensing | Single-Stage |  | 0.75 | Standard |  | 100000 | 97000 |  |  | 96700 | 1155 | 95.5 | 75 | [8 empty] | Federally-Regulated Consumer Product | 11/29/2016 |  | 06/07/2017
International Comfort Products | Kenmore | N9MSE1002120A** | Natural Gas | Induced Draft | True | False | 1 | True | Up |  | None | Condensing | Single-Stage |  | 0.75 | Standard |  | 100000 | 97000 |  |  | 96700 | 1155 | 95.5 | 75 | [8 empty] | Federally-Regulated Consumer Product | 11/29/2016 |  | 06/07/2017
International Comfort Products | Kenmore | N9MSE1002120A** | Natural Gas | Induced Draft | True | False | 1 | True | Horizontal |  | None | Condensing | Single-Stage |  | 0.75 | Standard |  | 100000 | 97000 |  |  | 96700 | 1155 | 95.5 | 75 | [8 empty] | Federally-Regulated Consumer Product | 11/29/2016 |  | 06/07/2017
International Comfort Products | Kenmore | N9MSE1202420A** | LPG | Induced Draft | True | False | 1 | True | Up |  | None | Condensing | Single-Stage |  | 0.75 | Standard |  | 120000 | 117000 |  |  | 112800 | 1336 | 95.5 | 75 | [8 empty] | Federally-Regulated Consumer Product | 11/29/2016 |  | 06/07/2017
International Comfort Products | Kenmore | N9MSE1202420A** | LPG | Induced Draft | True | False | 1 | True | Horizontal |  | None | Condensing | Single-Stage |  | 0.75 | Standard |  | 120000 | 117000 |  |  | 112800 | 1336 | 95.5 | 75 | [8 empty] | Federally-Regulated Consumer Product | 11/29/2016 |  | 06/07/2017
International Comfort Products | Kenmore | N9MSE1202420A** | Natural Gas | Induced Draft | True | False | 1 | True | Up |  | None | Condensing | Single-Stage |  | 0.75 | Standard |  | 120000 | 117000 |  |  | 112800 | 1336 | 95.5 | 75 | [8 empty] | Federally-Regulated Consumer Product | 11/29/2016 |  | 06/07/2017
International Comfort Products | Kenmore | N9MSE1202420A** | Natural Gas | Induced Draft | True | False | 1 | True | Horizontal |  | None | Condensing | Single-Stage |  | 0.75 | Standard |  | 120000 | 117000 |  |  | 112800 | 1336 | 95.5 | 75 | [8 empty] | Federally-Regulated Consumer Product | 11/29/2016 |  | 06/07/2017
International Comfort Products | Kenmore | N9MSE0401712A** | LPG | Induced Draft | True | False | 1 | True | Up |  | None | Condensing | Single-Stage |  | 0.5 | Standard |  | 40000 | 39000 |  |  | 32200 | 426 | 95.5 | 75 | [8 empty] | Federally-Regulated Consumer Product | 11/29/2016 |  | 06/07/2017
International Comfort Products | Kenmore | N9MSE0401712A** | LPG | Induced Draft | True | False | 1 | True | Horizontal |  | None | Condensing | Single-Stage |  | 0.5 | Standard |  | 40000 | 39000 |  |  | 32200 | 426 | 95.5 | 75 | [8 empty] | Federally-Regulated Consumer Product | 11/29/2016 |  | 06/07/2017
International Comfort Products | Kenmore | N9MSE0401712A** | Natural Gas | Induced Draft | True | False | 1 | True | Up |  | None | Condensing | Single-Stage |  | 0.5 | Standard |  | 40000 | 39000 |  |  | 32200 | 426 | 95.5 | 75 | [8 empty] | Federally-Regulated Consumer Product | 11/29/2016 |  | 06/07/2017
International Comfort Products | Kenmore | N9MSE0401712A** | Natural Gas | Induced Draft | True | False | 1 | True | Horizontal |  | None | Condensing | Single-Stage |  | 0.5 | Standard |  | 40000 | 39000 |  |  | 32200 | 426 | 95.5 | 75 | [8 empty] | Federally-Regulated Consumer Product | 11/29/2016 |  | 06/07/2017
International Comfort Products | Kenmore | N9MSE0401410A**D | LPG | Induced Draft | True | False | 1 | True | Down |  | None | Condensing | Single-Stage |  | 0.5 | Standard |  | 40000 | 39000 |  |  | 32500 | 374 | 95 | 75 | [8 empty] | Federally-Regulated Consumer Product | 02/14/2017 |  | 06/07/2017
International Comfort Products | Kenmore | N9MSE0401410A**D | Natural Gas | Induced Draft | True | False | 1 | True | Down |  | None | Condensing | Single-Stage |  | 0.5 | Standard |  | 40000 | 39000 |  |  | 32500 | 374 | 95 | 75 | [8 empty] | Federally-Regulated Consumer Product | 02/14/2017 |  | 06/07/2017
International Comfort Products | Kenmore | N9MSE0401712A**D | LPG | Induced Draft | True | False | 1 | True | Down |  | None | Condensing | Single-Stage |  | 0.5 | Standard |  | 40000 | 39000 |  |  | 32100 | 502 | 95 | 75 | [8 empty] | Federally-Regulated Consumer Product | 11/29/2016 |  | 06/07/2017
International Comfort Products | Kenmore | N9MSE0401712A**D | Natural Gas | Induced Draft | True | False | 1 | True | Down |  | None | Condensing | Single-Stage |  | 0.5 | Standard |  | 40000 | 39000 |  |  | 32100 | 502 | 95 | 75 | [8 empty] | Federally-Regulated Consumer Product | 11/29/2016 |  | 06/07/2017
International Comfort Products | Kenmore | N9MSE0601410A**D | LPG | Induced Draft | True | False | 1 | True | Down |  | None | Condensing | Single-Stage |  | 0.5 | Standard |  | 60000 | 58000 |  |  | 48900 | 521 | 95 | 75 | [8 empty] | Federally-Regulated Consumer Product | 11/29/2016 |  | 06/07/2017
International Comfort Products | Kenmore | N9MSE0601410A**D | Natural Gas | Induced Draft | True | False | 1 | True | Down |  | None | Condensing | Single-Stage |  | 0.5 | Standard |  | 60000 | 58000 |  |  | 48900 | 521 | 95 | 75 | [8 empty] | Federally-Regulated Consumer Product | 11/29/2016 |  | 06/07/2017
International Comfort Products | Kenmore | N9MSE0601714A**D | LPG | Induced Draft | True | False | 1 | True | Down |  | None | Condensing | Single-Stage |  | 0.5 | Standard |  | 60000 | 58000 |  |  | 48600 | 598 | 95 | 75 | [8 empty] | Federally-Regulated Consumer Product | 11/29/2016 |  | 06/07/2017
International Comfort Products | Kenmore | N9MSE0601714A**D | Natural Gas | Induced Draft | True | False | 1 | True | Down |  | None | Condensing | Single-Stage |  | 0.5 | Standard |  | 60000 | 58000 |  |  | 48600 | 598 | 95 | 75 | [8 empty] | Federally-Regulated Consumer Product | 11/29/2016 |  | 06/07/2017
International Comfort Products | Kenmore | N9MSE0801716A**D | LPG | Induced Draft | True | False | 1 | True | Down |  | None | Condensing | Single-Stage |  | 0.75 | Standard |  | 80000 | 78000 |  |  | 81300 | 913 | 95 | 75 | [8 empty] | Federally-Regulated Consumer Product | 02/14/2017 |  | 06/07/2017
International Comfort Products | Kenmore | N9MSE0801716A**D | Natural Gas | Induced Draft | True | False | 1 | True | Down |  | None | Condensing | Single-Stage |  | 0.75 | Standard |  | 80000 | 78000 |  |  | 81300 | 913 | 95 | 75 | [8 empty] | Federally-Regulated Consumer Product | 02/14/2017 |  | 06/07/2017
International Comfort Products | Kenmore | N9MSE0802120A**D | LPG | Induced Draft | True | False | 1 | True | Down |  | None | Condensing | Single-Stage |  | 0.75 | Standard |  | 80000 | 78000 |  |  | 81100 | 948 | 95 | 75 | [8 empty] | Federally-Regulated Consumer Product | 11/29/2016 |  | 06/07/2017
International Comfort Products | Kenmore | N9MSE0802120A**D | Natural Gas | Induced Draft | True | False | 1 | True | Down |  | None | Condensing | Single-Stage |  | 0.75 | Standard |  | 80000 | 78000 |  |  | 81100 | 948 | 95 | 75 | [8 empty] | Federally-Regulated Consumer Product | 11/29/2016 |  | 06/07/2017
International Comfort Products | Kenmore | N9MSE1002114A**D | LPG | Induced Draft | True | False | 1 | True | Down |  | None | Condensing | Single-Stage |  | 0.75 | Standard |  | 100000 | 97000 |  |  | 97200 | 1182 | 95 | 75 | [8 empty] | Federally-Regulated Consumer Product | 02/14/2017 |  | 06/07/2017
International Comfort Products | Kenmore | N9MSE1002114A**D | Natural Gas | Induced Draft | True | False | 1 | True | Down |  | None | Condensing | Single-Stage |  | 0.75 | Standard |  | 100000 | 97000 |  |  | 97200 | 1182 | 95 | 75 | [8 empty] | Federally-Regulated Consumer Product | 02/14/2017 |  | 06/07/2017
International Comfort Products | Kenmore | N9MSE1002120A**D | LPG | Induced Draft | True | False | 1 | True | Down |  | None | Condensing | Single-Stage |  | 0.75 | Standard |  | 100000 | 97000 |  |  | 97200 | 1175 | 95 | 75 | [8 empty] | Federally-Regulated Consumer Product | 02/14/2017 |  | 06/07/2017
International Comfort Products | Kenmore | N9MSE1002120A**D | Natural Gas | Induced Draft | True | False | 1 | True | Down |  | None | Condensing | Single-Stage |  | 0.75 | Standard |  | 100000 | 97000 |  |  | 97200 | 1175 | 95 | 75 | [8 empty] | Federally-Regulated Consumer Product | 02/14/2017 |  | 06/07/2017
International Comfort Products | Kenmore | N9MSE1202420A**D | LPG | Induced Draft | True | False | 1 | True | Down |  | None | Condensing | Single-Stage |  | 0.75 | Standard |  | 120000 | 116000 |  |  | 113400 | 1348 | 95 | 75 | [8 empty] | Federally-Regulated Consumer Product | 11/29/2016 |  | 06/07/2017
International Comfort Products | Kenmore | N9MSE1202420A**D | Natural Gas | Induced Draft | True | False | 1 | True | Down |  | None | Condensing | Single-Stage |  | 0.75 | Standard |  | 120000 | 116000 |  |  | 113400 | 1348 | 95 | 75 | [8 empty] | Federally-Regulated Consumer Product | 11/29/2016 |  | 06/07/2017
International Comfort Products | Kenmore | F9MXE1202422A** | LPG | Induced Draft | True | False | 1 | True | Up |  | None | Condensing | Single-Stage |  | 1 | Standard |  | 120000 | 117000 |  |  | 113500 | 990 | 96 | 75 | [8 empty] | Federally-Regulated Consumer Product | 11/29/2016 |  | 06/07/2017
International Comfort Products | Kenmore | F9MXE1202422A** | LPG | Induced Draft | True | False | 1 | True | Horizontal |  | None | Condensing | Single-Stage |  | 1 | Standard |  | 120000 | 117000 |  |  | 113500 | 990 | 96 | 75 | [8 empty] | Federally-Regulated Consumer Product | 11/29/2016 |  | 06/07/2017
International Comfort Products | Kenmore | F9MXE1202422A** | Natural Gas | Induced Draft | True | False | 1 | True | Up |  | None | Condensing | Single-Stage |  | 1 | Standard |  | 120000 | 117000 |  |  | 113500 | 990 | 96 | 75 | [8 empty] | Federally-Regulated Consumer Product | 11/29/2016 |  | 06/07/2017
International Comfort Products | Kenmore | F9MXE1202422A** | Natural Gas | Induced Draft | True | False | 1 | True | Horizontal |  | None | Condensing | Single-Stage |  | 1 | Standard |  | 120000 | 117000 |  |  | 113500 | 990 | 96 | 75 | [8 empty] | Federally-Regulated Consumer Product | 11/29/2016 |  | 06/07/2017
International Comfort Products | Kenmore | F9MXE0401410A** | LPG | Induced Draft | True | False | 1 | True | Up |  | None | Condensing | Single-Stage |  | 0.5 | Standard |  | 40000 | 39000 |  |  | 32800 | 195 | 96 | 75 | [8 empty] | Federally-Regulated Consumer Product | 11/29/2016 |  | 06/07/2017
International Comfort Products | Kenmore | F9MXE0401410A** | LPG | Induced Draft | True | False | 1 | True | Horizontal |  | None | Condensing | Single-Stage |  | 0.5 | Standard |  | 40000 | 39000 |  |  | 32800 | 195 | 96 | 75 | [8 empty] | Federally-Regulated Consumer Product | 11/29/2016 |  | 06/07/2017
International Comfort Products | Kenmore | F9MXE0401410A** | Natural Gas | Induced Draft | True | False | 1 | True | Up |  | None | Condensing | Single-Stage |  | 0.5 | Standard |  | 40000 | 39000 |  |  | 32800 | 195 | 96 | 75 | [8 empty] | Federally-Regulated Consumer Product | 11/29/2016 |  | 06/07/2017
International Comfort Products | Kenmore | F9MXE0401410A** | Natural Gas | Induced Draft | True | False | 1 | True | Horizontal |  | None | Condensing | Single-Stage |  | 0.5 | Standard |  | 40000 | 39000 |  |  | 32800 | 195 | 96 | 75 | [8 empty] | Federally-Regulated Consumer Product | 11/29/2016 |  | 06/07/2017
International Comfort Products | Kenmore | F9MXE0601714A** | LPG | Induced Draft | True | False | 1 | True | Up |  | None | Condensing | Single-Stage |  | 0.75 | Standard |  | 60000 | 58000 |  |  | 49300 | 254 | 96 | 75 | [8 empty] | Federally-Regulated Consumer Product | 11/29/2016 |  | 06/07/2017
International Comfort Products | Kenmore | F9MXE0601714A** | LPG | Induced Draft | True | False | 1 | True | Horizontal |  | None | Condensing | Single-Stage |  | 0.75 | Standard |  | 60000 | 58000 |  |  | 49300 | 254 | 96 | 75 | [8 empty] | Federally-Regulated Consumer Product | 11/29/2016 |  | 06/07/2017
International Comfort Products | Kenmore | F9MXE0601714A** | Natural Gas | Induced Draft | True | False | 1 | True | Up |  | None | Condensing | Single-Stage |  | 0.75 | Standard |  | 60000 | 58000 |  |  | 49300 | 254 | 96 | 75 | [8 empty] | Federally-Regulated Consumer Product | 11/29/2016 |  | 06/07/2017
International Comfort Products | Kenmore | F9MXE0601714A** | Natural Gas | Induced Draft | True | False | 1 | True | Horizontal |  | None | Condensing | Single-Stage |  | 0.75 | Standard |  | 60000 | 58000 |  |  | 49300 | 254 | 96 | 75 | [8 empty] | Federally-Regulated Consumer Product | 11/29/2016 |  | 06/07/2017
International Comfort Products | Kenmore | F9MXE0801716A** | LPG | Induced Draft | True | False | 1 | True | Up |  | None | Condensing | Single-Stage |  | 0.75 | Standard |  | 80000 | 78000 |  |  | 81900 | 483 | 96 | 75 | [8 empty] | Federally-Regulated Consumer Product | 11/29/2016 |  | 06/07/2017
International Comfort Products | Kenmore | F9MXE0801716A** | LPG | Induced Draft | True | False | 1 | True | Horizontal |  | None | Condensing | Single-Stage |  | 0.75 | Standard |  | 80000 | 78000 |  |  | 81900 | 483 | 96 | 75 | [8 empty] | Federally-Regulated Consumer Product | 11/29/2016 |  | 06/07/2017
International Comfort Products | Kenmore | F9MXE0801716A** | Natural Gas | Induced Draft | True | False | 1 | True | Up |  | None | Condensing | Single-Stage |  | 0.75 | Standard |  | 80000 | 78000 |  |  | 81900 | 483 | 96 | 75 | [8 empty] | Federally-Regulated Consumer Product | 11/29/2016 |  | 06/07/2017
International Comfort Products | Kenmore | F9MXE0801716A** | Natural Gas | Induced Draft | True | False | 1 | True | Horizontal |  | None | Condensing | Single-Stage |  | 0.75 | Standard |  | 80000 | 78000 |  |  | 81900 | 483 | 96 | 75 | [8 empty] | Federally-Regulated Consumer Product | 11/29/2016 |  | 06/07/2017
International Comfort Products | Kenmore | F9MXE0802120A** | LPG | Induced Draft | True | False | 1 | True | Up |  | None | Condensing | Single-Stage |  | 1 | Standard |  | 80000 | 78000 |  |  | 82000 | 444 | 96 | 75 | [8 empty] | Federally-Regulated Consumer Product | 11/29/2016 |  | 06/07/2017
International Comfort Products | Kenmore | F9MXE0802120A** | LPG | Induced Draft | True | False | 1 | True | Horizontal |  | None | Condensing | Single-Stage |  | 1 | Standard |  | 80000 | 78000 |  |  | 82000 | 444 | 96 | 75 | [8 empty] | Federally-Regulated Consumer Product | 11/29/2016 |  | 06/07/2017
International Comfort Products | Kenmore | F9MXE0802120A** | Natural Gas | Induced Draft | True | False | 1 | True | Up |  | None | Condensing | Single-Stage |  | 1 | Standard |  | 80000 | 78000 |  |  | 82000 | 444 | 96 | 75 | [8 empty] | Federally-Regulated Consumer Product | 11/29/2016 |  | 06/07/2017
International Comfort Products | Kenmore | F9MXE0802120A** | Natural Gas | Induced Draft | True | False | 1 | True | Horizontal |  | None | Condensing | Single-Stage |  | 1 | Standard |  | 80000 | 78000 |  |  | 82000 | 444 | 96 | 75 | [8 empty] | Federally-Regulated Consumer Product | 11/29/2016 |  | 06/07/2017
International Comfort Products | Kenmore | F9MXE1002120A** | LPG | Induced Draft | True | False | 1 | True | Up |  | None | Condensing | Single-Stage |  | 1 | Standard |  | 100000 | 97000 |  |  | 98200 | 583 | 96 | 75 | [8 empty] | Federally-Regulated Consumer Product | 11/29/2016 |  | 06/07/2017
International Comfort Products | Kenmore | F9MXE1002120A** | LPG | Induced Draft | True | False | 1 | True | Horizontal |  | None | Condensing | Single-Stage |  | 1 | Standard |  | 100000 | 97000 |  |  | 98200 | 583 | 96 | 75 | [8 empty] | Federally-Regulated Consumer Product | 11/29/2016 |  | 06/07/2017
International Comfort Products | Kenmore | F9MXE1002120A** | Natural Gas | Induced Draft | True | False | 1 | True | Up |  | None | Condensing | Single-Stage |  | 1 | Standard |  | 100000 | 97000 |  |  | 98200 | 583 | 96 | 75 | [8 empty] | Federally-Regulated Consumer Product | 11/29/2016 |  | 06/07/2017
International Comfort Products | Kenmore | F9MXE1002120A** | Natural Gas | Induced Draft | True | False | 1 | True | Horizontal |  | None | Condensing | Single-Stage |  | 1 | Standard |  | 100000 | 97000 |  |  | 98200 | 583 | 96 | 75 | [8 empty] | Federally-Regulated Consumer Product | 11/29/2016 |  | 06/07/2017
International Comfort Products | Kenmore | F9MXE0401712A** | LPG | Induced Draft | True | False | 1 | True | Up |  | None | Condensing | Single-Stage |  | 0.5 | Standard |  | 40000 | 39000 |  |  | 32900 | 176 | 96 | 75 | [8 empty] | Federally-Regulated Consumer Product | 11/29/2016 |  | 06/07/2017
International Comfort Products | Kenmore | F9MXE0401712A** | LPG | Induced Draft | True | False | 1 | True | Horizontal |  | None | Condensing | Single-Stage |  | 0.5 | Standard |  | 40000 | 39000 |  |  | 32900 | 176 | 96 | 75 | [8 empty] | Federally-Regulated Consumer Product | 11/29/2016 |  | 06/07/2017
International Comfort Products | Kenmore | F9MXE0401712A** | Natural Gas | Induced Draft | True | False | 1 | True | Up |  | None | Condensing | Single-Stage |  | 0.5 | Standard |  | 40000 | 39000 |  |  | 32900 | 176 | 96 | 75 | [8 empty] | Federally-Regulated Consumer Product | 11/29/2016 |  | 06/07/2017
International Comfort Products | Kenmore | F9MXE0401712A** | Natural Gas | Induced Draft | True | False | 1 | True | Horizontal |  | None | Condensing | Single-Stage |  | 0.5 | Standard |  | 40000 | 39000 |  |  | 32900 | 176 | 96 | 75 | [8 empty] | Federally-Regulated Consumer Product | 11/29/2016 |  | 06/07/2017
International Comfort Products | Kenmore | F9MXE0601412A** | LPG | Induced Draft | True | False | 1 | True | Up |  | None | Condensing | Single-Stage |  | 0.5 | Standard |  | 60000 | 58000 |  |  | 49400 | 307 | 95.5 | 75 | [8 empty] | Federally-Regulated Consumer Product | 11/29/2016 |  | 06/07/2017
International Comfort Products | Kenmore | F9MXE0601412A** | LPG | Induced Draft | True | False | 1 | True | Horizontal |  | None | Condensing | Single-Stage |  | 0.5 | Standard |  | 60000 | 58000 |  |  | 49400 | 307 | 95.5 | 75 | [8 empty] | Federally-Regulated Consumer Product | 11/29/2016 |  | 06/07/2017
International Comfort Products | Kenmore | F9MXE0601412A** | Natural Gas | Induced Draft | True | False | 1 | True | Up |  | None | Condensing | Single-Stage |  | 0.5 | Standard |  | 60000 | 58000 |  |  | 49400 | 307 | 95.5 | 75 | [8 empty] | Federally-Regulated Consumer Product | 11/29/2016 |  | 06/07/2017
International Comfort Products | Kenmore | F9MXE0601412A** | Natural Gas | Induced Draft | True | False | 1 | True | Horizontal |  | None | Condensing | Single-Stage |  | 0.5 | Standard |  | 60000 | 58000 |  |  | 49400 | 307 | 95.5 | 75 | [8 empty] | Federally-Regulated Consumer Product | 11/29/2016 |  | 06/07/2017
International Comfort Products | Kenmore | F9MXE0401410A**D | LPG | Induced Draft | True | False | 1 | True | Down |  | None | Condensing | Single-Stage |  | 0.5 | Standard |  | 40000 | 39000 |  |  | 33200 | 188 | 95 | 75 | [8 empty] | Federally-Regulated Consumer Product | 11/29/2016 |  | 06/07/2017
International Comfort Products | Kenmore | F9MXE0401410A**D | Natural Gas | Induced Draft | True | False | 1 | True | Down |  | None | Condensing | Single-Stage |  | 0.5 | Standard |  | 40000 | 39000 |  |  | 33200 | 188 | 95 | 75 | [8 empty] | Federally-Regulated Consumer Product | 11/29/2016 |  | 06/07/2017
International Comfort Products | Kenmore | F9MXE0401712A**D | LPG | Induced Draft | True | False | 1 | True | Down |  | None | Condensing | Single-Stage |  | 0.5 | Standard |  | 40000 | 39000 |  |  | 33200 | 183 | 95 | 75 | [8 empty] | Federally-Regulated Consumer Product | 11/29/2016 |  | 06/07/2017
International Comfort Products | Kenmore | F9MXE0401712A**D | Natural Gas | Induced Draft | True | False | 1 | True | Down |  | None | Condensing | Single-Stage |  | 0.5 | Standard |  | 40000 | 39000 |  |  | 33200 | 183 | 95 | 75 | [8 empty] | Federally-Regulated Consumer Product | 11/29/2016 |  | 06/07/2017
International Comfort Products | Kenmore | F9MXE0601412A**D | LPG | Induced Draft | True | False | 1 | True | Down |  | None | Condensing | Single-Stage |  | 0.5 | Standard |  | 60000 | 58000 |  |  | 49500 | 344 | 95 | 75 | [8 empty] | Federally-Regulated Consumer Product | 11/29/2016 |  | 06/07/2017
International Comfort Products | Kenmore | F9MXE0601412A**D | Natural Gas | Induced Draft | True | False | 1 | True | Down |  | None | Condensing | Single-Stage |  | 0.5 | Standard |  | 60000 | 58000 |  |  | 49500 | 344 | 95 | 75 | [8 empty] | Federally-Regulated Consumer Product | 11/29/2016 |  | 06/07/2017
International Comfort Products | Kenmore | F9MXE0601714A**D | LPG | Induced Draft | True | False | 1 | True | Down |  | None | Condensing | Single-Stage |  | 0.75 | Standard |  | 60000 | 58000 |  |  | 49800 | 263 | 95 | 75 | [8 empty] | Federally-Regulated Consumer Product | 11/29/2016 |  | 06/07/2017
International Comfort Products | Kenmore | F9MXE0601714A**D | Natural Gas | Induced Draft | True | False | 1 | True | Down |  | None | Condensing | Single-Stage |  | 0.75 | Standard |  | 60000 | 58000 |  |  | 49800 | 263 | 95 | 75 | [8 empty] | Federally-Regulated Consumer Product | 11/29/2016 |  | 06/07/2017
International Comfort Products | Kenmore | F9MXE0801716A**D | LPG | Induced Draft | True | False | 1 | True | Down |  | None | Condensing | Single-Stage |  | 0.75 | Standard |  | 80000 | 78000 |  |  | 82500 | 558 | 95 | 75 | [8 empty] | Federally-Regulated Consumer Product | 11/29/2016 |  | 06/07/2017
International Comfort Products | Kenmore | F9MXE0801716A**D | Natural Gas | Induced Draft | True | False | 1 | True | Down |  | None | Condensing | Single-Stage |  | 0.75 | Standard |  | 80000 | 78000 |  |  | 82500 | 558 | 95 | 75 | [8 empty] | Federally-Regulated Consumer Product | 11/29/2016 |  | 06/07/2017
International Comfort Products | Kenmore | F9MXE0802120A**D | LPG | Induced Draft | True | False | 1 | True | Down |  | None | Condensing | Single-Stage |  | 1 | Standard |  | 80000 | 78000 |  |  | 83000 | 418 | 95 | 75 | [8 empty] | Federally-Regulated Consumer Product | 11/29/2016 |  | 06/07/2017
International Comfort Products | Kenmore | F9MXE0802120A**D | Natural Gas | Induced Draft | True | False | 1 | True | Down |  | None | Condensing | Single-Stage |  | 1 | Standard |  | 80000 | 78000 |  |  | 83000 | 418 | 95 | 75 | [8 empty] | Federally-Regulated Consumer Product | 11/29/2016 |  | 06/07/2017
International Comfort Products | Kenmore | F9MXE1002120A**D | LPG | Induced Draft | True | False | 1 | True | Down |  | None | Condensing | Single-Stage |  | 1 | Standard |  | 100000 | 97000 |  |  | 99200 | 614 | 95 | 75 | [8 empty] | Federally-Regulated Consumer Product | 02/14/2017 |  | 06/07/2017
International Comfort Products | Kenmore | F9MXE1002120A**D | Natural Gas | Induced Draft | True | False | 1 | True | Down |  | None | Condensing | Single-Stage |  | 1 | Standard |  | 100000 | 97000 |  |  | 99200 | 614 | 95 | 75 | [8 empty] | Federally-Regulated Consumer Product | 02/14/2017 |  | 06/07/2017
International Comfort Products | Kenmore | F9MXE1202422A**D | LPG | Induced Draft | True | False | 1 | True | Down |  | None | Condensing | Single-Stage |  | 1 | Standard |  | 120000 | 116000 |  |  | 114500 | 1047 | 95 | 75 | [8 empty] | Federally-Regulated Consumer Product | 11/29/2016 |  | 06/07/2017
International Comfort Products | Kenmore | F9MXE1202422A**D | Natural Gas | Induced Draft | True | False | 1 | True | Down |  | None | Condensing | Single-Stage |  | 1 | Standard |  | 120000 | 116000 |  |  | 114500 | 1047 | 95 | 75 | [8 empty] | Federally-Regulated Consumer Product | 11/29/2016 |  | 06/07/2017
International Comfort Products | Kenmore | G9MXE0401410A** | LPG | Induced Draft | True | False | 1 | True | Up |  | None | Condensing | Single-Stage |  | 0.5 | Standard |  | 40000 | 39000 |  |  | 32800 | 195 | 96 | 75 | [8 empty] | Federally-Regulated Consumer Product | 11/29/2016 |  | 06/07/2017
International Comfort Products | Kenmore | G9MXE0401410A** | LPG | Induced Draft | True | False | 1 | True | Horizontal |  | None | Condensing | Single-Stage |  | 0.5 | Standard |  | 40000 | 39000 |  |  | 32800 | 195 | 96 | 75 | [8 empty] | Federally-Regulated Consumer Product | 11/29/2016 |  | 06/07/2017
International Comfort Products | Kenmore | G9MXE0401410A** | Natural Gas | Induced Draft | True | False | 1 | True | Up |  | None | Condensing | Single-Stage |  | 0.5 | Standard |  | 40000 | 39000 |  |  | 32800 | 195 | 96 | 75 | [8 empty] | Federally-Regulated Consumer Product | 11/29/2016 |  | 06/07/2017
International Comfort Products | Kenmore | G9MXE0401410A** | Natural Gas | Induced Draft | True | False | 1 | True | Horizontal |  | None | Condensing | Single-Stage |  | 0.5 | Standard |  | 40000 | 39000 |  |  | 32800 | 195 | 96 | 75 | [8 empty] | Federally-Regulated Consumer Product | 11/29/2016 |  | 06/07/2017
International Comfort Products | Kenmore | G9MXE0601714A** | LPG | Induced Draft | True | False | 1 | True | Up |  | None | Condensing | Single-Stage |  | 0.75 | Standard |  | 60000 | 58000 |  |  | 49300 | 254 | 96 | 75 | [8 empty] | Federally-Regulated Consumer Product | 11/29/2016 |  | 06/07/2017
International Comfort Products | Kenmore | G9MXE0601714A** | LPG | Induced Draft | True | False | 1 | True | Horizontal |  | None | Condensing | Single-Stage |  | 0.75 | Standard |  | 60000 | 58000 |  |  | 49300 | 254 | 96 | 75 | [8 empty] | Federally-Regulated Consumer Product | 11/29/2016 |  | 06/07/2017
International Comfort Products | Kenmore | G9MXE0601714A** | Natural Gas | Induced Draft | True | False | 1 | True | Up |  | None | Condensing | Single-Stage |  | 0.75 | Standard |  | 60000 | 58000 |  |  | 49300 | 254 | 96 | 75 | [8 empty] | Federally-Regulated Consumer Product | 11/29/2016 |  | 06/07/2017
International Comfort Products | Kenmore | G9MXE0601714A** | Natural Gas | Induced Draft | True | False | 1 | True | Horizontal |  | None | Condensing | Single-Stage |  | 0.75 | Standard |  | 60000 | 58000 |  |  | 49300 | 254 | 96 | 75 | [8 empty] | Federally-Regulated Consumer Product | 11/29/2016 |  | 06/07/2017
International Comfort Products | Kenmore | G9MXE1202422A** | LPG | Induced Draft | True | False | 1 | True | Up |  | None | Condensing | Single-Stage |  | 1 | Standard |  | 120000 | 117000 |  |  | 113500 | 990 | 96 | 75 | [8 empty] | Federally-Regulated Consumer Product | 11/29/2016 |  | 06/07/2017
International Comfort Products | Kenmore | G9MXE1202422A** | LPG | Induced Draft | True | False | 1 | True | Horizontal |  | None | Condensing | Single-Stage |  | 1 | Standard |  | 120000 | 117000 |  |  | 113500 | 990 | 96 | 75 | [8 empty] | Federally-Regulated Consumer Product | 11/29/2016 |  | 06/07/2017
International Comfort Products | Kenmore | G9MXE1202422A** | Natural Gas | Induced Draft | True | False | 1 | True | Up |  | None | Condensing | Single-Stage |  | 1 | Standard |  | 120000 | 117000 |  |  | 113500 | 990 | 96 | 75 | [8 empty] | Federally-Regulated Consumer Product | 11/29/2016 |  | 06/07/2017
International Comfort Products | Kenmore | G9MXE1202422A** | Natural Gas | Induced Draft | True | False | 1 | True | Horizontal |  | None | Condensing | Single-Stage |  | 1 | Standard |  | 120000 | 117000 |  |  | 113500 | 990 | 96 | 75 | [8 empty] | Federally-Regulated Consumer Product | 11/29/2016 |  | 06/07/2017
International Comfort Products | Kenmore | G9MXE0801716A** | LPG | Induced Draft | True | False | 1 | True | Up |  | None | Condensing | Single-Stage |  | 0.75 | Standard |  | 80000 | 78000 |  |  | 81900 | 483 | 96 | 75 | [8 empty] | Federally-Regulated Consumer Product | 11/29/2016 |  | 06/07/2017
International Comfort Products | Kenmore | G9MXE0801716A** | LPG | Induced Draft | True | False | 1 | True | Horizontal |  | None | Condensing | Single-Stage |  | 0.75 | Standard |  | 80000 | 78000 |  |  | 81900 | 483 | 96 | 75 | [8 empty] | Federally-Regulated Consumer Product | 11/29/2016 |  | 06/07/2017
International Comfort Products | Kenmore | G9MXE0801716A** | Natural Gas | Induced Draft | True | False | 1 | True | Up |  | None | Condensing | Single-Stage |  | 0.75 | Standard |  | 80000 | 78000 |  |  | 81900 | 483 | 96 | 75 | [8 empty] | Federally-Regulated Consumer Product | 11/29/2016 |  | 06/07/2017
International Comfort Products | Kenmore | G9MXE0801716A** | Natural Gas | Induced Draft | True | False | 1 | True | Horizontal |  | None | Condensing | Single-Stage |  | 0.75 | Standard |  | 80000 | 78000 |  |  | 81900 | 483 | 96 | 75 | [8 empty] | Federally-Regulated Consumer Product | 11/29/2016 |  | 06/07/2017
International Comfort Products | Kenmore | G9MXE0802120A** | LPG | Induced Draft | True | False | 1 | True | Up |  | None | Condensing | Single-Stage |  | 1 | Standard |  | 80000 | 78000 |  |  | 82000 | 444 | 96 | 75 | [8 empty] | Federally-Regulated Consumer Product | 11/29/2016 |  | 06/07/2017
International Comfort Products | Kenmore | G9MXE0802120A** | LPG | Induced Draft | True | False | 1 | True | Horizontal |  | None | Condensing | Single-Stage |  | 1 | Standard |  | 80000 | 78000 |  |  | 82000 | 444 | 96 | 75 | [8 empty] | Federally-Regulated Consumer Product | 11/29/2016 |  | 06/07/2017
International Comfort Products | Kenmore | G9MXE0802120A** | Natural Gas | Induced Draft | True | False | 1 | True | Up |  | None | Condensing | Single-Stage |  | 1 | Standard |  | 80000 | 78000 |  |  | 82000 | 444 | 96 | 75 | [8 empty] | Federally-Regulated Consumer Product | 11/29/2016 |  | 06/07/2017
International Comfort Products | Kenmore | G9MXE0802120A** | Natural Gas | Induced Draft | True | False | 1 | True | Horizontal |  | None | Condensing | Single-Stage |  | 1 | Standard |  | 80000 | 78000 |  |  | 82000 | 444 | 96 | 75 | [8 empty] | Federally-Regulated Consumer Product | 11/29/2016 |  | 06/07/2017
International Comfort Products | Kenmore | G9MXE1002120A** | LPG | Induced Draft | True | False | 1 | True | Up |  | None | Condensing | Single-Stage |  | 1 | Standard |  | 100000 | 97000 |  |  | 98200 | 583 | 96 | 75 | [8 empty] | Federally-Regulated Consumer Product | 11/29/2016 |  | 06/07/2017
International Comfort Products | Kenmore | G9MXE1002120A** | LPG | Induced Draft | True | False | 1 | True | Horizontal |  | None | Condensing | Single-Stage |  | 1 | Standard |  | 100000 | 97000 |  |  | 98200 | 583 | 96 | 75 | [8 empty] | Federally-Regulated Consumer Product | 11/29/2016 |  | 06/07/2017
International Comfort Products | Kenmore | G9MXE1002120A** | Natural Gas | Induced Draft | True | False | 1 | True | Up |  | None | Condensing | Single-Stage |  | 1 | Standard |  | 100000 | 97000 |  |  | 98200 | 583 | 96 | 75 | [8 empty] | Federally-Regulated Consumer Product | 11/29/2016 |  | 06/07/2017
International Comfort Products | Kenmore | G9MXE1002120A** | Natural Gas | Induced Draft | True | False | 1 | True | Horizontal |  | None | Condensing | Single-Stage |  | 1 | Standard |  | 100000 | 97000 |  |  | 98200 | 583 | 96 | 75 | [8 empty] | Federally-Regulated Consumer Product | 11/29/2016 |  | 06/07/2017
International Comfort Products | Kenmore | G9MXE0401712A** | LPG | Induced Draft | True | False | 1 | True | Up |  | None | Condensing | Single-Stage |  | 0.5 | Standard |  | 40000 | 39000 |  |  | 32900 | 176 | 96 | 75 | [8 empty] | Federally-Regulated Consumer Product | 11/29/2016 |  | 06/07/2017
International Comfort Products | Kenmore | G9MXE0401712A** | LPG | Induced Draft | True | False | 1 | True | Horizontal |  | None | Condensing | Single-Stage |  | 0.5 | Standard |  | 40000 | 39000 |  |  | 32900 | 176 | 96 | 75 | [8 empty] | Federally-Regulated Consumer Product | 11/29/2016 |  | 06/07/2017
International Comfort Products | Kenmore | G9MXE0401712A** | Natural Gas | Induced Draft | True | False | 1 | True | Up |  | None | Condensing | Single-Stage |  | 0.5 | Standard |  | 40000 | 39000 |  |  | 32900 | 176 | 96 | 75 | [8 empty] | Federally-Regulated Consumer Product | 11/29/2016 |  | 06/07/2017
International Comfort Products | Kenmore | G9MXE0401712A** | Natural Gas | Induced Draft | True | False | 1 | True | Horizontal |  | None | Condensing | Single-Stage |  | 0.5 | Standard |  | 40000 | 39000 |  |  | 32900 | 176 | 96 | 75 | [8 empty] | Federally-Regulated Consumer Product | 11/29/2016 |  | 06/07/2017
International Comfort Products | Kenmore | G9MXE0601412A** | LPG | Induced Draft | True | False | 1 | True | Up |  | None | Condensing | Single-Stage |  | 0.5 | Standard |  | 60000 | 58000 |  |  | 49400 | 307 | 95.5 | 75 | [8 empty] | Federally-Regulated Consumer Product | 11/29/2016 |  | 06/07/2017
International Comfort Products | Kenmore | G9MXE0601412A** | LPG | Induced Draft | True | False | 1 | True | Horizontal |  | None | Condensing | Single-Stage |  | 0.5 | Standard |  | 60000 | 58000 |  |  | 49400 | 307 | 95.5 | 75 | [8 empty] | Federally-Regulated Consumer Product | 11/29/2016 |  | 06/07/2017
International Comfort Products | Kenmore | G9MXE0601412A** | Natural Gas | Induced Draft | True | False | 1 | True | Up |  | None | Condensing | Single-Stage |  | 0.5 | Standard |  | 60000 | 58000 |  |  | 49400 | 307 | 95.5 | 75 | [8 empty] | Federally-Regulated Consumer Product | 11/29/2016 |  | 06/07/2017
International Comfort Products | Kenmore | G9MXE0601412A** | Natural Gas | Induced Draft | True | False | 1 | True | Horizontal |  | None | Condensing | Single-Stage |  | 0.5 | Standard |  | 60000 | 58000 |  |  | 49400 | 307 | 95.5 | 75 | [8 empty] | Federally-Regulated Consumer Product | 11/29/2016 |  | 06/07/2017
International Comfort Products | Kenmore | G9MXE0401410A**D | LPG | Induced Draft | True | False | 1 | True | Down |  | None | Condensing | Single-Stage |  | 0.5 | Standard |  | 40000 | 39000 |  |  | 33200 | 188 | 95 | 75 | [8 empty] | Federally-Regulated Consumer Product | 11/29/2016 |  | 06/07/2017
International Comfort Products | Kenmore | G9MXE0401410A**D | Natural Gas | Induced Draft | True | False | 1 | True | Down |  | None | Condensing | Single-Stage |  | 0.5 | Standard |  | 40000 | 39000 |  |  | 33200 | 188 | 95 | 75 | [8 empty] | Federally-Regulated Consumer Product | 11/29/2016 |  | 06/07/2017
International Comfort Products | Kenmore | G9MXE0401712A**D | LPG | Induced Draft | True | False | 1 | True | Down |  | None | Condensing | Single-Stage |  | 0.5 | Standard |  | 40000 | 39000 |  |  | 33200 | 183 | 95 | 75 | [8 empty] | Federally-Regulated Consumer Product | 11/29/2016 |  | 06/07/2017
International Comfort Products | Kenmore | G9MXE0401712A**D | Natural Gas | Induced Draft | True | False | 1 | True | Down |  | None | Condensing | Single-Stage |  | 0.5 | Standard |  | 40000 | 39000 |  |  | 33200 | 183 | 95 | 75 | [8 empty] | Federally-Regulated Consumer Product | 11/29/2016 |  | 06/07/2017
International Comfort Products | Kenmore | G9MXE0601412A**D | LPG | Induced Draft | True | False | 1 | True | Down |  | None | Condensing | Single-Stage |  | 0.5 | Standard |  | 60000 | 58000 |  |  | 49500 | 344 | 95 | 75 | [8 empty] | Federally-Regulated Consumer Product | 11/29/2016 |  | 06/07/2017
International Comfort Products | Kenmore | G9MXE0601412A**D | Natural Gas | Induced Draft | True | False | 1 | True | Down |  | None | Condensing | Single-Stage |  | 0.5 | Standard |  | 60000 | 58000 |  |  | 49500 | 344 | 95 | 75 | [8 empty] | Federally-Regulated Consumer Product | 11/29/2016 |  | 06/07/2017
International Comfort Products | Kenmore | G9MXE0601714A**D | LPG | Induced Draft | True | False | 1 | True | Down |  | None | Condensing | Single-Stage |  | 0.75 | Standard |  | 60000 | 58000 |  |  | 49800 | 263 | 95 | 75 | [8 empty] | Federally-Regulated Consumer Product | 11/29/2016 |  | 06/07/2017
International Comfort Products | Kenmore | G9MXE0601714A**D | Natural Gas | Induced Draft | True | False | 1 | True | Down |  | None | Condensing | Single-Stage |  | 0.75 | Standard |  | 60000 | 58000 |  |  | 49800 | 263 | 95 | 75 | [8 empty] | Federally-Regulated Consumer Product | 11/29/2016 |  | 06/07/2017
International Comfort Products | Kenmore | G9MXE0801716A**D | LPG | Induced Draft | True | False | 1 | True | Down |  | None | Condensing | Single-Stage |  | 0.75 | Standard |  | 80000 | 78000 |  |  | 82500 | 558 | 95 | 75 | [8 empty] | Federally-Regulated Consumer Product | 11/29/2016 |  | 06/07/2017
International Comfort Products | Kenmore | G9MXE0801716A**D | Natural Gas | Induced Draft | True | False | 1 | True | Down |  | None | Condensing | Single-Stage |  | 0.75 | Standard |  | 80000 | 78000 |  |  | 82500 | 558 | 95 | 75 | [8 empty] | Federally-Regulated Consumer Product | 11/29/2016 |  | 06/07/2017
International Comfort Products | Kenmore | G9MXE0802120A**D | LPG | Induced Draft | True | False | 1 | True | Down |  | None | Condensing | Single-Stage |  | 1 | Standard |  | 80000 | 78000 |  |  | 83000 | 418 | 95 | 75 | [8 empty] | Federally-Regulated Consumer Product | 11/29/2016 |  | 06/07/2017
International Comfort Products | Kenmore | G9MXE0802120A**D | Natural Gas | Induced Draft | True | False | 1 | True | Down |  | None | Condensing | Single-Stage |  | 1 | Standard |  | 80000 | 78000 |  |  | 83000 | 418 | 95 | 75 | [8 empty] | Federally-Regulated Consumer Product | 11/29/2016 |  | 06/07/2017
International Comfort Products | Kenmore | G9MXE1002120A**D | LPG | Induced Draft | True | False | 1 | True | Down |  | None | Condensing | Single-Stage |  | 1 | Standard |  | 100000 | 97000 |  |  | 99200 | 614 | 95 | 75 | [8 empty] | Federally-Regulated Consumer Product | 02/14/2017 |  | 06/07/2017
International Comfort Products | Kenmore | G9MXE1002120A**D | Natural Gas | Induced Draft | True | False | 1 | True | Down |  | None | Condensing | Single-Stage |  | 1 | Standard |  | 100000 | 97000 |  |  | 99200 | 614 | 95 | 75 | [8 empty] | Federally-Regulated Consumer Product | 02/14/2017 |  | 06/07/2017
International Comfort Products | Kenmore | G9MXE1202422A**D | LPG | Induced Draft | True | False | 1 | True | Down |  | None | Condensing | Single-Stage |  | 1 | Standard |  | 120000 | 116000 |  |  | 114500 | 1047 | 95 | 75 | [8 empty] | Federally-Regulated Consumer Product | 11/29/2016 |  | 06/07/2017
International Comfort Products | Kenmore | G9MXE1202422A**D | Natural Gas | Induced Draft | True | False | 1 | True | Down |  | None | Condensing | Single-Stage |  | 1 | Standard |  | 120000 | 116000 |  |  | 114500 | 1047 | 95 | 75 | [8 empty] | Federally-Regulated Consumer Product | 11/29/2016 |  | 06/07/2017
International Comfort Products | Kenmore | N9MSB0801716B** | LPG | Induced Draft | True | False | 1 | True | Up |  | None | Condensing | Single-Stage |  | 0.5 | Standard |  | 80000 | 75000 |  |  | 66800 | 798 | 92.1 | 75 | [8 empty] | Federally-Regulated Consumer Product | 11/29/2016 |  | 06/07/2017
International Comfort Products | Kenmore | N9MSB0801716B** | LPG | Induced Draft | True | False | 1 | True | Down |  | None | Condensing | Single-Stage |  | 0.5 | Standard |  | 80000 | 75000 |  |  | 66800 | 798 | 92.1 | 75 | [8 empty] | Federally-Regulated Consumer Product | 11/29/2016 |  | 06/07/2017
International Comfort Products | Kenmore | N9MSB0801716B** | LPG | Induced Draft | True | False | 1 | True | Horizontal |  | None | Condensing | Single-Stage |  | 0.5 | Standard |  | 80000 | 75000 |  |  | 66800 | 798 | 92.1 | 75 | [8 empty] | Federally-Regulated Consumer Product | 11/29/2016 |  | 06/07/2017
International Comfort Products | Kenmore | N9MSB0801716B** | Natural Gas | Induced Draft | True | False | 1 | True | Up |  | None | Condensing | Single-Stage |  | 0.5 | Standard |  | 80000 | 75000 |  |  | 66800 | 798 | 92.1 | 75 | [8 empty] | Federally-Regulated Consumer Product | 11/29/2016 |  | 06/07/2017
International Comfort Products | Kenmore | N9MSB0801716B** | Natural Gas | Induced Draft | True | False | 1 | True | Down |  | None | Condensing | Single-Stage |  | 0.5 | Standard |  | 80000 | 75000 |  |  | 66800 | 798 | 92.1 | 75 | [8 empty] | Federally-Regulated Consumer Product | 11/29/2016 |  | 06/07/2017
International Comfort Products | Kenmore | N9MSB0801716B** | Natural Gas | Induced Draft | True | False | 1 | True | Horizontal |  | None | Condensing | Single-Stage |  | 0.5 | Standard |  | 80000 | 75000 |  |  | 66800 | 798 | 92.1 | 75 | [8 empty] | Federally-Regulated Consumer Product | 11/29/2016 |  | 06/07/2017
International Comfort Products | Kenmore | N9MSB0401410C** | LPG | Induced Draft | True | False | 1 | True | Up |  | None | Condensing | Single-Stage |  | 0.33 | Standard |  | 40000 | 37000 |  |  | 33700 | 341 | 92.1 | 75 | [8 empty] | Federally-Regulated Consumer Product | 11/29/2016 |  | 06/07/2017
International Comfort Products | Kenmore | N9MSB0401410C** | LPG | Induced Draft | True | False | 1 | True | Down |  | None | Condensing | Single-Stage |  | 0.33 | Standard |  | 40000 | 37000 |  |  | 33700 | 341 | 92.1 | 75 | [8 empty] | Federally-Regulated Consumer Product | 11/29/2016 |  | 06/07/2017
International Comfort Products | Kenmore | N9MSB0401410C** | LPG | Induced Draft | True | False | 1 | True | Horizontal |  | None | Condensing | Single-Stage |  | 0.33 | Standard |  | 40000 | 37000 |  |  | 33700 | 341 | 92.1 | 75 | [8 empty] | Federally-Regulated Consumer Product | 11/29/2016 |  | 06/07/2017
International Comfort Products | Kenmore | N9MSB0401410C** | Natural Gas | Induced Draft | True | False | 1 | True | Up |  | None | Condensing | Single-Stage |  | 0.33 | Standard |  | 40000 | 37000 |  |  | 33700 | 341 | 92.1 | 75 | [8 empty] | Federally-Regulated Consumer Product | 11/29/2016 |  | 06/07/2017
International Comfort Products | Kenmore | N9MSB0401410C** | Natural Gas | Induced Draft | True | False | 1 | True | Down |  | None | Condensing | Single-Stage |  | 0.33 | Standard |  | 40000 | 37000 |  |  | 33700 | 341 | 92.1 | 75 | [8 empty] | Federally-Regulated Consumer Product | 11/29/2016 |  | 06/07/2017
International Comfort Products | Kenmore | N9MSB0401410C** | Natural Gas | Induced Draft | True | False | 1 | True | Horizontal |  | None | Condensing | Single-Stage |  | 0.33 | Standard |  | 40000 | 37000 |  |  | 33700 | 341 | 92.1 | 75 | [8 empty] | Federally-Regulated Consumer Product | 11/29/2016 |  | 06/07/2017
International Comfort Products | Kenmore | N9MSB0401712C** | LPG | Induced Draft | True | False | 1 | True | Up |  | None | Condensing | Single-Stage |  | 0.5 | Standard |  | 40000 | 37000 |  |  | 33500 | 383 | 92.1 | 75 | [8 empty] | Federally-Regulated Consumer Product | 11/29/2016 |  | 06/07/2017
International Comfort Products | Kenmore | N9MSB0401712C** | LPG | Induced Draft | True | False | 1 | True | Down |  | None | Condensing | Single-Stage |  | 0.5 | Standard |  | 40000 | 37000 |  |  | 33500 | 383 | 92.1 | 75 | [8 empty] | Federally-Regulated Consumer Product | 11/29/2016 |  | 06/07/2017
International Comfort Products | Kenmore | N9MSB0401712C** | LPG | Induced Draft | True | False | 1 | True | Horizontal |  | None | Condensing | Single-Stage |  | 0.5 | Standard |  | 40000 | 37000 |  |  | 33500 | 383 | 92.1 | 75 | [8 empty] | Federally-Regulated Consumer Product | 11/29/2016 |  | 06/07/2017
International Comfort Products | Kenmore | N9MSB0401712C** | Natural Gas | Induced Draft | True | False | 1 | True | Up |  | None | Condensing | Single-Stage |  | 0.5 | Standard |  | 40000 | 37000 |  |  | 33500 | 383 | 92.1 | 75 | [8 empty] | Federally-Regulated Consumer Product | 11/29/2016 |  | 06/07/2017
International Comfort Products | Kenmore | N9MSB0401712C** | Natural Gas | Induced Draft | True | False | 1 | True | Down |  | None | Condensing | Single-Stage |  | 0.5 | Standard |  | 40000 | 37000 |  |  | 33500 | 383 | 92.1 | 75 | [8 empty] | Federally-Regulated Consumer Product | 11/29/2016 |  | 06/07/2017
International Comfort Products | Kenmore | N9MSB0401712C** | Natural Gas | Induced Draft | True | False | 1 | True | Horizontal |  | None | Condensing | Single-Stage |  | 0.5 | Standard |  | 40000 | 37000 |  |  | 33500 | 383 | 92.1 | 75 | [8 empty] | Federally-Regulated Consumer Product | 11/29/2016 |  | 06/07/2017
International Comfort Products | Kenmore | N9MSB0601412C** | LPG | Induced Draft | True | False | 1 | True | Up |  | None | Condensing | Single-Stage |  | 0.33 | Standard |  | 60000 | 56000 |  |  | 50600 | 481 | 92.1 | 75 | [8 empty] | Federally-Regulated Consumer Product | 11/29/2016 |  | 06/07/2017
International Comfort Products | Kenmore | N9MSB0601412C** | LPG | Induced Draft | True | False | 1 | True | Down |  | None | Condensing | Single-Stage |  | 0.33 | Standard |  | 60000 | 56000 |  |  | 50600 | 481 | 92.1 | 75 | [8 empty] | Federally-Regulated Consumer Product | 11/29/2016 |  | 06/07/2017
International Comfort Products | Kenmore | N9MSB0601412C** | LPG | Induced Draft | True | False | 1 | True | Horizontal |  | None | Condensing | Single-Stage |  | 0.33 | Standard |  | 60000 | 56000 |  |  | 50600 | 481 | 92.1 | 75 | [8 empty] | Federally-Regulated Consumer Product | 11/29/2016 |  | 06/07/2017
International Comfort Products | Kenmore | N9MSB0601412C** | Natural Gas | Induced Draft | True | False | 1 | True | Up |  | None | Condensing | Single-Stage |  | 0.33 | Standard |  | 60000 | 56000 |  |  | 50600 | 481 | 92.1 | 75 | [8 empty] | Federally-Regulated Consumer Product | 11/29/2016 |  | 06/07/2017
International Comfort Products | Kenmore | N9MSB0601412C** | Natural Gas | Induced Draft | True | False | 1 | True | Down |  | None | Condensing | Single-Stage |  | 0.33 | Standard |  | 60000 | 56000 |  |  | 50600 | 481 | 92.1 | 75 | [8 empty] | Federally-Regulated Consumer Product | 11/29/2016 |  | 06/07/2017
International Comfort Products | Kenmore | N9MSB0601412C** | Natural Gas | Induced Draft | True | False | 1 | True | Horizontal |  | None | Condensing | Single-Stage |  | 0.33 | Standard |  | 60000 | 56000 |  |  | 50600 | 481 | 92.1 | 75 | [8 empty] | Federally-Regulated Consumer Product | 11/29/2016 |  | 06/07/2017
International Comfort Products | Kenmore | N9MSB0601716C** | LPG | Induced Draft | True | False | 1 | True | Up |  | None | Condensing | Single-Stage |  | 0.5 | Standard |  | 60000 | 56000 |  |  | 50100 | 605 | 92.1 | 75 | [8 empty] | Federally-Regulated Consumer Product | 11/29/2016 |  | 06/07/2017
International Comfort Products | Kenmore | N9MSB0601716C** | LPG | Induced Draft | True | False | 1 | True | Down |  | None | Condensing | Single-Stage |  | 0.5 | Standard |  | 60000 | 56000 |  |  | 50100 | 605 | 92.1 | 75 | [8 empty] | Federally-Regulated Consumer Product | 11/29/2016 |  | 06/07/2017
International Comfort Products | Kenmore | N9MSB0601716C** | LPG | Induced Draft | True | False | 1 | True | Horizontal |  | None | Condensing | Single-Stage |  | 0.5 | Standard |  | 60000 | 56000 |  |  | 50100 | 605 | 92.1 | 75 | [8 empty] | Federally-Regulated Consumer Product | 11/29/2016 |  | 06/07/2017
International Comfort Products | Kenmore | N9MSB0601716C** | Natural Gas | Induced Draft | True | False | 1 | True | Up |  | None | Condensing | Single-Stage |  | 0.5 | Standard |  | 60000 | 56000 |  |  | 50100 | 605 | 92.1 | 75 | [8 empty] | Federally-Regulated Consumer Product | 11/29/2016 |  | 06/07/2017
International Comfort Products | Kenmore | N9MSB0601716C** | Natural Gas | Induced Draft | True | False | 1 | True | Down |  | None | Condensing | Single-Stage |  | 0.5 | Standard |  | 60000 | 56000 |  |  | 50100 | 605 | 92.1 | 75 | [8 empty] | Federally-Regulated Consumer Product | 11/29/2016 |  | 06/07/2017
International Comfort Products | Kenmore | N9MSB0601716C** | Natural Gas | Induced Draft | True | False | 1 | True | Horizontal |  | None | Condensing | Single-Stage |  | 0.5 | Standard |  | 60000 | 56000 |  |  | 50100 | 605 | 92.1 | 75 | [8 empty] | Federally-Regulated Consumer Product | 11/29/2016 |  | 06/07/2017
International Comfort Products | Kenmore | N9MSB0802120C** | LPG | Induced Draft | True | False | 1 | True | Up |  | None | Condensing | Single-Stage |  | 0.75 | Standard |  | 80000 | 75000 |  |  | 66900 | 775 | 92.1 | 75 | [8 empty] | Federally-Regulated Consumer Product | 11/29/2016 |  | 06/07/2017
International Comfort Products | Kenmore | N9MSB0802120C** | LPG | Induced Draft | True | False | 1 | True | Down |  | None | Condensing | Single-Stage |  | 0.75 | Standard |  | 80000 | 75000 |  |  | 66900 | 775 | 92.1 | 75 | [8 empty] | Federally-Regulated Consumer Product | 11/29/2016 |  | 06/07/2017
International Comfort Products | Kenmore | N9MSB0802120C** | LPG | Induced Draft | True | False | 1 | True | Horizontal |  | None | Condensing | Single-Stage |  | 0.75 | Standard |  | 80000 | 75000 |  |  | 66900 | 775 | 92.1 | 75 | [8 empty] | Federally-Regulated Consumer Product | 11/29/2016 |  | 06/07/2017
International Comfort Products | Kenmore | N9MSB0802120C** | Natural Gas | Induced Draft | True | False | 1 | True | Up |  | None | Condensing | Single-Stage |  | 0.75 | Standard |  | 80000 | 75000 |  |  | 66900 | 775 | 92.1 | 75 | [8 empty] | Federally-Regulated Consumer Product | 11/29/2016 |  | 06/07/2017
International Comfort Products | Kenmore | N9MSB0802120C** | Natural Gas | Induced Draft | True | False | 1 | True | Down |  | None | Condensing | Single-Stage |  | 0.75 | Standard |  | 80000 | 75000 |  |  | 66900 | 775 | 92.1 | 75 | [8 empty] | Federally-Regulated Consumer Product | 11/29/2016 |  | 06/07/2017
International Comfort Products | Kenmore | N9MSB0802120C** | Natural Gas | Induced Draft | True | False | 1 | True | Horizontal |  | None | Condensing | Single-Stage |  | 0.75 | Standard |  | 80000 | 75000 |  |  | 66900 | 775 | 92.1 | 75 | [8 empty] | Federally-Regulated Consumer Product | 11/29/2016 |  | 06/07/2017
International Comfort Products | Kenmore | N9MSB1002116C** | LPG | Induced Draft | True | False | 1 | True | Up |  | None | Condensing | Single-Stage |  | 0.5 | Standard |  | 100000 | 94000 |  |  | 100900 | 994 | 92.1 | 75 | [8 empty] | Federally-Regulated Consumer Product | 02/14/2017 |  | 06/07/2017
International Comfort Products | Kenmore | N9MSB1002116C** | LPG | Induced Draft | True | False | 1 | True | Down |  | None | Condensing | Single-Stage |  | 0.5 | Standard |  | 100000 | 94000 |  |  | 100900 | 994 | 92.1 | 75 | [8 empty] | Federally-Regulated Consumer Product | 02/14/2017 |  | 06/07/2017
International Comfort Products | Kenmore | N9MSB1002116C** | LPG | Induced Draft | True | False | 1 | True | Horizontal |  | None | Condensing | Single-Stage |  | 0.5 | Standard |  | 100000 | 94000 |  |  | 100900 | 994 | 92.1 | 75 | [8 empty] | Federally-Regulated Consumer Product | 02/14/2017 |  | 06/07/2017
International Comfort Products | Kenmore | N9MSB1002116C** | Natural Gas | Induced Draft | True | False | 1 | True | Up |  | None | Condensing | Single-Stage |  | 0.5 | Standard |  | 100000 | 94000 |  |  | 100900 | 994 | 92.1 | 75 | [8 empty] | Federally-Regulated Consumer Product | 02/14/2017 |  | 06/07/2017
International Comfort Products | Kenmore | N9MSB1002116C** | Natural Gas | Induced Draft | True | False | 1 | True | Down |  | None | Condensing | Single-Stage |  | 0.5 | Standard |  | 100000 | 94000 |  |  | 100900 | 994 | 92.1 | 75 | [8 empty] | Federally-Regulated Consumer Product | 02/14/2017 |  | 06/07/2017
International Comfort Products | Kenmore | N9MSB1002116C** | Natural Gas | Induced Draft | True | False | 1 | True | Horizontal |  | None | Condensing | Single-Stage |  | 0.5 | Standard |  | 100000 | 94000 |  |  | 100900 | 994 | 92.1 | 75 | [8 empty] | Federally-Regulated Consumer Product | 02/14/2017 |  | 06/07/2017
International Comfort Products | Kenmore | N9MSB1002120C** | LPG | Induced Draft | True | False | 1 | True | Up |  | None | Condensing | Single-Stage |  | 0.75 | Standard |  | 100000 | 94000 |  |  | 100800 | 1030 | 92.1 | 75 | [8 empty] | Federally-Regulated Consumer Product | 02/14/2017 |  | 06/07/2017
International Comfort Products | Kenmore | N9MSB1002120C** | LPG | Induced Draft | True | False | 1 | True | Down |  | None | Condensing | Single-Stage |  | 0.75 | Standard |  | 100000 | 94000 |  |  | 100800 | 1030 | 92.1 | 75 | [8 empty] | Federally-Regulated Consumer Product | 02/14/2017 |  | 06/07/2017
International Comfort Products | Kenmore | N9MSB1002120C** | LPG | Induced Draft | True | False | 1 | True | Horizontal |  | None | Condensing | Single-Stage |  | 0.75 | Standard |  | 100000 | 94000 |  |  | 100800 | 1030 | 92.1 | 75 | [8 empty] | Federally-Regulated Consumer Product | 02/14/2017 |  | 06/07/2017
International Comfort Products | Kenmore | N9MSB1002120C** | Natural Gas | Induced Draft | True | False | 1 | True | Up |  | None | Condensing | Single-Stage |  | 0.75 | Standard |  | 100000 | 94000 |  |  | 100800 | 1030 | 92.1 | 75 | [8 empty] | Federally-Regulated Consumer Product | 02/14/2017 |  | 06/07/2017
International Comfort Products | Kenmore | N9MSB1002120C** | Natural Gas | Induced Draft | True | False | 1 | True | Down |  | None | Condensing | Single-Stage |  | 0.75 | Standard |  | 100000 | 94000 |  |  | 100800 | 1030 | 92.1 | 75 | [8 empty] | Federally-Regulated Consumer Product | 02/14/2017 |  | 06/07/2017
International Comfort Products | Kenmore | N9MSB1002120C** | Natural Gas | Induced Draft | True | False | 1 | True | Horizontal |  | None | Condensing | Single-Stage |  | 0.75 | Standard |  | 100000 | 94000 |  |  | 100800 | 1030 | 92.1 | 75 | [8 empty] | Federally-Regulated Consumer Product | 02/14/2017 |  | 06/07/2017
International Comfort Products | Kenmore | N9MSB1202420C** | LPG | Induced Draft | True | False | 1 | True | Up |  | None | Condensing | Single-Stage |  | 0.75 | Standard |  | 120000 | 112000 |  |  | 117400 | 1247 | 92.1 | 75 | [8 empty] | Federally-Regulated Consumer Product | 02/14/2017 |  | 06/07/2017
International Comfort Products | Kenmore | N9MSB1202420C** | LPG | Induced Draft | True | False | 1 | True | Down |  | None | Condensing | Single-Stage |  | 0.75 | Standard |  | 120000 | 112000 |  |  | 117400 | 1247 | 92.1 | 75 | [8 empty] | Federally-Regulated Consumer Product | 02/14/2017 |  | 06/07/2017
International Comfort Products | Kenmore | N9MSB1202420C** | LPG | Induced Draft | True | False | 1 | True | Horizontal |  | None | Condensing | Single-Stage |  | 0.75 | Standard |  | 120000 | 112000 |  |  | 117400 | 1247 | 92.1 | 75 | [8 empty] | Federally-Regulated Consumer Product | 02/14/2017 |  | 06/07/2017
International Comfort Products | Kenmore | N9MSB1202420C** | Natural Gas | Induced Draft | True | False | 1 | True | Up |  | None | Condensing | Single-Stage |  | 0.75 | Standard |  | 120000 | 112000 |  |  | 117400 | 1247 | 92.1 | 75 | [8 empty] | Federally-Regulated Consumer Product | 02/14/2017 |  | 06/07/2017
International Comfort Products | Kenmore | N9MSB1202420C** | Natural Gas | Induced Draft | True | False | 1 | True | Down |  | None | Condensing | Single-Stage |  | 0.75 | Standard |  | 120000 | 112000 |  |  | 117400 | 1247 | 92.1 | 75 | [8 empty] | Federally-Regulated Consumer Product | 02/14/2017 |  | 06/07/2017
International Comfort Products | Kenmore | N9MSB1202420C** | Natural Gas | Induced Draft | True | False | 1 | True | Horizontal |  | None | Condensing | Single-Stage |  | 0.75 | Standard |  | 120000 | 112000 |  |  | 117400 | 1247 | 92.1 | 75 | [8 empty] | Federally-Regulated Consumer Product | 02/14/2017 |  | 06/07/2017
Rheem Sales Company, Inc. | Sure | S95TB0851521MSA | LPG | Induced Draft | True | False | 1 | False | Up |  | None | Condensing | Single-Stage |  | 1 | Premium |  | 84000 | 82000 |  |  | 80600 | 757 | 95 | 78 | [8 empty] | Federally-Regulated Consumer Product | 12/04/2015 |  | 06/08/2017
Rheem Sales Company, Inc. | Sure | S95TB0851521MSA | LPG | Induced Draft | True | False | 1 | False | Down |  | None | Condensing | Single-Stage |  | 1 | Premium |  | 84000 | 82000 |  |  | 80600 | 757 | 95 | 78 | [8 empty] | Federally-Regulated Consumer Product | 12/04/2015 |  | 06/08/2017
Rheem Sales Company, Inc. | Sure | S95TB0851521MSA | LPG | Induced Draft | True | False | 1 | False | Horizontal |  | None | Condensing | Single-Stage |  | 1 | Premium |  | 84000 | 82000 |  |  | 80600 | 757 | 95 | 78 | [8 empty] | Federally-Regulated Consumer Product | 12/04/2015 |  | 06/08/2017
Rheem Sales Company, Inc. | Sure | S95TB0851521MSA | Natural Gas | Induced Draft | True | False | 1 | False | Up |  | None | Condensing | Single-Stage |  | 1 | Premium |  | 84000 | 82000 |  |  | 80600 | 757 | 95 | 78 | [8 empty] | Federally-Regulated Consumer Product | 12/04/2015 |  | 06/08/2017
Rheem Sales Company, Inc. | Sure | S95TB0851521MSA | Natural Gas | Induced Draft | True | False | 1 | False | Down |  | None | Condensing | Single-Stage |  | 1 | Premium |  | 84000 | 82000 |  |  | 80600 | 757 | 95 | 78 | [8 empty] | Federally-Regulated Consumer Product | 12/04/2015 |  | 06/08/2017
Rheem Sales Company, Inc. | Sure | S95TB0851521MSA | Natural Gas | Induced Draft | True | False | 1 | False | Horizontal |  | None | Condensing | Single-Stage |  | 1 | Premium |  | 84000 | 82000 |  |  | 80600 | 757 | 95 | 78 | [8 empty] | Federally-Regulated Consumer Product | 12/04/2015 |  | 06/08/2017
Rheem Sales Company, Inc. | Thermal Zone | TZ95MSX060B30A | LPG | Induced Draft | True | False | 1 | False | Up |  | None | Condensing | Single-Stage |  | 0.5 | Premium |  | 56000 | 54000 |  |  | 49000 | 293 | 95 | 78 | [8 empty] | Federally-Regulated Consumer Product | 11/29/2016 |  | 06/08/2017
Rheem Sales Company, Inc. | Thermal Zone | TZ95MSX060B30A | LPG | Induced Draft | True | False | 1 | False | Down |  | None | Condensing | Single-Stage |  | 0.5 | Premium |  | 56000 | 54000 |  |  | 49000 | 293 | 95 | 78 | [8 empty] | Federally-Regulated Consumer Product | 11/29/2016 |  | 06/08/2017
Rheem Sales Company, Inc. | Thermal Zone | TZ95MSX060B30A | LPG | Induced Draft | True | False | 1 | False | Horizontal |  | None | Condensing | Single-Stage |  | 0.5 | Premium |  | 56000 | 54000 |  |  | 49000 | 293 | 95 | 78 | [8 empty] | Federally-Regulated Consumer Product | 11/29/2016 |  | 06/08/2017
Rheem Sales Company, Inc. | Thermal Zone | TZ95MSX060B30A | Natural Gas | Induced Draft | True | False | 1 | False | Up |  | None | Condensing | Single-Stage |  | 0.5 | Premium |  | 56000 | 54000 |  |  | 49000 | 293 | 95 | 78 | [8 empty] | Federally-Regulated Consumer Product | 11/29/2016 |  | 06/08/2017
Rheem Sales Company, Inc. | Thermal Zone | TZ95MSX060B30A | Natural Gas | Induced Draft | True | False | 1 | False | Down |  | None | Condensing | Single-Stage |  | 0.5 | Premium |  | 56000 | 54000 |  |  | 49000 | 293 | 95 | 78 | [8 empty] | Federally-Regulated Consumer Product | 11/29/2016 |  | 06/08/2017
Rheem Sales Company, Inc. | Thermal Zone | TZ95MSX060B30A | Natural Gas | Induced Draft | True | False | 1 | False | Horizontal |  | None | Condensing | Single-Stage |  | 0.5 | Premium |  | 56000 | 54000 |  |  | 49000 | 293 | 95 | 78 | [8 empty] | Federally-Regulated Consumer Product | 11/29/2016 |  | 06/08/2017
Rheem Sales Company, Inc. | Thermal Zone | TZ95MSX100C50A | LPG | Induced Draft | True | False | 1 | False | Up |  | None | Condensing | Single-Stage |  | 1 | Premium |  | 98000 | 95000 |  |  | 98000 | 824 | 95 | 78 | [8 empty] | Federally-Regulated Consumer Product | 11/29/2016 |  | 06/08/2017
Rheem Sales Company, Inc. | Thermal Zone | TZ95MSX100C50A | LPG | Induced Draft | True | False | 1 | False | Down |  | None | Condensing | Single-Stage |  | 1 | Premium |  | 98000 | 95000 |  |  | 98000 | 824 | 95 | 78 | [8 empty] | Federally-Regulated Consumer Product | 11/29/2016 |  | 06/08/2017
Rheem Sales Company, Inc. | Thermal Zone | TZ95MSX100C50A | LPG | Induced Draft | True | False | 1 | False | Horizontal |  | None | Condensing | Single-Stage |  | 1 | Premium |  | 98000 | 95000 |  |  | 98000 | 824 | 95 | 78 | [8 empty] | Federally-Regulated Consumer Product | 11/29/2016 |  | 06/08/2017
Rheem Sales Company, Inc. | Thermal Zone | TZ95MSX100C50A | Natural Gas | Induced Draft | True | False | 1 | False | Up |  | None | Condensing | Single-Stage |  | 1 | Premium |  | 98000 | 95000 |  |  | 98000 | 824 | 95 | 78 | [8 empty] | Federally-Regulated Consumer Product | 11/29/2016 |  | 06/08/2017
Rheem Sales Company, Inc. | Thermal Zone | TZ95MSX100C50A | Natural Gas | Induced Draft | True | False | 1 | False | Down |  | None | Condensing | Single-Stage |  | 1 | Premium |  | 98000 | 95000 |  |  | 98000 | 824 | 95 | 78 | [8 empty] | Federally-Regulated Consumer Product | 11/29/2016 |  | 06/08/2017
Rheem Sales Company, Inc. | Thermal Zone | TZ95MSX100C50A | Natural Gas | Induced Draft | True | False | 1 | False | Horizontal |  | None | Condensing | Single-Stage |  | 1 | Premium |  | 98000 | 95000 |  |  | 98000 | 824 | 95 | 78 | [8 empty] | Federally-Regulated Consumer Product | 11/29/2016 |  | 06/08/2017
Rheem Sales Company, Inc. | Thermal Zone | TZ95MSX115D50A | LPG | Induced Draft | True | False | 1 | False | Up |  | None | Condensing | Single-Stage |  | 1 | Premium |  | 112000 | 108000 |  |  | 99000 | 561 | 95 | 78 | [8 empty] | Federally-Regulated Consumer Product | 11/29/2016 |  | 06/08/2017
Rheem Sales Company, Inc. | Thermal Zone | TZ95MSX115D50A | LPG | Induced Draft | True | False | 1 | False | Down |  | None | Condensing | Single-Stage |  | 1 | Premium |  | 112000 | 108000 |  |  | 99000 | 561 | 95 | 78 | [8 empty] | Federally-Regulated Consumer Product | 11/29/2016 |  | 06/08/2017
Rheem Sales Company, Inc. | Thermal Zone | TZ95MSX115D50A | LPG | Induced Draft | True | False | 1 | False | Horizontal |  | None | Condensing | Single-Stage |  | 1 | Premium |  | 112000 | 108000 |  |  | 99000 | 561 | 95 | 78 | [8 empty] | Federally-Regulated Consumer Product | 11/29/2016 |  | 06/08/2017
Rheem Sales Company, Inc. | Thermal Zone | TZ95MSX115D50A | Natural Gas | Induced Draft | True | False | 1 | False | Up |  | None | Condensing | Single-Stage |  | 1 | Premium |  | 112000 | 108000 |  |  | 99000 | 561 | 95 | 78 | [8 empty] | Federally-Regulated Consumer Product | 11/29/2016 |  | 06/08/2017
Rheem Sales Company, Inc. | Thermal Zone | TZ95MSX115D50A | Natural Gas | Induced Draft | True | False | 1 | False | Down |  | None | Condensing | Single-Stage |  | 1 | Premium |  | 112000 | 108000 |  |  | 99000 | 561 | 95 | 78 | [8 empty] | Federally-Regulated Consumer Product | 11/29/2016 |  | 06/08/2017
Rheem Sales Company, Inc. | Thermal Zone | TZ95MSX115D50A | Natural Gas | Induced Draft | True | False | 1 | False | Horizontal |  | None | Condensing | Single-Stage |  | 1 | Premium |  | 112000 | 108000 |  |  | 99000 | 561 | 95 | 78 | [8 empty] | Federally-Regulated Consumer Product | 11/29/2016 |  | 06/08/2017
Rheem Sales Company, Inc. | Thermal Zone | TZ95MSX085C50B | LPG | Induced Draft | True | False | 1 | False | Up |  | None | Condensing | Single-Stage |  | 1 | Premium |  | 84000 | 82000 |  |  | 80600 | 757 | 96 | 78 | [8 empty] | Federally-Regulated Consumer Product | 11/29/2016 |  | 06/08/2017
Rheem Sales Company, Inc. | Thermal Zone | TZ95MSX085C50B | LPG | Induced Draft | True | False | 1 | False | Down |  | None | Condensing | Single-Stage |  | 1 | Premium |  | 84000 | 82000 |  |  | 80600 | 757 | 96 | 78 | [8 empty] | Federally-Regulated Consumer Product | 11/29/2016 |  | 06/08/2017
Rheem Sales Company, Inc. | Thermal Zone | TZ95MSX085C50B | LPG | Induced Draft | True | False | 1 | False | Horizontal |  | None | Condensing | Single-Stage |  | 1 | Premium |  | 84000 | 82000 |  |  | 80600 | 757 | 96 | 78 | [8 empty] | Federally-Regulated Consumer Product | 11/29/2016 |  | 06/08/2017
Rheem Sales Company, Inc. | Thermal Zone | TZ95MSX085C50B | Natural Gas | Induced Draft | True | False | 1 | False | Up |  | None | Condensing | Single-Stage |  | 1 | Premium |  | 84000 | 82000 |  |  | 80600 | 757 | 96 | 78 | [8 empty] | Federally-Regulated Consumer Product | 11/29/2016 |  | 06/08/2017
Rheem Sales Company, Inc. | Thermal Zone | TZ95MSX085C50B | Natural Gas | Induced Draft | True | False | 1 | False | Down |  | None | Condensing | Single-Stage |  | 1 | Premium |  | 84000 | 82000 |  |  | 80600 | 757 | 96 | 78 | [8 empty] | Federally-Regulated Consumer Product | 11/29/2016 |  | 06/08/2017
Rheem Sales Company, Inc. | Thermal Zone | TZ95MSX085C50B | Natural Gas | Induced Draft | True | False | 1 | False | Horizontal |  | None | Condensing | Single-Stage |  | 1 | Premium |  | 84000 | 82000 |  |  | 80600 | 757 | 96 | 78 | [8 empty] | Federally-Regulated Consumer Product | 11/29/2016 |  | 06/08/2017
Rheem Sales Company, Inc. | Weatherking | W95TA0601317MSA | LPG | Induced Draft | True | False | 1 | False | Up |  | None | Condensing | Single-Stage |  | 0.5 | Premium |  | 56000 | 54000 |  |  | 49000 | 293 | 95 | 78 | [8 empty] | Federally-Regulated Consumer Product | 08/17/2016 |  | 06/08/2017
Rheem Sales Company, Inc. | Weatherking | W95TA0601317MSA | LPG | Induced Draft | True | False | 1 | False | Down |  | None | Condensing | Single-Stage |  | 0.5 | Premium |  | 56000 | 54000 |  |  | 49000 | 293 | 95 | 78 | [8 empty] | Federally-Regulated Consumer Product | 08/17/2016 |  | 06/08/2017
Rheem Sales Company, Inc. | Weatherking | W95TA0601317MSA | LPG | Induced Draft | True | False | 1 | False | Horizontal |  | None | Condensing | Single-Stage |  | 0.5 | Premium |  | 56000 | 54000 |  |  | 49000 | 293 | 95 | 78 | [8 empty] | Federally-Regulated Consumer Product | 08/17/2016 |  | 06/08/2017
Rheem Sales Company, Inc. | Weatherking | W95TA0601317MSA | Natural Gas | Induced Draft | True | False | 1 | False | Up |  | None | Condensing | Single-Stage |  | 0.5 | Premium |  | 56000 | 54000 |  |  | 49000 | 293 | 95 | 78 | [8 empty] | Federally-Regulated Consumer Product | 08/17/2016 |  | 06/08/2017
Rheem Sales Company, Inc. | Weatherking | W95TA0601317MSA | Natural Gas | Induced Draft | True | False | 1 | False | Down |  | None | Condensing | Single-Stage |  | 0.5 | Premium |  | 56000 | 54000 |  |  | 49000 | 293 | 95 | 78 | [8 empty] | Federally-Regulated Consumer Product | 08/17/2016 |  | 06/08/2017
Rheem Sales Company, Inc. | Weatherking | W95TA0601317MSA | Natural Gas | Induced Draft | True | False | 1 | False | Horizontal |  | None | Condensing | Single-Stage |  | 0.5 | Premium |  | 56000 | 54000 |  |  | 49000 | 293 | 95 | 78 | [8 empty] | Federally-Regulated Consumer Product | 08/17/2016 |  | 06/08/2017
Rheem Sales Company, Inc. | Weatherking | W95TA1001521MSA | LPG | Induced Draft | True | False | 1 | False | Up |  | None | Condensing | Single-Stage |  | 1 | Premium |  | 98000 | 95000 |  |  | 98000 | 824 | 95 | 78 | [8 empty] | Federally-Regulated Consumer Product | 08/17/2016 |  | 06/08/2017
Rheem Sales Company, Inc. | Weatherking | W95TA1001521MSA | LPG | Induced Draft | True | False | 1 | False | Down |  | None | Condensing | Single-Stage |  | 1 | Premium |  | 98000 | 95000 |  |  | 98000 | 824 | 95 | 78 | [8 empty] | Federally-Regulated Consumer Product | 08/17/2016 |  | 06/08/2017
Rheem Sales Company, Inc. | Weatherking | W95TA1001521MSA | LPG | Induced Draft | True | False | 1 | False | Horizontal |  | None | Condensing | Single-Stage |  | 1 | Premium |  | 98000 | 95000 |  |  | 98000 | 824 | 95 | 78 | [8 empty] | Federally-Regulated Consumer Product | 08/17/2016 |  | 06/08/2017
Rheem Sales Company, Inc. | Weatherking | W95TA1001521MSA | Natural Gas | Induced Draft | True | False | 1 | False | Up |  | None | Condensing | Single-Stage |  | 1 | Premium |  | 98000 | 95000 |  |  | 98000 | 824 | 95 | 78 | [8 empty] | Federally-Regulated Consumer Product | 08/17/2016 |  | 06/08/2017
Rheem Sales Company, Inc. | Weatherking | W95TA1001521MSA | Natural Gas | Induced Draft | True | False | 1 | False | Down |  | None | Condensing | Single-Stage |  | 1 | Premium |  | 98000 | 95000 |  |  | 98000 | 824 | 95 | 78 | [8 empty] | Federally-Regulated Consumer Product | 08/17/2016 |  | 06/08/2017
Rheem Sales Company, Inc. | Weatherking | W95TA1001521MSA | Natural Gas | Induced Draft | True | False | 1 | False | Horizontal |  | None | Condensing | Single-Stage |  | 1 | Premium |  | 98000 | 95000 |  |  | 98000 | 824 | 95 | 78 | [8 empty] | Federally-Regulated Consumer Product | 08/17/2016 |  | 06/08/2017
Rheem Sales Company, Inc. | Weatherking | W95TA1151524MSA | LPG | Induced Draft | True | False | 1 | False | Up |  | None | Condensing | Single-Stage |  | 1 | Premium |  | 112000 | 108000 |  |  | 99000 | 561 | 95 | 78 | [8 empty] | Federally-Regulated Consumer Product | 08/17/2016 |  | 06/08/2017
Rheem Sales Company, Inc. | Weatherking | W95TA1151524MSA | LPG | Induced Draft | True | False | 1 | False | Down |  | None | Condensing | Single-Stage |  | 1 | Premium |  | 112000 | 108000 |  |  | 99000 | 561 | 95 | 78 | [8 empty] | Federally-Regulated Consumer Product | 08/17/2016 |  | 06/08/2017
Rheem Sales Company, Inc. | Weatherking | W95TA1151524MSA | LPG | Induced Draft | True | False | 1 | False | Horizontal |  | None | Condensing | Single-Stage |  | 1 | Premium |  | 112000 | 108000 |  |  | 99000 | 561 | 95 | 78 | [8 empty] | Federally-Regulated Consumer Product | 08/17/2016 |  | 06/08/2017
Rheem Sales Company, Inc. | Weatherking | W95TA1151524MSA | Natural Gas | Induced Draft | True | False | 1 | False | Up |  | None | Condensing | Single-Stage |  | 1 | Premium |  | 112000 | 108000 |  |  | 99000 | 561 | 95 | 78 | [8 empty] | Federally-Regulated Consumer Product | 08/17/2016 |  | 06/08/2017
Rheem Sales Company, Inc. | Weatherking | W95TA1151524MSA | Natural Gas | Induced Draft | True | False | 1 | False | Down |  | None | Condensing | Single-Stage |  | 1 | Premium |  | 112000 | 108000 |  |  | 99000 | 561 | 95 | 78 | [8 empty] | Federally-Regulated Consumer Product | 08/17/2016 |  | 06/08/2017
Rheem Sales Company, Inc. | Weatherking | W95TA1151524MSA | Natural Gas | Induced Draft | True | False | 1 | False | Horizontal |  | None | Condensing | Single-Stage |  | 1 | Premium |  | 112000 | 108000 |  |  | 99000 | 561 | 95 | 78 | [8 empty] | Federally-Regulated Consumer Product | 08/17/2016 |  | 06/08/2017
Rheem Sales Company, Inc. | Weatherking | W95TB0851521MSA | LPG | Induced Draft | True | False | 1 | False | Up |  | None | Condensing | Single-Stage |  | 1 | Premium |  | 84000 | 82000 |  |  | 80600 | 757 | 95 | 78 | [8 empty] | Federally-Regulated Consumer Product | 12/04/2015 |  | 06/08/2017
Rheem Sales Company, Inc. | Weatherking | W95TB0851521MSA | LPG | Induced Draft | True | False | 1 | False | Down |  | None | Condensing | Single-Stage |  | 1 | Premium |  | 84000 | 82000 |  |  | 80600 | 757 | 95 | 78 | [8 empty] | Federally-Regulated Consumer Product | 12/04/2015 |  | 06/08/2017
Rheem Sales Company, Inc. | Weatherking | W95TB0851521MSA | LPG | Induced Draft | True | False | 1 | False | Horizontal |  | None | Condensing | Single-Stage |  | 1 | Premium |  | 84000 | 82000 |  |  | 80600 | 757 | 95 | 78 | [8 empty] | Federally-Regulated Consumer Product | 12/04/2015 |  | 06/08/2017
Rheem Sales Company, Inc. | Weatherking | W95TB0851521MSA | Natural Gas | Induced Draft | True | False | 1 | False | Up |  | None | Condensing | Single-Stage |  | 1 | Premium |  | 84000 | 82000 |  |  | 80600 | 757 | 95 | 78 | [8 empty] | Federally-Regulated Consumer Product | 12/04/2015 |  | 06/08/2017
Rheem Sales Company, Inc. | Weatherking | W95TB0851521MSA | Natural Gas | Induced Draft | True | False | 1 | False | Down |  | None | Condensing | Single-Stage |  | 1 | Premium |  | 84000 | 82000 |  |  | 80600 | 757 | 95 | 78 | [8 empty] | Federally-Regulated Consumer Product | 12/04/2015 |  | 06/08/2017
Rheem Sales Company, Inc. | Weatherking | W95TB0851521MSA | Natural Gas | Induced Draft | True | False | 1 | False | Horizontal |  | None | Condensing | Single-Stage |  | 1 | Premium |  | 84000 | 82000 |  |  | 80600 | 757 | 95 | 78 | [8 empty] | Federally-Regulated Consumer Product | 12/04/2015 |  | 06/08/2017
Rheem Sales Company, Inc. | Weatherking | RGPS-10(E,N)AMER | LPG | Induced Draft | True | False | 1 | False | Up |  | None | Non-Condensing | Single-Stage |  | 0.5 | Standard |  | 100000 | 80000 |  |  | 95000 | 1010 | 80 | 78 | [8 empty] | Federally-Regulated Consumer Product | 06/28/2016 |  | 06/08/2017
Rheem Sales Company, Inc. | Weatherking | RGPS-10(E,N)AMER | LPG | Induced Draft | True | False | 1 | False | Horizontal |  | None | Non-Condensing | Single-Stage |  | 0.5 | Standard |  | 100000 | 80000 |  |  | 95000 | 1010 | 80 | 78 | [8 empty] | Federally-Regulated Consumer Product | 06/28/2016 |  | 06/08/2017
Rheem Sales Company, Inc. | Weatherking | RGPS-10(E,N)AMER | Natural Gas | Induced Draft | True | False | 1 | False | Up |  | None | Non-Condensing | Single-Stage |  | 0.5 | Standard |  | 100000 | 80000 |  |  | 95000 | 1010 | 80 | 78 | [8 empty] | Federally-Regulated Consumer Product | 06/28/2016 |  | 06/08/2017
Rheem Sales Company, Inc. | Weatherking | RGPS-10(E,N)AMER | Natural Gas | Induced Draft | True | False | 1 | False | Horizontal |  | None | Non-Condensing | Single-Stage |  | 0.5 | Standard |  | 100000 | 80000 |  |  | 95000 | 1010 | 80 | 78 | [8 empty] | Federally-Regulated Consumer Product | 06/28/2016 |  | 06/08/2017
Trane U.S. Inc. | Trane | SXHL*60(E,F,4,5)0 | LPG | Power | False | True | 3 | False | Down |  | None | Non-Condensing | Step Modulating |  | 0 | Premium |  | 1400000 | 1120000 | [6 empty] | 80 | 80 | [6 empty] | Federally-Regulated Commercial & Industrial Equipment | 02/24/2016 |  | 06/08/2017
Trane U.S. Inc. | Trane | SXHL*60(E,F,4,5)0 | Natural Gas | Power | False | True | 3 | False | Down |  | None | Non-Condensing | Step Modulating |  | 0 | Premium |  | 1400000 | 1120000 | [6 empty] | 80 | 80 | [6 empty] | Federally-Regulated Commercial & Industrial Equipment | 02/24/2016 |  | 06/08/2017
Trane U.S. Inc. | Trane | YHC120E(3, 4, W)*(H,Z)* | LPG | Induced Draft | False | True | 3 | False | Down |  | None | Non-Condensing | Two-Stage Modulating |  | 3.75 | Standard |  | 250000 | 200000 | [6 empty] | 81 | 80 | [6 empty] | Federally-Regulated Commercial & Industrial Equipment | 05/24/2016 |  | 06/08/2017
Trane U.S. Inc. | Trane | YHC120E(3, 4, W)*(H,Z)* | LPG | Induced Draft | False | True | 3 | False | Horizontal |  | None | Non-Condensing | Two-Stage Modulating |  | 3.75 | Standard |  | 250000 | 200000 | [6 empty] | 81 | 80 | [6 empty] | Federally-Regulated Commercial & Industrial Equipment | 05/24/2016 |  | 06/08/2017
Johnson Controls, Inc. | CHAMPION HEATING AND COOLING | TM9M100C20MP12 | LPG | Induced Draft | True | False | 1 | False | Up |  | None | Condensing | Step Modulating |  | 1 | Standard |  | 100000 | 97000 |  |  | 93900 | 1231 | 97 | 78 | [8 empty] | Federally-Regulated Consumer Product | 04/27/2016 |  | 06/08/2017
Johnson Controls, Inc. | CHAMPION HEATING AND COOLING | TM9M100C20MP12 | LPG | Induced Draft | True | False | 1 | False | Down |  | None | Condensing | Step Modulating |  | 1 | Standard |  | 100000 | 97000 |  |  | 93900 | 1231 | 97 | 78 | [8 empty] | Federally-Regulated Consumer Product | 04/27/2016 |  | 06/08/2017
Johnson Controls, Inc. | CHAMPION HEATING AND COOLING | TM9M100C20MP12 | LPG | Induced Draft | True | False | 1 | False | Horizontal |  | None | Condensing | Step Modulating |  | 1 | Standard |  | 100000 | 97000 |  |  | 93900 | 1231 | 97 | 78 | [8 empty] | Federally-Regulated Consumer Product | 04/27/2016 |  | 06/08/2017
Johnson Controls, Inc. | CHAMPION HEATING AND COOLING | TM9M100C20MP12 | Natural Gas | Induced Draft | True | False | 1 | False | Up |  | None | Condensing | Step Modulating |  | 1 | Standard |  | 100000 | 97000 |  |  | 93900 | 1231 | 97 | 78 | [8 empty] | Federally-Regulated Consumer Product | 04/27/2016 |  | 06/08/2017
Johnson Controls, Inc. | CHAMPION HEATING AND COOLING | TM9M100C20MP12 | Natural Gas | Induced Draft | True | False | 1 | False | Down |  | None | Condensing | Step Modulating |  | 1 | Standard |  | 100000 | 97000 |  |  | 93900 | 1231 | 97 | 78 | [8 empty] | Federally-Regulated Consumer Product | 04/27/2016 |  | 06/08/2017
Johnson Controls, Inc. | CHAMPION HEATING AND COOLING | TM9M100C20MP12 | Natural Gas | Induced Draft | True | False | 1 | False | Horizontal |  | None | Condensing | Step Modulating |  | 1 | Standard |  | 100000 | 97000 |  |  | 93900 | 1231 | 97 | 78 | [8 empty] | Federally-Regulated Consumer Product | 04/27/2016 |  | 06/08/2017
Lennox | Allied Air | A80UH1D090B12-* | LPG | Induced Draft | False | False | 1 | False | Up |  | None | Non-Condensing | Single-Stage |  | 0.33 | Standard |  | 88000 | 71000 |  |  | 76700 | 856 | 80 | 78 | [8 empty] | Federally-Regulated Consumer Product | 06/22/2017 |  | 06/22/2017
Lennox | Lennox | G43UF-48C-090-** | Natural Gas | Induced Draft | False | False | 1 | False | Up |  | None | Condensing | Single-Stage |  | 0.5 | Standard |  | 88000 | 83000 |  |  | 84500 | 820 | 92.1 | 78 | [8 empty] | Federally-Regulated Consumer Product | 06/22/2017 |  | 06/22/2017
Lennox | Lennox | ML180UH070XP36A-* | Natural Gas | Induced Draft | False | False | 1 | False | Horizontal |  | None | Non-Condensing | Single-Stage |  | 0.33 | Standard |  | 66000 | 54000 |  |  | 57400 | 698 | 80 | 78 | [8 empty] | Federally-Regulated Consumer Product | 06/22/2017 |  | 06/22/2017
Lennox | Lennox | G43UF-24B-045-** | LPG | Induced Draft | False | False | 1 | False | Up |  | None | Condensing | Single-Stage |  | 0.2 | Standard |  | 44000 | 41000 |  |  | 33600 | 455 | 92.1 | 78 | [8 empty] | Federally-Regulated Consumer Product | 06/22/2017 |  | 06/22/2017
Lennox | Allied Air | 80G1UH135DE20-* | LPG | Induced Draft | False | False | 1 | False | Horizontal |  | None | Non-Condensing | Single-Stage |  | 1 | Standard |  | 132000 | 107000 |  |  | 117000 | 797 | 80 | 78 | [8 empty] | Federally-Regulated Consumer Product | 06/22/2017 |  | 06/22/2017
Lennox | Lennox | EL280UH070P24A-* | Natural Gas | Induced Draft | False | False | 1 | False | Horizontal |  | None | Non-Condensing | Two-Stage Modulating |  | 0.2 | Standard |  | 66000 | 52000 |  |  | 56600 | 551 | 80 | 78 | [8 empty] | Federally-Regulated Consumer Product | 06/22/2017 |  | 06/22/2017
Lennox | Lennox | KGA048**BZ** | LPG | Induced Draft | False | True | 1 | False | Horizontal | None | None | Non-Condensing | Single-Stage | Single-Speed | 1.5 | Standard |  | 150000 | 120000 |  |  | 136300 | 952 | 80 | 78 | [8 empty] | Federally-Regulated Consumer Product | 06/22/2017 |  | 06/22/2017
Lennox | Lennox | G60UH-36A-070-** | LPG | Induced Draft | False | False | 1 | False | Up | None | None | Non-Condensing | Two-Stage Modulating |  | 0.33 | Standard |  | 66000 | 54000 |  |  | 56000 | 780 | 80 | 78 | [8 empty] | Federally-Regulated Consumer Product | 06/22/2017 |  | 06/22/2017
Lennox | Lennox | G51MP-36B-070-** | LPG | Induced Draft | False | False | 1 | False | Down |  | None | Condensing | Single-Stage |  | 0.33 | Standard |  | 66000 | 62000 |  |  | 67500 | 700 | 92.1 | 78 | [8 empty] | Federally-Regulated Consumer Product | 06/22/2017 |  | 06/22/2017
Lennox | Lennox | ML195UH090XP60C-* | LPG | Induced Draft | False | False | 1 | False | Horizontal |  | None | Condensing | Single-Stage |  | 1 | Standard |  | 88000 | 86000 |  |  | 81100 | 1008 | 95 | 78 | [8 empty] | Federally-Regulated Consumer Product | 06/22/2017 |  | 06/22/2017
Lennox | Lennox | KGA048**DM** | LPG | Induced Draft | False | True | 1 | False | Down | None | None | Non-Condensing | Single-Stage | Single-Speed | 0.5 | Standard |  | 105000 | 84000 |  |  | 97400 | 689 | 80 | 78 | [8 empty] | Federally-Regulated Consumer Product | 06/22/2017 |  | 06/22/2017
Lennox | Allied Air | A80US2V07012-* | Natural Gas | Induced Draft | False | False | 1 | False | Horizontal |  | None | Non-Condensing | Two-Stage Modulating |  | 0.5 | Standard |  | 66000 | 52000 |  |  | 58800 | 195 | 80 | 78 | [8 empty] | Federally-Regulated Consumer Product | 06/22/2017 |  | 06/22/2017
Lennox | Lennox | G50UH-60C-110-** | Natural Gas | Induced Draft | False | False | 1 | False | Up | None | None | Non-Condensing | Single-Stage |  | 1 | Standard |  | 110000 | 89000 |  |  | 95400 | 1206 | 80 | 78 | [8 empty] | Federally-Regulated Consumer Product | 06/22/2017 |  | 06/22/2017
Lennox | Allied Air | 95G1UH090CE16-* | LPG | Induced Draft | False | False | 1 | False | Up |  | None | Condensing | Single-Stage |  | 0.75 | Standard |  | 88000 | 85000 |  |  | 83000 | 493 | 95 | 78 | [8 empty] | Federally-Regulated Consumer Product | 06/22/2017 |  | 06/22/2017
Lennox | Lennox | G51MP-36C-090-** | LPG | Induced Draft | False | False | 1 | False | Down |  | None | Condensing | Single-Stage |  | 0.33 | Standard |  | 88000 | 82000 |  |  | 84100 | 895 | 92.1 | 78 | [8 empty] | Federally-Regulated Consumer Product | 06/22/2017 |  | 06/22/2017
Lennox | Lennox | G40DF-60D-135-* | Natural Gas | Induced Draft | False | False | 1 | False | Down |  | None | Non-Condensing | Single-Stage |  | 1 | Standard |  | 132000 | 108000 |  |  | 115900 | 1099 | 80 | 78 | [8 empty] | Federally-Regulated Consumer Product | 06/22/2017 |  | 06/22/2017
Lennox | Armstrong | 235GRTC240CL | Natural Gas | No Match | False | True | 3 | False | Down | No Match | No Match | Non-Condensing | No Match | No Match |  | No Match |  | 235000 | 188000 |  |  | 198174 | 3361 |  |  | 80 | 80 |  |  |  |  | 80 | 0 | Federally-Regulated Commercial & Industrial Equipment | 06/22/2017 |  | 06/22/2017
Lennox | Lennox | G60UHV-60D-135-** | LPG | Induced Draft | False | False | 1 | False | Up |  | None | Non-Condensing | Two-Stage Modulating |  | 1 | Standard |  | 132000 | 108000 |  |  | 115000 | 547 | 80 | 78 | [8 empty] | Federally-Regulated Consumer Product | 06/22/2017 |  | 06/22/2017
Lennox | Lennox | KGA048**DT** | LPG | Induced Draft | False | True | 1 | False | Down | None | None | Non-Condensing | Single-Stage | Single-Speed | 0.5 | Standard |  | 150000 | 120000 |  |  | 137000 | 789 | 80 | 78 | [8 empty] | Federally-Regulated Consumer Product | 06/22/2017 |  | 06/22/2017
Lennox | Lennox | EL180UH045E36A-* | Natural Gas | Induced Draft | False | False | 1 | False | Horizontal |  | None | Non-Condensing | Single-Stage |  | 0.5 | Standard |  | 44000 | 36000 |  |  | 38900 | 337 | 80 | 78 | [8 empty] | Federally-Regulated Consumer Product | 06/22/2017 |  | 06/22/2017
Lennox | Lennox | SL280UH070V36A-* | Natural Gas | Induced Draft | False | False | 1 | False | Horizontal |  | None | Non-Condensing | Two-Stage Modulating |  | 0.5 | Standard |  | 66000 | 52000 |  |  | 58800 | 195 | 80 | 78 | [8 empty] | Federally-Regulated Consumer Product | 06/22/2017 |  | 06/22/2017
Lennox | Allied Air | A80UH1D090B16L-* | Natural Gas | Induced Draft | False | False | 1 | False | Horizontal |  | None | Non-Condensing | Single-Stage |  | 0.5 | Standard |  | 88000 | 71000 |  |  | 76700 | 865 | 80 | 78 | [8 empty] | Federally-Regulated Consumer Product | 06/22/2017 |  | 06/22/2017
Lennox | Lennox | G61MPV-60C-091-** | Natural Gas | Induced Draft | False | False | 1 | False | Down |  | None | Condensing | Two-Stage Modulating |  | 1 | Standard |  | 88000 | 84000 |  |  | 80700 | 840 | 95 | 78 | [8 empty] | Federally-Regulated Consumer Product | 06/22/2017 |  | 06/22/2017
Lennox | Allied Air | 95AF1UH090P12C-* | Natural Gas | Induced Draft | False | False | 1 | False | Horizontal |  | None | Condensing | Single-Stage |  | 0.5 | Standard |  | 88000 | 85000 |  |  | 82100 | 738 | 95 | 78 | [8 empty] | Federally-Regulated Consumer Product | 06/22/2017 |  | 06/22/2017
Lennox | Allied Air | A80DF1E090B16-* | LPG | Induced Draft | False | False | 1 | False | Up |  | None | Non-Condensing | Single-Stage |  | 0.75 | Standard |  | 88000 | 72000 |  |  | 78600 | 423 | 80 | 78 | [8 empty] | Federally-Regulated Consumer Product | 06/22/2017 |  | 06/22/2017
Lennox | Lennox | EL296UH070XV36B-* | Natural Gas | Induced Draft | False | False | 1 | False | Horizontal |  | None | Condensing | Two-Stage Modulating |  | 0.5 | Standard |  | 66000 | 62000 |  |  | 65500 | 279 | 96 | 78 | [8 empty] | Federally-Regulated Consumer Product | 06/22/2017 |  | 06/22/2017
Lennox | Allied Air | 95G1DF110CP20-* | LPG | Induced Draft | False | False | 1 | False | Down |  | None | Condensing | Single-Stage |  | 1 | Standard |  | 110000 | 106000 |  |  | 98200 | 947 | 95 | 78 | [8 empty] | Federally-Regulated Consumer Product | 06/22/2017 |  | 06/22/2017
Lennox | Allied Air | 80G1DF070AE12-* | LPG | Induced Draft | False | False | 1 | False | Horizontal |  | None | Non-Condensing | Single-Stage |  | 0.5 | Standard |  | 66000 | 54000 |  |  | 59100 | 289 | 80 | 78 | [8 empty] | Federally-Regulated Consumer Product | 06/22/2017 |  | 06/22/2017
Lennox | Lennox | KGA048**DH** | Natural Gas | Induced Draft | False | True | 1 | False | Down | None | None | Non-Condensing | Two-Stage Modulating | Single-Speed | 0.5 | Standard |  | 150000 | 120000 |  |  | 134100 | 914 | 80 | 78 | [8 empty] | Federally-Regulated Consumer Product | 06/22/2017 |  | 06/22/2017
Lennox | Lennox | 15GCSXBV-60-138X-230-* | Natural Gas | Induced Draft | False | True | 1 | False | Down |  | None | Non-Condensing | Two-Stage Modulating |  | 0.75 | Standard |  | 138000 | 110000 |  |  | 118500 | 618 | 78 | 78 | [8 empty] | Federally-Regulated Consumer Product | 06/22/2017 |  | 06/22/2017
Lennox | Lennox | G40UH-60C-110-** | Natural Gas | Induced Draft | False | False | 1 | False | Horizontal |  | None | Non-Condensing | Single-Stage |  | 1 | Standard |  | 110000 | 89000 |  |  | 95400 | 1206 | 80 | 78 | [8 empty] | Federally-Regulated Consumer Product | 06/22/2017 |  | 06/22/2017
Lennox | Allied Air | A93UH1D070B08A-* | Natural Gas | Induced Draft | False | False | 1 | False | Horizontal |  | None | Condensing | Single-Stage |  | 0.2 | Standard |  | 66000 | 62000 |  |  | 67200 | 580 | 93 | 78 | [8 empty] | Federally-Regulated Consumer Product | 06/22/2017 |  | 06/22/2017
Lennox | Allied Air | A80UH1D090B12-* | Natural Gas | Induced Draft | False | False | 1 | False | Up |  | None | Non-Condensing | Single-Stage |  | 0.33 | Standard |  | 88000 | 71000 |  |  | 76700 | 856 | 80 | 78 | [8 empty] | Federally-Regulated Consumer Product | 06/22/2017 |  | 06/22/2017
Lennox | Lennox | G50DF-60C-110-** | LPG | Induced Draft | False | False | 1 | False | Down | None | None | Non-Condensing | Single-Stage |  | 1 | Standard |  | 110000 | 90000 |  |  | 96200 | 1029 | 80 | 78 | [8 empty] | Federally-Regulated Consumer Product | 06/22/2017 |  | 06/22/2017
Lennox | Allied Air | 95AF1UH070P12B-* | Natural Gas | Induced Draft | False | False | 1 | False | Horizontal |  | None | Condensing | Single-Stage |  | 0.33 | Standard |  | 66000 | 64000 |  |  | 65800 | 599 | 95 | 78 | [8 empty] | Federally-Regulated Consumer Product | 06/22/2017 |  | 06/22/2017
Lennox | Allied Air | 95G1UH090CP12-* | Natural Gas | Induced Draft | False | False | 1 | False | Up |  | None | Condensing | Single-Stage |  | 0.5 | Standard |  | 88000 | 85000 |  |  | 82100 | 738 | 95 | 78 | [8 empty] | Federally-Regulated Consumer Product | 06/22/2017 |  | 06/22/2017
Lennox | Lennox | ML193DF090XP48C-* | LPG | Induced Draft | False | False | 1 | False | Down |  | None | Condensing | Single-Stage |  | 0.5 | Standard |  | 88000 | 84000 |  |  | 83700 | 775 | 93 | 78 | [8 empty] | Federally-Regulated Consumer Product | 06/22/2017 |  | 06/22/2017
Lennox | Lennox | EL180UH070XE36B-* | Natural Gas | Induced Draft | False | False | 1 | False | Up |  | None | Non-Condensing | Single-Stage |  | 0.5 | Standard |  | 66000 | 53000 |  |  | 59400 | 219 | 80 | 78 | [8 empty] | Federally-Regulated Consumer Product | 06/22/2017 |  | 06/22/2017
Lennox | Lennox | G61MPV-60C-091-** | Natural Gas | Induced Draft | False | False | 1 | False | Up |  | None | Condensing | Two-Stage Modulating |  | 1 | Standard |  | 88000 | 84000 |  |  | 80700 | 840 | 95 | 78 | [8 empty] | Federally-Regulated Consumer Product | 06/22/2017 |  | 06/22/2017
Lennox | Lennox | G61MP-60C111-** | Natural Gas | Induced Draft | False | False | 1 | False | Up |  | None | Condensing | Two-Stage Modulating |  | 1 | Standard |  | 110000 | 104000 |  |  | 95300 | 841 | 95 | 78 | [8 empty] | Federally-Regulated Consumer Product | 06/22/2017 |  | 06/22/2017
Lennox | Allied Air | 80AF1UH070P12A-* | Natural Gas | Induced Draft | False | False | 1 | False | Horizontal |  | None | Non-Condensing | Single-Stage |  | 0.33 | Standard |  | 66000 | 54000 |  |  | 57400 | 698 | 80 | 78 | [8 empty] | Federally-Regulated Consumer Product | 06/22/2017 |  | 06/22/2017
Lennox | Lennox | GCS16-1603-270-** | Natural Gas | No Match | False | True | 3 | False | Horizontal | No Match | No Match | Non-Condensing | No Match | No Match |  | No Match |  | 270000 | 216297 |  |  | 256004 | 1950 |  |  | 80.6 | 80 |  |  |  |  | 80.6 | 0 | Federally-Regulated Commercial & Industrial Equipment | 06/22/2017 |  | 06/22/2017
Lennox | Lennox | LGH122**MH** | LPG | Induced Draft | False | True | 3 | False | Down |  | None | Non-Condensing | Two-Stage Modulating |  | 0 | Standard |  | 240000 | 192000 | [6 empty] | 80 | 80 | [6 empty] | Federally-Regulated Commercial & Industrial Equipment | 06/22/2017 |  | 06/22/2017
Lennox | Allied Air | ZGA102**MH** | Natural Gas | Induced Draft | False | True | 3 | False | Down |  | None | Non-Condensing | Two-Stage Modulating |  | 0 | Standard |  | 240000 | 192000 | [6 empty] | 80 | 80 | [6 empty] | Federally-Regulated Commercial & Industrial Equipment | 06/22/2017 |  | 06/22/2017
Lennox | Lennox | LGA360HS-** | Natural Gas | No Match | False | True | 3 | False | Down | No Match | No Match | Non-Condensing | No Match | No Match |  | No Match |  | 260000 | 209537 |  |  | 227692 | 2909 |  |  | 80.6 | 80 |  |  |  |  | 80.7 | 0 | Federally-Regulated Commercial & Industrial Equipment | 06/22/2017 |  | 06/22/2017
Lennox | Lennox | G61MP-60C-110-** | LPG | Induced Draft | False | False | 1 | False | Down |  | None | Condensing | Two-Stage Modulating |  | 1 | Standard |  | 110000 | 104000 |  |  | 95100 | 1139 | 94.1 | 78 | [8 empty] | Federally-Regulated Consumer Product | 06/22/2017 |  | 06/22/2017
Lennox | Lennox | G60UH-36C-110-** | LPG | Induced Draft | False | False | 1 | False | Horizontal | None | None | Non-Condensing | Two-Stage Modulating |  | 0.33 | Standard |  | 110000 | 89000 |  |  | 94300 | 1158 | 80 | 78 | [8 empty] | Federally-Regulated Consumer Product | 06/22/2017 |  | 06/22/2017
Lennox | Lennox | KGA036**DS** | Natural Gas | Induced Draft | False | True | 1 | False | Horizontal | None | None | Non-Condensing | Single-Stage | Single-Speed | 0.5 | Standard |  | 65000 | 52000 |  |  | 57400 | 681 | 80 | 78 | [8 empty] | Federally-Regulated Consumer Product | 06/22/2017 |  | 06/22/2017
Lennox | Allied Air | A80UH1D070A12L-* | LPG | Induced Draft | False | False | 1 | False | Up |  | None | Non-Condensing | Single-Stage |  | 0.33 | Standard |  | 66000 | 54000 |  |  | 57400 | 698 | 80 | 78 | [8 empty] | Federally-Regulated Consumer Product | 06/22/2017 |  | 06/22/2017
Lennox | Allied Air | A80UH1E090C20-* | Natural Gas | Induced Draft | False | False | 1 | False | Up |  | None | Non-Condensing | Single-Stage |  | 1 | Standard |  | 88000 | 72000 |  |  | 78500 | 450 | 80 | 78 | [8 empty] | Federally-Regulated Consumer Product | 06/22/2017 |  | 06/22/2017
Lennox | Lennox | SL280UH110V60C-* | LPG | Induced Draft | False | False | 1 | False | Horizontal |  | None | Non-Condensing | Two-Stage Modulating |  | 1 | Standard |  | 110000 | 87000 |  |  | 96800 | 435 | 80 | 78 | [8 empty] | Federally-Regulated Consumer Product | 06/22/2017 |  | 06/22/2017
Lennox | Lennox | G61MPV-36B-045-** | Natural Gas | Induced Draft | False | False | 1 | False | Horizontal |  | None | Condensing | Two-Stage Modulating |  | 0.5 | Standard |  | 44000 | 39000 |  |  | 32000 | 379 | 94.1 | 78 | [8 empty] | Federally-Regulated Consumer Product | 06/22/2017 |  | 06/22/2017
Lennox | Lennox | G61MP-48C-090-** | Natural Gas | Induced Draft | False | False | 1 | False | Down |  | None | Condensing | Two-Stage Modulating |  | 0.5 | Standard |  | 88000 | 83000 |  |  | 79700 | 893 | 94.1 | 78 | [8 empty] | Federally-Regulated Consumer Product | 06/22/2017 |  | 06/22/2017
Lennox | Lennox | LGH060**ET*P | LPG | Induced Draft | False | True | 1 | False | Down |  | None | Non-Condensing | Single-Stage |  | 1 | Premium |  | 150000 | 120000 |  |  | 137900 | 611 | 80 | 78 | [8 empty] | Federally-Regulated Consumer Product | 06/22/2017 |  | 06/22/2017
Lennox | Lennox | KGA060**BX** | LPG | Induced Draft | False | True | 1 | False | Horizontal | None | None | Non-Condensing | Two-Stage Modulating | Single-Speed | 1.5 | Standard |  | 150000 | 120000 |  |  | 134500 | 858 | 80 | 78 | [8 empty] | Federally-Regulated Consumer Product | 06/22/2017 |  | 06/22/2017
Lennox | Lennox | KGA048**DY** | Natural Gas | Induced Draft | False | True | 1 | False | Down | None | None | Non-Condensing | Single-Stage | Single-Speed | 0.5 | Standard |  | 105000 | 84000 |  |  | 97400 | 689 | 80 | 78 | [8 empty] | Federally-Regulated Consumer Product | 06/22/2017 |  | 06/22/2017
Lennox | Lennox | EL195DF110XE60C-* | Natural Gas | Induced Draft | False | False | 1 | False | Down |  | None | Condensing | Single-Stage |  | 1 | Standard |  | 110000 | 106000 |  |  | 99100 | 712 | 95 | 78 | [8 empty] | Federally-Regulated Consumer Product | 06/22/2017 |  | 06/22/2017
Lennox | Allied Air | 80G2UH090BV16L | Natural Gas | Induced Draft | False | False | 1 | False | Up |  | None | Non-Condensing | Two-Stage Modulating |  | 1 | Standard |  | 88000 | 70000 |  |  | 78000 | 293 | 80 | 78 | [8 empty] | Federally-Regulated Consumer Product | 06/22/2017 |  | 06/22/2017
Lennox | Lennox | KGA060**BZ** | Natural Gas | Induced Draft | False | True | 1 | False | Down | None | None | Non-Condensing | Single-Stage | Single-Speed | 1.5 | Standard |  | 150000 | 120000 |  |  | 136300 | 952 | 80 | 78 | [8 empty] | Federally-Regulated Consumer Product | 06/22/2017 |  | 06/22/2017
Lennox | Lennox | EL280DF110P60C | LPG | Induced Draft | False | False | 1 | False | Down |  | None | Non-Condensing | Two-Stage Modulating |  | 1 | Standard |  | 110000 | 87000 |  |  | 95500 | 1033 | 80 | 78 | [8 empty] | Federally-Regulated Consumer Product | 06/22/2017 |  | 06/22/2017
Lennox | Allied Air | A95DF1D090C20*-* | Natural Gas | Induced Draft | False | False | 1 | False | Down |  | None | Condensing | Single-Stage |  | 1 | Standard |  | 88000 | 86000 |  |  | 81900 | 803 | 95 | 78 | [8 empty] | Federally-Regulated Consumer Product | 06/22/2017 |  | 06/22/2017
Lennox | Lennox | 15GCSXBV-60-110X-230-* | Natural Gas | Induced Draft | False | True | 1 | False | Horizontal |  | None | Non-Condensing | Two-Stage Modulating |  | 0.75 | Standard |  | 110000 | 88000 |  |  | 99400 | 433 | 78 | 78 | [8 empty] | Federally-Regulated Consumer Product | 06/22/2017 |  | 06/22/2017
Lennox | Lennox | G40UH-60C-110-** | Natural Gas | Induced Draft | False | False | 1 | False | Up |  | None | Non-Condensing | Single-Stage |  | 1 | Standard |  | 110000 | 89000 |  |  | 95400 | 1206 | 80 | 78 | [8 empty] | Federally-Regulated Consumer Product | 06/22/2017 |  | 06/22/2017
Lennox | Allied Air | A80UH1D110C16-* | LPG | Induced Draft | False | False | 1 | False | Up |  | None | Non-Condensing | Single-Stage |  | 0.5 | Standard |  | 110000 | 89000 |  |  | 95900 | 1068 | 80 | 78 | [8 empty] | Federally-Regulated Consumer Product | 06/22/2017 |  | 06/22/2017
Lennox | McQuay | GCS16-1853-235-** | Natural Gas | No Match | False | True | 3 | False | Horizontal | No Match | No Match | Non-Condensing | No Match | No Match |  | No Match |  | 235000 | 188000 |  |  | 198174 | 3361 |  |  | 80 | 80 |  |  |  |  | 81.2 | 0 | Federally-Regulated Commercial & Industrial Equipment | 06/22/2017 |  | 06/22/2017
Lennox | Lennox | EL296DF070XE48B-* | Natural Gas | Induced Draft | False | False | 1 | False | Down |  | None | Condensing | Two-Stage Modulating |  | 0.75 | Standard |  | 66000 | 64000 |  |  | 64900 | 279 | 95.9 | 78 | [8 empty] | Federally-Regulated Consumer Product | 06/22/2017 |  | 06/22/2017
Lennox | Lennox | G60UH-48B-090-** | Natural Gas | Induced Draft | False | False | 1 | False | Horizontal | None | None | Non-Condensing | Two-Stage Modulating |  | 0.5 | Standard |  | 88000 | 72000 |  |  | 74500 | 978 | 80 | 78 | [8 empty] | Federally-Regulated Consumer Product | 06/22/2017 |  | 06/22/2017
Lennox | Allied Air | A95UH1D045B08*-* | LPG | Induced Draft | False | False | 1 | False | Up |  | None | Condensing | Single-Stage |  | 0.2 | Standard |  | 44000 | 41000 |  |  | 32800 | 354 | 95 | 78 | [8 empty] | Federally-Regulated Consumer Product | 06/22/2017 |  | 06/22/2017
Lennox | Allied Air | 95G1UH110CE20-* | Natural Gas | Induced Draft | False | False | 1 | False | Up |  | None | Condensing | Single-Stage |  | 1 | Standard |  | 110000 | 105000 |  |  | 99100 | 705 | 95 | 78 | [8 empty] | Federally-Regulated Consumer Product | 06/22/2017 |  | 06/22/2017
Lennox | Lennox | LGA150SH-** | Natural Gas | No Match | False | True | 3 | False | Horizontal | No Match | No Match | Non-Condensing | No Match | No Match |  | No Match |  | 235000 | 186453 |  |  | 205245 | 3307 |  |  | 80 | 80 |  |  |  |  | 80.3 | 0 | Federally-Regulated Commercial & Industrial Equipment | 06/22/2017 |  | 06/22/2017
Lennox | Lennox | KGA048**BS** | LPG | Induced Draft | False | True | 1 | False | Down | None | None | Non-Condensing | Single-Stage | Single-Speed | 1.5 | Standard |  | 65000 | 52000 |  |  | 57800 | 576 | 80 | 78 | [8 empty] | Federally-Regulated Consumer Product | 06/22/2017 |  | 06/22/2017
Lennox | Lennox | G51MP-60D-135-** | LPG | Induced Draft | False | False | 1 | False | Up |  | None | Condensing | Single-Stage |  | 1 | Standard |  | 132000 | 123000 |  |  | 118200 | 1112 | 92.1 | 78 | [8 empty] | Federally-Regulated Consumer Product | 06/22/2017 |  | 06/22/2017
Lennox | Allied Air | 95G1UH110CP16-* | Natural Gas | Induced Draft | False | False | 1 | False | Up |  | None | Condensing | Single-Stage |  | 0.5 | Standard |  | 110000 | 105000 |  |  | 98900 | 745 | 95 | 78 | [8 empty] | Federally-Regulated Consumer Product | 06/22/2017 |  | 06/22/2017
Lennox | Lennox | G50DF-60C-110X-** | Natural Gas | Induced Draft | False | False | 1 | False | Down | None | None | Non-Condensing | Single-Stage |  | 1 | Standard |  | 110000 | 90000 |  |  | 96200 | 1029 | 80 | 78 | [8 empty] | Federally-Regulated Consumer Product | 06/22/2017 |  | 06/22/2017
Lennox | Lennox | EL296DF090XE48C-* | Natural Gas | Induced Draft | False | False | 1 | False | Down |  | None | Condensing | Two-Stage Modulating |  | 0.75 | Standard |  | 88000 | 85000 |  |  | 80900 | 334 | 96 | 78 | [8 empty] | Federally-Regulated Consumer Product | 06/22/2017 |  | 06/22/2017
Lennox | Lennox | G40DF-60D-135-* | LPG | Induced Draft | False | False | 1 | False | Down |  | None | Non-Condensing | Single-Stage |  | 1 | Standard |  | 132000 | 108000 |  |  | 115900 | 1099 | 80 | 78 | [8 empty] | Federally-Regulated Consumer Product | 06/22/2017 |  | 06/22/2017
Lennox | Lennox | EL280DF090P48B | Natural Gas | Induced Draft | False | False | 1 | False | Down |  | None | Non-Condensing | Two-Stage Modulating |  | 0.5 | Standard |  | 88000 | 69000 |  |  | 75300 | 803 | 80 | 78 | [8 empty] | Federally-Regulated Consumer Product | 06/22/2017 |  | 06/22/2017
Lennox | Lennox | EL296UH090XE48C-* | LPG | Induced Draft | False | False | 1 | False | Up |  | None | Condensing | Two-Stage Modulating |  | 0.75 | Standard |  | 88000 | 85000 |  |  | 81200 | 361 | 96 | 78 | [8 empty] | Federally-Regulated Consumer Product | 06/22/2017 |  | 06/22/2017
Lennox | Lennox | ML180UH110XP60C-* | Natural Gas | Induced Draft | False | False | 1 | False | Horizontal |  | None | Non-Condensing | Single-Stage |  | 1 | Standard |  | 110000 | 89000 |  |  | 95300 | 1187 | 80 | 78 | [8 empty] | Federally-Regulated Consumer Product | 06/22/2017 |  | 06/22/2017
Lennox | Lennox | EL280UH090P48B-* | LPG | Induced Draft | False | False | 1 | False | Up |  | None | Non-Condensing | Two-Stage Modulating |  | 0.5 | Standard |  | 88000 | 69000 |  |  | 74300 | 831 | 80 | 78 | [8 empty] | Federally-Regulated Consumer Product | 06/22/2017 |  | 06/22/2017
Lennox | Allied Air | A95DF1E070B16-* | LPG | Induced Draft | False | False | 1 | False | Down |  | None | Condensing | Single-Stage |  | 0.75 | Standard |  | 66000 | 64000 |  |  | 65800 | 596 | 95 | 78 | [8 empty] | Federally-Regulated Consumer Product | 06/22/2017 |  | 06/22/2017
Lennox | Armstrong | 235GRTC178BH | Natural Gas | No Match | False | True | 3 | False | Horizontal | No Match | No Match | Non-Condensing | No Match | No Match |  | No Match |  | 235000 | 188000 |  |  | 198174 | 3361 |  |  | 80 | 80 |  |  |  |  | 80 | 0 | Federally-Regulated Commercial & Industrial Equipment | 06/22/2017 |  | 06/22/2017
Lennox | Allied Air | ZGA092**BH** | LPG | Induced Draft | False | True | 3 | False | Down |  | None | Non-Condensing | Two-Stage Modulating |  | 0 | Standard |  | 240000 | 192000 | [6 empty] | 80 | 80 | [6 empty] | Federally-Regulated Commercial & Industrial Equipment | 06/22/2017 |  | 06/22/2017
Lennox | Lennox | G61MPV-36B-071-** | LPG | Induced Draft | False | False | 1 | False | Up |  | None | Condensing | Two-Stage Modulating |  | 0.5 | Standard |  | 66000 | 62000 |  |  | 65400 | 582 | 95 | 78 | [8 empty] | Federally-Regulated Consumer Product | 06/22/2017 |  | 06/22/2017
Lennox | Lennox | G60UHV-60C-110-** | Natural Gas | Induced Draft | False | False | 1 | False | Horizontal |  | None | Non-Condensing | Two-Stage Modulating |  | 1 | Standard |  | 110000 | 90000 |  |  | 96400 | 508 | 80 | 78 | [8 empty] | Federally-Regulated Consumer Product | 06/22/2017 |  | 06/22/2017
Lennox | Allied Air | A95UH1D135D20*-* | LPG | Induced Draft | False | False | 1 | False | Up |  | None | Condensing | Single-Stage |  | 1 | Standard |  | 132000 | 126000 |  |  | 114900 | 994 | 95 | 78 | [8 empty] | Federally-Regulated Consumer Product | 06/22/2017 |  | 06/22/2017
Lennox | Lennox | 15GCSXBV-60-110X-230-* | Natural Gas | Induced Draft | False | True | 1 | False | Down |  | None | Non-Condensing | Two-Stage Modulating |  | 0.75 | Standard |  | 110000 | 88000 |  |  | 99400 | 433 | 78 | 78 | [8 empty] | Federally-Regulated Consumer Product | 06/22/2017 |  | 06/22/2017
Lennox | Lennox | GCS24D-653-130-** | Natural Gas | No Match | False | True | 3 | False | Horizontal | No Match | No Match | Non-Condensing | No Match | No Match |  | No Match |  | 130000 | 103560 |  |  | 116000 | 1630 | 78 | 78 | [6 empty] | 78 | 0 | Non Federally-Regulated | 06/22/2017 |  | 06/22/2017
Lennox | McQuay | GCS16-1353-270-** | Natural Gas | No Match | False | True | 3 | False | Horizontal | No Match | No Match | Non-Condensing | No Match | No Match |  | No Match |  | 270000 | 216297 |  |  | 256004 | 1950 |  |  | 80.6 | 80 |  |  |  |  | 78.5 | 0 | Federally-Regulated Commercial & Industrial Equipment | 06/22/2017 |  | 06/22/2017
Lennox | Lennox | G50DF-24A-045-* | Natural Gas | Induced Draft | False | False | 1 | False | Down | None | None | Non-Condensing | Single-Stage |  | 0.2 | Standard |  | 44000 | 36000 |  |  | 37900 | 590 | 80 | 78 | [8 empty] | Federally-Regulated Consumer Product | 06/22/2017 |  | 06/22/2017
Lennox | Lennox | EL180UH135E60D-* | Natural Gas | Induced Draft | False | False | 1 | False | Horizontal |  | None | Non-Condensing | Single-Stage |  | 1 | Standard |  | 132000 | 107000 |  |  | 117000 | 797 | 80 | 78 | [8 empty] | Federally-Regulated Consumer Product | 06/22/2017 |  | 06/22/2017
Lennox | Allied Air | 95G1DF090CE16-* | Natural Gas | Induced Draft | False | False | 1 | False | Down |  | None | Condensing | Single-Stage |  | 0.75 | Standard |  | 88000 | 85000 |  |  | 82900 | 522 | 95 | 78 | [8 empty] | Federally-Regulated Consumer Product | 06/22/2017 |  | 06/22/2017
Lennox | Lennox | SL280UH090XV60C-** | Natural Gas | Induced Draft | False | False | 1 | False | Up |  | None | Non-Condensing | Two-Stage Modulating |  | 1 | Standard |  | 88000 | 70000 |  |  | 78000 | 281 | 80 | 78 | [8 empty] | Federally-Regulated Consumer Product | 06/22/2017 |  | 06/22/2017
Lennox | Lennox | KGA048**DZ** | LPG | Induced Draft | False | True | 1 | False | Down | None | None | Non-Condensing | Single-Stage | Single-Speed | 0.5 | Standard |  | 150000 | 120000 |  |  | 137000 | 789 | 80 | 78 | [8 empty] | Federally-Regulated Consumer Product | 06/22/2017 |  | 06/22/2017
Lennox | Lennox | ML195UH070XP36B-* | LPG | Induced Draft | False | False | 1 | False | Horizontal |  | None | Condensing | Single-Stage |  | 0.33 | Standard |  | 66000 | 64000 |  |  | 65800 | 599 | 95 | 78 | [8 empty] | Federally-Regulated Consumer Product | 06/22/2017 |  | 06/22/2017
Lennox | Lennox | G43UF-60D-135-** | LPG | Induced Draft | False | False | 1 | False | Up |  | None | Condensing | Single-Stage |  | 1 | Standard |  | 132000 | 123000 |  |  | 118200 | 1112 | 92.1 | 78 | [8 empty] | Federally-Regulated Consumer Product | 06/22/2017 |  | 06/22/2017
Lennox | Lennox | G50DF-24A-045-* | LPG | Induced Draft | False | False | 1 | False | Down | None | None | Non-Condensing | Single-Stage |  | 0.2 | Standard |  | 44000 | 36000 |  |  | 37900 | 590 | 80 | 78 | [8 empty] | Federally-Regulated Consumer Product | 06/22/2017 |  | 06/22/2017
Lennox | Allied Air | 80G1UH070BE12-* | LPG | Induced Draft | False | False | 1 | False | Horizontal |  | None | Non-Condensing | Single-Stage |  | 0.5 | Standard |  | 66000 | 53000 |  |  | 59400 | 219 | 80 | 78 | [8 empty] | Federally-Regulated Consumer Product | 06/22/2017 |  | 06/22/2017
Lennox | Lennox | ML195UH135XP60D-* | LPG | Induced Draft | False | False | 1 | False | Up |  | None | Condensing | Single-Stage |  | 1 | Standard |  | 132000 | 126000 |  |  | 114900 | 994 | 95 | 78 | [8 empty] | Federally-Regulated Consumer Product | 06/22/2017 |  | 06/22/2017
Lennox | Lennox | LGA180HS-** | Natural Gas | No Match | False | True | 3 | False | Down | No Match | No Match | Non-Condensing | No Match | No Match |  | No Match |  | 260000 | 209537 |  |  | 236793 | 962 |  |  | 80.6 | 80 |  |  |  |  | 80.7 | 0 | Federally-Regulated Commercial & Industrial Equipment | 06/22/2017 |  | 06/22/2017
Lennox | Lennox | ML180UH135P60D-* | Natural Gas | Induced Draft | False | False | 1 | False | Horizontal |  | None | Non-Condensing | Single-Stage |  | 1 | Standard |  | 132000 | 107000 |  |  | 114400 | 1416 | 80 | 78 | [8 empty] | Federally-Regulated Consumer Product | 06/22/2017 |  | 06/22/2017
Lennox | Lennox | GCS16-513-125-** | LPG | No Match | False | True | 3 | False | Down | No Match | No Match | Non-Condensing | No Match | No Match |  | No Match |  | 112500 | 85000 |  |  | 98811 | 736 | 78.5 | 78 | [6 empty] | 78.5 | 0 | Non Federally-Regulated | 06/22/2017 |  | 06/22/2017
Lennox | Lennox | G60UHV-60C-110X-** | Natural Gas | Induced Draft | False | False | 1 | False | Up | None | None | Non-Condensing | Two-Stage Modulating |  | 1 | Standard |  | 110000 | 90000 |  |  | 96400 | 508 | 80 | 78 | [8 empty] | Federally-Regulated Consumer Product | 06/22/2017 |  | 06/22/2017
Lennox | Lennox | ML195UH090XP48C-* | Natural Gas | Induced Draft | False | False | 1 | False | Up |  | None | Condensing | Single-Stage |  | 0.5 | Standard |  | 88000 | 85000 |  |  | 82100 | 732 | 95 | 78 | [8 empty] | Federally-Regulated Consumer Product | 06/22/2017 |  | 06/22/2017
Lennox | Lennox | G61MP-60D-135-** | LPG | Induced Draft | False | False | 1 | False | Down |  | None | Condensing | Two-Stage Modulating |  | 1 | Standard |  | 132000 | 124000 |  |  | 111600 | 1186 | 94.1 | 78 | [8 empty] | Federally-Regulated Consumer Product | 06/22/2017 |  | 06/22/2017
Lennox | Lennox | G43UF-48C-090-** | LPG | Induced Draft | False | False | 1 | False | Up |  | None | Condensing | Single-Stage |  | 0.5 | Standard |  | 88000 | 83000 |  |  | 84500 | 820 | 92.1 | 78 | [8 empty] | Federally-Regulated Consumer Product | 06/22/2017 |  | 06/22/2017
Lennox | Lennox | ML180UH090P36B-* | Natural Gas | Induced Draft | False | False | 1 | False | Horizontal |  | None | Non-Condensing | Single-Stage |  | 0.33 | Standard |  | 88000 | 71000 |  |  | 76700 | 856 | 80 | 78 | [8 empty] | Federally-Regulated Consumer Product | 06/22/2017 |  | 06/22/2017
Lennox | Lennox | ML180UH110XP60C-* | LPG | Induced Draft | False | False | 1 | False | Horizontal |  | None | Non-Condensing | Single-Stage |  | 1 | Standard |  | 110000 | 89000 |  |  | 95300 | 1187 | 80 | 78 | [8 empty] | Federally-Regulated Consumer Product | 06/22/2017 |  | 06/22/2017
Lennox | Lennox | LGH122**EH** | Natural Gas | Induced Draft | False | True | 3 | False | Horizontal |  | None | Non-Condensing | Two-Stage Modulating |  | 0 | Standard |  | 240000 | 192000 | [6 empty] | 80 | 80 | [6 empty] | Federally-Regulated Commercial & Industrial Equipment | 06/22/2017 |  | 06/22/2017
Lennox | Armstrong | 235GRTC225BH | Natural Gas | No Match | False | True | 3 | False | Down | No Match | No Match | Non-Condensing | No Match | No Match |  | No Match |  | 235000 | 188000 |  |  | 198174 | 3361 |  |  | 80 | 80 |  |  |  |  | 80 | 0 | Federally-Regulated Commercial & Industrial Equipment | 06/22/2017 |  | 06/22/2017
Lennox | Allied Air | 95AF1UH070P12B-* | Natural Gas | Induced Draft | False | False | 1 | False | Up |  | None | Condensing | Single-Stage |  | 0.33 | Standard |  | 66000 | 64000 |  |  | 65800 | 599 | 95 | 78 | [8 empty] | Federally-Regulated Consumer Product | 06/22/2017 |  | 06/22/2017
Lennox | Allied Air | 95G1DF045BP12-* | Natural Gas | Induced Draft | False | False | 1 | False | Down |  | None | Condensing | Single-Stage |  | 0.33 | Standard |  | 44000 | 43000 |  |  | 48700 | 663 | 95 | 78 | [8 empty] | Federally-Regulated Consumer Product | 06/22/2017 |  | 06/22/2017
Lennox | Lennox | G51MP-60D-135-** | LPG | Induced Draft | False | False | 1 | False | Down |  | None | Condensing | Single-Stage |  | 1 | Standard |  | 132000 | 123000 |  |  | 118200 | 1112 | 92.1 | 78 | [8 empty] | Federally-Regulated Consumer Product | 06/22/2017 |  | 06/22/2017
Lennox | Lennox | KGA036**BS** | Natural Gas | Induced Draft | False | True | 1 | False | Horizontal | None | None | Non-Condensing | Single-Stage | Single-Speed | 1.5 | Standard |  | 65000 | 52000 |  |  | 57800 | 576 | 80 | 78 | [8 empty] | Federally-Regulated Consumer Product | 06/22/2017 |  | 06/22/2017
Lennox | Lennox | GCS16-513-75-** | Natural Gas | No Match | False | True | 3 | False | Down | No Match | No Match | Non-Condensing | No Match | No Match |  | No Match |  | 75000 | 58000 |  |  | 58031 | 748 | 78.4 | 78 | [6 empty] | 78.4 | 0 | Non Federally-Regulated | 06/22/2017 |  | 06/22/2017
Lennox | Lennox | ML195UH045XP36B-* | LPG | Induced Draft | False | False | 1 | False | Horizontal |  | None | Condensing | Single-Stage |  | 0.33 | Standard |  | 44000 | 42000 |  |  | 32600 | 410 | 95 | 78 | [8 empty] | Federally-Regulated Consumer Product | 06/22/2017 |  | 06/22/2017
Lennox | Allied Air | 95G1UH070BE12-* | Natural Gas | Induced Draft | False | False | 1 | False | Up |  | None | Condensing | Single-Stage |  | 0.5 | Standard |  | 66000 | 63000 |  |  | 66600 | 377 | 95 | 78 | [8 empty] | Federally-Regulated Consumer Product | 06/22/2017 |  | 06/22/2017
Lennox | Lennox | ML180UH110P48C-* | Natural Gas | Induced Draft | False | False | 1 | False | Up |  | None | Non-Condensing | Single-Stage |  | 0.5 | Standard |  | 110000 | 89000 |  |  | 95900 | 1068 | 80 | 78 | [8 empty] | Federally-Regulated Consumer Product | 06/22/2017 |  | 06/22/2017
Lennox | Lennox | EL296DF110XE60C-* | Natural Gas | Induced Draft | False | False | 1 | False | Down |  | None | Condensing | Two-Stage Modulating |  | 1 | Standard |  | 110000 | 106000 |  |  | 96700 | 454 | 96 | 78 | [8 empty] | Federally-Regulated Consumer Product | 06/22/2017 |  | 06/22/2017
Lennox | Lennox | EL280UH135P60D-* | LPG | Induced Draft | False | False | 1 | False | Horizontal |  | None | Non-Condensing | Two-Stage Modulating |  | 1 | Standard |  | 132000 | 106000 |  |  | 110800 | 1257 | 80 | 78 | [8 empty] | Federally-Regulated Consumer Product | 06/22/2017 |  | 06/22/2017
Lennox | Armstrong | 235GRTC240BL | Natural Gas | No Match | False | True | 3 | False | Down | No Match | No Match | Non-Condensing | No Match | No Match |  | No Match |  | 235000 | 188000 |  |  | 198174 | 3361 |  |  | 80 | 80 |  |  |  |  | 80 | 0 | Federally-Regulated Commercial & Industrial Equipment | 06/22/2017 |  | 06/22/2017
Lennox | Allied Air | 80AF1UH110P16C-* | LPG | Induced Draft | False | False | 1 | False | Up |  | None | Non-Condensing | Single-Stage |  | 0.5 | Standard |  | 110000 | 89000 |  |  | 95900 | 1068 | 80 | 78 | [8 empty] | Federally-Regulated Consumer Product | 06/22/2017 |  | 06/22/2017
Lennox | Lennox | ML180UH045XP36A-* | LPG | Induced Draft | False | False | 1 | False | Horizontal |  | None | Non-Condensing | Single-Stage |  | 0.33 | Standard |  | 44000 | 36000 |  |  | 37500 | 656 | 80 | 78 | [8 empty] | Federally-Regulated Consumer Product | 06/22/2017 |  | 06/22/2017
Lennox | Lennox | LGA150SH-** | Natural Gas | No Match | False | True | 3 | False | Down | No Match | No Match | Non-Condensing | No Match | No Match |  | No Match |  | 235000 | 186453 |  |  | 205245 | 3307 |  |  | 80 | 80 |  |  |  |  | 80.3 | 0 | Federally-Regulated Commercial & Industrial Equipment | 06/22/2017 |  | 06/22/2017
Lennox | Lennox | G60DFV-36A-070X-** | Natural Gas | Induced Draft | False | False | 1 | False | Down | None | None | Non-Condensing | Two-Stage Modulating |  | 0.5 | Standard |  | 66000 | 54000 |  |  | 58300 | 296 | 80 | 78 | [8 empty] | Federally-Regulated Consumer Product | 06/22/2017 |  | 06/22/2017
Lennox | Allied Air | A93DF1D110C20A-* | Natural Gas | Induced Draft | False | False | 1 | False | Down |  | None | Condensing | Single-Stage |  | 0.33 | Standard |  | 110000 | 104000 |  |  | 100100 | 1012 | 93 | 78 | [8 empty] | Federally-Regulated Consumer Product | 06/22/2017 |  | 06/22/2017
Lennox | Allied Air | 80G2UH110CV20L | Natural Gas | Induced Draft | False | False | 1 | False | Horizontal |  | None | Non-Condensing | Two-Stage Modulating |  | 1 | Standard |  | 110000 | 87000 |  |  | 96800 | 435 | 80 | 78 | [8 empty] | Federally-Regulated Consumer Product | 06/22/2017 |  | 06/22/2017
Lennox | Lennox | ML180UH070P24A-* | LPG | Induced Draft | False | False | 1 | False | Horizontal |  | None | Non-Condensing | Single-Stage |  | 0.2 | Standard |  | 66000 | 54000 |  |  | 57900 | 566 | 80 | 78 | [8 empty] | Federally-Regulated Consumer Product | 06/22/2017 |  | 06/22/2017
Lennox | Lennox | SLP98UH135V60C-* | Natural Gas | Induced Draft | False | False | 1 | False | Up |  | None | Condensing | Step Modulating |  | 1 | Standard |  | 132000 | 128000 |  |  | 128600 | 614 | 97.5 | 78 | [8 empty] | Federally-Regulated Consumer Product | 06/22/2017 |  | 06/22/2017
Lennox | Allied Air | 95G1UH070BP12-* | LPG | Induced Draft | False | False | 1 | False | Horizontal |  | None | Condensing | Single-Stage |  | 0.33 | Standard |  | 66000 | 64000 |  |  | 65800 | 599 | 95 | 78 | [8 empty] | Federally-Regulated Consumer Product | 06/22/2017 |  | 06/22/2017
Lennox | Allied Air | 95G1UH045BE12-* | Natural Gas | Induced Draft | False | False | 1 | False | Down |  | None | Condensing | Single-Stage |  | 0.5 | Standard |  | 44000 | 42000 |  |  | 33100 | 285 | 95 | 78 | [8 empty] | Federally-Regulated Consumer Product | 06/22/2017 |  | 06/22/2017
Lennox | Lennox | KGA060**DM** | Natural Gas | Induced Draft | False | True | 1 | False | Down | None | None | Non-Condensing | Single-Stage | Single-Speed | 0.75 | Standard |  | 105000 | 84000 |  |  | 96800 | 834 | 80 | 78 | [8 empty] | Federally-Regulated Consumer Product | 06/22/2017 |  | 06/22/2017
Lennox | Lennox | ML195UH090XP36C-* | LPG | Induced Draft | False | False | 1 | False | Horizontal |  | None | Condensing | Single-Stage |  | 0.5 | Standard |  | 88000 | 85000 |  |  | 82100 | 738 | 95 | 78 | [8 empty] | Federally-Regulated Consumer Product | 06/22/2017 |  | 06/22/2017
Lennox | Allied Air | A95UH1E070B12-* | LPG | Induced Draft | False | False | 1 | False | Horizontal |  | None | Condensing | Single-Stage |  | 0.5 | Standard |  | 66000 | 63000 |  |  | 66600 | 377 | 95 | 78 | [8 empty] | Federally-Regulated Consumer Product | 06/22/2017 |  | 06/22/2017
Lennox | Allied Air | A80UH1E110C20L-* | LPG | Induced Draft | False | False | 1 | False | Horizontal |  | None | Non-Condensing | Single-Stage |  | 1 | Standard |  | 110000 | 90000 |  |  | 97800 | 618 | 80 | 78 | [8 empty] | Federally-Regulated Consumer Product | 06/22/2017 |  | 06/22/2017
Lennox | Lennox | ZGA092**BH** | LPG | Induced Draft | False | True | 3 | False | Horizontal |  | None | Non-Condensing | Two-Stage Modulating |  | 0 | Standard |  | 240000 | 192000 | [6 empty] | 80 | 80 | [6 empty] | Federally-Regulated Commercial & Industrial Equipment | 06/22/2017 |  | 06/22/2017
Lennox | Lennox | ZGA150**MH** | Natural Gas | Induced Draft | False | True | 3 | False | Down |  | None | Non-Condensing | Two-Stage Modulating |  | 0 | Standard |  | 240000 | 192000 | [6 empty] | 80 | 80 | [6 empty] | Federally-Regulated Commercial & Industrial Equipment | 06/22/2017 |  | 06/22/2017
Lennox | Allied Air | 80AF1UH090P16B-* | LPG | Induced Draft | False | False | 1 | False | Up |  | None | Non-Condensing | Single-Stage |  | 0.5 | Standard |  | 88000 | 71000 |  |  | 76700 | 865 | 80 | 78 | [8 empty] | Federally-Regulated Consumer Product | 06/22/2017 |  | 06/22/2017
Lennox | Lennox | SL280UH090XV60C-* | LPG | Induced Draft | False | False | 1 | False | Up |  | None | Non-Condensing | Two-Stage Modulating |  | 1 | Standard |  | 88000 | 70000 |  |  | 78000 | 281 | 80 | 78 | [8 empty] | Federally-Regulated Consumer Product | 06/22/2017 |  | 06/22/2017
Lennox | Allied Air | 95AF1UH090P12C-* | LPG | Induced Draft | False | False | 1 | False | Horizontal |  | None | Condensing | Single-Stage |  | 0.5 | Standard |  | 88000 | 85000 |  |  | 82100 | 738 | 95 | 78 | [8 empty] | Federally-Regulated Consumer Product | 06/22/2017 |  | 06/22/2017
Lennox | Allied Air | A80DF1E110C20-* | Natural Gas | Induced Draft | False | False | 1 | False | Up |  | None | Non-Condensing | Single-Stage |  | 1 | Standard |  | 110000 | 90000 |  |  | 98000 | 576 | 80 | 78 | [8 empty] | Federally-Regulated Consumer Product | 06/22/2017 |  | 06/22/2017
Lennox | Allied Air | A80US2V135D20-* | Natural Gas | Induced Draft | False | False | 1 | False | Up |  | None | Non-Condensing | Two-Stage Modulating |  | 1 | Standard |  | 132000 | 105000 |  |  | 115600 | 569 | 80 | 78 | [8 empty] | Federally-Regulated Consumer Product | 06/22/2017 |  | 06/22/2017
Lennox | Lennox | ML195UH070XP36B-* | Natural Gas | Induced Draft | False | False | 1 | False | Horizontal |  | None | Condensing | Single-Stage |  | 0.33 | Standard |  | 66000 | 64000 |  |  | 65800 | 599 | 95 | 78 | [8 empty] | Federally-Regulated Consumer Product | 06/22/2017 |  | 06/22/2017
Lennox | Lennox | ML195UH045XP36B-* | LPG | Induced Draft | False | False | 1 | False | Up |  | None | Condensing | Single-Stage |  | 0.33 | Standard |  | 44000 | 42000 |  |  | 32600 | 410 | 95 | 78 | [8 empty] | Federally-Regulated Consumer Product | 06/22/2017 |  | 06/22/2017
Lennox | Allied Air | A80UH1E070B12L-* | LPG | Induced Draft | False | False | 1 | False | Horizontal |  | None | Non-Condensing | Single-Stage |  | 0.5 | Standard |  | 66000 | 53000 |  |  | 59400 | 219 | 80 | 78 | [8 empty] | Federally-Regulated Consumer Product | 06/22/2017 |  | 06/22/2017
Lennox | Lennox | ML195DF045XP36B-* | Natural Gas | Induced Draft | False | False | 1 | False | Down |  | None | Condensing | Single-Stage |  | 0.33 | Standard |  | 44000 | 43000 |  |  | 48700 | 663 | 95 | 78 | [8 empty] | Federally-Regulated Consumer Product | 06/22/2017 |  | 06/22/2017
Lennox | Allied Air | A93DF1D090C16A-* | LPG | Induced Draft | False | False | 1 | False | Down |  | None | Condensing | Single-Stage |  | 0.33 | Standard |  | 88000 | 84000 |  |  | 83700 | 775 | 93 | 78 | [8 empty] | Federally-Regulated Consumer Product | 06/22/2017 |  | 06/22/2017
Lennox | Allied Air | 95G1UH110CP20-* | Natural Gas | Induced Draft | False | False | 1 | False | Horizontal |  | None | Condensing | Single-Stage |  | 1 | Standard |  | 110000 | 106000 |  |  | 98200 | 942 | 95 | 78 | [8 empty] | Federally-Regulated Consumer Product | 06/22/2017 |  | 06/22/2017
Lennox | Lennox | GCS16-653-100-** | LPG | No Match | False | True | 3 | False | Down | No Match | No Match | Non-Condensing | No Match | No Match |  | No Match |  | 90000 | 70000 |  |  | 75600 | 824 | 81 | 78 | [6 empty] | 81 | 0 | Non Federally-Regulated | 06/22/2017 |  | 06/22/2017
Lennox | Lennox | KGA060**DW** | LPG | Induced Draft | False | True | 1 | False | Horizontal | None | None | Non-Condensing | Single-Stage | Single-Speed | 0.75 | Standard |  | 65000 | 52000 |  |  | 58400 | 450 | 80 | 78 | [8 empty] | Federally-Regulated Consumer Product | 06/22/2017 |  | 06/22/2017
Lennox | Lennox | EL180UH110E60C-* | Natural Gas | Induced Draft | False | False | 1 | False | Horizontal |  | None | Non-Condensing | Single-Stage |  | 1 | Standard |  | 110000 | 90000 |  |  | 97800 | 618 | 80 | 78 | [8 empty] | Federally-Regulated Consumer Product | 06/22/2017 |  | 06/22/2017
Lennox | Lennox | G60DFV-60C-090-** | LPG | Induced Draft | False | False | 1 | False | Down |  | None | Non-Condensing | Two-Stage Modulating |  | 1 | Standard |  | 88000 | 72000 |  |  | 76700 | 424 | 80 | 78 | [8 empty] | Federally-Regulated Consumer Product | 06/22/2017 |  | 06/22/2017
Lennox | Lennox | GCS16RX-411-100-** | Natural Gas | No Match | False | True | 3 | False | Down | No Match | No Match | Non-Condensing | No Match | No Match |  | No Match |  | 92000 | 73600 | 1420 | 1230 | 88947 | 659 | 80.5 | 78 | 79.7 | 80 |  |  |  |  | 0 | 5 | Non Federally-Regulated | 06/22/2017 |  | 06/22/2017
Lennox | Allied Air | A95UH1E045B12-* | LPG | Induced Draft | False | False | 1 | False | Down |  | None | Condensing | Single-Stage |  | 0.5 | Standard |  | 44000 | 42000 |  |  | 33100 | 285 | 95 | 78 | [8 empty] | Federally-Regulated Consumer Product | 06/22/2017 |  | 06/22/2017
Lennox | Allied Air | A95UH1D110C16*-* | Natural Gas | Induced Draft | False | False | 1 | False | Up |  | None | Condensing | Single-Stage |  | 0.5 | Standard |  | 110000 | 105000 |  |  | 98900 | 745 | 95 | 78 | [8 empty] | Federally-Regulated Consumer Product | 06/22/2017 |  | 06/22/2017
Lennox | Lennox | G61MP-48C-090-** | LPG | Induced Draft | False | False | 1 | False | Horizontal |  | None | Condensing | Two-Stage Modulating |  | 0.5 | Standard |  | 88000 | 83000 |  |  | 79700 | 893 | 94.1 | 78 | [8 empty] | Federally-Regulated Consumer Product | 06/22/2017 |  | 06/22/2017
Lennox | Allied Air | 80G1UH110CP20-* | LPG | Induced Draft | False | False | 1 | False | Horizontal |  | None | Non-Condensing | Single-Stage |  | 1 | Standard |  | 110000 | 89000 |  |  | 95300 | 1187 | 80 | 78 | [8 empty] | Federally-Regulated Consumer Product | 06/22/2017 |  | 06/22/2017
Lennox | Lennox | LGH048**EH*P | Natural Gas | Induced Draft | False | True | 1 | False | Down |  | None | Non-Condensing | Two-Stage Modulating |  | 0.75 | Premium |  | 150000 | 120000 |  |  | 136000 | 693 | 80 | 78 | [8 empty] | Federally-Regulated Consumer Product | 06/22/2017 |  | 06/22/2017
Lennox | Lennox | ML180UH110XP60C-* | LPG | Induced Draft | False | False | 1 | False | Up |  | None | Non-Condensing | Single-Stage |  | 1 | Standard |  | 110000 | 89000 |  |  | 95300 | 1187 | 80 | 78 | [8 empty] | Federally-Regulated Consumer Product | 06/22/2017 |  | 06/22/2017
Lennox | Lennox | GCS24-653-130-** | Natural Gas | No Match | False | True | 3 | False | Horizontal | No Match | No Match | Non-Condensing | No Match | No Match |  | No Match |  | 130000 | 103560 |  |  | 118400 | 1097 | 78 | 78 | [6 empty] | 78 | 0 | Non Federally-Regulated | 06/22/2017 |  | 06/22/2017
Lennox | Lennox | ML180UH045P24A-* | LPG | Induced Draft | False | False | 1 | False | Up |  | None | Non-Condensing | Single-Stage |  | 0.2 | Standard |  | 44000 | 35000 |  |  | 38000 | 533 | 80 | 78 | [8 empty] | Federally-Regulated Consumer Product | 06/22/2017 |  | 06/22/2017
Lennox | Armstrong | 270GRTC119CL | Natural Gas | No Match | False | True | 3 | False | Horizontal | No Match | No Match | Non-Condensing | No Match | No Match |  | No Match |  | 270000 | 216297 |  |  | 256004 | 1950 |  |  | 80.6 | 80 |  |  |  |  | 80.6 | 0 | Federally-Regulated Commercial & Industrial Equipment | 06/22/2017 |  | 06/22/2017
Lennox | Lennox | EL195UH045XE36B | Natural Gas | Induced Draft | False | False | 1 | False | Horizontal |  | None | Condensing | Single-Stage |  | 0.5 | Standard |  | 44000 | 42000 |  |  | 33100 | 288 | 95 | 78 | [8 empty] | Federally-Regulated Consumer Product | 06/22/2017 |  | 06/22/2017
Lennox | Lennox | ML195UH090XP60C-* | LPG | Induced Draft | False | False | 1 | False | Up |  | None | Condensing | Single-Stage |  | 1 | Standard |  | 88000 | 86000 |  |  | 81100 | 1008 | 95 | 78 | [8 empty] | Federally-Regulated Consumer Product | 06/22/2017 |  | 06/22/2017
Lennox | Allied Air | 80G1DF045AE12-* | Natural Gas | Induced Draft | False | False | 1 | False | Up |  | None | Non-Condensing | Single-Stage |  | 0.5 | Standard |  | 44000 | 36000 |  |  | 38900 | 341 | 80 | 78 | [8 empty] | Federally-Regulated Consumer Product | 06/22/2017 |  | 06/22/2017
Lennox | Lennox | EL195DF110XE60C-* | LPG | Induced Draft | False | False | 1 | False | Down |  | None | Condensing | Single-Stage |  | 1 | Standard |  | 110000 | 106000 |  |  | 99100 | 712 | 95 | 78 | [8 empty] | Federally-Regulated Consumer Product | 06/22/2017 |  | 06/22/2017
Lennox | Lennox | KGA060**DM** | Natural Gas | Induced Draft | False | True | 1 | False | Horizontal | None | None | Non-Condensing | Single-Stage | Single-Speed | 0.75 | Standard |  | 105000 | 84000 |  |  | 96800 | 834 | 80 | 78 | [8 empty] | Federally-Regulated Consumer Product | 06/22/2017 |  | 06/22/2017
Lennox | Lennox | KGA030**DS** | Natural Gas | Induced Draft | False | True | 1 | False | Horizontal | None | None | Non-Condensing | Single-Stage | Single-Speed | 0.25 | Standard |  | 65000 | 52000 |  |  | 58400 | 450 | 80 | 78 | [8 empty] | Federally-Regulated Consumer Product | 06/22/2017 |  | 06/22/2017
Lennox | Lennox | SL280UH090XV60C-* | Natural Gas | Induced Draft | False | False | 1 | False | Horizontal |  | None | Non-Condensing | Two-Stage Modulating |  | 1 | Standard |  | 88000 | 70000 |  |  | 78000 | 281 | 80 | 78 | [8 empty] | Federally-Regulated Consumer Product | 06/22/2017 |  | 06/22/2017
Lennox | Allied Air | 95G1DF045BE12-* | Natural Gas | Induced Draft | False | False | 1 | False | Down |  | None | Condensing | Single-Stage |  | 0.5 | Standard |  | 44000 | 42000 |  |  | 33100 | 285 | 95 | 78 | [8 empty] | Federally-Regulated Consumer Product | 06/22/2017 |  | 06/22/2017
Lennox | Allied Air | 95G1UH045BP12-* | LPG | Induced Draft | False | False | 1 | False | Up |  | None | Condensing | Single-Stage |  | 0.33 | Standard |  | 44000 | 42000 |  |  | 32600 | 410 | 95 | 78 | [8 empty] | Federally-Regulated Consumer Product | 06/22/2017 |  | 06/22/2017
Lennox | McQuay | GCS16-1353-270-** | Natural Gas | No Match | False | True | 3 | False | Down | No Match | No Match | Non-Condensing | No Match | No Match |  | No Match |  | 270000 | 216297 |  |  | 256004 | 1950 |  |  | 80.6 | 80 |  |  |  |  | 78.5 | 0 | Federally-Regulated Commercial & Industrial Equipment | 06/22/2017 |  | 06/22/2017
Lennox | Lennox | KGA060**DY** | Natural Gas | Induced Draft | False | True | 1 | False | Horizontal | None | None | Non-Condensing | Single-Stage | Single-Speed | 0.75 | Standard |  | 105000 | 84000 |  |  | 96800 | 834 | 80 | 78 | [8 empty] | Federally-Regulated Consumer Product | 06/22/2017 |  | 06/22/2017
Lennox | Lennox | ML180UH090XP48B-* | Natural Gas | Induced Draft | False | False | 1 | False | Horizontal |  | None | Non-Condensing | Single-Stage |  | 0.5 | Standard |  | 88000 | 71000 |  |  | 76700 | 865 | 80 | 78 | [8 empty] | Federally-Regulated Consumer Product | 06/22/2017 |  | 06/22/2017
Lennox | Allied Air | A95UH1D110C16*-* | LPG | Induced Draft | False | False | 1 | False | Up |  | None | Condensing | Single-Stage |  | 0.5 | Standard |  | 110000 | 105000 |  |  | 98900 | 745 | 95 | 78 | [8 empty] | Federally-Regulated Consumer Product | 06/22/2017 |  | 06/22/2017
Lennox | Lennox | EL296DF090XE48C-* | LPG | Induced Draft | False | False | 1 | False | Down |  | None | Condensing | Two-Stage Modulating |  | 0.75 | Standard |  | 88000 | 85000 |  |  | 80900 | 334 | 96 | 78 | [8 empty] | Federally-Regulated Consumer Product | 06/22/2017 |  | 06/22/2017
Lennox | Lennox | KGA048**BY** | LPG | Induced Draft | False | True | 1 | False | Horizontal | None | None | Non-Condensing | Single-Stage | Single-Speed | 1.5 | Standard |  | 105000 | 84000 |  |  | 97400 | 674 | 80 | 78 | [8 empty] | Federally-Regulated Consumer Product | 06/22/2017 |  | 06/22/2017
Lennox | Allied Air | 80G2UH110CV20-* | Natural Gas | Induced Draft | False | False | 1 | False | Horizontal |  | None | Non-Condensing | Two-Stage Modulating |  | 1 | Standard |  | 110000 | 87000 |  |  | 96800 | 435 | 80 | 78 | [8 empty] | Federally-Regulated Consumer Product | 06/22/2017 |  | 06/22/2017
Lennox | Lennox | SLP98UH135V60C-* | LPG | Induced Draft | False | False | 1 | False | Horizontal |  | None | Condensing | Step Modulating |  | 1 | Standard |  | 132000 | 128000 |  |  | 128600 | 614 | 97.5 | 78 | [8 empty] | Federally-Regulated Consumer Product | 06/22/2017 |  | 06/22/2017
Lennox | Allied Air | 95AF1UH090P12C-* | Natural Gas | Induced Draft | False | False | 1 | False | Up |  | None | Condensing | Single-Stage |  | 0.5 | Standard |  | 88000 | 85000 |  |  | 82100 | 738 | 95 | 78 | [8 empty] | Federally-Regulated Consumer Product | 06/22/2017 |  | 06/22/2017
Lennox | Lennox | KGA048**BS** | Natural Gas | Induced Draft | False | True | 1 | False | Horizontal | None | None | Non-Condensing | Single-Stage | Single-Speed | 1.5 | Standard |  | 65000 | 52000 |  |  | 57800 | 576 | 80 | 78 | [8 empty] | Federally-Regulated Consumer Product | 06/22/2017 |  | 06/22/2017
Lennox | Lennox | SLP98UH135XV60D-* | LPG | Induced Draft | False | False | 1 | False | Horizontal |  | None | Condensing | Step Modulating |  | 1 | Standard |  | 132000 | 128000 |  |  | 128600 | 610 | 97.5 | 78 | [8 empty] | Federally-Regulated Consumer Product | 06/22/2017 |  | 06/22/2017
Lennox | Allied Air | 80G1UH070AP12-* | LPG | Induced Draft | False | False | 1 | False | Horizontal |  | None | Non-Condensing | Single-Stage |  | 0.33 | Standard |  | 66000 | 54000 |  |  | 57400 | 698 | 80 | 78 | [8 empty] | Federally-Regulated Consumer Product | 06/22/2017 |  | 06/22/2017
Lennox | Allied Air | 80G1UH135DP20-* | LPG | Induced Draft | False | False | 1 | False | Horizontal |  | None | Non-Condensing | Single-Stage |  | 1 | Standard |  | 132000 | 107000 |  |  | 114400 | 1416 | 80 | 78 | [8 empty] | Federally-Regulated Consumer Product | 06/22/2017 |  | 06/22/2017
Lennox | Lennox | ML180UH110P48C-* | LPG | Induced Draft | False | False | 1 | False | Up |  | None | Non-Condensing | Single-Stage |  | 0.5 | Standard |  | 110000 | 89000 |  |  | 95900 | 1068 | 80 | 78 | [8 empty] | Federally-Regulated Consumer Product | 06/22/2017 |  | 06/22/2017
Lennox | Allied Air | 80AF1UH135P20D-* | LPG | Induced Draft | False | False | 1 | False | Up |  | None | Non-Condensing | Single-Stage |  | 1 | Standard |  | 132000 | 107000 |  |  | 114400 | 1416 | 80 | 78 | [8 empty] | Federally-Regulated Consumer Product | 06/22/2017 |  | 06/22/2017
Lennox | Armstrong | LGA360SH-** | Natural Gas | No Match | False | True | 3 | False | Down | No Match | No Match | Non-Condensing | No Match | No Match |  | No Match |  | 470000 | 378778 |  |  | 408868 | 3249 |  |  | 80.6 | 80 |  |  |  |  | 80.7 | 0 | Federally-Regulated Commercial & Industrial Equipment | 06/22/2017 |  | 06/22/2017
Lennox | Lennox | G61MP-48C-090-** | Natural Gas | Induced Draft | False | False | 1 | False | Horizontal |  | None | Condensing | Two-Stage Modulating |  | 0.5 | Standard |  | 88000 | 83000 |  |  | 79700 | 893 | 94.1 | 78 | [8 empty] | Federally-Regulated Consumer Product | 06/22/2017 |  | 06/22/2017
Lennox | Lennox | ML180DF070XP36A-* | LPG | Induced Draft | False | False | 1 | False | Down |  | None | Non-Condensing | Single-Stage |  | 0.33 | Standard |  | 66000 | 53000 |  |  | 56900 | 809 | 80 | 78 | [8 empty] | Federally-Regulated Consumer Product | 06/22/2017 |  | 06/22/2017
Lennox | Armstrong | 270GRTC144CL | Natural Gas | No Match | False | True | 3 | False | Horizontal | No Match | No Match | Non-Condensing | No Match | No Match |  | No Match |  | 270000 | 216297 |  |  | 256004 | 1950 |  |  | 80.6 | 80 |  |  |  |  | 80.6 | 0 | Federally-Regulated Commercial & Industrial Equipment | 06/22/2017 |  | 06/22/2017
Lennox | Lennox | LGH094**MH** | Natural Gas | Induced Draft | False | True | 3 | False | Horizontal |  | None | Non-Condensing | Two-Stage Modulating |  | 0 | Standard |  | 240000 | 192000 | [6 empty] | 80 | 80 | [6 empty] | Federally-Regulated Commercial & Industrial Equipment | 06/22/2017 |  | 06/22/2017
Lennox | Allied Air | 95G1UH045BP12-* | LPG | Induced Draft | False | False | 1 | False | Horizontal |  | None | Condensing | Single-Stage |  | 0.33 | Standard |  | 44000 | 42000 |  |  | 32600 | 410 | 95 | 78 | [8 empty] | Federally-Regulated Consumer Product | 06/22/2017 |  | 06/22/2017
Lennox | Lennox | ML195UH090XP36C-* | Natural Gas | Induced Draft | False | False | 1 | False | Horizontal |  | None | Condensing | Single-Stage |  | 0.5 | Standard |  | 88000 | 85000 |  |  | 82100 | 738 | 95 | 78 | [8 empty] | Federally-Regulated Consumer Product | 06/22/2017 |  | 06/22/2017
Lennox | Lennox | ML193UH070XP36B-* | LPG | Induced Draft | False | False | 1 | False | Horizontal |  | None | Condensing | Single-Stage |  | 0.33 | Standard |  | 66000 | 62000 |  |  | 67100 | 611 | 93 | 78 | [8 empty] | Federally-Regulated Consumer Product | 06/22/2017 |  | 06/22/2017
Lennox | Lennox | ML195UH090XP48C-* | LPG | Induced Draft | False | False | 1 | False | Up |  | None | Condensing | Single-Stage |  | 0.5 | Standard |  | 88000 | 85000 |  |  | 82100 | 732 | 95 | 78 | [8 empty] | Federally-Regulated Consumer Product | 06/22/2017 |  | 06/22/2017
Lennox | Lennox | KGA048**DT** | Natural Gas | Induced Draft | False | True | 1 | False | Horizontal | None | None | Non-Condensing | Single-Stage | Single-Speed | 0.5 | Standard |  | 150000 | 120000 |  |  | 137000 | 789 | 80 | 78 | [8 empty] | Federally-Regulated Consumer Product | 06/22/2017 |  | 06/22/2017
Lennox | Lennox | SLP98UH135XV60D-* | LPG | Induced Draft | False | False | 1 | False | Up |  | None | Condensing | Step Modulating |  | 1 | Standard |  | 132000 | 128000 |  |  | 128600 | 610 | 97.5 | 78 | [8 empty] | Federally-Regulated Consumer Product | 06/22/2017 |  | 06/22/2017
Lennox | Allied Air | A95DF1D045B12*-* | Natural Gas | Induced Draft | False | False | 1 | False | Down |  | None | Condensing | Single-Stage |  | 0.33 | Standard |  | 44000 | 43000 |  |  | 48700 | 663 | 95 | 78 | [8 empty] | Federally-Regulated Consumer Product | 06/22/2017 |  | 06/22/2017
Lennox | Allied Air | 80G1UH110CP16-* | LPG | Induced Draft | False | False | 1 | False | Up |  | None | Non-Condensing | Single-Stage |  | 0.5 | Standard |  | 110000 | 89000 |  |  | 95900 | 1068 | 80 | 78 | [8 empty] | Federally-Regulated Consumer Product | 06/22/2017 |  | 06/22/2017
Lennox | Lennox | SL280DF070V36A-* | LPG | Induced Draft | False | False | 1 | False | Down |  | None | Non-Condensing | Two-Stage Modulating |  | 0.5 | Standard |  | 66000 | 52000 |  |  | 58300 | 236 | 80 | 78 | [8 empty] | Federally-Regulated Consumer Product | 06/22/2017 |  | 06/22/2017
Lennox | Allied Air | 80G1UH045AE12-* | LPG | Induced Draft | False | False | 1 | False | Horizontal |  | None | Non-Condensing | Single-Stage |  | 0.5 | Standard |  | 44000 | 36000 |  |  | 38900 | 337 | 80 | 78 | [8 empty] | Federally-Regulated Consumer Product | 06/22/2017 |  | 06/22/2017
Lennox | Lennox | EL280UH090P36B-* | Natural Gas | Induced Draft | False | False | 1 | False | Up |  | None | Non-Condensing | Two-Stage Modulating |  | 0.33 | Standard |  | 88000 | 70000 |  |  | 74300 | 819 | 80 | 78 | [8 empty] | Federally-Regulated Consumer Product | 06/22/2017 |  | 06/22/2017
Lennox | Allied Air | ZGA150**BH** | LPG | Induced Draft | False | True | 3 | False | Down |  | None | Non-Condensing | Two-Stage Modulating |  | 0 | Standard |  | 240000 | 192000 | [6 empty] | 80 | 80 | [6 empty] | Federally-Regulated Commercial & Industrial Equipment | 06/22/2017 |  | 06/22/2017
Lennox | Lennox | G60UH-60C-110X-** | Natural Gas | Induced Draft | False | False | 1 | False | Horizontal | None | None | Non-Condensing | Two-Stage Modulating |  | 1 | Standard |  | 110000 | 90000 |  |  | 93000 | 1060 | 80 | 78 | [8 empty] | Federally-Regulated Consumer Product | 06/22/2017 |  | 06/22/2017
Lennox | Allied Air | 80G1DF045AE12-* | LPG | Induced Draft | False | False | 1 | False | Down |  | None | Non-Condensing | Single-Stage |  | 0.5 | Standard |  | 44000 | 36000 |  |  | 38900 | 341 | 80 | 78 | [8 empty] | Federally-Regulated Consumer Product | 06/22/2017 |  | 06/22/2017
Lennox | Lennox | KGA060**DT** | Natural Gas | Induced Draft | False | True | 1 | False | Down | None | None | Non-Condensing | Single-Stage | Single-Speed | 0.75 | Standard |  | 150000 | 120000 |  |  | 137000 | 800 | 80 | 78 | [8 empty] | Federally-Regulated Consumer Product | 06/22/2017 |  | 06/22/2017
Lennox | Lennox | LGA300SS-** | Natural Gas | No Match | False | True | 3 | False | Down | No Match | No Match | Non-Condensing | No Match | No Match |  | No Match |  | 260000 | 209537 |  |  | 232151 | 1955 |  |  | 80.6 | 80 |  |  |  |  | 80.7 | 0 | Federally-Regulated Commercial & Industrial Equipment | 06/22/2017 |  | 06/22/2017
Lennox | Lennox | ZGA120**BH** | LPG | Induced Draft | False | True | 3 | False | Down |  | None | Non-Condensing | Two-Stage Modulating |  | 0 | Standard |  | 240000 | 192000 | [6 empty] | 80 | 80 | [6 empty] | Federally-Regulated Commercial & Industrial Equipment | 06/22/2017 |  | 06/22/2017
Lennox | Allied Air | 80AF1UH090P12B-* | LPG | Induced Draft | False | False | 1 | False | Up |  | None | Non-Condensing | Single-Stage |  | 0.33 | Standard |  | 88000 | 71000 |  |  | 76700 | 856 | 80 | 78 | [8 empty] | Federally-Regulated Consumer Product | 06/22/2017 |  | 06/22/2017
Lennox | Lennox | GCS20X-513-100-** | Natural Gas | No Match | False | True | 3 | False | Horizontal | No Match | No Match | Non-Condensing | No Match | No Match |  | No Match |  | 92000 | 73600 |  |  | 76232 | 787 | 80.5 | 78 | [6 empty] | 80.5 | 0 | Non Federally-Regulated | 06/22/2017 |  | 06/22/2017
Lennox | Allied Air | A80UH1E070B12-* | LPG | Induced Draft | False | False | 1 | False | Up |  | None | Non-Condensing | Single-Stage |  | 0.5 | Standard |  | 66000 | 53000 |  |  | 59400 | 219 | 80 | 78 | [8 empty] | Federally-Regulated Consumer Product | 06/22/2017 |  | 06/22/2017
Lennox | Lennox | GCS20-513-100-** | LPG | No Match | False | True | 3 | False | Horizontal | No Match | No Match | Non-Condensing | No Match | No Match |  | No Match |  | 90000 | 70000 |  |  | 75600 | 824 | 81 | 78 | [6 empty] | 81 | 0 | Non Federally-Regulated | 06/22/2017 |  | 06/22/2017
Lennox | Allied Air | 80G1UH110CE20L-* | LPG | Induced Draft | False | False | 1 | False | Up |  | None | Non-Condensing | Single-Stage |  | 1 | Standard |  | 110000 | 90000 |  |  | 97800 | 618 | 80 | 78 | [8 empty] | Federally-Regulated Consumer Product | 06/22/2017 |  | 06/22/2017
Lennox | Armstrong | 200GRTC89CL | Natural Gas | No Match | False | True | 3 | False | Horizontal | No Match | No Match | Non-Condensing | No Match | No Match |  | No Match |  | 200000 | 160000 |  |  | 177835 | 1340 | 78.2 | 78 | 80 | 80 |  |  |  |  | 80 | 0 | Non Federally-Regulated | 06/22/2017 |  | 06/22/2017
Lennox | Lennox | ML195DF045XP36B-* | LPG | Induced Draft | False | False | 1 | False | Down |  | None | Condensing | Single-Stage |  | 0.33 | Standard |  | 44000 | 43000 |  |  | 48700 | 663 | 95 | 78 | [8 empty] | Federally-Regulated Consumer Product | 06/22/2017 |  | 06/22/2017
Lennox | Allied Air | 80AF1UH070P12AL-* | Natural Gas | Induced Draft | False | False | 1 | False | Horizontal |  | None | Non-Condensing | Single-Stage |  | 0.33 | Standard |  | 66000 | 54000 |  |  | 57400 | 698 | 80 | 78 | [8 empty] | Federally-Regulated Consumer Product | 06/22/2017 |  | 06/22/2017
Lennox | Lennox | ML193UH110XP60C-* | Natural Gas | Induced Draft | False | False | 1 | False | Horizontal |  | None | Condensing | Single-Stage |  | 1 | Standard |  | 110000 | 104000 |  |  | 100100 | 1006 | 93 | 78 | [8 empty] | Federally-Regulated Consumer Product | 06/22/2017 |  | 06/22/2017
Lennox | Lennox | ML195UH070XP36B-* | Natural Gas | Induced Draft | False | False | 1 | False | Up |  | None | Condensing | Single-Stage |  | 0.33 | Standard |  | 66000 | 64000 |  |  | 65800 | 599 | 95 | 78 | [8 empty] | Federally-Regulated Consumer Product | 06/22/2017 |  | 06/22/2017
Lennox | Allied Air | A80US2V110C20-* | LPG | Induced Draft | False | False | 1 | False | Up |  | None | Non-Condensing | Two-Stage Modulating |  | 1 | Standard |  | 110000 | 87000 |  |  | 96800 | 435 | 80 | 78 | [8 empty] | Federally-Regulated Consumer Product | 06/22/2017 |  | 06/22/2017
Lennox | Lennox | G60UH-36A-070X-** | Natural Gas | Induced Draft | False | False | 1 | False | Up | None | None | Non-Condensing | Two-Stage Modulating |  | 0.33 | Standard |  | 66000 | 54000 |  |  | 56000 | 780 | 80 | 78 | [8 empty] | Federally-Regulated Consumer Product | 06/22/2017 |  | 06/22/2017
Lennox | Lennox | EL296UH110XV60C-* | Natural Gas | Induced Draft | False | False | 1 | False | Horizontal |  | None | Condensing | Two-Stage Modulating |  | 1 | Standard |  | 110000 | 106000 |  |  | 97200 | 338 | 96 | 78 | [8 empty] | Federally-Regulated Consumer Product | 06/22/2017 |  | 06/22/2017
Lennox | Allied Air | 95G1DF070BE16-* | Natural Gas | Induced Draft | False | False | 1 | False | Down |  | None | Condensing | Single-Stage |  | 0.75 | Standard |  | 66000 | 64000 |  |  | 65800 | 596 | 95 | 78 | [8 empty] | Federally-Regulated Consumer Product | 06/22/2017 |  | 06/22/2017
Lennox | Lennox | G60UHV-60C-110X-** | Natural Gas | Induced Draft | False | False | 1 | False | Horizontal | None | None | Non-Condensing | Two-Stage Modulating |  | 1 | Standard |  | 110000 | 90000 |  |  | 96400 | 508 | 80 | 78 | [8 empty] | Federally-Regulated Consumer Product | 06/22/2017 |  | 06/22/2017
Lennox | Lennox | ML180UH135P60D-* | LPG | Induced Draft | False | False | 1 | False | Horizontal |  | None | Non-Condensing | Single-Stage |  | 1 | Standard |  | 132000 | 107000 |  |  | 114400 | 1416 | 80 | 78 | [8 empty] | Federally-Regulated Consumer Product | 06/22/2017 |  | 06/22/2017
Lennox | Armstrong | LGA210HS-** | Natural Gas | No Match | False | True | 3 | False | Down | No Match | No Match | Non-Condensing | No Match | No Match |  | No Match |  | 260000 | 209537 |  |  | 235537 | 1231 |  |  | 80.6 | 80 |  |  |  |  | 80.7 | 0 | Federally-Regulated Commercial & Industrial Equipment | 06/22/2017 |  | 06/22/2017
Lennox | Lennox | G43UF-48C-110H-** | LPG | Induced Draft | False | False | 1 | False | Up |  | None | Condensing | Single-Stage |  | 0.5 | Standard |  | 110000 | 101000 |  |  | 104200 | 830 | 90 | 78 | [8 empty] | Federally-Regulated Consumer Product | 06/22/2017 |  | 06/22/2017
Lennox | Allied Air | 80G1DF110CE20-* | LPG | Induced Draft | False | False | 1 | False | Horizontal |  | None | Non-Condensing | Single-Stage |  | 1 | Standard |  | 110000 | 90000 |  |  | 98000 | 576 | 80 | 78 | [8 empty] | Federally-Regulated Consumer Product | 06/22/2017 |  | 06/22/2017
Lennox | Lennox | EL195UH110XE60C-* | LPG | Induced Draft | False | False | 1 | False | Horizontal |  | None | Condensing | Single-Stage |  | 1 | Standard |  | 110000 | 105000 |  |  | 99100 | 705 | 95 | 78 | [8 empty] | Federally-Regulated Consumer Product | 06/22/2017 |  | 06/22/2017
Lennox | Allied Air | 80G2UH070AV12-* | LPG | Induced Draft | False | False | 1 | False | Horizontal |  | None | Non-Condensing | Two-Stage Modulating |  | 0.5 | Standard |  | 66000 | 52000 |  |  | 58800 | 195 | 80 | 78 | [8 empty] | Federally-Regulated Consumer Product | 06/22/2017 |  | 06/22/2017
Lennox | Allied Air | A80US2V110C20-* | Natural Gas | Induced Draft | False | False | 1 | False | Horizontal |  | None | Non-Condensing | Two-Stage Modulating |  | 1 | Standard |  | 110000 | 87000 |  |  | 96800 | 435 | 80 | 78 | [8 empty] | Federally-Regulated Consumer Product | 06/22/2017 |  | 06/22/2017
Lennox | Allied Air | A93UH1D110C16A-* | LPG | Induced Draft | False | False | 1 | False | Horizontal |  | None | Condensing | Single-Stage |  | 0.5 | Standard |  | 110000 | 104000 |  |  | 100900 | 776 | 93 | 78 | [8 empty] | Federally-Regulated Consumer Product | 06/22/2017 |  | 06/22/2017
Lennox | Allied Air | 95AF1UH110P20C-* | LPG | Induced Draft | False | False | 1 | False | Up |  | None | Condensing | Single-Stage |  | 1 | Standard |  | 110000 | 106000 |  |  | 98200 | 942 | 95 | 78 | [8 empty] | Federally-Regulated Consumer Product | 06/22/2017 |  | 06/22/2017
Lennox | Allied Air | A80US2V07012-* | Natural Gas | Induced Draft | False | False | 1 | False | Up |  | None | Non-Condensing | Two-Stage Modulating |  | 0.5 | Standard |  | 66000 | 52000 |  |  | 58800 | 195 | 80 | 78 | [8 empty] | Federally-Regulated Consumer Product | 06/22/2017 |  | 06/22/2017
Lennox | Lennox | KGA048**BH** | LPG | Induced Draft | False | True | 1 | False | Horizontal | None | None | Non-Condensing | Two-Stage Modulating | Single-Speed | 1.5 | Standard |  | 150000 | 120000 |  |  | 134500 | 858 | 80 | 78 | [8 empty] | Federally-Regulated Consumer Product | 06/22/2017 |  | 06/22/2017
Lennox | Allied Air | A80DS2V090B16-* | Natural Gas | Induced Draft | False | False | 1 | False | Down |  | None | Non-Condensing | Two-Stage Modulating |  | 1 | Standard |  | 88000 | 69000 |  |  | 77300 | 387 | 80 | 78 | [8 empty] | Federally-Regulated Consumer Product | 06/22/2017 |  | 06/22/2017
Lennox | Allied Air | 95G1UH045BP08-* | LPG | Induced Draft | False | False | 1 | False | Horizontal |  | None | Condensing | Single-Stage |  | 0.2 | Standard |  | 44000 | 41000 |  |  | 32800 | 354 | 95 | 78 | [8 empty] | Federally-Regulated Consumer Product | 06/22/2017 |  | 06/22/2017
Lennox | Lennox | KGA048**BW** | Natural Gas | Induced Draft | False | True | 1 | False | Horizontal | None | None | Non-Condensing | Single-Stage | Single-Speed | 1.5 | Standard |  | 65000 | 52000 |  |  | 57800 | 576 | 80 | 78 | [8 empty] | Federally-Regulated Consumer Product | 06/22/2017 |  | 06/22/2017
Lennox | Armstrong | LGA240HS-** | Natural Gas | No Match | False | True | 3 | False | Down | No Match | No Match | Non-Condensing | No Match | No Match |  | No Match |  | 260000 | 209537 |  |  | 233938 | 1573 |  |  | 80.6 | 80 |  |  |  |  | 80.7 | 0 | Federally-Regulated Commercial & Industrial Equipment | 06/22/2017 |  | 06/22/2017
Lennox | Lennox | G60DFV-36A-070-** | Natural Gas | Induced Draft | False | False | 1 | False | Down |  | None | Non-Condensing | Two-Stage Modulating |  | 0.5 | Standard |  | 66000 | 54000 |  |  | 58300 | 296 | 80 | 78 | [8 empty] | Federally-Regulated Consumer Product | 06/22/2017 |  | 06/22/2017
Lennox | Allied Air | A95UH1D090C12*-* | LPG | Induced Draft | False | False | 1 | False | Up |  | None | Condensing | Single-Stage |  | 0.5 | Standard |  | 88000 | 85000 |  |  | 82100 | 738 | 95 | 78 | [8 empty] | Federally-Regulated Consumer Product | 06/22/2017 |  | 06/22/2017
Lennox | Lennox | EL296UH090XV48C-* | Natural Gas | Induced Draft | False | False | 1 | False | Horizontal |  | None | Condensing | Two-Stage Modulating |  | 0.75 | Standard |  | 88000 | 85000 |  |  | 81300 | 353 | 96 | 78 | [8 empty] | Federally-Regulated Consumer Product | 06/22/2017 |  | 06/22/2017
Lennox | Allied Air | 95G1UH110CP16-* | Natural Gas | Induced Draft | False | False | 1 | False | Horizontal |  | None | Condensing | Single-Stage |  | 0.5 | Standard |  | 110000 | 105000 |  |  | 98900 | 745 | 95 | 78 | [8 empty] | Federally-Regulated Consumer Product | 06/22/2017 |  | 06/22/2017
Lennox | Lennox | GCS24-1353-270-** | Natural Gas | No Match | False | True | 3 | False | Horizontal | No Match | No Match | Non-Condensing | No Match | No Match |  | No Match |  | 270000 | 216297 |  |  | 256004 | 1950 |  |  | 80.6 | 80 |  |  |  |  | 80.6 | 0 | Federally-Regulated Commercial & Industrial Equipment | 06/22/2017 |  | 06/22/2017
Lennox | Lennox | ML193UH045XP36B-* | Natural Gas | Induced Draft | False | False | 1 | False | Up |  | None | Condensing | Single-Stage |  | 0.33 | Standard |  | 44000 | 42000 |  |  | 33300 | 419 | 93 | 78 | [8 empty] | Federally-Regulated Consumer Product | 06/22/2017 |  | 06/22/2017
Lennox | Lennox | G51MP-48C-110-** | LPG | Induced Draft | False | False | 1 | False | Horizontal |  | None | Condensing | Single-Stage |  | 0.5 | Standard |  | 110000 | 103000 |  |  | 101600 | 888 | 92.1 | 78 | [8 empty] | Federally-Regulated Consumer Product | 06/22/2017 |  | 06/22/2017
Lennox | Lennox | EL296UH070XV36B-* | LPG | Induced Draft | False | False | 1 | False | Horizontal |  | None | Condensing | Two-Stage Modulating |  | 0.5 | Standard |  | 66000 | 62000 |  |  | 65500 | 279 | 96 | 78 | [8 empty] | Federally-Regulated Consumer Product | 06/22/2017 |  | 06/22/2017
Lennox | Lennox | G51MP-60D-135-** | Natural Gas | Induced Draft | False | False | 1 | False | Up |  | None | Condensing | Single-Stage |  | 1 | Standard |  | 132000 | 123000 |  |  | 118200 | 1112 | 92.1 | 78 | [8 empty] | Federally-Regulated Consumer Product | 06/22/2017 |  | 06/22/2017
Lennox | Lennox | ML193DF070XP36B-* | LPG | Induced Draft | False | False | 1 | False | Down |  | None | Condensing | Single-Stage |  | 0.33 | Standard |  | 66000 | 62000 |  |  | 67100 | 611 | 93 | 78 | [8 empty] | Federally-Regulated Consumer Product | 06/22/2017 |  | 06/22/2017
Lennox | Lennox | GCS24-813-78-** | Natural Gas | No Match | False | True | 3 | False | Down | No Match | No Match | Non-Condensing | No Match | No Match |  | No Match |  | 78000 | 61485 |  |  | 78100 | 913 | 78 | 78 | [6 empty] | 78 | 0 | Non Federally-Regulated | 06/22/2017 |  | 06/22/2017
Lennox | Lennox | G60UH-36A-070-** | Natural Gas | Induced Draft | False | False | 1 | False | Horizontal | None | None | Non-Condensing | Two-Stage Modulating |  | 0.33 | Standard |  | 66000 | 54000 |  |  | 56000 | 780 | 80 | 78 | [8 empty] | Federally-Regulated Consumer Product | 06/22/2017 |  | 06/22/2017
Lennox | Lennox | G50UH-48C-110-** | LPG | Induced Draft | False | False | 1 | False | Up | None | None | Non-Condensing | Single-Stage |  | 0.5 | Standard |  | 110000 | 89000 |  |  | 96500 | 939 | 80 | 78 | [8 empty] | Federally-Regulated Consumer Product | 06/22/2017 |  | 06/22/2017
Lennox | Lennox | KGA036**BY** | LPG | Induced Draft | False | True | 1 | False | Horizontal | None | None | Non-Condensing | Single-Stage | Single-Speed | 1.5 | Standard |  | 105000 | 84000 |  |  | 97400 | 674 | 80 | 78 | [8 empty] | Federally-Regulated Consumer Product | 06/22/2017 |  | 06/22/2017
Lennox | Lennox | EL195UH090XE48C-* | Natural Gas | Induced Draft | False | False | 1 | False | Up |  | None | Condensing | Single-Stage |  | 0.75 | Standard |  | 88000 | 85000 |  |  | 83000 | 493 | 95 | 78 | [8 empty] | Federally-Regulated Consumer Product | 06/22/2017 |  | 06/22/2017
Lennox | Lennox | KGA060**DX** | LPG | Induced Draft | False | True | 1 | False | Down | None | None | Non-Condensing | Two-Stage Modulating | Single-Speed | 0.75 | Standard |  | 150000 | 120000 |  |  | 132900 | 1089 | 80 | 78 | [8 empty] | Federally-Regulated Consumer Product | 06/22/2017 |  | 06/22/2017
Lennox | Allied Air | 80G1UH045AP12L-* | LPG | Induced Draft | False | False | 1 | False | Up |  | None | Non-Condensing | Single-Stage |  | 0.33 | Standard |  | 44000 | 36000 |  |  | 37500 | 656 | 80 | 78 | [8 empty] | Federally-Regulated Consumer Product | 06/22/2017 |  | 06/22/2017
Lennox | Armstrong | 235GRTC240CH | Natural Gas | No Match | False | True | 3 | False | Down | No Match | No Match | Non-Condensing | No Match | No Match |  | No Match |  | 235000 | 188000 |  |  | 198174 | 3361 |  |  | 80 | 80 |  |  |  |  | 80 | 0 | Federally-Regulated Commercial & Industrial Equipment | 06/22/2017 |  | 06/22/2017
Lennox | Allied Air | A80UH1D045A12L-* | Natural Gas | Induced Draft | False | False | 1 | False | Horizontal |  | None | Non-Condensing | Single-Stage |  | 0.33 | Standard |  | 44000 | 36000 |  |  | 37500 | 656 | 80 | 78 | [8 empty] | Federally-Regulated Consumer Product | 06/22/2017 |  | 06/22/2017
Lennox | Allied Air | A95UH1D110C20*-* | LPG | Induced Draft | False | False | 1 | False | Up |  | None | Condensing | Single-Stage |  | 1 | Standard |  | 110000 | 106000 |  |  | 98200 | 942 | 95 | 78 | [8 empty] | Federally-Regulated Consumer Product | 06/22/2017 |  | 06/22/2017
Lennox | Lennox | ML180UH070P36A-* | LPG | Induced Draft | False | False | 1 | False | Up |  | None | Non-Condensing | Single-Stage |  | 0.33 | Standard |  | 66000 | 54000 |  |  | 57400 | 698 | 80 | 78 | [8 empty] | Federally-Regulated Consumer Product | 06/22/2017 |  | 06/22/2017
Lennox | Lennox | GCS24-653-78-** | Natural Gas | No Match | False | True | 3 | False | Horizontal | No Match | No Match | Non-Condensing | No Match | No Match |  | No Match |  | 78000 | 61485 |  |  | 78100 | 913 | 78 | 78 | [6 empty] | 78 | 0 | Non Federally-Regulated | 06/22/2017 |  | 06/22/2017
Lennox | Lennox | GCS16-413-75-** | LPG | No Match | False | True | 3 | False | Down | No Match | No Match | Non-Condensing | No Match | No Match |  | No Match |  | 67500 | 52000 |  |  | 57712 | 567 | 79.9 | 78 | [6 empty] | 79.9 | 0 | Non Federally-Regulated | 06/22/2017 |  | 06/22/2017
Lennox | Lennox | GCS20V-653-125-** | Natural Gas | No Match | False | True | 3 | False | Horizontal | No Match | No Match | Non-Condensing | No Match | No Match |  | No Match |  | 125000 | 95000 |  |  | 119047 | 547 | 78.3 | 78 | [6 empty] | 0 | 0 | Non Federally-Regulated | 06/22/2017 |  | 06/22/2017
Lennox | Allied Air | 95AF1UH070P12B-* | LPG | Induced Draft | False | False | 1 | False | Up |  | None | Condensing | Single-Stage |  | 0.33 | Standard |  | 66000 | 64000 |  |  | 65800 | 599 | 95 | 78 | [8 empty] | Federally-Regulated Consumer Product | 06/22/2017 |  | 06/22/2017
Lennox | Armstrong | 270GRTC119CH | Natural Gas | No Match | False | True | 3 | False | Horizontal | No Match | No Match | Non-Condensing | No Match | No Match |  | No Match |  | 270000 | 216297 |  |  | 256004 | 1950 |  |  | 80.6 | 80 |  |  |  |  | 80.6 | 0 | Federally-Regulated Commercial & Industrial Equipment | 06/22/2017 |  | 06/22/2017
Lennox | Lennox | G60UHV-36B-090-** | LPG | Induced Draft | False | False | 1 | False | Horizontal |  | None | Non-Condensing | Two-Stage Modulating |  | 0.5 | Standard |  | 88000 | 72000 |  |  | 77900 | 412 | 80 | 78 | [8 empty] | Federally-Regulated Consumer Product | 06/22/2017 |  | 06/22/2017
Lennox | Allied Air | 80G1UH135DP20-* | LPG | Induced Draft | False | False | 1 | False | Up |  | None | Non-Condensing | Single-Stage |  | 1 | Standard |  | 132000 | 107000 |  |  | 114400 | 1416 | 80 | 78 | [8 empty] | Federally-Regulated Consumer Product | 06/22/2017 |  | 06/22/2017
Lennox | Lennox | EL195UH045XE36B | LPG | Induced Draft | False | False | 1 | False | Up |  | None | Condensing | Single-Stage |  | 0.5 | Standard |  | 44000 | 42000 |  |  | 33100 | 288 | 95 | 78 | [8 empty] | Federally-Regulated Consumer Product | 06/22/2017 |  | 06/22/2017
Lennox | Allied Air | A95UH1D070B12*-* | Natural Gas | Induced Draft | False | False | 1 | False | Up |  | None | Condensing | Single-Stage |  | 0.33 | Standard |  | 66000 | 64000 |  |  | 65800 | 599 | 95 | 78 | [8 empty] | Federally-Regulated Consumer Product | 06/22/2017 |  | 06/22/2017
Lennox | Lennox | ML195DF070XP36B-* | Natural Gas | Induced Draft | False | False | 1 | False | Down |  | None | Condensing | Single-Stage |  | 0.33 | Standard |  | 66000 | 64000 |  |  | 65500 | 675 | 95 | 78 | [8 empty] | Federally-Regulated Consumer Product | 06/22/2017 |  | 06/22/2017
Lennox | Lennox | KGA048**BX** | LPG | Induced Draft | False | True | 1 | False | Horizontal | None | None | Non-Condensing | Two-Stage Modulating | Single-Speed | 1.5 | Standard |  | 150000 | 120000 |  |  | 134500 | 858 | 80 | 78 | [8 empty] | Federally-Regulated Consumer Product | 06/22/2017 |  | 06/22/2017
Lennox | Lennox | EL180UH090E60C-* | LPG | Induced Draft | False | False | 1 | False | Horizontal |  | None | Non-Condensing | Single-Stage |  | 1 | Standard |  | 88000 | 72000 |  |  | 78500 | 450 | 80 | 78 | [8 empty] | Federally-Regulated Consumer Product | 06/22/2017 |  | 06/22/2017
Lennox | Lennox | KGA048**BW** | LPG | Induced Draft | False | True | 1 | False | Down | None | None | Non-Condensing | Single-Stage | Single-Speed | 1.5 | Standard |  | 65000 | 52000 |  |  | 57800 | 576 | 80 | 78 | [8 empty] | Federally-Regulated Consumer Product | 06/22/2017 |  | 06/22/2017
Lennox | Lennox | KGA048**DY** | Natural Gas | Induced Draft | False | True | 1 | False | Horizontal | None | None | Non-Condensing | Single-Stage | Single-Speed | 0.5 | Standard |  | 105000 | 84000 |  |  | 97400 | 689 | 80 | 78 | [8 empty] | Federally-Regulated Consumer Product | 06/22/2017 |  | 06/22/2017
Lennox | Lennox | ML180DF045P36A* | Natural Gas | Induced Draft | False | False | 1 | False | Down |  | None | Non-Condensing | Single-Stage |  | 0.33 | Standard |  | 44000 | 36000 |  |  | 37100 | 758 | 80 | 78 | [8 empty] | Federally-Regulated Consumer Product | 06/22/2017 |  | 06/22/2017
Lennox | Lennox | G43UF-36C-090-** | Natural Gas | Induced Draft | False | False | 1 | False | Up |  | None | Condensing | Single-Stage |  | 0.33 | Standard |  | 88000 | 82000 |  |  | 84100 | 895 | 92.1 | 78 | [8 empty] | Federally-Regulated Consumer Product | 06/22/2017 |  | 06/22/2017
Lennox | Lennox | LGH048**EM*P | Natural Gas | Induced Draft | False | True | 1 | False | Down |  | None | Non-Condensing | Single-Stage |  | 0.75 | Premium |  | 105000 | 84000 |  |  | 98300 | 512 | 80 | 78 | [8 empty] | Federally-Regulated Consumer Product | 06/22/2017 |  | 06/22/2017
Lennox | Lennox | ML180UH045P36A-* | Natural Gas | Induced Draft | False | False | 1 | False | Up |  | None | Non-Condensing | Single-Stage |  | 0.33 | Standard |  | 44000 | 36000 |  |  | 37500 | 656 | 80 | 78 | [8 empty] | Federally-Regulated Consumer Product | 06/22/2017 |  | 06/22/2017
Lennox | Lennox | GCS16-653-100-** | Natural Gas | No Match | False | True | 3 | False | Down | No Match | No Match | Non-Condensing | No Match | No Match |  | No Match |  | 100000 | 80000 |  |  | 96682 | 805 | 80.5 | 78 | [6 empty] | 80.5 | 0 | Non Federally-Regulated | 06/22/2017 |  | 06/22/2017
Lennox | Lennox | EL296UH110XE60C-* | LPG | Induced Draft | False | False | 1 | False | Horizontal |  | None | Condensing | Two-Stage Modulating |  | 1 | Standard |  | 110000 | 106000 |  |  | 96000 | 437 | 96 | 78 | [8 empty] | Federally-Regulated Consumer Product | 06/22/2017 |  | 06/22/2017
Lennox | Lennox | GCS16-853-135-** | Natural Gas | No Match | False | True | 3 | False | Down | No Match | No Match | Non-Condensing | No Match | No Match |  | No Match |  | 135000 | 106575 |  |  | 114114 | 1970 | 78.3 | 78 | 79.8 | 80 |  |  |  |  | 79.8 | 0 | Non Federally-Regulated | 06/22/2017 |  | 06/22/2017
Lennox | Lennox | GCS16-653-75-** | LPG | No Match | False | True | 3 | False | Down | No Match | No Match | Non-Condensing | No Match | No Match |  | No Match |  | 67500 | 52000 |  |  | 57005 | 800 | 79.5 | 78 | [6 empty] | 79.5 | 0 | Non Federally-Regulated | 06/22/2017 |  | 06/22/2017
Lennox | Allied Air | 95AF1UH110P20C-* | LPG | Induced Draft | False | False | 1 | False | Horizontal |  | None | Condensing | Single-Stage |  | 1 | Standard |  | 110000 | 106000 |  |  | 98200 | 942 | 95 | 78 | [8 empty] | Federally-Regulated Consumer Product | 06/22/2017 |  | 06/22/2017
Lennox | Allied Air | 80G1UH110CP20-* | Natural Gas | Induced Draft | False | False | 1 | False | Horizontal |  | None | Non-Condensing | Single-Stage |  | 1 | Standard |  | 110000 | 89000 |  |  | 95300 | 1187 | 80 | 78 | [8 empty] | Federally-Regulated Consumer Product | 06/22/2017 |  | 06/22/2017
Lennox | Allied Air | A80UH1D070A12-* | LPG | Induced Draft | False | False | 1 | False | Up |  | None | Non-Condensing | Single-Stage |  | 0.33 | Standard |  | 66000 | 54000 |  |  | 57400 | 698 | 80 | 78 | [8 empty] | Federally-Regulated Consumer Product | 06/22/2017 |  | 06/22/2017
Lennox | Lennox | LGA090SS-** | Natural Gas | No Match | False | True | 3 | False | Down | No Match | No Match | Non-Condensing | No Match | No Match |  | No Match |  | 130000 | 103445 |  |  | 113788 | 1294 | 80.5 | 78 | 80 | 80 |  |  |  |  | 80.5 | 0 | Non Federally-Regulated | 06/22/2017 |  | 06/22/2017
Lennox | Allied Air | A80DF1E070A12-* | LPG | Induced Draft | False | False | 1 | False | Down |  | None | Non-Condensing | Single-Stage |  | 0.5 | Standard |  | 66000 | 54000 |  |  | 59100 | 289 | 80 | 78 | [8 empty] | Federally-Regulated Consumer Product | 06/22/2017 |  | 06/22/2017
Lennox | Lennox | G61MP-36B-045-** | LPG | Induced Draft | False | False | 1 | False | Down |  | None | Condensing | Two-Stage Modulating |  | 0.33 | Standard |  | 44000 | 41000 |  |  | 31600 | 564 | 94.1 | 78 | [8 empty] | Federally-Regulated Consumer Product | 06/22/2017 |  | 06/22/2017
Lennox | Lennox | ML180DF070XP36A-* | Natural Gas | Induced Draft | False | False | 1 | False | Down |  | None | Non-Condensing | Single-Stage |  | 0.33 | Standard |  | 66000 | 53000 |  |  | 56900 | 809 | 80 | 78 | [8 empty] | Federally-Regulated Consumer Product | 06/22/2017 |  | 06/22/2017
Lennox | Lennox | G51MP-60C-090-** | LPG | Induced Draft | False | False | 1 | False | Horizontal |  | None | Condensing | Single-Stage |  | 1 | Standard |  | 88000 | 82000 |  |  | 83600 | 1075 | 92.1 | 78 | [8 empty] | Federally-Regulated Consumer Product | 06/22/2017 |  | 06/22/2017
Lennox | Allied Air | 95AF1UH090P12C-* | LPG | Induced Draft | False | False | 1 | False | Up |  | None | Condensing | Single-Stage |  | 0.5 | Standard |  | 88000 | 85000 |  |  | 82100 | 738 | 95 | 78 | [8 empty] | Federally-Regulated Consumer Product | 06/22/2017 |  | 06/22/2017
Lennox | Lennox | 15GCSXAV-36-090X-230-* | Natural Gas | Induced Draft | False | True | 1 | False | Down |  | None | Non-Condensing | Two-Stage Modulating |  | 0.5 | Standard |  | 90000 | 72000 |  |  | 77800 | 555 | 78 | 78 | [8 empty] | Federally-Regulated Consumer Product | 06/22/2017 |  | 06/22/2017
Lennox | Allied Air | A93UH1D110C20A-* | Natural Gas | Induced Draft | False | False | 1 | False | Horizontal |  | None | Condensing | Single-Stage |  | 0.75 | Standard |  | 110000 | 104000 |  |  | 100100 | 1006 | 93 | 78 | [8 empty] | Federally-Regulated Consumer Product | 06/22/2017 |  | 06/22/2017
Lennox | Lennox | LGA150HS-** | Natural Gas | No Match | False | True | 3 | False | Down | No Match | No Match | Non-Condensing | No Match | No Match |  | No Match |  | 130000 | 103445 |  |  | 109757 | 2246 | 80.5 | 78 | 80 | 80 |  |  |  |  | 80.5 | 0 | Non Federally-Regulated | 06/22/2017 |  | 06/22/2017
Lennox | Lennox | G51MP-60D-135-** | LPG | Induced Draft | False | False | 1 | False | Horizontal |  | None | Condensing | Single-Stage |  | 1 | Standard |  | 132000 | 123000 |  |  | 118200 | 1112 | 92.1 | 78 | [8 empty] | Federally-Regulated Consumer Product | 06/22/2017 |  | 06/22/2017
Lennox | Lennox | G60UH-36C-110-** | LPG | Induced Draft | False | False | 1 | False | Up | None | None | Non-Condensing | Two-Stage Modulating |  | 0.33 | Standard |  | 110000 | 89000 |  |  | 94300 | 1158 | 80 | 78 | [8 empty] | Federally-Regulated Consumer Product | 06/22/2017 |  | 06/22/2017
Lennox | Allied Air | 80G1DF070AE12-* | LPG | Induced Draft | False | False | 1 | False | Up |  | None | Non-Condensing | Single-Stage |  | 0.5 | Standard |  | 66000 | 54000 |  |  | 59100 | 289 | 80 | 78 | [8 empty] | Federally-Regulated Consumer Product | 06/22/2017 |  | 06/22/2017
Lennox | Lennox | G60UHV-60C-110-** | LPG | Induced Draft | False | False | 1 | False | Up |  | None | Non-Condensing | Two-Stage Modulating |  | 1 | Standard |  | 110000 | 90000 |  |  | 96400 | 508 | 80 | 78 | [8 empty] | Federally-Regulated Consumer Product | 06/22/2017 |  | 06/22/2017
Lennox | Lennox | G51MP-48C-090-** | LPG | Induced Draft | False | False | 1 | False | Down |  | None | Condensing | Single-Stage |  | 0.5 | Standard |  | 88000 | 82000 |  |  | 84500 | 820 | 92.1 | 78 | [8 empty] | Federally-Regulated Consumer Product | 06/22/2017 |  | 06/22/2017
Lennox | Lennox | EL296DF070XV48B-* | Natural Gas | Induced Draft | False | False | 1 | False | Down |  | None | Condensing | Two-Stage Modulating |  | 0.75 | Standard |  | 66000 | 64000 |  |  | 64500 | 273 | 96 | 78 | [8 empty] | Federally-Regulated Consumer Product | 06/22/2017 |  | 06/22/2017
Lennox | Allied Air | A80DF1E110C20-* | LPG | Induced Draft | False | False | 1 | False | Up |  | None | Non-Condensing | Single-Stage |  | 1 | Standard |  | 110000 | 90000 |  |  | 98000 | 576 | 80 | 78 | [8 empty] | Federally-Regulated Consumer Product | 06/22/2017 |  | 06/22/2017
Lennox | Allied Air | 80G1UH045AE12L | LPG | Induced Draft | False | False | 1 | False | Up |  | None | Non-Condensing | Single-Stage |  | 0.5 | Standard |  | 44000 | 36000 |  |  | 38900 | 337 | 80 | 78 | [8 empty] | Federally-Regulated Consumer Product | 06/22/2017 |  | 06/22/2017
Lennox | Lennox | SL280UH090V48B-* | Natural Gas | Induced Draft | False | False | 1 | False | Up |  | None | Non-Condensing | Two-Stage Modulating |  | 1 | Standard |  | 88000 | 70000 |  |  | 78000 | 293 | 80 | 78 | [8 empty] | Federally-Regulated Consumer Product | 06/22/2017 |  | 06/22/2017
Lennox | Lennox | G51MP-48C-090-** | Natural Gas | Induced Draft | False | False | 1 | False | Horizontal |  | None | Condensing | Single-Stage |  | 0.5 | Standard |  | 88000 | 82000 |  |  | 84500 | 820 | 92.1 | 78 | [8 empty] | Federally-Regulated Consumer Product | 06/22/2017 |  | 06/22/2017
Lennox | Lennox | GCS20-653-75-** | LPG | No Match | False | True | 3 | False | Down | No Match | No Match | Non-Condensing | No Match | No Match |  | No Match |  | 67500 | 52000 |  |  | 57940 | 752 | 78.4 | 78 | [6 empty] | 78.4 | 0 | Non Federally-Regulated | 06/22/2017 |  | 06/22/2017
Lennox | Armstrong | 235GRTC300BL | Natural Gas | No Match | False | True | 3 | False | Down | No Match | No Match | Non-Condensing | No Match | No Match |  | No Match |  | 235000 | 188000 |  |  | 198174 | 3361 |  |  | 80 | 80 |  |  |  |  | 80 | 0 | Federally-Regulated Commercial & Industrial Equipment | 06/22/2017 |  | 06/22/2017
Lennox | Lennox | ML193UH135XP60D-* | Natural Gas | Induced Draft | False | False | 1 | False | Horizontal |  | None | Condensing | Single-Stage |  | 1 | Standard |  | 132000 | 124000 |  |  | 116800 | 1148 | 93 | 78 | [8 empty] | Federally-Regulated Consumer Product | 06/22/2017 |  | 06/22/2017
Lennox | Lennox | KGA060**DH** | Natural Gas | Induced Draft | False | True | 1 | False | Down | None | None | Non-Condensing | Two-Stage Modulating | Single-Speed | 0.75 | Standard |  | 150000 | 120000 |  |  | 132900 | 1089 | 80 | 78 | [8 empty] | Federally-Regulated Consumer Product | 06/22/2017 |  | 06/22/2017
Lennox | Lennox | LGA105HH-** | Natural Gas | No Match | False | True | 3 | False | Down | No Match | No Match | Non-Condensing | No Match | No Match |  | No Match |  | 235000 | 186453 |  |  | 210455 | 2080 |  |  | 80 | 80 |  |  |  |  | 80.5 | 0 | Federally-Regulated Commercial & Industrial Equipment | 06/22/2017 |  | 06/22/2017
Lennox | Allied Air | A80US2V070A12L-* | Natural Gas | Induced Draft | False | False | 1 | False | Horizontal |  | None | Non-Condensing | Two-Stage Modulating |  | 0.5 | Standard |  | 66000 | 52000 |  |  | 58800 | 195 | 80 | 78 | [8 empty] | Federally-Regulated Consumer Product | 06/22/2017 |  | 06/22/2017
Lennox | Allied Air | 80G1UH090BE16L-* | LPG | Induced Draft | False | False | 1 | False | Horizontal |  | None | Non-Condensing | Single-Stage |  | 0.75 | Standard |  | 88000 | 72000 |  |  | 78600 | 410 | 80 | 78 | [8 empty] | Federally-Regulated Consumer Product | 06/22/2017 |  | 06/22/2017
Lennox | Lennox | KGA036**DY** | Natural Gas | Induced Draft | False | True | 1 | False | Horizontal | None | None | Non-Condensing | Single-Stage | Single-Speed | 0.5 | Standard |  | 105000 | 84000 |  |  | 97400 | 689 | 80 | 78 | [8 empty] | Federally-Regulated Consumer Product | 06/22/2017 |  | 06/22/2017
Lennox | Lennox | ML180DF090P36B-* | Natural Gas | Induced Draft | False | False | 1 | False | Down |  | None | Non-Condensing | Single-Stage |  | 0.33 | Standard |  | 88000 | 71000 |  |  | 77000 | 801 | 80 | 78 | [8 empty] | Federally-Regulated Consumer Product | 06/22/2017 |  | 06/22/2017
Lennox | Lennox | G60UHV-36B-090-** | LPG | Induced Draft | False | False | 1 | False | Up |  | None | Non-Condensing | Two-Stage Modulating |  | 0.5 | Standard |  | 88000 | 72000 |  |  | 77900 | 412 | 80 | 78 | [8 empty] | Federally-Regulated Consumer Product | 06/22/2017 |  | 06/22/2017
Lennox | Lennox | G60UH-36A-070-** | Natural Gas | Induced Draft | False | False | 1 | False | Up | None | None | Non-Condensing | Two-Stage Modulating |  | 0.33 | Standard |  | 66000 | 54000 |  |  | 56000 | 780 | 80 | 78 | [8 empty] | Federally-Regulated Consumer Product | 06/22/2017 |  | 06/22/2017
Lennox | Lennox | EL195UH070XE36B-* | Natural Gas | Induced Draft | False | False | 1 | False | Horizontal |  | None | Condensing | Single-Stage |  | 0.5 | Standard |  | 66000 | 63000 |  |  | 66600 | 377 | 95 | 78 | [8 empty] | Federally-Regulated Consumer Product | 06/22/2017 |  | 06/22/2017
Lennox | Allied Air | A95UH1E090C16-* | LPG | Induced Draft | False | False | 1 | False | Horizontal |  | None | Condensing | Single-Stage |  | 0.75 | Standard |  | 88000 | 85000 |  |  | 83000 | 493 | 95 | 78 | [8 empty] | Federally-Regulated Consumer Product | 06/22/2017 |  | 06/22/2017
Lennox | Lennox | G51MP-60C-090-** | Natural Gas | Induced Draft | False | False | 1 | False | Horizontal |  | None | Condensing | Single-Stage |  | 1 | Standard |  | 88000 | 82000 |  |  | 83600 | 1075 | 92.1 | 78 | [8 empty] | Federally-Regulated Consumer Product | 06/22/2017 |  | 06/22/2017
Lennox | Lennox | EL195DF070XE48B-* | LPG | Induced Draft | False | False | 1 | False | Down |  | None | Condensing | Single-Stage |  | 0.75 | Standard |  | 66000 | 64000 |  |  | 65800 | 596 | 95 | 78 | [8 empty] | Federally-Regulated Consumer Product | 06/22/2017 |  | 06/22/2017
Lennox | Allied Air | 80G1UH110CP20L-* | Natural Gas | Induced Draft | False | False | 1 | False | Up |  | None | Non-Condensing | Single-Stage |  | 1 | Standard |  | 110000 | 89000 |  |  | 95300 | 1187 | 80 | 78 | [8 empty] | Federally-Regulated Consumer Product | 06/22/2017 |  | 06/22/2017
Lennox | Allied Air | 80AF1UH070P12AL-* | LPG | Induced Draft | False | False | 1 | False | Up |  | None | Non-Condensing | Single-Stage |  | 0.33 | Standard |  | 66000 | 54000 |  |  | 57400 | 698 | 80 | 78 | [8 empty] | Federally-Regulated Consumer Product | 06/22/2017 |  | 06/22/2017
Lennox | Allied Air | A80DS2V070A12-* | Natural Gas | Induced Draft | False | False | 1 | False | Down |  | None | Non-Condensing | Two-Stage Modulating |  | 0.5 | Standard |  | 66000 | 52000 |  |  | 58300 | 236 | 80 | 78 | [8 empty] | Federally-Regulated Consumer Product | 06/22/2017 |  | 06/22/2017
Lennox | Armstrong | 235GRTC225BH | Natural Gas | No Match | False | True | 3 | False | Horizontal | No Match | No Match | Non-Condensing | No Match | No Match |  | No Match |  | 235000 | 188000 |  |  | 198174 | 3361 |  |  | 80 | 80 |  |  |  |  | 80 | 0 | Federally-Regulated Commercial & Industrial Equipment | 06/22/2017 |  | 06/22/2017
Lennox | Lennox | SL280UH110XV60C-* | Natural Gas | Induced Draft | False | False | 1 | False | Up |  | None | Non-Condensing | Two-Stage Modulating |  | 1 | Standard |  | 110000 | 87000 |  |  | 96800 | 435 | 80 | 78 | [8 empty] | Federally-Regulated Consumer Product | 06/22/2017 |  | 06/22/2017
Lennox | Allied Air | 95G1UH135DP20-* | LPG | Induced Draft | False | False | 1 | False | Horizontal |  | None | Condensing | Single-Stage |  | 1 | Standard |  | 132000 | 126000 |  |  | 114900 | 994 | 95 | 78 | [8 empty] | Federally-Regulated Consumer Product | 06/22/2017 |  | 06/22/2017
Lennox | Lennox | EL180UH090XE48B-* | Natural Gas | Induced Draft | False | False | 1 | False | Horizontal |  | None | Non-Condensing | Single-Stage |  | 0.75 | Standard |  | 88000 | 72000 |  |  | 78600 | 410 | 80 | 78 | [8 empty] | Federally-Regulated Consumer Product | 06/22/2017 |  | 06/22/2017
Lennox | Allied Air | 95G1UH110CP20-* | LPG | Induced Draft | False | False | 1 | False | Up |  | None | Condensing | Single-Stage |  | 1 | Standard |  | 110000 | 106000 |  |  | 98200 | 942 | 95 | 78 | [8 empty] | Federally-Regulated Consumer Product | 06/22/2017 |  | 06/22/2017
Lennox | Allied Air | 95G1UH110CP16-* | LPG | Induced Draft | False | False | 1 | False | Up |  | None | Condensing | Single-Stage |  | 0.5 | Standard |  | 110000 | 105000 |  |  | 98900 | 745 | 95 | 78 | [8 empty] | Federally-Regulated Consumer Product | 06/22/2017 |  | 06/22/2017
Lennox | Allied Air | A80DF1E070A12-* | LPG | Induced Draft | False | False | 1 | False | Horizontal |  | None | Non-Condensing | Single-Stage |  | 0.5 | Standard |  | 66000 | 54000 |  |  | 59100 | 289 | 80 | 78 | [8 empty] | Federally-Regulated Consumer Product | 06/22/2017 |  | 06/22/2017
Lennox | Lennox | G61MP-60C-110-** | LPG | Induced Draft | False | False | 1 | False | Horizontal |  | None | Condensing | Two-Stage Modulating |  | 1 | Standard |  | 110000 | 104000 |  |  | 95100 | 1139 | 94.1 | 78 | [8 empty] | Federally-Regulated Consumer Product | 06/22/2017 |  | 06/22/2017
Lennox | Allied Air | A95UH1D110C20*-* | Natural Gas | Induced Draft | False | False | 1 | False | Up |  | None | Condensing | Single-Stage |  | 1 | Standard |  | 110000 | 106000 |  |  | 98200 | 942 | 95 | 78 | [8 empty] | Federally-Regulated Consumer Product | 06/22/2017 |  | 06/22/2017
Lennox | Lennox | G61MPV-60C-111-** | Natural Gas | Induced Draft | False | False | 1 | False | Up |  | None | Condensing | Two-Stage Modulating |  | 1 | Standard |  | 110000 | 103000 |  |  | 97800 | 863 | 95 | 78 | [8 empty] | Federally-Regulated Consumer Product | 06/22/2017 |  | 06/22/2017
Lennox | Lennox | ZGA092**BH** | Natural Gas | Induced Draft | False | True | 3 | False | Horizontal |  | None | Non-Condensing | Two-Stage Modulating |  | 0 | Standard |  | 240000 | 192000 | [6 empty] | 80 | 80 | [6 empty] | Federally-Regulated Commercial & Industrial Equipment | 06/22/2017 |  | 06/22/2017
Lennox | Lennox | SLP98UH110XV60C-* | Natural Gas | Induced Draft | False | False | 1 | False | Horizontal |  | None | Condensing | Step Modulating |  | 1 | Standard |  | 110000 | 106000 |  |  | 95000 | 401 | 97.5 | 78 | [8 empty] | Federally-Regulated Consumer Product | 06/22/2017 |  | 06/22/2017
Lennox | Lennox | G51MP-24B-045-** | Natural Gas | Induced Draft | False | False | 1 | False | Down |  | None | Condensing | Single-Stage |  | 0.2 | Standard |  | 44000 | 41000 |  |  | 33600 | 455 | 92.1 | 78 | [8 empty] | Federally-Regulated Consumer Product | 06/22/2017 |  | 06/22/2017
Lennox | Lennox | G61MP-60D-135-** | Natural Gas | Induced Draft | False | False | 1 | False | Up |  | None | Condensing | Two-Stage Modulating |  | 1 | Standard |  | 132000 | 124000 |  |  | 111600 | 1186 | 94.1 | 78 | [8 empty] | Federally-Regulated Consumer Product | 06/22/2017 |  | 06/22/2017
Lennox | Allied Air | 80G1UH070BE12L-* | Natural Gas | Induced Draft | False | False | 1 | False | Horizontal |  | None | Non-Condensing | Single-Stage |  | 0.5 | Standard |  | 66000 | 53000 |  |  | 59400 | 219 | 80 | 78 | [8 empty] | Federally-Regulated Consumer Product | 06/22/2017 |  | 06/22/2017
Lennox | Lennox | ZGA092**MH** | Natural Gas | Induced Draft | False | True | 3 | False | Horizontal |  | None | Non-Condensing | Two-Stage Modulating |  | 0 | Standard |  | 240000 | 192000 | [6 empty] | 80 | 80 | [6 empty] | Federally-Regulated Commercial & Industrial Equipment | 06/22/2017 |  | 06/22/2017
Lennox | Lennox | GCS24-953-200-** | Natural Gas | No Match | False | True | 3 | False | Down | No Match | No Match | Non-Condensing | No Match | No Match |  | No Match |  | 200000 | 160000 |  |  | 177835 | 1340 | 78.2 | 78 | 80 | 80 |  |  |  |  | 80 | 0 | Non Federally-Regulated | 06/22/2017 |  | 06/22/2017
Lennox | Lennox | G61MPV-36B-045-** | LPG | Induced Draft | False | False | 1 | False | Horizontal |  | None | Condensing | Two-Stage Modulating |  | 0.5 | Standard |  | 44000 | 39000 |  |  | 32000 | 379 | 94.1 | 78 | [8 empty] | Federally-Regulated Consumer Product | 06/22/2017 |  | 06/22/2017
Lennox | Allied Air | A80DF1E070A12-* | Natural Gas | Induced Draft | False | False | 1 | False | Up |  | None | Non-Condensing | Single-Stage |  | 0.5 | Standard |  | 66000 | 54000 |  |  | 59100 | 289 | 80 | 78 | [8 empty] | Federally-Regulated Consumer Product | 06/22/2017 |  | 06/22/2017
Lennox | Allied Air | 95G1UH135DE20-* | Natural Gas | Induced Draft | False | False | 1 | False | Horizontal |  | None | Condensing | Single-Stage |  | 1 | Standard |  | 132000 | 126000 |  |  | 115500 | 823 | 95 | 78 | [8 empty] | Federally-Regulated Consumer Product | 06/22/2017 |  | 06/22/2017
Lennox | Lennox | LGA240HS-** | Natural Gas | No Match | False | True | 3 | False | Down | No Match | No Match | Non-Condensing | No Match | No Match |  | No Match |  | 260000 | 209537 |  |  | 233938 | 1573 |  |  | 80.6 | 80 |  |  |  |  | 80.7 | 0 | Federally-Regulated Commercial & Industrial Equipment | 06/22/2017 |  | 06/22/2017
Lennox | Lennox | LGH048**ES*P | LPG | Induced Draft | False | True | 1 | False | Horizontal |  | None | Non-Condensing | Single-Stage |  | 0.75 | Premium |  | 65000 | 52000 |  |  | 58300 | 481 | 80 | 78 | [8 empty] | Federally-Regulated Consumer Product | 06/22/2017 |  | 06/22/2017
Lennox | Lennox | G51MP-60C-110-** | Natural Gas | Induced Draft | False | False | 1 | False | Down |  | None | Condensing | Single-Stage |  | 1 | Standard |  | 110000 | 103000 |  |  | 101300 | 993 | 92.1 | 78 | [8 empty] | Federally-Regulated Consumer Product | 06/22/2017 |  | 06/22/2017
Lennox | Lennox | G50DF-36A-070-* | LPG | Induced Draft | False | False | 1 | False | Down | None | None | Non-Condensing | Single-Stage |  | 0.33 | Standard |  | 66000 | 53000 |  |  | 58000 | 582 | 80 | 78 | [8 empty] | Federally-Regulated Consumer Product | 06/22/2017 |  | 06/22/2017
Lennox | Lennox | KGA024**DS** | LPG | Induced Draft | False | True | 1 | False | Down | None | None | Non-Condensing | Single-Stage | Single-Speed | 0.25 | Standard |  | 65000 | 52000 |  |  | 58400 | 450 | 80 | 78 | [8 empty] | Federally-Regulated Consumer Product | 06/22/2017 |  | 06/22/2017
Lennox | Lennox | EL280UH070P36A-* | Natural Gas | Induced Draft | False | False | 1 | False | Horizontal |  | None | Non-Condensing | Two-Stage Modulating |  | 0.33 | Standard |  | 66000 | 53000 |  |  | 55400 | 655 | 80 | 78 | [8 empty] | Federally-Regulated Consumer Product | 06/22/2017 |  | 06/22/2017
Lennox | Lennox | G40UH-60C-110X-** | Natural Gas | Induced Draft | False | False | 1 | False | Up | None | None | Non-Condensing | Single-Stage |  | 1 | Standard |  | 110000 | 89000 |  |  | 95400 | 1206 | 80 | 78 | [8 empty] | Federally-Regulated Consumer Product | 06/22/2017 |  | 06/22/2017
Lennox | Lennox | EL296DF045XV36B-* | Natural Gas | Induced Draft | False | False | 1 | False | Down |  | None | Condensing | Two-Stage Modulating |  | 0.5 | Standard |  | 44000 | 43000 |  |  | 49000 | 227 | 96 | 78 | [8 empty] | Federally-Regulated Consumer Product | 06/22/2017 |  | 06/22/2017
Lennox | Lennox | SLP98UH110XV60C-* | LPG | Induced Draft | False | False | 1 | False | Up |  | None | Condensing | Step Modulating |  | 1 | Standard |  | 110000 | 106000 |  |  | 95000 | 401 | 97.5 | 78 | [8 empty] | Federally-Regulated Consumer Product | 06/22/2017 |  | 06/22/2017
Lennox | Lennox | EL296UH090XV36C-* | LPG | Induced Draft | False | False | 1 | False | Horizontal |  | None | Condensing | Two-Stage Modulating |  | 0.5 | Standard |  | 88000 | 84000 |  |  | 82000 | 293 | 96 | 78 | [8 empty] | Federally-Regulated Consumer Product | 06/22/2017 |  | 06/22/2017
Lennox | Lennox | GCS16-3003-235-** | Natural Gas | No Match | False | True | 3 | False | Horizontal | No Match | No Match | Non-Condensing | No Match | No Match |  | No Match |  | 235000 | 288000 | 8300 | 7500 | 198174 | 4432 |  |  | 80 | 80 |  |  |  |  | 81.2 | 20 | Federally-Regulated Commercial & Industrial Equipment | 06/22/2017 |  | 06/22/2017
Lennox | Lennox | G40UH-60C-110-** | LPG | Induced Draft | False | False | 1 | False | Horizontal |  | None | Non-Condensing | Single-Stage |  | 1 | Standard |  | 110000 | 89000 |  |  | 95400 | 1206 | 80 | 78 | [8 empty] | Federally-Regulated Consumer Product | 06/22/2017 |  | 06/22/2017
Lennox | Lennox | KGA048**BT** | LPG | Induced Draft | False | True | 1 | False | Down | None | None | Non-Condensing | Single-Stage | Single-Speed | 1.5 | Standard |  | 150000 | 120000 |  |  | 136300 | 952 | 80 | 78 | [8 empty] | Federally-Regulated Consumer Product | 06/22/2017 |  | 06/22/2017
Lennox | Allied Air | 80G1UH090BE16-* | Natural Gas | Induced Draft | False | False | 1 | False | Up |  | None | Non-Condensing | Single-Stage |  | 0.75 | Standard |  | 88000 | 72000 |  |  | 78600 | 410 | 80 | 78 | [8 empty] | Federally-Regulated Consumer Product | 06/22/2017 |  | 06/22/2017
Lennox | Allied Air | A80DS2V090B16-* | LPG | Induced Draft | False | False | 1 | False | Down |  | None | Non-Condensing | Two-Stage Modulating |  | 1 | Standard |  | 88000 | 69000 |  |  | 77300 | 387 | 80 | 78 | [8 empty] | Federally-Regulated Consumer Product | 06/22/2017 |  | 06/22/2017
Lennox | Lennox | EL280UH070P24A-* | LPG | Induced Draft | False | False | 1 | False | Horizontal |  | None | Non-Condensing | Two-Stage Modulating |  | 0.2 | Standard |  | 66000 | 52000 |  |  | 56600 | 551 | 80 | 78 | [8 empty] | Federally-Regulated Consumer Product | 06/22/2017 |  | 06/22/2017
Lennox | Allied Air | 80G1UH090CE20-* | Natural Gas | Induced Draft | False | False | 1 | False | Horizontal |  | None | Non-Condensing | Single-Stage |  | 1 | Standard |  | 88000 | 72000 |  |  | 78500 | 450 | 80 | 78 | [8 empty] | Federally-Regulated Consumer Product | 06/22/2017 |  | 06/22/2017
Lennox | Lennox | G40DF-36A-045-** | Natural Gas | Induced Draft | False | False | 1 | False | Down |  | None | Non-Condensing | Single-Stage |  | 0.33 | Standard |  | 44000 | 35000 |  |  | 37800 | 610 | 80 | 78 | [8 empty] | Federally-Regulated Consumer Product | 06/22/2017 |  | 06/22/2017
Lennox | Lennox | SL280UH090V48B-* | Natural Gas | Induced Draft | False | False | 1 | False | Horizontal |  | None | Non-Condensing | Two-Stage Modulating |  | 1 | Standard |  | 88000 | 70000 |  |  | 78000 | 293 | 80 | 78 | [8 empty] | Federally-Regulated Consumer Product | 06/22/2017 |  | 06/22/2017
Lennox | McQuay | GCS16-2553-235-** | Natural Gas | No Match | False | True | 3 | False | Down | No Match | No Match | Non-Condensing | No Match | No Match |  | No Match |  | 235000 | 188000 |  |  | 198174 | 3361 |  |  | 80 | 80 |  |  |  |  | 81.2 | 0 | Federally-Regulated Commercial & Industrial Equipment | 06/22/2017 |  | 06/22/2017
Lennox | Lennox | SLP98UH110XV60C-* | LPG | Induced Draft | False | False | 1 | False | Horizontal |  | None | Condensing | Step Modulating |  | 1 | Standard |  | 110000 | 106000 |  |  | 95000 | 401 | 97.5 | 78 | [8 empty] | Federally-Regulated Consumer Product | 06/22/2017 |  | 06/22/2017
Lennox | Lennox | GCS24-1603-270-** | Natural Gas | No Match | False | True | 3 | False | Horizontal | No Match | No Match | Non-Condensing | No Match | No Match |  | No Match |  | 270000 | 216297 |  |  | 256004 | 1950 |  |  | 80.6 | 80 |  |  |  |  | 80.6 | 0 | Federally-Regulated Commercial & Industrial Equipment | 06/22/2017 |  | 06/22/2017
Lennox | Allied Air | 80G1UH110CE20L-* | Natural Gas | Induced Draft | False | False | 1 | False | Horizontal |  | None | Non-Condensing | Single-Stage |  | 1 | Standard |  | 110000 | 90000 |  |  | 97800 | 618 | 80 | 78 | [8 empty] | Federally-Regulated Consumer Product | 06/22/2017 |  | 06/22/2017
Lennox | Lennox | EL296UH090XV60C-* | Natural Gas | Induced Draft | False | False | 1 | False | Up |  | None | Condensing | Two-Stage Modulating |  | 1 | Standard |  | 88000 | 85000 |  |  | 80700 | 296 | 96 | 78 | [8 empty] | Federally-Regulated Consumer Product | 06/22/2017 |  | 06/22/2017
Lennox | Lennox | G51MP-48C-090-** | LPG | Induced Draft | False | False | 1 | False | Up |  | None | Condensing | Single-Stage |  | 0.5 | Standard |  | 88000 | 82000 |  |  | 84500 | 820 | 92.1 | 78 | [8 empty] | Federally-Regulated Consumer Product | 06/22/2017 |  | 06/22/2017
Lennox | Allied Air | 80G1UH090CE20-* | LPG | Induced Draft | False | False | 1 | False | Horizontal |  | None | Non-Condensing | Single-Stage |  | 1 | Standard |  | 88000 | 72000 |  |  | 78500 | 450 | 80 | 78 | [8 empty] | Federally-Regulated Consumer Product | 06/22/2017 |  | 06/22/2017
Lennox | Lennox | 15GCSXAV-42-110X-230-* | Natural Gas | Induced Draft | False | True | 1 | False | Down |  | None | Non-Condensing | Two-Stage Modulating |  | 0.75 | Standard |  | 110000 | 88000 |  |  | 99400 | 433 | 78 | 78 | [8 empty] | Federally-Regulated Consumer Product | 06/22/2017 |  | 06/22/2017
Lennox | Lennox | G61MP36B-071-** | Natural Gas | Induced Draft | False | False | 1 | False | Down | None | None | Condensing | Two-Stage Modulating | Multiple-Speed | 0.33 | Standard |  | 66000 | 62000 |  |  | 63500 | 835 | 95 | 78 | [8 empty] | Federally-Regulated Consumer Product | 06/22/2017 |  | 06/22/2017
Lennox | Lennox | G51MP-60D-135-** | Natural Gas | Induced Draft | False | False | 1 | False | Down |  | None | Condensing | Single-Stage |  | 1 | Standard |  | 132000 | 123000 |  |  | 118200 | 1112 | 92.1 | 78 | [8 empty] | Federally-Regulated Consumer Product | 06/22/2017 |  | 06/22/2017
Lennox | Armstrong | 270GRTC144BL | Natural Gas | No Match | False | True | 3 | False | Horizontal | No Match | No Match | Non-Condensing | No Match | No Match |  | No Match |  | 270000 | 216297 |  |  | 256004 | 1950 |  |  | 80.6 | 80 |  |  |  |  | 80.6 | 0 | Federally-Regulated Commercial & Industrial Equipment | 06/22/2017 |  | 06/22/2017
Lennox | Lennox | GCS20-653-100-** | LPG | No Match | False | True | 3 | False | Horizontal | No Match | No Match | Non-Condensing | No Match | No Match |  | No Match |  | 90000 | 70000 |  |  | 75600 | 824 | 81 | 78 | [6 empty] | 81 | 0 | Non Federally-Regulated | 06/22/2017 |  | 06/22/2017
Lennox | Allied Air | 80G1UH070AP12-* | Natural Gas | Induced Draft | False | False | 1 | False | Up |  | None | Non-Condensing | Single-Stage |  | 0.33 | Standard |  | 66000 | 54000 |  |  | 57400 | 698 | 80 | 78 | [8 empty] | Federally-Regulated Consumer Product | 06/22/2017 |  | 06/22/2017
Lennox | Lennox | ML180DF090P36B-* | LPG | Induced Draft | False | False | 1 | False | Down |  | None | Non-Condensing | Single-Stage |  | 0.33 | Standard |  | 88000 | 71000 |  |  | 77000 | 801 | 80 | 78 | [8 empty] | Federally-Regulated Consumer Product | 06/22/2017 |  | 06/22/2017
Lennox | Lennox | SL280UH090V36B-* | LPG | Induced Draft | False | False | 1 | False | Up |  | None | Non-Condensing | Two-Stage Modulating |  | 0.5 | Standard |  | 88000 | 70000 |  |  | 77800 | 284 | 80 | 78 | [8 empty] | Federally-Regulated Consumer Product | 06/22/2017 |  | 06/22/2017
Lennox | Lennox | LGH152**MH** | LPG | Induced Draft | False | True | 3 | False | Down |  | None | Non-Condensing | Two-Stage Modulating |  | 0 | Standard |  | 240000 | 192000 | [6 empty] | 80 | 80 | [6 empty] | Federally-Regulated Commercial & Industrial Equipment | 06/22/2017 |  | 06/22/2017
Lennox | Lennox | ML180DF090XP48B-* | LPG | Induced Draft | False | False | 1 | False | Down |  | None | Non-Condensing | Single-Stage |  | 0.5 | Standard |  | 88000 | 71000 |  |  | 75900 | 1037 | 80 | 78 | [8 empty] | Federally-Regulated Consumer Product | 06/22/2017 |  | 06/22/2017
Lennox | Armstrong | 270GRTC119BH | Natural Gas | No Match | False | True | 3 | False | Horizontal | No Match | No Match | Non-Condensing | No Match | No Match |  | No Match |  | 270000 | 216297 |  |  | 256004 | 1950 |  |  | 80.6 | 80 |  |  |  |  | 80.6 | 0 | Federally-Regulated Commercial & Industrial Equipment | 06/22/2017 |  | 06/22/2017
Lennox | Lennox | EL296UH090XV48C-* | Natural Gas | Induced Draft | False | False | 1 | False | Up |  | None | Condensing | Two-Stage Modulating |  | 0.75 | Standard |  | 88000 | 85000 |  |  | 81300 | 353 | 96 | 78 | [8 empty] | Federally-Regulated Consumer Product | 06/22/2017 |  | 06/22/2017
Lennox | Lennox | 15GCSXAV-42-083X-230-* | Natural Gas | Induced Draft | False | True | 1 | False | Horizontal |  | None | Non-Condensing | Two-Stage Modulating |  | 0.75 | Standard |  | 83000 | 66000 |  |  | 79100 | 430 | 78 | 78 | [8 empty] | Federally-Regulated Consumer Product | 06/22/2017 |  | 06/22/2017
Lennox | Armstrong | 235GRTC178CL | Natural Gas | No Match | False | True | 3 | False | Horizontal | No Match | No Match | Non-Condensing | No Match | No Match |  | No Match |  | 235000 | 188000 |  |  | 198174 | 3361 |  |  | 80 | 80 |  |  |  |  | 80 | 0 | Federally-Regulated Commercial & Industrial Equipment | 06/22/2017 |  | 06/22/2017
Lennox | Lennox | KGA048**BM** | LPG | Induced Draft | False | True | 1 | False | Horizontal | None | None | Non-Condensing | Single-Stage | Single-Speed | 1.5 | Standard |  | 105000 | 84000 |  |  | 97400 | 674 | 80 | 78 | [8 empty] | Federally-Regulated Consumer Product | 06/22/2017 |  | 06/22/2017
Lennox | Lennox | KGA060**BT** | Natural Gas | Induced Draft | False | True | 1 | False | Horizontal | None | None | Non-Condensing | Single-Stage | Single-Speed | 1.5 | Standard |  | 150000 | 120000 |  |  | 136300 | 952 | 80 | 78 | [8 empty] | Federally-Regulated Consumer Product | 06/22/2017 |  | 06/22/2017
Lennox | McQuay | GCS16-3003-235-** | Natural Gas | No Match | False | True | 3 | False | Down | No Match | No Match | Non-Condensing | No Match | No Match |  | No Match |  | 235000 | 188000 |  |  | 198174 | 3361 |  |  | 80 | 80 |  |  |  |  | 81.2 | 0 | Federally-Regulated Commercial & Industrial Equipment | 06/22/2017 |  | 06/22/2017
Lennox | Armstrong | LGA300HS-** | Natural Gas | No Match | False | True | 3 | False | Down | No Match | No Match | Non-Condensing | No Match | No Match |  | No Match |  | 260000 | 209537 |  |  | 232151 | 1955 |  |  | 80.6 | 80 |  |  |  |  | 80.7 | 0 | Federally-Regulated Commercial & Industrial Equipment | 06/22/2017 |  | 06/22/2017
Lennox | Lennox | G60UH-48C-110-** | LPG | Induced Draft | False | False | 1 | False | Up | None | None | Non-Condensing | Two-Stage Modulating |  | 0.5 | Standard |  | 110000 | 90000 |  |  | 93900 | 1140 | 80 | 78 | [8 empty] | Federally-Regulated Consumer Product | 06/22/2017 |  | 06/22/2017
Lennox | Lennox | LGH152**EH** | LPG | Induced Draft | False | True | 3 | False | Down |  | None | Non-Condensing | Two-Stage Modulating |  | 0 | Standard |  | 240000 | 192000 | [6 empty] | 80 | 80 | [6 empty] | Federally-Regulated Commercial & Industrial Equipment | 06/22/2017 |  | 06/22/2017
Lennox | Lennox | G61MP-60C111-** | LPG | Induced Draft | False | False | 1 | False | Horizontal |  | None | Condensing | Two-Stage Modulating |  | 1 | Standard |  | 110000 | 104000 |  |  | 95300 | 841 | 95 | 78 | [8 empty] | Federally-Regulated Consumer Product | 06/22/2017 |  | 06/22/2017
Lennox | Allied Air | ZGA102**BH** | LPG | Induced Draft | False | True | 3 | False | Horizontal |  | None | Non-Condensing | Two-Stage Modulating |  | 0 | Standard |  | 240000 | 192000 | [6 empty] | 80 | 80 | [6 empty] | Federally-Regulated Commercial & Industrial Equipment | 06/22/2017 |  | 06/22/2017
Lennox | Allied Air | A80UH1E135D20-* | Natural Gas | Induced Draft | False | False | 1 | False | Up |  | None | Non-Condensing | Single-Stage |  | 1 | Standard |  | 132000 | 107000 |  |  | 117000 | 797 | 80 | 78 | [8 empty] | Federally-Regulated Consumer Product | 06/22/2017 |  | 06/22/2017
Lennox | Lennox | KGA060**BS** | Natural Gas | Induced Draft | False | True | 1 | False | Horizontal | None | None | Non-Condensing | Single-Stage | Single-Speed | 1.5 | Standard |  | 65000 | 52000 |  |  | 57800 | 576 | 80 | 78 | [8 empty] | Federally-Regulated Consumer Product | 06/22/2017 |  | 06/22/2017
Lennox | Lennox | ML195UH090XP60C-* | Natural Gas | Induced Draft | False | False | 1 | False | Up |  | None | Condensing | Single-Stage |  | 1 | Standard |  | 88000 | 86000 |  |  | 81100 | 1008 | 95 | 78 | [8 empty] | Federally-Regulated Consumer Product | 06/22/2017 |  | 06/22/2017
Lennox | Lennox | GCS16-513-100-** | LPG | No Match | False | True | 3 | False | Down | No Match | No Match | Non-Condensing | No Match | No Match |  | No Match |  | 90000 | 70000 |  |  | 75600 | 824 | 81 | 78 | [6 empty] | 81 | 0 | Non Federally-Regulated | 06/22/2017 |  | 06/22/2017
Lennox | Allied Air | 80AF1UH135P20D-* | LPG | Induced Draft | False | False | 1 | False | Horizontal |  | None | Non-Condensing | Single-Stage |  | 1 | Standard |  | 132000 | 107000 |  |  | 114400 | 1416 | 80 | 78 | [8 empty] | Federally-Regulated Consumer Product | 06/22/2017 |  | 06/22/2017
Lennox | Lennox | ML180DF070P36A* | LPG | Induced Draft | False | False | 1 | False | Down |  | None | Non-Condensing | Single-Stage |  | 0.33 | Standard |  | 66000 | 53000 |  |  | 56800 | 834 | 80 | 78 | [8 empty] | Federally-Regulated Consumer Product | 06/22/2017 |  | 06/22/2017
Lennox | Armstrong | 330GRTC178BH | Natural Gas | No Match | False | True | 3 | False | Horizontal | No Match | No Match | Non-Condensing | No Match | No Match |  | No Match |  | 330000 | 266640 |  |  | 250200 | 2200 |  |  | 80.8 | 80 |  |  |  |  | 80.8 | 0 | Federally-Regulated Commercial & Industrial Equipment | 06/22/2017 |  | 06/22/2017
Lennox | Lennox | GCS16-1353-270-** | Natural Gas | No Match | False | True | 3 | False | Down | No Match | No Match | Non-Condensing | No Match | No Match |  | No Match |  | 270000 | 216297 |  |  | 256004 | 1950 |  |  | 80.6 | 80 |  |  |  |  | 80.6 | 0 | Federally-Regulated Commercial & Industrial Equipment | 06/22/2017 |  | 06/22/2017
Lennox | Lennox | LGA120SS-** | Natural Gas | No Match | False | True | 3 | False | Down | No Match | No Match | Non-Condensing | No Match | No Match |  | No Match |  | 130000 | 103445 |  |  | 111963 | 1725 | 80.5 | 78 | 80 | 80 |  |  |  |  | 80.5 | 0 | Non Federally-Regulated | 06/22/2017 |  | 06/22/2017
Lennox | Lennox | G61MP-48C-110-** | Natural Gas | Induced Draft | False | False | 1 | False | Up |  | None | Condensing | Two-Stage Modulating |  | 0.5 | Standard |  | 110000 | 104000 |  |  | 96400 | 885 | 94.1 | 78 | [8 empty] | Federally-Regulated Consumer Product | 06/22/2017 |  | 06/22/2017
Lennox | Allied Air | 80G1UH110CP20L-* | LPG | Induced Draft | False | False | 1 | False | Up |  | None | Non-Condensing | Single-Stage |  | 1 | Standard |  | 110000 | 89000 |  |  | 95300 | 1187 | 80 | 78 | [8 empty] | Federally-Regulated Consumer Product | 06/22/2017 |  | 06/22/2017
Lennox | Lennox | LGH094**MH** | LPG | Induced Draft | False | True | 3 | False | Horizontal |  | None | Non-Condensing | Two-Stage Modulating |  | 0 | Standard |  | 240000 | 192000 | [6 empty] | 80 | 80 | [6 empty] | Federally-Regulated Commercial & Industrial Equipment | 06/22/2017 |  | 06/22/2017
Lennox | Allied Air | A95UH1D070B12*-* | Natural Gas | Induced Draft | False | False | 1 | False | Horizontal |  | None | Condensing | Single-Stage |  | 0.33 | Standard |  | 66000 | 64000 |  |  | 65800 | 599 | 95 | 78 | [8 empty] | Federally-Regulated Consumer Product | 06/22/2017 |  | 06/22/2017
Lennox | Lennox | G51MP-36C-090-** | LPG | Induced Draft | False | False | 1 | False | Horizontal |  | None | Condensing | Single-Stage |  | 0.33 | Standard |  | 88000 | 82000 |  |  | 84100 | 895 | 92.1 | 78 | [8 empty] | Federally-Regulated Consumer Product | 06/22/2017 |  | 06/22/2017
Lennox | Allied Air | A80UH1E045A12-* | LPG | Induced Draft | False | False | 1 | False | Up |  | None | Non-Condensing | Single-Stage |  | 0.5 | Standard |  | 44000 | 36000 |  |  | 38900 | 337 | 80 | 78 | [8 empty] | Federally-Regulated Consumer Product | 06/22/2017 |  | 06/22/2017
Lennox | Allied Air | A80DS2V110C20-* | LPG | Induced Draft | False | False | 1 | False | Down |  | None | Non-Condensing | Two-Stage Modulating |  | 1 | Standard |  | 110000 | 87000 |  |  | 96900 | 378 | 80 | 78 | [8 empty] | Federally-Regulated Consumer Product | 06/22/2017 |  | 06/22/2017
Lennox | Lennox | GCS16R-511-75-** | LPG | No Match | False | True | 3 | False | Down | No Match | No Match | Non-Condensing | No Match | No Match |  | No Match |  | 67500 | 52000 |  |  | 56766 | 789 | 79.9 | 78 | [6 empty] | 79.9 | 0 | Non Federally-Regulated | 06/22/2017 |  | 06/22/2017
Lennox | Allied Air | A95UH1E110C20-* | LPG | Induced Draft | False | False | 1 | False | Horizontal |  | None | Condensing | Single-Stage |  | 1 | Standard |  | 110000 | 105000 |  |  | 99100 | 705 | 95 | 78 | [8 empty] | Federally-Regulated Consumer Product | 06/22/2017 |  | 06/22/2017
Lennox | Lennox | G40UH-36A-045-** | Natural Gas | Induced Draft | False | False | 1 | False | Up |  | None | Non-Condensing | Single-Stage |  | 0.33 | Standard |  | 44000 | 36000 |  |  | 37900 | 588 | 80 | 78 | [8 empty] | Federally-Regulated Consumer Product | 06/22/2017 |  | 06/22/2017
Lennox | Allied Air | ZGA120**MH** | Natural Gas | Induced Draft | False | True | 3 | False | Down |  | None | Non-Condensing | Two-Stage Modulating |  | 0 | Standard |  | 240000 | 192000 | [6 empty] | 80 | 80 | [6 empty] | Federally-Regulated Commercial & Industrial Equipment | 06/22/2017 |  | 06/22/2017
Lennox | Allied Air | A95DF1D090C20*-* | LPG | Induced Draft | False | False | 1 | False | Down |  | None | Condensing | Single-Stage |  | 1 | Standard |  | 88000 | 86000 |  |  | 81900 | 803 | 95 | 78 | [8 empty] | Federally-Regulated Consumer Product | 06/22/2017 |  | 06/22/2017
Lennox | Lennox | ML180DF045P36A* | LPG | Induced Draft | False | False | 1 | False | Down |  | None | Non-Condensing | Single-Stage |  | 0.33 | Standard |  | 44000 | 36000 |  |  | 37100 | 758 | 80 | 78 | [8 empty] | Federally-Regulated Consumer Product | 06/22/2017 |  | 06/22/2017
Lennox | Allied Air | 80G1UH045AE12L | Natural Gas | Induced Draft | False | False | 1 | False | Up |  | None | Non-Condensing | Single-Stage |  | 0.5 | Standard |  | 44000 | 36000 |  |  | 38900 | 337 | 80 | 78 | [8 empty] | Federally-Regulated Consumer Product | 06/22/2017 |  | 06/22/2017
Lennox | Lennox | EL180UH135E60D-* | LPG | Induced Draft | False | False | 1 | False | Horizontal |  | None | Non-Condensing | Single-Stage |  | 1 | Standard |  | 132000 | 107000 |  |  | 117000 | 797 | 80 | 78 | [8 empty] | Federally-Regulated Consumer Product | 06/22/2017 |  | 06/22/2017
Lennox | Lennox | 15GCSXAV-36-090X-230-* | LPG | Induced Draft | False | True | 1 | False | Horizontal |  | None | Non-Condensing | Two-Stage Modulating |  | 0.5 | Standard |  | 90000 | 72000 |  |  | 77800 | 555 | 78 | 78 | [8 empty] | Federally-Regulated Consumer Product | 06/22/2017 |  | 06/22/2017
Lennox | Lennox | G60DFV-60C-090-** | Natural Gas | Induced Draft | False | False | 1 | False | Down |  | None | Non-Condensing | Two-Stage Modulating |  | 1 | Standard |  | 88000 | 72000 |  |  | 76700 | 424 | 80 | 78 | [8 empty] | Federally-Regulated Consumer Product | 06/22/2017 |  | 06/22/2017
Lennox | Lennox | G60UHV-60C-090-** | Natural Gas | Induced Draft | False | False | 1 | False | Horizontal |  | None | Non-Condensing | Two-Stage Modulating |  | 1 | Standard |  | 88000 | 72000 |  |  | 77000 | 460 | 80 | 78 | [8 empty] | Federally-Regulated Consumer Product | 06/22/2017 |  | 06/22/2017
Lennox | Lennox | 15GCSXAV-42-083X-230-* | LPG | Induced Draft | False | True | 1 | False | Horizontal |  | None | Non-Condensing | Two-Stage Modulating |  | 0.75 | Standard |  | 83000 | 66000 |  |  | 79100 | 430 | 78 | 78 | [8 empty] | Federally-Regulated Consumer Product | 06/22/2017 |  | 06/22/2017
Lennox | Lennox | G71MPP-60D-135 | LPG | Induced Draft | False | False | 1 | False | Up |  | None | Condensing | Step Modulating |  | 1 | Standard |  | 132000 | 123000 |  |  | 113300 | 394 | 95 | 78 | [8 empty] | Federally-Regulated Consumer Product | 06/22/2017 |  | 06/22/2017
Lennox | Allied Air | A80DF1E090B16-* | Natural Gas | Induced Draft | False | False | 1 | False | Horizontal |  | None | Non-Condensing | Single-Stage |  | 0.75 | Standard |  | 88000 | 72000 |  |  | 78600 | 423 | 80 | 78 | [8 empty] | Federally-Regulated Consumer Product | 06/22/2017 |  | 06/22/2017
Lennox | Lennox | ML193UH090XP36C-* | Natural Gas | Induced Draft | False | False | 1 | False | Horizontal |  | None | Condensing | Single-Stage |  | 0.33 | Standard |  | 88000 | 83000 |  |  | 83800 | 747 | 93 | 78 | [8 empty] | Federally-Regulated Consumer Product | 06/22/2017 |  | 06/22/2017
Lennox | Allied Air | 80G1UH110CP16-* | LPG | Induced Draft | False | False | 1 | False | Horizontal |  | None | Non-Condensing | Single-Stage |  | 0.5 | Standard |  | 110000 | 89000 |  |  | 95900 | 1068 | 80 | 78 | [8 empty] | Federally-Regulated Consumer Product | 06/22/2017 |  | 06/22/2017
Lennox | Allied Air | A80UH1D110C20-* | Natural Gas | Induced Draft | False | False | 1 | False | Horizontal |  | None | Non-Condensing | Single-Stage |  | 1 | Standard |  | 110000 | 89000 |  |  | 95300 | 1187 | 80 | 78 | [8 empty] | Federally-Regulated Consumer Product | 06/22/2017 |  | 06/22/2017
Lennox | Lennox | 15GCSXBV-60-110X-230-* | LPG | Induced Draft | False | True | 1 | False | Down |  | None | Non-Condensing | Two-Stage Modulating |  | 0.75 | Standard |  | 110000 | 88000 |  |  | 99400 | 433 | 78 | 78 | [8 empty] | Federally-Regulated Consumer Product | 06/22/2017 |  | 06/22/2017
Lennox | Allied Air | 80AF1UH110P20C-* | Natural Gas | Induced Draft | False | False | 1 | False | Horizontal |  | None | Non-Condensing | Single-Stage |  | 1 | Standard |  | 110000 | 89000 |  |  | 95300 | 1187 | 80 | 78 | [8 empty] | Federally-Regulated Consumer Product | 06/22/2017 |  | 06/22/2017
Lennox | Lennox | KGA048**DX** | LPG | Induced Draft | False | True | 1 | False | Horizontal | None | None | Non-Condensing | Two-Stage Modulating | Single-Speed | 0.5 | Standard |  | 150000 | 120000 |  |  | 134100 | 914 | 80 | 78 | [8 empty] | Federally-Regulated Consumer Product | 06/22/2017 |  | 06/22/2017
Lennox | Lennox | EL296UH110XV60C-* | LPG | Induced Draft | False | False | 1 | False | Up |  | None | Condensing | Two-Stage Modulating |  | 1 | Standard |  | 110000 | 106000 |  |  | 97200 | 338 | 96 | 78 | [8 empty] | Federally-Regulated Consumer Product | 06/22/2017 |  | 06/22/2017
Lennox | Allied Air | 80G2UH070AV12-* | Natural Gas | Induced Draft | False | False | 1 | False | Up |  | None | Non-Condensing | Two-Stage Modulating |  | 0.5 | Standard |  | 66000 | 52000 |  |  | 58800 | 195 | 80 | 78 | [8 empty] | Federally-Regulated Consumer Product | 06/22/2017 |  | 06/22/2017
Lennox | Allied Air | A95UH1D045B12*-* | Natural Gas | Induced Draft | False | False | 1 | False | Up |  | None | Condensing | Single-Stage |  | 0.33 | Standard |  | 44000 | 42000 |  |  | 32600 | 410 | 95 | 78 | [8 empty] | Federally-Regulated Consumer Product | 06/22/2017 |  | 06/22/2017
Lennox | Lennox | ML180UH110P48C-* | Natural Gas | Induced Draft | False | False | 1 | False | Horizontal |  | None | Non-Condensing | Single-Stage |  | 0.5 | Standard |  | 110000 | 89000 |  |  | 95900 | 1068 | 80 | 78 | [8 empty] | Federally-Regulated Consumer Product | 06/22/2017 |  | 06/22/2017
Lennox | Armstrong | 235GRTC225CL | Natural Gas | No Match | False | True | 3 | False | Down | No Match | No Match | Non-Condensing | No Match | No Match |  | No Match |  | 235000 | 188000 |  |  | 198174 | 3361 |  |  | 80 | 80 |  |  |  |  | 80 | 0 | Federally-Regulated Commercial & Industrial Equipment | 06/22/2017 |  | 06/22/2017
Lennox | Allied Air | A80UH1D070A12L-* | LPG | Induced Draft | False | False | 1 | False | Horizontal |  | None | Non-Condensing | Single-Stage |  | 0.33 | Standard |  | 66000 | 54000 |  |  | 57400 | 698 | 80 | 78 | [8 empty] | Federally-Regulated Consumer Product | 06/22/2017 |  | 06/22/2017
Lennox | Lennox | KGA036**BY** | LPG | Induced Draft | False | True | 1 | False | Down | None | None | Non-Condensing | Single-Stage | Single-Speed | 1.5 | Standard |  | 105000 | 84000 |  |  | 97400 | 674 | 80 | 78 | [8 empty] | Federally-Regulated Consumer Product | 06/22/2017 |  | 06/22/2017
Lennox | Allied Air | A93UH1D070B12A-* | LPG | Induced Draft | False | False | 1 | False | Horizontal |  | None | Condensing | Single-Stage |  | 0.33 | Standard |  | 66000 | 62000 |  |  | 67100 | 611 | 93 | 78 | [8 empty] | Federally-Regulated Consumer Product | 06/22/2017 |  | 06/22/2017
Lennox | Lennox | GCS24D-653-95/130-** | Natural Gas | No Match | False | True | 3 | False | Horizontal | No Match | No Match | Non-Condensing | No Match | No Match |  | No Match |  | 130000 | 103560 |  |  | 116000 | 1630 | 78 | 78 | [6 empty] | 78 | 0 | Non Federally-Regulated | 06/22/2017 |  | 06/22/2017
Lennox | Lennox | ML195UH110XP60C-* | Natural Gas | Induced Draft | False | False | 1 | False | Up |  | None | Condensing | Single-Stage |  | 1 | Standard |  | 110000 | 106000 |  |  | 98200 | 942 | 95 | 78 | [8 empty] | Federally-Regulated Consumer Product | 06/22/2017 |  | 06/22/2017
Lennox | Lennox | KGA036**DS** | LPG | Induced Draft | False | True | 1 | False | Down | None | None | Non-Condensing | Single-Stage | Single-Speed | 0.5 | Standard |  | 65000 | 52000 |  |  | 57400 | 681 | 80 | 78 | [8 empty] | Federally-Regulated Consumer Product | 06/22/2017 |  | 06/22/2017
Lennox | Armstrong | 200GRTC89BH | Natural Gas | No Match | False | True | 3 | False | Horizontal | No Match | No Match | Non-Condensing | No Match | No Match |  | No Match |  | 200000 | 160000 |  |  | 177835 | 1340 | 78.2 | 78 | 80 | 80 |  |  |  |  | 80 | 0 | Non Federally-Regulated | 06/22/2017 |  | 06/22/2017
Lennox | Allied Air | A80UH1D110C20L-* | Natural Gas | Induced Draft | False | False | 1 | False | Up |  | None | Non-Condensing | Single-Stage |  | 1 | Standard |  | 110000 | 89000 |  |  | 95300 | 1187 | 80 | 78 | [8 empty] | Federally-Regulated Consumer Product | 06/22/2017 |  | 06/22/2017
Lennox | Lennox | KGA060**DX** | Natural Gas | Induced Draft | False | True | 1 | False | Down | None | None | Non-Condensing | Two-Stage Modulating | Single-Speed | 0.75 | Standard |  | 150000 | 120000 |  |  | 132900 | 1089 | 80 | 78 | [8 empty] | Federally-Regulated Consumer Product | 06/22/2017 |  | 06/22/2017
Lennox | Lennox | G60UH-48B-090-** | LPG | Induced Draft | False | False | 1 | False | Up | None | None | Non-Condensing | Two-Stage Modulating |  | 0.5 | Standard |  | 88000 | 72000 |  |  | 74500 | 978 | 80 | 78 | [8 empty] | Federally-Regulated Consumer Product | 06/22/2017 |  | 06/22/2017
Lennox | Lennox | ML193UH135XP60D-* | Natural Gas | Induced Draft | False | False | 1 | False | Up |  | None | Condensing | Single-Stage |  | 1 | Standard |  | 132000 | 124000 |  |  | 116800 | 1148 | 93 | 78 | [8 empty] | Federally-Regulated Consumer Product | 06/22/2017 |  | 06/22/2017
Lennox | Lennox | LGA105HH-** | Natural Gas | No Match | False | True | 3 | False | Horizontal | No Match | No Match | Non-Condensing | No Match | No Match |  | No Match |  | 235000 | 186453 |  |  | 210455 | 2080 |  |  | 80 | 80 |  |  |  |  | 80.5 | 0 | Federally-Regulated Commercial & Industrial Equipment | 06/22/2017 |  | 06/22/2017
Lennox | Lennox | G61MPV-36B-045-** | LPG | Induced Draft | False | False | 1 | False | Down |  | None | Condensing | Two-Stage Modulating |  | 0.5 | Standard |  | 44000 | 39000 |  |  | 32000 | 379 | 94.1 | 78 | [8 empty] | Federally-Regulated Consumer Product | 06/22/2017 |  | 06/22/2017
Lennox | Lennox | EL296UH045XV36B-* | Natural Gas | Induced Draft | False | False | 1 | False | Horizontal |  | None | Condensing | Two-Stage Modulating |  | 0.5 | Standard |  | 44000 | 42000 |  |  | 32700 | 154 | 96 | 78 | [8 empty] | Federally-Regulated Consumer Product | 06/22/2017 |  | 06/22/2017
Lennox | Allied Air | A80US2V135D20-* | LPG | Induced Draft | False | False | 1 | False | Horizontal |  | None | Non-Condensing | Two-Stage Modulating |  | 1 | Standard |  | 132000 | 105000 |  |  | 115600 | 569 | 80 | 78 | [8 empty] | Federally-Regulated Consumer Product | 06/22/2017 |  | 06/22/2017
Lennox | Lennox | GCS20V-653-125-** | LPG | No Match | False | True | 3 | False | Horizontal | No Match | No Match | Non-Condensing | No Match | No Match |  | No Match |  | 112500 | 85000 |  |  | 98811 | 547 | 78.5 | 78 | [6 empty] | 0 | 0 | Non Federally-Regulated | 06/22/2017 |  | 06/22/2017
Lennox | Lennox | KGA060**DM** | LPG | Induced Draft | False | True | 1 | False | Down | None | None | Non-Condensing | Single-Stage | Single-Speed | 0.75 | Standard |  | 105000 | 84000 |  |  | 96800 | 834 | 80 | 78 | [8 empty] | Federally-Regulated Consumer Product | 06/22/2017 |  | 06/22/2017
Lennox | Allied Air | A95UH1D090C16*-* | Natural Gas | Induced Draft | False | False | 1 | False | Up |  | None | Condensing | Single-Stage |  | 0.5 | Standard |  | 88000 | 85000 |  |  | 82100 | 732 | 95 | 78 | [8 empty] | Federally-Regulated Consumer Product | 06/22/2017 |  | 06/22/2017
Lennox | Allied Air | 80AF1UH090P16B-* | Natural Gas | Induced Draft | False | False | 1 | False | Horizontal |  | None | Non-Condensing | Single-Stage |  | 0.5 | Standard |  | 88000 | 71000 |  |  | 76700 | 865 | 80 | 78 | [8 empty] | Federally-Regulated Consumer Product | 06/22/2017 |  | 06/22/2017
Lennox | Allied Air | A80UH1E110C20L-* | LPG | Induced Draft | False | False | 1 | False | Up |  | None | Non-Condensing | Single-Stage |  | 1 | Standard |  | 110000 | 90000 |  |  | 97800 | 618 | 80 | 78 | [8 empty] | Federally-Regulated Consumer Product | 06/22/2017 |  | 06/22/2017
Lennox | Allied Air | A80DF1E045A12-* | LPG | Induced Draft | False | False | 1 | False | Horizontal |  | None | Non-Condensing | Single-Stage |  | 0.5 | Standard |  | 44000 | 36000 |  |  | 38900 | 341 | 80 | 78 | [8 empty] | Federally-Regulated Consumer Product | 06/22/2017 |  | 06/22/2017
Lennox | Allied Air | 95AF1DF090P20C-* | Natural Gas | Induced Draft | False | False | 1 | False | Down |  | None | Condensing | Single-Stage |  | 1 | Standard |  | 88000 | 86000 |  |  | 81900 | 803 | 95 | 78 | [8 empty] | Federally-Regulated Consumer Product | 06/22/2017 |  | 06/22/2017
Lennox | Lennox | ML193DF045XP36B-* | LPG | Induced Draft | False | False | 1 | False | Down |  | None | Condensing | Single-Stage |  | 0.33 | Standard |  | 44000 | 42000 |  |  | 33100 | 451 | 93 | 78 | [8 empty] | Federally-Regulated Consumer Product | 06/22/2017 |  | 06/22/2017
Lennox | Lennox | EL296UH110XV60C-* | Natural Gas | Induced Draft | False | False | 1 | False | Up |  | None | Condensing | Two-Stage Modulating |  | 1 | Standard |  | 110000 | 106000 |  |  | 97200 | 338 | 96 | 78 | [8 empty] | Federally-Regulated Consumer Product | 06/22/2017 |  | 06/22/2017
Lennox | Lennox | 15GCSXBV-60-138X-230-* | LPG | Induced Draft | False | True | 1 | False | Down |  | None | Non-Condensing | Two-Stage Modulating |  | 0.75 | Standard |  | 138000 | 110000 |  |  | 118500 | 618 | 78 | 78 | [8 empty] | Federally-Regulated Consumer Product | 06/22/2017 |  | 06/22/2017
Lennox | Lennox | LGH048**EM*P | LPG | Induced Draft | False | True | 1 | False | Horizontal |  | None | Non-Condensing | Single-Stage |  | 0.75 | Premium |  | 105000 | 84000 |  |  | 98300 | 512 | 80 | 78 | [8 empty] | Federally-Regulated Consumer Product | 06/22/2017 |  | 06/22/2017
Lennox | Lennox | ML195DF090XP60C-* | Natural Gas | Induced Draft | False | False | 1 | False | Down |  | None | Condensing | Single-Stage |  | 1 | Standard |  | 88000 | 86000 |  |  | 81900 | 803 | 95 | 78 | [8 empty] | Federally-Regulated Consumer Product | 06/22/2017 |  | 06/22/2017
Lennox | Lennox | SL280UH070V36A-* | LPG | Induced Draft | False | False | 1 | False | Up |  | None | Non-Condensing | Two-Stage Modulating |  | 0.5 | Standard |  | 66000 | 52000 |  |  | 58800 | 195 | 80 | 78 | [8 empty] | Federally-Regulated Consumer Product | 06/22/2017 |  | 06/22/2017
Lennox | Allied Air | 80G1UH110CP20-* | LPG | Induced Draft | False | False | 1 | False | Up |  | None | Non-Condensing | Single-Stage |  | 1 | Standard |  | 110000 | 89000 |  |  | 95300 | 1187 | 80 | 78 | [8 empty] | Federally-Regulated Consumer Product | 06/22/2017 |  | 06/22/2017
Lennox | Lennox | G60UHV-36B-090-** | Natural Gas | Induced Draft | False | False | 1 | False | Up |  | None | Non-Condensing | Two-Stage Modulating |  | 0.5 | Standard |  | 88000 | 72000 |  |  | 77900 | 412 | 80 | 78 | [8 empty] | Federally-Regulated Consumer Product | 06/22/2017 |  | 06/22/2017
Lennox | Armstrong | 200GRTC89BH | Natural Gas | No Match | False | True | 3 | False | Down | No Match | No Match | Non-Condensing | No Match | No Match |  | No Match |  | 200000 | 160000 |  |  | 177835 | 1340 | 78.2 | 78 | 80 | 80 |  |  |  |  | 80 | 0 | Non Federally-Regulated | 06/22/2017 |  | 06/22/2017
Lennox | Allied Air | 80G1UH110CE20-* | Natural Gas | Induced Draft | False | False | 1 | False | Horizontal |  | None | Non-Condensing | Single-Stage |  | 1 | Standard |  | 110000 | 90000 |  |  | 97800 | 618 | 80 | 78 | [8 empty] | Federally-Regulated Consumer Product | 06/22/2017 |  | 06/22/2017
Lennox | Armstrong | 330GRTC178BH | Natural Gas | No Match | False | True | 3 | False | Down | No Match | No Match | Non-Condensing | No Match | No Match |  | No Match |  | 330000 | 266640 |  |  | 250200 | 2200 |  |  | 80.8 | 80 |  |  |  |  | 80.8 | 0 | Federally-Regulated Commercial & Industrial Equipment | 06/22/2017 |  | 06/22/2017
Lennox | Allied Air | A80UH1D090B12-* | LPG | Induced Draft | False | False | 1 | False | Horizontal |  | None | Non-Condensing | Single-Stage |  | 0.33 | Standard |  | 88000 | 71000 |  |  | 76700 | 856 | 80 | 78 | [8 empty] | Federally-Regulated Consumer Product | 06/22/2017 |  | 06/22/2017
Lennox | Lennox | 15GCSXBV-48-110X-230-* | LPG | Induced Draft | False | True | 1 | False | Down |  | None | Non-Condensing | Two-Stage Modulating |  | 0.75 | Standard |  | 110000 | 88000 |  |  | 99400 | 433 | 78 | 78 | [8 empty] | Federally-Regulated Consumer Product | 06/22/2017 |  | 06/22/2017
Lennox | Allied Air | 80AF1UH045P12A* | Natural Gas | Induced Draft | False | False | 1 | False | Horizontal |  | None | Non-Condensing | Single-Stage |  | 0.33 | Standard |  | 44000 | 36000 |  |  | 37500 | 656 | 80 | 78 | [8 empty] | Federally-Regulated Consumer Product | 06/22/2017 |  | 06/22/2017
Lennox | Allied Air | 80G1UH045AP12L-* | LPG | Induced Draft | False | False | 1 | False | Horizontal |  | None | Non-Condensing | Single-Stage |  | 0.33 | Standard |  | 44000 | 36000 |  |  | 37500 | 656 | 80 | 78 | [8 empty] | Federally-Regulated Consumer Product | 06/22/2017 |  | 06/22/2017
Lennox | Allied Air | 80AF1UH090P16BL-* | Natural Gas | Induced Draft | False | False | 1 | False | Up |  | None | Non-Condensing | Single-Stage |  | 0.5 | Standard |  | 88000 | 71000 |  |  | 76700 | 865 | 80 | 78 | [8 empty] | Federally-Regulated Consumer Product | 06/22/2017 |  | 06/22/2017
Lennox | Lennox | EL180UH045E36A-* | LPG | Induced Draft | False | False | 1 | False | Horizontal |  | None | Non-Condensing | Single-Stage |  | 0.5 | Standard |  | 44000 | 36000 |  |  | 38900 | 337 | 80 | 78 | [8 empty] | Federally-Regulated Consumer Product | 06/22/2017 |  | 06/22/2017
Lennox | Lennox | KGA036**DS** | Natural Gas | Induced Draft | False | True | 1 | False | Down | None | None | Non-Condensing | Single-Stage | Single-Speed | 0.5 | Standard |  | 65000 | 52000 |  |  | 57400 | 681 | 80 | 78 | [8 empty] | Federally-Regulated Consumer Product | 06/22/2017 |  | 06/22/2017
Lennox | Allied Air | A95UH1E045B12-* | Natural Gas | Induced Draft | False | False | 1 | False | Up |  | None | Condensing | Single-Stage |  | 0.5 | Standard |  | 44000 | 42000 |  |  | 33100 | 288 | 95 | 78 | [8 empty] | Federally-Regulated Consumer Product | 06/22/2017 |  | 06/22/2017
Lennox | Lennox | LGB240HS-** | Natural Gas | No Match | False | True | 3 | False | Down | No Match | No Match | Non-Condensing | No Match | No Match |  | No Match |  | 260000 | 209537 |  |  | 233938 | 1573 |  |  | 80.6 | 80 |  |  |  |  | 80.7 | 0 | Federally-Regulated Commercial & Industrial Equipment | 06/22/2017 |  | 06/22/2017
Lennox | Lennox | EL280UH110P60C-* | Natural Gas | Induced Draft | False | False | 1 | False | Up |  | None | Non-Condensing | Two-Stage Modulating |  | 1 | Standard |  | 110000 | 87000 |  |  | 91800 | 1149 | 80 | 78 | [8 empty] | Federally-Regulated Consumer Product | 06/22/2017 |  | 06/22/2017
Lennox | Lennox | KGA048**DT** | LPG | Induced Draft | False | True | 1 | False | Horizontal | None | None | Non-Condensing | Single-Stage | Single-Speed | 0.5 | Standard |  | 150000 | 120000 |  |  | 137000 | 789 | 80 | 78 | [8 empty] | Federally-Regulated Consumer Product | 06/22/2017 |  | 06/22/2017
Lennox | Allied Air | 80G1UH070BE12L-* | LPG | Induced Draft | False | False | 1 | False | Up |  | None | Non-Condensing | Single-Stage |  | 0.5 | Standard |  | 66000 | 53000 |  |  | 59400 | 219 | 80 | 78 | [8 empty] | Federally-Regulated Consumer Product | 06/22/2017 |  | 06/22/2017
Lennox | Lennox | ML180UH045XP36A-* | Natural Gas | Induced Draft | False | False | 1 | False | Up |  | None | Non-Condensing | Single-Stage |  | 0.33 | Standard |  | 44000 | 36000 |  |  | 37500 | 656 | 80 | 78 | [8 empty] | Federally-Regulated Consumer Product | 06/22/2017 |  | 06/22/2017
Lennox | Allied Air | A80DF1E090B16-* | LPG | Induced Draft | False | False | 1 | False | Horizontal |  | None | Non-Condensing | Single-Stage |  | 0.75 | Standard |  | 88000 | 72000 |  |  | 78600 | 423 | 80 | 78 | [8 empty] | Federally-Regulated Consumer Product | 06/22/2017 |  | 06/22/2017
Lennox | Allied Air | 95G1UH045BE12-* | LPG | Induced Draft | False | False | 1 | False | Up |  | None | Condensing | Single-Stage |  | 0.5 | Standard |  | 44000 | 42000 |  |  | 33100 | 288 | 95 | 78 | [8 empty] | Federally-Regulated Consumer Product | 06/22/2017 |  | 06/22/2017
Lennox | Allied Air | A80DS2V070A12-* | LPG | Induced Draft | False | False | 1 | False | Down |  | None | Non-Condensing | Two-Stage Modulating |  | 0.5 | Standard |  | 66000 | 52000 |  |  | 58300 | 236 | 80 | 78 | [8 empty] | Federally-Regulated Consumer Product | 06/22/2017 |  | 06/22/2017
Lennox | Lennox | G60DF-48C-110-** | Natural Gas | Induced Draft | False | False | 1 | False | Down | None | None | Non-Condensing | Two-Stage Modulating |  | 0.5 | Standard |  | 110000 | 90000 |  |  | 94800 | 1089 | 80 | 78 | [8 empty] | Federally-Regulated Consumer Product | 06/22/2017 |  | 06/22/2017
Lennox | Lennox | G43UF-36B-070-** | Natural Gas | Induced Draft | False | False | 1 | False | Up |  | None | Condensing | Single-Stage |  | 0.33 | Standard |  | 66000 | 62000 |  |  | 67600 | 703 | 92.1 | 78 | [8 empty] | Federally-Regulated Consumer Product | 06/22/2017 |  | 06/22/2017
Lennox | Lennox | G40DF-36A-045-** | LPG | Induced Draft | False | False | 1 | False | Down |  | None | Non-Condensing | Single-Stage |  | 0.33 | Standard |  | 44000 | 35000 |  |  | 37800 | 610 | 80 | 78 | [8 empty] | Federally-Regulated Consumer Product | 06/22/2017 |  | 06/22/2017
Lennox | Lennox | G50UH-60C-110X-** | Natural Gas | Induced Draft | False | False | 1 | False | Down | None | None | Non-Condensing | Single-Stage |  | 1 | Standard |  | 110000 | 89000 |  |  | 95400 | 1206 | 80 | 78 | [8 empty] | Federally-Regulated Consumer Product | 06/22/2017 |  | 06/22/2017
Lennox | Lennox | EL280UH110P60C-* | LPG | Induced Draft | False | False | 1 | False | Horizontal |  | None | Non-Condensing | Two-Stage Modulating |  | 1 | Standard |  | 110000 | 87000 |  |  | 91800 | 1149 | 80 | 78 | [8 empty] | Federally-Regulated Consumer Product | 06/22/2017 |  | 06/22/2017
Lennox | Allied Air | 95G1UH090CE16-* | Natural Gas | Induced Draft | False | False | 1 | False | Up |  | None | Condensing | Single-Stage |  | 0.75 | Standard |  | 88000 | 85000 |  |  | 83000 | 493 | 95 | 78 | [8 empty] | Federally-Regulated Consumer Product | 06/22/2017 |  | 06/22/2017
Lennox | Lennox | SLP98UH135XV60D-* | Natural Gas | Induced Draft | False | False | 1 | False | Horizontal |  | None | Condensing | Step Modulating |  | 1 | Standard |  | 132000 | 128000 |  |  | 128600 | 610 | 97.5 | 78 | [8 empty] | Federally-Regulated Consumer Product | 06/22/2017 |  | 06/22/2017
Lennox | Lennox | KGA048**BZ** | LPG | Induced Draft | False | True | 1 | False | Down | None | None | Non-Condensing | Single-Stage | Single-Speed | 1.5 | Standard |  | 150000 | 120000 |  |  | 136300 | 952 | 80 | 78 | [8 empty] | Federally-Regulated Consumer Product | 06/22/2017 |  | 06/22/2017
Lennox | Lennox | EL195UH090XE48C-* | LPG | Induced Draft | False | False | 1 | False | Up |  | None | Condensing | Single-Stage |  | 0.75 | Standard |  | 88000 | 85000 |  |  | 83000 | 493 | 95 | 78 | [8 empty] | Federally-Regulated Consumer Product | 06/22/2017 |  | 06/22/2017
Lennox | Allied Air | 80G1DF090BE16-* | LPG | Induced Draft | False | False | 1 | False | Down |  | None | Non-Condensing | Single-Stage |  | 0.75 | Standard |  | 88000 | 72000 |  |  | 78600 | 423 | 80 | 78 | [8 empty] | Federally-Regulated Consumer Product | 06/22/2017 |  | 06/22/2017
Lennox | Lennox | ML180UH135P60D-* | LPG | Induced Draft | False | False | 1 | False | Up |  | None | Non-Condensing | Single-Stage |  | 1 | Standard |  | 132000 | 107000 |  |  | 114400 | 1416 | 80 | 78 | [8 empty] | Federally-Regulated Consumer Product | 06/22/2017 |  | 06/22/2017
Lennox | Lennox | KGA036**BM** | Natural Gas | Induced Draft | False | True | 1 | False | Down | None | None | Non-Condensing | Single-Stage | Single-Speed | 1.5 | Standard |  | 105000 | 84000 |  |  | 97400 | 674 | 80 | 78 | [8 empty] | Federally-Regulated Consumer Product | 06/22/2017 |  | 06/22/2017
Lennox | Lennox | G60UH-60D-135-** | LPG | Induced Draft | False | False | 1 | False | Horizontal | None | None | Non-Condensing | Two-Stage Modulating |  | 1 | Standard |  | 132000 | 108000 |  |  | 112300 | 1264 | 80 | 78 | [8 empty] | Federally-Regulated Consumer Product | 06/22/2017 |  | 06/22/2017
Lennox | Allied Air | A80UH1E045A12L | LPG | Induced Draft | False | False | 1 | False | Horizontal |  | None | Non-Condensing | Single-Stage |  | 0.5 | Standard |  | 44000 | 36000 |  |  | 38900 | 337 | 80 | 78 | [8 empty] | Federally-Regulated Consumer Product | 06/22/2017 |  | 06/22/2017
Lennox | Lennox | ML180UH045P24A-* | LPG | Induced Draft | False | False | 1 | False | Horizontal |  | None | Non-Condensing | Single-Stage |  | 0.2 | Standard |  | 44000 | 35000 |  |  | 38000 | 533 | 80 | 78 | [8 empty] | Federally-Regulated Consumer Product | 06/22/2017 |  | 06/22/2017
Lennox | Allied Air | A80DF1E070A12-* | Natural Gas | Induced Draft | False | False | 1 | False | Horizontal |  | None | Non-Condensing | Single-Stage |  | 0.5 | Standard |  | 66000 | 54000 |  |  | 59100 | 289 | 80 | 78 | [8 empty] | Federally-Regulated Consumer Product | 06/22/2017 |  | 06/22/2017
Lennox | Lennox | GCS16-653-100-** | LPG | No Match | False | True | 3 | False | Horizontal | No Match | No Match | Non-Condensing | No Match | No Match |  | No Match |  | 90000 | 70000 |  |  | 75600 | 824 | 81 | 78 | [6 empty] | 81 | 0 | Non Federally-Regulated | 06/22/2017 |  | 06/22/2017
Lennox | Lennox | ML180UH045P36A-* | Natural Gas | Induced Draft | False | False | 1 | False | Horizontal |  | None | Non-Condensing | Single-Stage |  | 0.33 | Standard |  | 44000 | 36000 |  |  | 37500 | 656 | 80 | 78 | [8 empty] | Federally-Regulated Consumer Product | 06/22/2017 |  | 06/22/2017
Lennox | Lennox | G61MP-60D-135-** | Natural Gas | Induced Draft | False | False | 1 | False | Down |  | None | Condensing | Two-Stage Modulating |  | 1 | Standard |  | 132000 | 124000 |  |  | 111600 | 1186 | 94.1 | 78 | [8 empty] | Federally-Regulated Consumer Product | 06/22/2017 |  | 06/22/2017
Lennox | Allied Air | 80G2UH090BV16-* | Natural Gas | Induced Draft | False | False | 1 | False | Horizontal |  | None | Non-Condensing | Two-Stage Modulating |  | 1 | Standard |  | 88000 | 70000 |  |  | 78000 | 293 | 80 | 78 | [8 empty] | Federally-Regulated Consumer Product | 06/22/2017 |  | 06/22/2017
Lennox | Lennox | SLP98DF090XV60C-* | LPG | Induced Draft | False | False | 1 | False | Down |  | None | Condensing | Step Modulating |  | 1 | Standard |  | 88000 | 85000 |  |  | 79900 | 311 | 97.5 | 78 | [8 empty] | Federally-Regulated Consumer Product | 06/22/2017 |  | 06/22/2017
Lennox | Lennox | 15GCSXBV-60-083X-230-* | Natural Gas | Induced Draft | False | True | 1 | False | Down |  | None | Non-Condensing | Two-Stage Modulating |  | 0.75 | Standard |  | 83000 | 66000 |  |  | 79100 | 430 | 78 | 78 | [8 empty] | Federally-Regulated Consumer Product | 06/22/2017 |  | 06/22/2017
Lennox | Lennox | G51MP-36B-070-** | Natural Gas | Induced Draft | False | False | 1 | False | Up |  | None | Condensing | Single-Stage |  | 0.33 | Standard |  | 66000 | 62000 |  |  | 67500 | 700 | 92.1 | 78 | [8 empty] | Federally-Regulated Consumer Product | 06/22/2017 |  | 06/22/2017
Lennox | Lennox | LGH048**ES*P | Natural Gas | Induced Draft | False | True | 1 | False | Horizontal |  | None | Non-Condensing | Single-Stage |  | 0.75 | Premium |  | 65000 | 52000 |  |  | 58300 | 481 | 80 | 78 | [8 empty] | Federally-Regulated Consumer Product | 06/22/2017 |  | 06/22/2017
Lennox | Allied Air | 80G1DF110CE20-* | LPG | Induced Draft | False | False | 1 | False | Up |  | None | Non-Condensing | Single-Stage |  | 1 | Standard |  | 110000 | 90000 |  |  | 98000 | 576 | 80 | 78 | [8 empty] | Federally-Regulated Consumer Product | 06/22/2017 |  | 06/22/2017
Lennox | Allied Air | 95G1DF110CE20-* | Natural Gas | Induced Draft | False | False | 1 | False | Down |  | None | Condensing | Single-Stage |  | 1 | Standard |  | 110000 | 106000 |  |  | 99100 | 712 | 95 | 78 | [8 empty] | Federally-Regulated Consumer Product | 06/22/2017 |  | 06/22/2017
Lennox | Allied Air | 95G1UH135DP20-* | LPG | Induced Draft | False | False | 1 | False | Up |  | None | Condensing | Single-Stage |  | 1 | Standard |  | 132000 | 126000 |  |  | 114900 | 994 | 95 | 78 | [8 empty] | Federally-Regulated Consumer Product | 06/22/2017 |  | 06/22/2017
Lennox | Allied Air | A80UH1D110C16-* | LPG | Induced Draft | False | False | 1 | False | Horizontal |  | None | Non-Condensing | Single-Stage |  | 0.5 | Standard |  | 110000 | 89000 |  |  | 95900 | 1068 | 80 | 78 | [8 empty] | Federally-Regulated Consumer Product | 06/22/2017 |  | 06/22/2017
Lennox | Allied Air | ZGA120**MH** | LPG | Induced Draft | False | True | 3 | False | Horizontal |  | None | Non-Condensing | Two-Stage Modulating |  | 0 | Standard |  | 240000 | 192000 | [6 empty] | 80 | 80 | [6 empty] | Federally-Regulated Commercial & Industrial Equipment | 06/22/2017 |  | 06/22/2017
Lennox | Allied Air | 80G1DF110CE20-* | LPG | Induced Draft | False | False | 1 | False | Down |  | None | Non-Condensing | Single-Stage |  | 1 | Standard |  | 110000 | 90000 |  |  | 98000 | 576 | 80 | 78 | [8 empty] | Federally-Regulated Consumer Product | 06/22/2017 |  | 06/22/2017
Lennox | Allied Air | A80DF1E045A12-* | Natural Gas | Induced Draft | False | False | 1 | False | Horizontal |  | None | Non-Condensing | Single-Stage |  | 0.5 | Standard |  | 44000 | 36000 |  |  | 38900 | 341 | 80 | 78 | [8 empty] | Federally-Regulated Consumer Product | 06/22/2017 |  | 06/22/2017
Lennox | Allied Air | 95AF1UH090P16C-* | LPG | Induced Draft | False | False | 1 | False | Up |  | None | Condensing | Single-Stage |  | 0.5 | Standard |  | 88000 | 85000 |  |  | 82100 | 732 | 95 | 78 | [8 empty] | Federally-Regulated Consumer Product | 06/22/2017 |  | 06/22/2017
Lennox | Allied Air | A95DF1E045B12-* | Natural Gas | Induced Draft | False | False | 1 | False | Down |  | None | Condensing | Single-Stage |  | 0.5 | Standard |  | 44000 | 42000 |  |  | 33100 | 285 | 95 | 78 | [8 empty] | Federally-Regulated Consumer Product | 06/22/2017 |  | 06/22/2017
Lennox | Lennox | EL296UH070XV36B-* | LPG | Induced Draft | False | False | 1 | False | Up |  | None | Condensing | Two-Stage Modulating |  | 0.5 | Standard |  | 66000 | 62000 |  |  | 65500 | 279 | 96 | 78 | [8 empty] | Federally-Regulated Consumer Product | 06/22/2017 |  | 06/22/2017
Lennox | Allied Air | 95G1UH090CP16-* | LPG | Induced Draft | False | False | 1 | False | Up |  | None | Condensing | Single-Stage |  | 0.5 | Standard |  | 88000 | 85000 |  |  | 82100 | 732 | 95 | 78 | [8 empty] | Federally-Regulated Consumer Product | 06/22/2017 |  | 06/22/2017
Lennox | Lennox | GCS20V-513-125-** | LPG | No Match | False | True | 3 | False | Down | No Match | No Match | Non-Condensing | No Match | No Match |  | No Match |  | 112500 | 85000 |  |  | 98811 | 547 | 78.5 | 78 | [6 empty] | 0 | 0 | Non Federally-Regulated | 06/22/2017 |  | 06/22/2017
Lennox | Lennox | SL280UH135V60D-* | LPG | Induced Draft | False | False | 1 | False | Up |  | None | Non-Condensing | Two-Stage Modulating |  | 1 | Standard |  | 132000 | 105000 |  |  | 115600 | 569 | 80 | 78 | [8 empty] | Federally-Regulated Consumer Product | 06/22/2017 |  | 06/22/2017
Lennox | Lennox | KGA060**DY** | LPG | Induced Draft | False | True | 1 | False | Horizontal | None | None | Non-Condensing | Single-Stage | Single-Speed | 0.75 | Standard |  | 105000 | 84000 |  |  | 96800 | 834 | 80 | 78 | [8 empty] | Federally-Regulated Consumer Product | 06/22/2017 |  | 06/22/2017
Lennox | Lennox | LGA120HS-** | Natural Gas | No Match | False | True | 3 | False | Horizontal | No Match | No Match | Non-Condensing | No Match | No Match |  | No Match |  | 130000 | 103445 |  |  | 111963 | 1725 | 80.5 | 78 | 80 | 80 |  |  |  |  | 80.5 | 0 | Non Federally-Regulated | 06/22/2017 |  | 06/22/2017
Lennox | Allied Air | 80G1UH070AP08-* | LPG | Induced Draft | False | False | 1 | False | Up |  | None | Non-Condensing | Single-Stage |  | 0.2 | Standard |  | 66000 | 54000 |  |  | 57900 | 566 | 80 | 78 | [8 empty] | Federally-Regulated Consumer Product | 06/22/2017 |  | 06/22/2017
Lennox | Lennox | 15GCSXAV-42-110X-230-* | LPG | Induced Draft | False | True | 1 | False | Horizontal |  | None | Non-Condensing | Two-Stage Modulating |  | 0.75 | Standard |  | 110000 | 88000 |  |  | 99400 | 433 | 78 | 78 | [8 empty] | Federally-Regulated Consumer Product | 06/22/2017 |  | 06/22/2017
Lennox | Armstrong | 270GRTC144BH | Natural Gas | No Match | False | True | 3 | False | Horizontal | No Match | No Match | Non-Condensing | No Match | No Match |  | No Match |  | 270000 | 216297 |  |  | 256004 | 1950 |  |  | 80.6 | 80 |  |  |  |  | 80.6 | 0 | Federally-Regulated Commercial & Industrial Equipment | 06/22/2017 |  | 06/22/2017
Lennox | Lennox | EL296DF070XE48B-* | LPG | Induced Draft | False | False | 1 | False | Down |  | None | Condensing | Two-Stage Modulating |  | 0.75 | Standard |  | 66000 | 64000 |  |  | 64900 | 279 | 95.9 | 78 | [8 empty] | Federally-Regulated Consumer Product | 06/22/2017 |  | 06/22/2017
Lennox | Allied Air | 80G1UH070AP12L-* | Natural Gas | Induced Draft | False | False | 1 | False | Up |  | None | Non-Condensing | Single-Stage |  | 0.33 | Standard |  | 66000 | 54000 |  |  | 57400 | 698 | 80 | 78 | [8 empty] | Federally-Regulated Consumer Product | 06/22/2017 |  | 06/22/2017
Lennox | Lennox | ZGA120**MH** | LPG | Induced Draft | False | True | 3 | False | Horizontal |  | None | Non-Condensing | Two-Stage Modulating |  | 0 | Standard |  | 240000 | 192000 | [6 empty] | 80 | 80 | [6 empty] | Federally-Regulated Commercial & Industrial Equipment | 06/22/2017 |  | 06/22/2017
Lennox | Lennox | SLP98UH090XV48C-* | Natural Gas | Induced Draft | False | False | 1 | False | Horizontal |  | None | Condensing | Step Modulating |  | 0.75 | Standard |  | 88000 | 86000 |  |  | 79000 | 431 | 97.5 | 78 | [8 empty] | Federally-Regulated Consumer Product | 06/22/2017 |  | 06/22/2017
Lennox | Lennox | G60UH-60D-135-** | LPG | Induced Draft | False | False | 1 | False | Up | None | None | Non-Condensing | Two-Stage Modulating |  | 1 | Standard |  | 132000 | 108000 |  |  | 112300 | 1264 | 80 | 78 | [8 empty] | Federally-Regulated Consumer Product | 06/22/2017 |  | 06/22/2017
Lennox | Allied Air | A93DF1D045B12A-* | LPG | Induced Draft | False | False | 1 | False | Down |  | None | Condensing | Single-Stage |  | 0.33 | Standard |  | 44000 | 42000 |  |  | 33100 | 451 | 93 | 78 | [8 empty] | Federally-Regulated Consumer Product | 06/22/2017 |  | 06/22/2017
Lennox | Lennox | EL296DF110XE60C-* | LPG | Induced Draft | False | False | 1 | False | Down |  | None | Condensing | Two-Stage Modulating |  | 1 | Standard |  | 110000 | 106000 |  |  | 96700 | 454 | 96 | 78 | [8 empty] | Federally-Regulated Consumer Product | 06/22/2017 |  | 06/22/2017
Lennox | Lennox | KGA036**DY** | LPG | Induced Draft | False | True | 1 | False | Horizontal | None | None | Non-Condensing | Single-Stage | Single-Speed | 0.5 | Standard |  | 105000 | 84000 |  |  | 97400 | 689 | 80 | 78 | [8 empty] | Federally-Regulated Consumer Product | 06/22/2017 |  | 06/22/2017
Lennox | Lennox | KGA060**DS** | Natural Gas | Induced Draft | False | True | 1 | False | Horizontal | None | None | Non-Condensing | Single-Stage | Single-Speed | 0.75 | Standard |  | 65000 | 52000 |  |  | 58400 | 450 | 80 | 78 | [8 empty] | Federally-Regulated Consumer Product | 06/22/2017 |  | 06/22/2017
Lennox | Lennox | ML195UH090XP48C-* | LPG | Induced Draft | False | False | 1 | False | Horizontal |  | None | Condensing | Single-Stage |  | 0.5 | Standard |  | 88000 | 85000 |  |  | 82100 | 732 | 95 | 78 | [8 empty] | Federally-Regulated Consumer Product | 06/22/2017 |  | 06/22/2017
Lennox | Lennox | EL180UH070E36B-* | Natural Gas | Induced Draft | False | False | 1 | False | Up |  | None | Non-Condensing | Single-Stage |  | 0.5 | Standard |  | 66000 | 53000 |  |  | 59400 | 219 | 80 | 78 | [8 empty] | Federally-Regulated Consumer Product | 06/22/2017 |  | 06/22/2017
Lennox | Lennox | LGH036**EM*P | LPG | Induced Draft | False | True | 1 | False | Down |  | None | Non-Condensing | Single-Stage |  | 0.5 | Premium |  | 105000 | 84000 |  |  | 98400 | 471 | 80 | 78 | [8 empty] | Federally-Regulated Consumer Product | 06/22/2017 |  | 06/22/2017
Lennox | Lennox | LGH122**EH** | LPG | Induced Draft | False | True | 3 | False | Down |  | None | Non-Condensing | Two-Stage Modulating |  | 0 | Standard |  | 240000 | 192000 | [6 empty] | 80 | 80 | [6 empty] | Federally-Regulated Commercial & Industrial Equipment | 06/22/2017 |  | 06/22/2017
Lennox | Allied Air | 80G1UH135DE20-* | LPG | Induced Draft | False | False | 1 | False | Up |  | None | Non-Condensing | Single-Stage |  | 1 | Standard |  | 132000 | 107000 |  |  | 117000 | 797 | 80 | 78 | [8 empty] | Federally-Regulated Consumer Product | 06/22/2017 |  | 06/22/2017
Lennox | Lennox | G61MP-60C-110-** | Natural Gas | Induced Draft | False | False | 1 | False | Horizontal |  | None | Condensing | Two-Stage Modulating |  | 1 | Standard |  | 110000 | 104000 |  |  | 95100 | 1139 | 94.1 | 78 | [8 empty] | Federally-Regulated Consumer Product | 06/22/2017 |  | 06/22/2017
Lennox | Lennox | G51MP-60C-110-** | LPG | Induced Draft | False | False | 1 | False | Horizontal |  | None | Condensing | Single-Stage |  | 1 | Standard |  | 110000 | 103000 |  |  | 101300 | 993 | 92.1 | 78 | [8 empty] | Federally-Regulated Consumer Product | 06/22/2017 |  | 06/22/2017
Lennox | Lennox | GCS24-3003-330-** | Natural Gas | No Match | False | True | 3 | False | Horizontal | No Match | No Match | Non-Condensing | No Match | No Match |  | No Match |  | 330000 | 266640 |  |  | 250200 | 2200 |  |  | 80.8 | 80 |  |  |  |  | 80.8 | 0 | Federally-Regulated Commercial & Industrial Equipment | 06/22/2017 |  | 06/22/2017
Lennox | Lennox | G60DFV-36B-090-** | LPG | Induced Draft | False | False | 1 | False | Down |  | None | Non-Condensing | Two-Stage Modulating |  | 0.5 | Standard |  | 88000 | 72000 |  |  | 77800 | 414 | 80 | 78 | [8 empty] | Federally-Regulated Consumer Product | 06/22/2017 |  | 06/22/2017
Lennox | Allied Air | A93DF1D090C16A-* | Natural Gas | Induced Draft | False | False | 1 | False | Down |  | None | Condensing | Single-Stage |  | 0.33 | Standard |  | 88000 | 84000 |  |  | 83700 | 775 | 93 | 78 | [8 empty] | Federally-Regulated Consumer Product | 06/22/2017 |  | 06/22/2017
Lennox | Lennox | EL195UH110XE60C-* | Natural Gas | Induced Draft | False | False | 1 | False | Horizontal |  | None | Condensing | Single-Stage |  | 1 | Standard |  | 110000 | 105000 |  |  | 99100 | 705 | 95 | 78 | [8 empty] | Federally-Regulated Consumer Product | 06/22/2017 |  | 06/22/2017
Lennox | Lennox | G51MP-48C-110-** | Natural Gas | Induced Draft | False | False | 1 | False | Horizontal |  | None | Condensing | Single-Stage |  | 0.5 | Standard |  | 110000 | 103000 |  |  | 101600 | 888 | 92.1 | 78 | [8 empty] | Federally-Regulated Consumer Product | 06/22/2017 |  | 06/22/2017
Lennox | Lennox | ML193DF090XP48C-* | Natural Gas | Induced Draft | False | False | 1 | False | Down |  | None | Condensing | Single-Stage |  | 0.5 | Standard |  | 88000 | 84000 |  |  | 83700 | 775 | 93 | 78 | [8 empty] | Federally-Regulated Consumer Product | 06/22/2017 |  | 06/22/2017
Lennox | Allied Air | ZGA150**BH** | Natural Gas | Induced Draft | False | True | 3 | False | Horizontal |  | None | Non-Condensing | Two-Stage Modulating |  | 0 | Standard |  | 240000 | 192000 | [6 empty] | 80 | 80 | [6 empty] | Federally-Regulated Commercial & Industrial Equipment | 06/22/2017 |  | 06/22/2017
Lennox | Armstrong | LGA180SH-** | Natural Gas | No Match | False | True | 3 | False | Down | No Match | No Match | Non-Condensing | No Match | No Match |  | No Match |  | 470000 | 378778 |  |  | 424793 | 1069 |  |  | 80.6 | 80 |  |  |  |  | 80.7 | 0 | Federally-Regulated Commercial & Industrial Equipment | 06/22/2017 |  | 06/22/2017
Lennox | Lennox | KGA060**DH** | LPG | Induced Draft | False | True | 1 | False | Down | None | None | Non-Condensing | Two-Stage Modulating | Single-Speed | 0.75 | Standard |  | 150000 | 120000 |  |  | 132900 | 1089 | 80 | 78 | [8 empty] | Federally-Regulated Consumer Product | 06/22/2017 |  | 06/22/2017
Lennox | Lennox | 15GCSXBV-48-110X-230-* | Natural Gas | Induced Draft | False | True | 1 | False | Horizontal |  | None | Non-Condensing | Two-Stage Modulating |  | 0.75 | Standard |  | 110000 | 88000 |  |  | 99400 | 433 | 78 | 78 | [8 empty] | Federally-Regulated Consumer Product | 06/22/2017 |  | 06/22/2017
Lennox | Allied Air | 80AF1UH110P20C-* | LPG | Induced Draft | False | False | 1 | False | Up |  | None | Non-Condensing | Single-Stage |  | 1 | Standard |  | 110000 | 89000 |  |  | 95300 | 1187 | 80 | 78 | [8 empty] | Federally-Regulated Consumer Product | 06/22/2017 |  | 06/22/2017
Lennox | Lennox | KGA060**DT** | LPG | Induced Draft | False | True | 1 | False | Down | None | None | Non-Condensing | Single-Stage | Single-Speed | 0.75 | Standard |  | 150000 | 120000 |  |  | 137000 | 800 | 80 | 78 | [8 empty] | Federally-Regulated Consumer Product | 06/22/2017 |  | 06/22/2017
Lennox | Lennox | G60UH-24A-070-** | LPG | Induced Draft | False | False | 1 | False | Up | None | None | Non-Condensing | Two-Stage Modulating |  | 0.2 | Standard |  | 66000 | 54000 |  |  | 56300 | 706 | 80 | 78 | [8 empty] | Federally-Regulated Consumer Product | 06/22/2017 |  | 06/22/2017
Lennox | Allied Air | 95G1UH045BP12-* | Natural Gas | Induced Draft | False | False | 1 | False | Up |  | None | Condensing | Single-Stage |  | 0.33 | Standard |  | 44000 | 42000 |  |  | 32600 | 410 | 95 | 78 | [8 empty] | Federally-Regulated Consumer Product | 06/22/2017 |  | 06/22/2017
Lennox | Allied Air | 80G1UH110CE20L-* | LPG | Induced Draft | False | False | 1 | False | Horizontal |  | None | Non-Condensing | Single-Stage |  | 1 | Standard |  | 110000 | 90000 |  |  | 97800 | 618 | 80 | 78 | [8 empty] | Federally-Regulated Consumer Product | 06/22/2017 |  | 06/22/2017
Lennox | Allied Air | 95G1UH090CE16-* | LPG | Induced Draft | False | False | 1 | False | Horizontal |  | None | Condensing | Single-Stage |  | 0.75 | Standard |  | 88000 | 85000 |  |  | 83000 | 493 | 95 | 78 | [8 empty] | Federally-Regulated Consumer Product | 06/22/2017 |  | 06/22/2017
Lennox | Lennox | G43UF-60D-135-** | Natural Gas | Induced Draft | False | False | 1 | False | Up |  | None | Condensing | Single-Stage |  | 1 | Standard |  | 132000 | 123000 |  |  | 118200 | 1112 | 92.1 | 78 | [8 empty] | Federally-Regulated Consumer Product | 06/22/2017 |  | 06/22/2017
Lennox | Lennox | EL180UH110XE60C-* | Natural Gas | Induced Draft | False | False | 1 | False | Up |  | None | Non-Condensing | Single-Stage |  | 1 | Standard |  | 110000 | 90000 |  |  | 97800 | 618 | 80 | 78 | [8 empty] | Federally-Regulated Consumer Product | 06/22/2017 |  | 06/22/2017
Lennox | Allied Air | 95G1UH135DE20-* | LPG | Induced Draft | False | False | 1 | False | Horizontal |  | None | Condensing | Single-Stage |  | 1 | Standard |  | 132000 | 126000 |  |  | 115500 | 823 | 95 | 78 | [8 empty] | Federally-Regulated Consumer Product | 06/22/2017 |  | 06/22/2017
Lennox | Lennox | ML193UH090XP36C-* | LPG | Induced Draft | False | False | 1 | False | Up |  | None | Condensing | Single-Stage |  | 0.33 | Standard |  | 88000 | 83000 |  |  | 83800 | 747 | 93 | 78 | [8 empty] | Federally-Regulated Consumer Product | 06/22/2017 |  | 06/22/2017
Lennox | Lennox | LGH094**EH** | Natural Gas | Induced Draft | False | True | 3 | False | Horizontal |  | None | Non-Condensing | Two-Stage Modulating |  | 0 | Standard |  | 240000 | 192000 | [6 empty] | 80 | 80 | [6 empty] | Federally-Regulated Commercial & Industrial Equipment | 06/22/2017 |  | 06/22/2017
Lennox | Lennox | G61MP-36B-070-** | Natural Gas | Induced Draft | False | False | 1 | False | Down |  | None | Condensing | Two-Stage Modulating |  | 0.33 | Standard |  | 66000 | 62000 |  |  | 64100 | 883 | 94.1 | 78 | [8 empty] | Federally-Regulated Consumer Product | 06/22/2017 |  | 06/22/2017
Lennox | Lennox | ML180DF070P36A* | Natural Gas | Induced Draft | False | False | 1 | False | Down |  | None | Non-Condensing | Single-Stage |  | 0.33 | Standard |  | 66000 | 53000 |  |  | 56800 | 834 | 80 | 78 | [8 empty] | Federally-Regulated Consumer Product | 06/22/2017 |  | 06/22/2017
Lennox | Lennox | G43UF-36C-090H-** | LPG | Induced Draft | False | False | 1 | False | Up |  | None | Condensing | Single-Stage |  | 0.33 | Standard |  | 88000 | 81000 |  |  | 86600 | 775 | 90 | 78 | [8 empty] | Federally-Regulated Consumer Product | 06/22/2017 |  | 06/22/2017
Lennox | Lennox | SL280UH090V48B-* | LPG | Induced Draft | False | False | 1 | False | Horizontal |  | None | Non-Condensing | Two-Stage Modulating |  | 1 | Standard |  | 88000 | 70000 |  |  | 78000 | 293 | 80 | 78 | [8 empty] | Federally-Regulated Consumer Product | 06/22/2017 |  | 06/22/2017
Lennox | Lennox | ZGA120**BH** | LPG | Induced Draft | False | True | 3 | False | Horizontal |  | None | Non-Condensing | Two-Stage Modulating |  | 0 | Standard |  | 240000 | 192000 | [6 empty] | 80 | 80 | [6 empty] | Federally-Regulated Commercial & Industrial Equipment | 06/22/2017 |  | 06/22/2017
Lennox | Lennox | EL280UH070P24A-* | LPG | Induced Draft | False | False | 1 | False | Up |  | None | Non-Condensing | Two-Stage Modulating |  | 0.2 | Standard |  | 66000 | 52000 |  |  | 56600 | 551 | 80 | 78 | [8 empty] | Federally-Regulated Consumer Product | 06/22/2017 |  | 06/22/2017
Lennox | Lennox | EL280DF070P36A | Natural Gas | Induced Draft | False | False | 1 | False | Down |  | None | Non-Condensing | Two-Stage Modulating |  | 0.33 | Standard |  | 66000 | 52000 |  |  | 55900 | 597 | 80 | 78 | [8 empty] | Federally-Regulated Consumer Product | 06/22/2017 |  | 06/22/2017
Lennox | Lennox | SLP98UH090XV60C-* | Natural Gas | Induced Draft | False | False | 1 | False | Up |  | None | Condensing | Step Modulating |  | 1 | Standard |  | 88000 | 85000 |  |  | 78600 | 363 | 98.2 | 78 | [8 empty] | Federally-Regulated Consumer Product | 06/22/2017 |  | 06/22/2017
Lennox | Lennox | SLP98DF090XV48C-* | Natural Gas | Induced Draft | False | False | 1 | False | Down |  | None | Condensing | Step Modulating |  | 0.75 | Standard |  | 88000 | 85000 |  |  | 79800 | 339 | 97.5 | 78 | [8 empty] | Federally-Regulated Consumer Product | 06/22/2017 |  | 06/22/2017
Lennox | Lennox | EL296UH070XE36B-* | Natural Gas | Induced Draft | False | False | 1 | False | Horizontal |  | None | Condensing | Two-Stage Modulating |  | 0.5 | Standard |  | 66000 | 64000 |  |  | 64800 | 261 | 95.5 | 78 | [8 empty] | Federally-Regulated Consumer Product | 06/22/2017 |  | 06/22/2017
Lennox | Allied Air | A80UH1E045A12L | Natural Gas | Induced Draft | False | False | 1 | False | Up |  | None | Non-Condensing | Single-Stage |  | 0.5 | Standard |  | 44000 | 36000 |  |  | 38900 | 337 | 80 | 78 | [8 empty] | Federally-Regulated Consumer Product | 06/22/2017 |  | 06/22/2017
Lennox | Lennox | GCS20-653-100-** | Natural Gas | No Match | False | True | 3 | False | Horizontal | No Match | No Match | Non-Condensing | No Match | No Match |  | No Match |  | 100000 | 80000 |  |  | 96682 | 805 | 80.5 | 78 | [6 empty] | 80.5 | 0 | Non Federally-Regulated | 06/22/2017 |  | 06/22/2017
Lennox | Lennox | KGA048**DM** | Natural Gas | Induced Draft | False | True | 1 | False | Horizontal | None | None | Non-Condensing | Single-Stage | Single-Speed | 0.5 | Standard |  | 105000 | 84000 |  |  | 97400 | 689 | 80 | 78 | [8 empty] | Federally-Regulated Consumer Product | 06/22/2017 |  | 06/22/2017
Lennox | Lennox | KGA036**BW** | Natural Gas | Induced Draft | False | True | 1 | False | Down | None | None | Non-Condensing | Single-Stage | Single-Speed | 1.5 | Standard |  | 65000 | 52000 |  |  | 57800 | 576 | 80 | 78 | [8 empty] | Federally-Regulated Consumer Product | 06/22/2017 |  | 06/22/2017
Lennox | Lennox | 15GCSXAV-42-110X-230-* | LPG | Induced Draft | False | True | 1 | False | Down |  | None | Non-Condensing | Two-Stage Modulating |  | 0.75 | Standard |  | 110000 | 88000 |  |  | 99400 | 433 | 78 | 78 | [8 empty] | Federally-Regulated Consumer Product | 06/22/2017 |  | 06/22/2017
Lennox | Lennox | EL180UH090E48B-* | LPG | Induced Draft | False | False | 1 | False | Up |  | None | Non-Condensing | Single-Stage |  | 0.75 | Standard |  | 88000 | 72000 |  |  | 78600 | 410 | 80 | 78 | [8 empty] | Federally-Regulated Consumer Product | 06/22/2017 |  | 06/22/2017
Lennox | Armstrong | 270GRTC119BL | Natural Gas | No Match | False | True | 3 | False | Down | No Match | No Match | Non-Condensing | No Match | No Match |  | No Match |  | 270000 | 216297 |  |  | 256004 | 1950 |  |  | 80.6 | 80 |  |  |  |  | 80.6 | 0 | Federally-Regulated Commercial & Industrial Equipment | 06/22/2017 |  | 06/22/2017
Lennox | Lennox | ML195UH110XP48C-* | Natural Gas | Induced Draft | False | False | 1 | False | Up |  | None | Condensing | Single-Stage |  | 0.5 | Standard |  | 110000 | 105000 |  |  | 98900 | 745 | 95 | 78 | [8 empty] | Federally-Regulated Consumer Product | 06/22/2017 |  | 06/22/2017
Lennox | Allied Air | A80UH1D045A12-* | LPG | Induced Draft | False | False | 1 | False | Up |  | None | Non-Condensing | Single-Stage |  | 0.33 | Standard |  | 44000 | 36000 |  |  | 37500 | 656 | 80 | 78 | [8 empty] | Federally-Regulated Consumer Product | 06/22/2017 |  | 06/22/2017
Lennox | Lennox | G60DFV-60D-135-** | Natural Gas | Induced Draft | False | False | 1 | False | Down |  | None | Non-Condensing | Two-Stage Modulating |  | 1 | Standard |  | 132000 | 109000 |  |  | 114300 | 797 | 80 | 78 | [8 empty] | Federally-Regulated Consumer Product | 06/22/2017 |  | 06/22/2017
Lennox | Allied Air | A80US2V090B16L-* | Natural Gas | Induced Draft | False | False | 1 | False | Up |  | None | Non-Condensing | Two-Stage Modulating |  | 1 | Standard |  | 88000 | 70000 |  |  | 78000 | 293 | 80 | 78 | [8 empty] | Federally-Regulated Consumer Product | 06/22/2017 |  | 06/22/2017
Lennox | Lennox | SL280DF110V60C-* | LPG | Induced Draft | False | False | 1 | False | Down |  | None | Non-Condensing | Two-Stage Modulating |  | 1 | Standard |  | 110000 | 87000 |  |  | 96900 | 378 | 80 | 78 | [8 empty] | Federally-Regulated Consumer Product | 06/22/2017 |  | 06/22/2017
Lennox | Allied Air | 80AF1UH045P12A* | Natural Gas | Induced Draft | False | False | 1 | False | Up |  | None | Non-Condensing | Single-Stage |  | 0.33 | Standard |  | 44000 | 36000 |  |  | 37500 | 656 | 80 | 78 | [8 empty] | Federally-Regulated Consumer Product | 06/22/2017 |  | 06/22/2017
Lennox | Allied Air | A93UH1D135D20A-* | Natural Gas | Induced Draft | False | False | 1 | False | Up |  | None | Condensing | Single-Stage |  | 0.75 | Standard |  | 132000 | 124000 |  |  | 116800 | 1148 | 93 | 78 | [8 empty] | Federally-Regulated Consumer Product | 06/22/2017 |  | 06/22/2017
Lennox | Lennox | GCS24-3003-235-** | Natural Gas | No Match | False | True | 3 | False | Down | No Match | No Match | Non-Condensing | No Match | No Match |  | No Match |  | 235000 | 188000 |  |  | 198174 | 3361 |  |  | 80 | 80 |  |  |  |  | 80 | 0 | Federally-Regulated Commercial & Industrial Equipment | 06/22/2017 |  | 06/22/2017
Lennox | Allied Air | A93UH1D070B12A-* | Natural Gas | Induced Draft | False | False | 1 | False | Horizontal |  | None | Condensing | Single-Stage |  | 0.33 | Standard |  | 66000 | 62000 |  |  | 67100 | 611 | 93 | 78 | [8 empty] | Federally-Regulated Consumer Product | 06/22/2017 |  | 06/22/2017
Lennox | Lennox | EL195UH045XE36B | LPG | Induced Draft | False | False | 1 | False | Horizontal |  | None | Condensing | Single-Stage |  | 0.5 | Standard |  | 44000 | 42000 |  |  | 33100 | 288 | 95 | 78 | [8 empty] | Federally-Regulated Consumer Product | 06/22/2017 |  | 06/22/2017
Lennox | Lennox | ML193UH070XP24B-* | Natural Gas | Induced Draft | False | False | 1 | False | Up |  | None | Condensing | Single-Stage |  | 0.2 | Standard |  | 66000 | 62000 |  |  | 67200 | 580 | 93 | 78 | [8 empty] | Federally-Regulated Consumer Product | 06/22/2017 |  | 06/22/2017
Lennox | Lennox | ZGA120**BH** | Natural Gas | Induced Draft | False | True | 3 | False | Down |  | None | Non-Condensing | Two-Stage Modulating |  | 0 | Standard |  | 240000 | 192000 | [6 empty] | 80 | 80 | [6 empty] | Federally-Regulated Commercial & Industrial Equipment | 06/22/2017 |  | 06/22/2017
Lennox | Lennox | ML193DFDF110XP60C-* | Natural Gas | Induced Draft | False | False | 1 | False | Down |  | None | Condensing | Single-Stage |  | 1 | Standard |  | 110000 | 104000 |  |  | 100100 | 1012 | 93 | 78 | [8 empty] | Federally-Regulated Consumer Product | 06/22/2017 |  | 06/22/2017
Lennox | Allied Air | 80G1UH110CE20-* | LPG | Induced Draft | False | False | 1 | False | Horizontal |  | None | Non-Condensing | Single-Stage |  | 1 | Standard |  | 110000 | 90000 |  |  | 97800 | 618 | 80 | 78 | [8 empty] | Federally-Regulated Consumer Product | 06/22/2017 |  | 06/22/2017
Lennox | Lennox | G51MP-60C-090-** | LPG | Induced Draft | False | False | 1 | False | Up |  | None | Condensing | Single-Stage |  | 1 | Standard |  | 88000 | 82000 |  |  | 83600 | 1075 | 92.1 | 78 | [8 empty] | Federally-Regulated Consumer Product | 06/22/2017 |  | 06/22/2017
Lennox | Allied Air | A93UH1D070B08A-* | LPG | Induced Draft | False | False | 1 | False | Up |  | None | Condensing | Single-Stage |  | 0.2 | Standard |  | 66000 | 62000 |  |  | 67200 | 580 | 93 | 78 | [8 empty] | Federally-Regulated Consumer Product | 06/22/2017 |  | 06/22/2017
Lennox | Lennox | G60UH-48B-090X-** | Natural Gas | Induced Draft | False | False | 1 | False | Horizontal | None | None | Non-Condensing | Two-Stage Modulating |  | 0.5 | Standard |  | 88000 | 72000 |  |  | 74500 | 978 | 80 | 78 | [8 empty] | Federally-Regulated Consumer Product | 06/22/2017 |  | 06/22/2017
Lennox | Lennox | G61MP-60C-110-** | Natural Gas | Induced Draft | False | False | 1 | False | Down |  | None | Condensing | Two-Stage Modulating |  | 1 | Standard |  | 110000 | 104000 |  |  | 95100 | 1139 | 94.1 | 78 | [8 empty] | Federally-Regulated Consumer Product | 06/22/2017 |  | 06/22/2017
Lennox | Lennox | ML180UH045XP36A-* | Natural Gas | Induced Draft | False | False | 1 | False | Horizontal |  | None | Non-Condensing | Single-Stage |  | 0.33 | Standard |  | 44000 | 36000 |  |  | 37500 | 656 | 80 | 78 | [8 empty] | Federally-Regulated Consumer Product | 06/22/2017 |  | 06/22/2017
Lennox | Lennox | LGA150SS-** | Natural Gas | No Match | False | True | 3 | False | Horizontal | No Match | No Match | Non-Condensing | No Match | No Match |  | No Match |  | 130000 | 103445 |  |  | 109757 | 2246 | 80.5 | 78 | 80 | 80 |  |  |  |  | 80.5 | 0 | Non Federally-Regulated | 06/22/2017 |  | 06/22/2017
Lennox | Lennox | 15GCSXBV-48-083X-230-* | Natural Gas | Induced Draft | False | True | 1 | False | Down |  | None | Non-Condensing | Two-Stage Modulating |  | 0.75 | Standard |  | 83000 | 66000 |  |  | 79100 | 430 | 78 | 78 | [8 empty] | Federally-Regulated Consumer Product | 06/22/2017 |  | 06/22/2017
Lennox | Lennox | LGH094**MH** | Natural Gas | Induced Draft | False | True | 3 | False | Down |  | None | Non-Condensing | Two-Stage Modulating |  | 0 | Standard |  | 240000 | 192000 | [6 empty] | 80 | 80 | [6 empty] | Federally-Regulated Commercial & Industrial Equipment | 06/22/2017 |  | 06/22/2017
Lennox | Allied Air | A80UH1D070A08-* | LPG | Induced Draft | False | False | 1 | False | Horizontal |  | None | Non-Condensing | Single-Stage |  | 0.2 | Standard |  | 66000 | 54000 |  |  | 57900 | 566 | 80 | 78 | [8 empty] | Federally-Regulated Consumer Product | 06/22/2017 |  | 06/22/2017
Lennox | Lennox | EL195UH135XE60D-* | Natural Gas | Induced Draft | False | False | 1 | False | Up |  | None | Condensing | Single-Stage |  | 1 | Standard |  | 132000 | 126000 |  |  | 115500 | 823 | 95 | 78 | [8 empty] | Federally-Regulated Consumer Product | 06/22/2017 |  | 06/22/2017
Lennox | Lennox | KGA048**DW** | LPG | Induced Draft | False | True | 1 | False | Horizontal | None | None | Non-Condensing | Single-Stage | Single-Speed | 0.5 | Standard |  | 65000 | 52000 |  |  | 57400 | 681 | 80 | 78 | [8 empty] | Federally-Regulated Consumer Product | 06/22/2017 |  | 06/22/2017
Lennox | Lennox | KGA036**DW** | LPG | Induced Draft | False | True | 1 | False | Horizontal | None | None | Non-Condensing | Single-Stage | Single-Speed | 0.5 | Standard |  | 65000 | 52000 |  |  | 57400 | 681 | 80 | 78 | [8 empty] | Federally-Regulated Consumer Product | 06/22/2017 |  | 06/22/2017
Lennox | Armstrong | 235GRTC300BL | Natural Gas | No Match | False | True | 3 | False | Horizontal | No Match | No Match | Non-Condensing | No Match | No Match |  | No Match |  | 235000 | 188000 |  |  | 198174 | 3361 |  |  | 80 | 80 |  |  |  |  | 80 | 0 | Federally-Regulated Commercial & Industrial Equipment | 06/22/2017 |  | 06/22/2017
Lennox | Lennox | ML180UH045P36A-* | LPG | Induced Draft | False | False | 1 | False | Horizontal |  | None | Non-Condensing | Single-Stage |  | 0.33 | Standard |  | 44000 | 36000 |  |  | 37500 | 656 | 80 | 78 | [8 empty] | Federally-Regulated Consumer Product | 06/22/2017 |  | 06/22/2017
Lennox | Lennox | KGA060**BH** | LPG | Induced Draft | False | True | 1 | False | Down | None | None | Non-Condensing | Two-Stage Modulating | Single-Speed | 1.5 | Standard |  | 150000 | 120000 |  |  | 134500 | 858 | 80 | 78 | [8 empty] | Federally-Regulated Consumer Product | 06/22/2017 |  | 06/22/2017
Lennox | Lennox | LGH060**EH*P | Natural Gas | Induced Draft | False | True | 1 | False | Horizontal |  | None | Non-Condensing | Two-Stage Modulating |  | 1 | Premium |  | 150000 | 120000 |  |  | 135900 | 673 | 80 | 78 | [8 empty] | Federally-Regulated Consumer Product | 06/22/2017 |  | 06/22/2017
Lennox | Lennox | KGA036**BM** | LPG | Induced Draft | False | True | 1 | False | Horizontal | None | None | Non-Condensing | Single-Stage | Single-Speed | 1.5 | Standard |  | 105000 | 84000 |  |  | 97400 | 674 | 80 | 78 | [8 empty] | Federally-Regulated Consumer Product | 06/22/2017 |  | 06/22/2017
Lennox | Lennox | G40UH-36A-045-** | LPG | Induced Draft | False | False | 1 | False | Horizontal |  | None | Non-Condensing | Single-Stage |  | 0.33 | Standard |  | 44000 | 36000 |  |  | 37900 | 588 | 80 | 78 | [8 empty] | Federally-Regulated Consumer Product | 06/22/2017 |  | 06/22/2017
Lennox | Allied Air | 80G1UH070BE12L-* | Natural Gas | Induced Draft | False | False | 1 | False | Up |  | None | Non-Condensing | Single-Stage |  | 0.5 | Standard |  | 66000 | 53000 |  |  | 59400 | 219 | 80 | 78 | [8 empty] | Federally-Regulated Consumer Product | 06/22/2017 |  | 06/22/2017
Lennox | Allied Air | 95G1UH045BP08-* | Natural Gas | Induced Draft | False | False | 1 | False | Horizontal |  | None | Condensing | Single-Stage |  | 0.2 | Standard |  | 44000 | 41000 |  |  | 32800 | 354 | 95 | 78 | [8 empty] | Federally-Regulated Consumer Product | 06/22/2017 |  | 06/22/2017
Lennox | Lennox | G61MPV-36B-071-** | Natural Gas | Induced Draft | False | False | 1 | False | Down |  | None | Condensing | Two-Stage Modulating |  | 0.5 | Standard |  | 66000 | 62000 |  |  | 65400 | 582 | 95 | 78 | [8 empty] | Federally-Regulated Consumer Product | 06/22/2017 |  | 06/22/2017
Lennox | Lennox | ZGA102**MH** | LPG | Induced Draft | False | True | 3 | False | Down |  | None | Non-Condensing | Two-Stage Modulating |  | 0 | Standard |  | 240000 | 192000 | [6 empty] | 80 | 80 | [6 empty] | Federally-Regulated Commercial & Industrial Equipment | 06/22/2017 |  | 06/22/2017
Lennox | Lennox | G43UF-48C-110-** | Natural Gas | Induced Draft | False | False | 1 | False | Up |  | None | Condensing | Single-Stage |  | 0.5 | Standard |  | 110000 | 103000 |  |  | 101600 | 888 | 92.1 | 78 | [8 empty] | Federally-Regulated Consumer Product | 06/22/2017 |  | 06/22/2017
Lennox | Allied Air | 80G1UH090BP16L-* | Natural Gas | Induced Draft | False | False | 1 | False | Horizontal |  | None | Non-Condensing | Single-Stage |  | 0.5 | Standard |  | 88000 | 71000 |  |  | 76700 | 865 | 80 | 78 | [8 empty] | Federally-Regulated Consumer Product | 06/22/2017 |  | 06/22/2017
Lennox | Allied Air | A95UH1D090C16*-* | LPG | Induced Draft | False | False | 1 | False | Horizontal |  | None | Condensing | Single-Stage |  | 0.5 | Standard |  | 88000 | 85000 |  |  | 82100 | 732 | 95 | 78 | [8 empty] | Federally-Regulated Consumer Product | 06/22/2017 |  | 06/22/2017
Lennox | Lennox | GCS20V-653-75-** | LPG | No Match | False | True | 3 | False | Down | No Match | No Match | Non-Condensing | No Match | No Match |  | No Match |  | 67500 | 53000 |  |  | 58031 | 415 | 79.9 | 78 | [6 empty] | 0 | 0 | Non Federally-Regulated | 06/22/2017 |  | 06/22/2017
Lennox | Lennox | ML193UH070XP36B-* | Natural Gas | Induced Draft | False | False | 1 | False | Horizontal |  | None | Condensing | Single-Stage |  | 0.33 | Standard |  | 66000 | 62000 |  |  | 67100 | 611 | 93 | 78 | [8 empty] | Federally-Regulated Consumer Product | 06/22/2017 |  | 06/22/2017
Lennox | Lennox | ML180UH045XP36A-* | LPG | Induced Draft | False | False | 1 | False | Up |  | None | Non-Condensing | Single-Stage |  | 0.33 | Standard |  | 44000 | 36000 |  |  | 37500 | 656 | 80 | 78 | [8 empty] | Federally-Regulated Consumer Product | 06/22/2017 |  | 06/22/2017
Lennox | Armstrong | 270GRTC119BL | Natural Gas | No Match | False | True | 3 | False | Horizontal | No Match | No Match | Non-Condensing | No Match | No Match |  | No Match |  | 270000 | 216297 |  |  | 256004 | 1950 |  |  | 80.6 | 80 |  |  |  |  | 80.6 | 0 | Federally-Regulated Commercial & Industrial Equipment | 06/22/2017 |  | 06/22/2017
Lennox | Allied Air | ZGA120**BH** | Natural Gas | Induced Draft | False | True | 3 | False | Horizontal |  | None | Non-Condensing | Two-Stage Modulating |  | 0 | Standard |  | 240000 | 192000 | [6 empty] | 80 | 80 | [6 empty] | Federally-Regulated Commercial & Industrial Equipment | 06/22/2017 |  | 06/22/2017
Lennox | Lennox | LGH122**EH** | Natural Gas | Induced Draft | False | True | 3 | False | Down |  | None | Non-Condensing | Two-Stage Modulating |  | 0 | Standard |  | 240000 | 192000 | [6 empty] | 80 | 80 | [6 empty] | Federally-Regulated Commercial & Industrial Equipment | 06/22/2017 |  | 06/22/2017
Lennox | Allied Air | 80AF1UH135P20D-* | Natural Gas | Induced Draft | False | False | 1 | False | Horizontal |  | None | Non-Condensing | Single-Stage |  | 1 | Standard |  | 132000 | 107000 |  |  | 114400 | 1416 | 80 | 78 | [8 empty] | Federally-Regulated Consumer Product | 06/22/2017 |  | 06/22/2017
Lennox | Allied Air | A93DF1D070B12A-* | Natural Gas | Induced Draft | False | False | 1 | False | Down |  | None | Condensing | Single-Stage |  | 0.33 | Standard |  | 66000 | 62000 |  |  | 67100 | 611 | 93 | 78 | [8 empty] | Federally-Regulated Consumer Product | 06/22/2017 |  | 06/22/2017
Lennox | Allied Air | A80US2V090B12-* | LPG | Induced Draft | False | False | 1 | False | Horizontal |  | None | Non-Condensing | Two-Stage Modulating |  | 0.5 | Standard |  | 88000 | 70000 |  |  | 77800 | 284 | 80 | 78 | [8 empty] | Federally-Regulated Consumer Product | 06/22/2017 |  | 06/22/2017
Lennox | Lennox | ZGA102**BH** | Natural Gas | Induced Draft | False | True | 3 | False | Horizontal |  | None | Non-Condensing | Two-Stage Modulating |  | 0 | Standard |  | 240000 | 192000 | [6 empty] | 80 | 80 | [6 empty] | Federally-Regulated Commercial & Industrial Equipment | 06/22/2017 |  | 06/22/2017
Lennox | Allied Air | A80UH1E135D20-* | Natural Gas | Induced Draft | False | False | 1 | False | Horizontal |  | None | Non-Condensing | Single-Stage |  | 1 | Standard |  | 132000 | 107000 |  |  | 117000 | 797 | 80 | 78 | [8 empty] | Federally-Regulated Consumer Product | 06/22/2017 |  | 06/22/2017
Lennox | Lennox | G60DFV-60C-110X-** | Natural Gas | Induced Draft | False | False | 1 | False | Down | None | None | Non-Condensing | Two-Stage Modulating |  | 1 | Standard |  | 110000 | 91000 |  |  | 93900 | 809 | 80 | 78 | [8 empty] | Federally-Regulated Consumer Product | 06/22/2017 |  | 06/22/2017
Lennox | Lennox | EL180UH045E36A-* | Natural Gas | Induced Draft | False | False | 1 | False | Up |  | None | Non-Condensing | Single-Stage |  | 0.5 | Standard |  | 44000 | 36000 |  |  | 38900 | 337 | 80 | 78 | [8 empty] | Federally-Regulated Consumer Product | 06/22/2017 |  | 06/22/2017
Lennox | Lennox | EL296UH090XV36C-* | Natural Gas | Induced Draft | False | False | 1 | False | Up |  | None | Condensing | Two-Stage Modulating |  | 0.5 | Standard |  | 88000 | 84000 |  |  | 82000 | 293 | 96 | 78 | [8 empty] | Federally-Regulated Consumer Product | 06/22/2017 |  | 06/22/2017
Lennox | Lennox | KGA048**BT** | Natural Gas | Induced Draft | False | True | 1 | False | Horizontal | None | None | Non-Condensing | Single-Stage | Single-Speed | 1.5 | Standard |  | 150000 | 120000 |  |  | 136300 | 952 | 80 | 78 | [8 empty] | Federally-Regulated Consumer Product | 06/22/2017 |  | 06/22/2017
Lennox | Allied Air | ZGA092**BH** | Natural Gas | Induced Draft | False | True | 3 | False | Down |  | None | Non-Condensing | Two-Stage Modulating |  | 0 | Standard |  | 240000 | 192000 | [6 empty] | 80 | 80 | [6 empty] | Federally-Regulated Commercial & Industrial Equipment | 06/22/2017 |  | 06/22/2017
Lennox | Lennox | KGA060**BX** | Natural Gas | Induced Draft | False | True | 1 | False | Down | None | None | Non-Condensing | Two-Stage Modulating | Single-Speed | 1.5 | Standard |  | 150000 | 120000 |  |  | 134500 | 858 | 80 | 78 | [8 empty] | Federally-Regulated Consumer Product | 06/22/2017 |  | 06/22/2017
Lennox | Lennox | EL296UH070XE36B-* | Natural Gas | Induced Draft | False | False | 1 | False | Up |  | None | Condensing | Two-Stage Modulating |  | 0.5 | Standard |  | 66000 | 64000 |  |  | 64800 | 261 | 95.5 | 78 | [8 empty] | Federally-Regulated Consumer Product | 06/22/2017 |  | 06/22/2017
Lennox | Lennox | GCS24D-653-130-** | Natural Gas | No Match | False | True | 3 | False | Down | No Match | No Match | Non-Condensing | No Match | No Match |  | No Match |  | 130000 | 103560 |  |  | 116000 | 1630 | 78 | 78 | [6 empty] | 78 | 0 | Non Federally-Regulated | 06/22/2017 |  | 06/22/2017
Lennox | Lennox | G60UH-48C-110-** | LPG | Induced Draft | False | False | 1 | False | Horizontal | None | None | Non-Condensing | Two-Stage Modulating |  | 0.5 | Standard |  | 110000 | 90000 |  |  | 93900 | 1140 | 80 | 78 | [8 empty] | Federally-Regulated Consumer Product | 06/22/2017 |  | 06/22/2017
Lennox | Lennox | KGA060**BH** | LPG | Induced Draft | False | True | 1 | False | Horizontal | None | None | Non-Condensing | Two-Stage Modulating | Single-Speed | 1.5 | Standard |  | 150000 | 120000 |  |  | 134500 | 858 | 80 | 78 | [8 empty] | Federally-Regulated Consumer Product | 06/22/2017 |  | 06/22/2017
Lennox | Lennox | GCS16-413-100-** | Natural Gas | No Match | False | True | 3 | False | Down | No Match | No Match | Non-Condensing | No Match | No Match |  | No Match |  | 100000 | 78000 |  |  | 96682 | 659 | 80.5 | 78 | [6 empty] | 80.5 | 0 | Non Federally-Regulated | 06/22/2017 |  | 06/22/2017
Lennox | Lennox | EL195DF070XE48B-* | Natural Gas | Induced Draft | False | False | 1 | False | Down |  | None | Condensing | Single-Stage |  | 0.75 | Standard |  | 66000 | 64000 |  |  | 65800 | 596 | 95 | 78 | [8 empty] | Federally-Regulated Consumer Product | 06/22/2017 |  | 06/22/2017
Lennox | Lennox | LGH122**MH** | LPG | Induced Draft | False | True | 3 | False | Horizontal |  | None | Non-Condensing | Two-Stage Modulating |  | 0 | Standard |  | 240000 | 192000 | [6 empty] | 80 | 80 | [6 empty] | Federally-Regulated Commercial & Industrial Equipment | 06/22/2017 |  | 06/22/2017
Lennox | Lennox | ML180UH070P24A-* | Natural Gas | Induced Draft | False | False | 1 | False | Horizontal |  | None | Non-Condensing | Single-Stage |  | 0.2 | Standard |  | 66000 | 54000 |  |  | 57900 | 566 | 80 | 78 | [8 empty] | Federally-Regulated Consumer Product | 06/22/2017 |  | 06/22/2017
Lennox | Allied Air | A80US2V090B16-* | Natural Gas | Induced Draft | False | False | 1 | False | Up |  | None | Non-Condensing | Two-Stage Modulating |  | 1 | Standard |  | 88000 | 70000 |  |  | 78000 | 293 | 80 | 78 | [8 empty] | Federally-Regulated Consumer Product | 06/22/2017 |  | 06/22/2017
Lennox | Lennox | EL296DF110XV60C-* | LPG | Induced Draft | False | False | 1 | False | Down |  | None | Condensing | Two-Stage Modulating |  | 1 | Standard |  | 110000 | 106000 |  |  | 97300 | 321 | 96 | 78 | [8 empty] | Federally-Regulated Consumer Product | 06/22/2017 |  | 06/22/2017
Lennox | Lennox | 15GCSXBV-48-110X-230-* | LPG | Induced Draft | False | True | 1 | False | Horizontal |  | None | Non-Condensing | Two-Stage Modulating |  | 0.75 | Standard |  | 110000 | 88000 |  |  | 99400 | 433 | 78 | 78 | [8 empty] | Federally-Regulated Consumer Product | 06/22/2017 |  | 06/22/2017
Lennox | Lennox | ML193UH135XP60D-* | LPG | Induced Draft | False | False | 1 | False | Up |  | None | Condensing | Single-Stage |  | 1 | Standard |  | 132000 | 124000 |  |  | 116800 | 1148 | 93 | 78 | [8 empty] | Federally-Regulated Consumer Product | 06/22/2017 |  | 06/22/2017
Lennox | Lennox | SL280UH135V60D-* | LPG | Induced Draft | False | False | 1 | False | Horizontal |  | None | Non-Condensing | Two-Stage Modulating |  | 1 | Standard |  | 132000 | 105000 |  |  | 115600 | 569 | 80 | 78 | [8 empty] | Federally-Regulated Consumer Product | 06/22/2017 |  | 06/22/2017
Lennox | Lennox | LGA180SH-** | Natural Gas | No Match | False | True | 3 | False | Down | No Match | No Match | Non-Condensing | No Match | No Match |  | No Match |  | 470000 | 378778 |  |  | 424793 | 1069 |  |  | 80.6 | 80 |  |  |  |  | 80.7 | 0 | Federally-Regulated Commercial & Industrial Equipment | 06/22/2017 |  | 06/22/2017
Lennox | Lennox | KGA048**DZ** | LPG | Induced Draft | False | True | 1 | False | Horizontal | None | None | Non-Condensing | Single-Stage | Single-Speed | 0.5 | Standard |  | 150000 | 120000 |  |  | 137000 | 789 | 80 | 78 | [8 empty] | Federally-Regulated Consumer Product | 06/22/2017 |  | 06/22/2017
Lennox | Lennox | KGA060**BH** | Natural Gas | Induced Draft | False | True | 1 | False | Down | None | None | Non-Condensing | Two-Stage Modulating | Single-Speed | 1.5 | Standard |  | 150000 | 120000 |  |  | 134500 | 858 | 80 | 78 | [8 empty] | Federally-Regulated Consumer Product | 06/22/2017 |  | 06/22/2017
Lennox | Lennox | EL180DF070E36B-* | LPG | Induced Draft | False | False | 1 | False | Down |  | None | Non-Condensing | Single-Stage |  | 0.5 | Standard |  | 66000 | 54000 |  |  | 59100 | 289 | 80 | 78 | [8 empty] | Federally-Regulated Consumer Product | 06/22/2017 |  | 06/22/2017
Lennox | Allied Air | A93UH1D070B08A-* | Natural Gas | Induced Draft | False | False | 1 | False | Up |  | None | Condensing | Single-Stage |  | 0.2 | Standard |  | 66000 | 62000 |  |  | 67200 | 580 | 93 | 78 | [8 empty] | Federally-Regulated Consumer Product | 06/22/2017 |  | 06/22/2017
Lennox | Lennox | SL280UH090XV60C-** | Natural Gas | Induced Draft | False | False | 1 | False | Horizontal |  | None | Non-Condensing | Two-Stage Modulating |  | 1 | Standard |  | 88000 | 70000 |  |  | 78000 | 281 | 80 | 78 | [8 empty] | Federally-Regulated Consumer Product | 06/22/2017 |  | 06/22/2017
Lennox | Lennox | KGA024**DW** | LPG | Induced Draft | False | True | 1 | False | Down | None | None | Non-Condensing | Single-Stage | Single-Speed | 0.25 | Standard |  | 65000 | 52000 |  |  | 58400 | 450 | 80 | 78 | [8 empty] | Federally-Regulated Consumer Product | 06/22/2017 |  | 06/22/2017
Lennox | Allied Air | 80AF1UH045P12A* | LPG | Induced Draft | False | False | 1 | False | Horizontal |  | None | Non-Condensing | Single-Stage |  | 0.33 | Standard |  | 44000 | 36000 |  |  | 37500 | 656 | 80 | 78 | [8 empty] | Federally-Regulated Consumer Product | 06/22/2017 |  | 06/22/2017
Lennox | Lennox | KGA048**DZ** | Natural Gas | Induced Draft | False | True | 1 | False | Horizontal | None | None | Non-Condensing | Single-Stage | Single-Speed | 0.5 | Standard |  | 150000 | 120000 |  |  | 137000 | 789 | 80 | 78 | [8 empty] | Federally-Regulated Consumer Product | 06/22/2017 |  | 06/22/2017
Lennox | Allied Air | A93DF1D110C20A-* | LPG | Induced Draft | False | False | 1 | False | Down |  | None | Condensing | Single-Stage |  | 0.33 | Standard |  | 110000 | 104000 |  |  | 100100 | 1012 | 93 | 78 | [8 empty] | Federally-Regulated Consumer Product | 06/22/2017 |  | 06/22/2017
Lennox | Allied Air | 80G1UH135DE20-* | Natural Gas | Induced Draft | False | False | 1 | False | Horizontal |  | None | Non-Condensing | Single-Stage |  | 1 | Standard |  | 132000 | 107000 |  |  | 117000 | 797 | 80 | 78 | [8 empty] | Federally-Regulated Consumer Product | 06/22/2017 |  | 06/22/2017
Lennox | Lennox | G61MP-60C111-** | LPG | Induced Draft | False | False | 1 | False | Down |  | None | Condensing | Two-Stage Modulating |  | 1 | Standard |  | 110000 | 104000 |  |  | 95300 | 841 | 95 | 78 | [8 empty] | Federally-Regulated Consumer Product | 06/22/2017 |  | 06/22/2017
Lennox | Allied Air | 80AF1UH070P12AL-* | LPG | Induced Draft | False | False | 1 | False | Horizontal |  | None | Non-Condensing | Single-Stage |  | 0.33 | Standard |  | 66000 | 54000 |  |  | 57400 | 698 | 80 | 78 | [8 empty] | Federally-Regulated Consumer Product | 06/22/2017 |  | 06/22/2017
Lennox | Allied Air | A80DF1E045A12-* | LPG | Induced Draft | False | False | 1 | False | Down |  | None | Non-Condensing | Single-Stage |  | 0.5 | Standard |  | 44000 | 36000 |  |  | 38900 | 341 | 80 | 78 | [8 empty] | Federally-Regulated Consumer Product | 06/22/2017 |  | 06/22/2017
Lennox | Lennox | KGA036**DS** | LPG | Induced Draft | False | True | 1 | False | Horizontal | None | None | Non-Condensing | Single-Stage | Single-Speed | 0.5 | Standard |  | 65000 | 52000 |  |  | 57400 | 681 | 80 | 78 | [8 empty] | Federally-Regulated Consumer Product | 06/22/2017 |  | 06/22/2017
Lennox | Armstrong | LGA210SH-** | Natural Gas | No Match | False | True | 3 | False | Down | No Match | No Match | Non-Condensing | No Match | No Match |  | No Match |  | 470000 | 378778 |  |  | 424793 | 1365 |  |  | 80.6 | 80 |  |  |  |  | 80.7 | 0 | Federally-Regulated Commercial & Industrial Equipment | 06/22/2017 |  | 06/22/2017
Lennox | Allied Air | A80US2V090B12-* | Natural Gas | Induced Draft | False | False | 1 | False | Up |  | None | Non-Condensing | Two-Stage Modulating |  | 0.5 | Standard |  | 88000 | 70000 |  |  | 77800 | 284 | 80 | 78 | [8 empty] | Federally-Regulated Consumer Product | 06/22/2017 |  | 06/22/2017
Lennox | Allied Air | 95G1UH110CP20-* | LPG | Induced Draft | False | False | 1 | False | Horizontal |  | None | Condensing | Single-Stage |  | 1 | Standard |  | 110000 | 106000 |  |  | 98200 | 942 | 95 | 78 | [8 empty] | Federally-Regulated Consumer Product | 06/22/2017 |  | 06/22/2017
Lennox | Lennox | SLP98UH090XV48C-* | Natural Gas | Induced Draft | False | False | 1 | False | Up |  | None | Condensing | Step Modulating |  | 0.75 | Standard |  | 88000 | 86000 |  |  | 79000 | 431 | 97.5 | 78 | [8 empty] | Federally-Regulated Consumer Product | 06/22/2017 |  | 06/22/2017
Lennox | Lennox | 15GCSXAV-24-068X-230-* | LPG | Induced Draft | False | True | 1 | False | Horizontal |  | None | Non-Condensing | Two-Stage Modulating |  | 0.33 | Standard |  | 68000 | 54000 |  |  | 59800 | 295 | 78 | 78 | [8 empty] | Federally-Regulated Consumer Product | 06/22/2017 |  | 06/22/2017
Lennox | Lennox | KGA024**DS** | Natural Gas | Induced Draft | False | True | 1 | False | Horizontal | None | None | Non-Condensing | Single-Stage | Single-Speed | 0.25 | Standard |  | 65000 | 52000 |  |  | 58400 | 450 | 80 | 78 | [8 empty] | Federally-Regulated Consumer Product | 06/22/2017 |  | 06/22/2017
Lennox | Allied Air | A80DF1E090C16-* | LPG | Induced Draft | False | False | 1 | False | Down |  | None | Condensing | Single-Stage |  | 0.75 | Standard |  | 88000 | 85000 |  |  | 82900 | 522 | 95 | 78 | [8 empty] | Federally-Regulated Consumer Product | 06/22/2017 |  | 06/22/2017
Lennox | Lennox | EL296UH090XV60C-* | LPG | Induced Draft | False | False | 1 | False | Up |  | None | Condensing | Two-Stage Modulating |  | 1 | Standard |  | 88000 | 85000 |  |  | 80700 | 296 | 96 | 78 | [8 empty] | Federally-Regulated Consumer Product | 06/22/2017 |  | 06/22/2017
Lennox | Lennox | EL280UH070XP36A-* | Natural Gas | Induced Draft | False | False | 1 | False | Up |  | None | Non-Condensing | Two-Stage Modulating |  | 0.33 | Standard |  | 66000 | 53000 |  |  | 55400 | 655 | 80 | 78 | [8 empty] | Federally-Regulated Consumer Product | 06/22/2017 |  | 06/22/2017
Lennox | Allied Air | A08US2V090B16L-* | Natural Gas | Induced Draft | False | False | 1 | False | Horizontal |  | None | Non-Condensing | Two-Stage Modulating |  | 1 | Standard |  | 88000 | 70000 |  |  | 78000 | 293 | 80 | 78 | [8 empty] | Federally-Regulated Consumer Product | 06/22/2017 |  | 06/22/2017
Lennox | Allied Air | A80US2V090B16L-* | Natural Gas | Induced Draft | False | False | 1 | False | Horizontal |  | None | Non-Condensing | Two-Stage Modulating |  | 1 | Standard |  | 88000 | 70000 |  |  | 78000 | 293 | 80 | 78 | [8 empty] | Federally-Regulated Consumer Product | 06/22/2017 |  | 06/22/2017
Lennox | Lennox | KGA036**BM** | LPG | Induced Draft | False | True | 1 | False | Down | None | None | Non-Condensing | Single-Stage | Single-Speed | 1.5 | Standard |  | 105000 | 84000 |  |  | 97400 | 674 | 80 | 78 | [8 empty] | Federally-Regulated Consumer Product | 06/22/2017 |  | 06/22/2017
Lennox | Armstrong | LGA210SS-** | Natural Gas | No Match | False | True | 3 | False | Down | No Match | No Match | Non-Condensing | No Match | No Match |  | No Match |  | 260000 | 209537 |  |  | 235537 | 1231 |  |  | 80.6 | 80 |  |  |  |  | 80.7 | 0 | Federally-Regulated Commercial & Industrial Equipment | 06/22/2017 |  | 06/22/2017
Lennox | Lennox | SLP98UH090XV48C-* | LPG | Induced Draft | False | False | 1 | False | Up |  | None | Condensing | Step Modulating |  | 0.75 | Standard |  | 88000 | 86000 |  |  | 79000 | 431 | 97.5 | 78 | [8 empty] | Federally-Regulated Consumer Product | 06/22/2017 |  | 06/22/2017
Lennox | Allied Air | ZGA120**BH** | Natural Gas | Induced Draft | False | True | 3 | False | Down |  | None | Non-Condensing | Two-Stage Modulating |  | 0 | Standard |  | 240000 | 192000 | [6 empty] | 80 | 80 | [6 empty] | Federally-Regulated Commercial & Industrial Equipment | 06/22/2017 |  | 06/22/2017
Lennox | Lennox | LGA090HS-** | Natural Gas | No Match | False | True | 3 | False | Horizontal | No Match | No Match | Non-Condensing | No Match | No Match |  | No Match |  | 130000 | 103445 |  |  | 113788 | 1294 | 80.5 | 78 | 80 | 80 |  |  |  |  | 80.5 | 0 | Non Federally-Regulated | 06/22/2017 |  | 06/22/2017
Lennox | Lennox | G60DF-36B-090-** | Natural Gas | Induced Draft | False | False | 1 | False | Down | None | None | Non-Condensing | Two-Stage Modulating |  | 0.33 | Standard |  | 88000 | 72000 |  |  | 75100 | 972 | 80 | 78 | [8 empty] | Federally-Regulated Consumer Product | 06/22/2017 |  | 06/22/2017
Lennox | Lennox | G43UF-24B-070-** | Natural Gas | Induced Draft | False | False | 1 | False | Up |  | None | Condensing | Single-Stage |  | 0.2 | Standard |  | 66000 | 61000 |  |  | 69200 | 695 | 90 | 78 | [8 empty] | Federally-Regulated Consumer Product | 06/22/2017 |  | 06/22/2017
Lennox | Lennox | LGH036**ES*P | LPG | Induced Draft | False | True | 1 | False | Down |  | None | Non-Condensing | Single-Stage |  | 0.5 | Premium |  | 65000 | 52000 |  |  | 58800 | 375 | 80 | 78 | [8 empty] | Federally-Regulated Consumer Product | 06/22/2017 |  | 06/22/2017
Lennox | Allied Air | A80US2V135D20-* | LPG | Induced Draft | False | False | 1 | False | Up |  | None | Non-Condensing | Two-Stage Modulating |  | 1 | Standard |  | 132000 | 105000 |  |  | 115600 | 569 | 80 | 78 | [8 empty] | Federally-Regulated Consumer Product | 06/22/2017 |  | 06/22/2017
Lennox | Allied Air | ZGA102**MH** | LPG | Induced Draft | False | True | 3 | False | Down |  | None | Non-Condensing | Two-Stage Modulating |  | 0 | Standard |  | 240000 | 192000 | [6 empty] | 80 | 80 | [6 empty] | Federally-Regulated Commercial & Industrial Equipment | 06/22/2017 |  | 06/22/2017
Lennox | Lennox | LGA105HS-** | Natural Gas | No Match | False | True | 3 | False | Down | No Match | No Match | Non-Condensing | No Match | No Match |  | No Match |  | 130000 | 103445 |  |  | 113205 | 1432 | 80.5 | 78 | 80 | 80 |  |  |  |  | 80.5 | 0 | Non Federally-Regulated | 06/22/2017 |  | 06/22/2017
Lennox | Lennox | GCS20-653-100-** | Natural Gas | No Match | False | True | 3 | False | Down | No Match | No Match | Non-Condensing | No Match | No Match |  | No Match |  | 100000 | 80000 |  |  | 96682 | 805 | 80.5 | 78 | [6 empty] | 80.5 | 0 | Non Federally-Regulated | 06/22/2017 |  | 06/22/2017
Lennox | Allied Air | 80G1UH070AP12-* | LPG | Induced Draft | False | False | 1 | False | Up |  | None | Non-Condensing | Single-Stage |  | 0.33 | Standard |  | 66000 | 54000 |  |  | 57400 | 698 | 80 | 78 | [8 empty] | Federally-Regulated Consumer Product | 06/22/2017 |  | 06/22/2017
Lennox | Allied Air | 95AF1UH110P20C-* | Natural Gas | Induced Draft | False | False | 1 | False | Horizontal |  | None | Condensing | Single-Stage |  | 1 | Standard |  | 110000 | 106000 |  |  | 98200 | 942 | 95 | 78 | [8 empty] | Federally-Regulated Consumer Product | 06/22/2017 |  | 06/22/2017
Lennox | Allied Air | 80G2UH070AV12L | Natural Gas | Induced Draft | False | False | 1 | False | Horizontal |  | None | Non-Condensing | Two-Stage Modulating |  | 0.5 | Standard |  | 66000 | 52000 |  |  | 58800 | 195 | 80 | 78 | [8 empty] | Federally-Regulated Consumer Product | 06/22/2017 |  | 06/22/2017
Lennox | Lennox | 15GCSXAV-24-068X-230-* | Natural Gas | Induced Draft | False | True | 1 | False | Down |  | None | Non-Condensing | Two-Stage Modulating |  | 0.33 | Standard |  | 68000 | 54000 |  |  | 59800 | 295 | 78 | 78 | [8 empty] | Federally-Regulated Consumer Product | 06/22/2017 |  | 06/22/2017
Lennox | Lennox | G51MP-24B-045-** | Natural Gas | Induced Draft | False | False | 1 | False | Up |  | None | Condensing | Single-Stage |  | 0.2 | Standard |  | 44000 | 41000 |  |  | 33600 | 455 | 92.1 | 78 | [8 empty] | Federally-Regulated Consumer Product | 06/22/2017 |  | 06/22/2017
Lennox | Allied Air | 80AF1UH135P20D-* | Natural Gas | Induced Draft | False | False | 1 | False | Up |  | None | Non-Condensing | Single-Stage |  | 1 | Standard |  | 132000 | 107000 |  |  | 114400 | 1416 | 80 | 78 | [8 empty] | Federally-Regulated Consumer Product | 06/22/2017 |  | 06/22/2017
Lennox | Lennox | EL280UH110P48C-* | Natural Gas | Induced Draft | False | False | 1 | False | Horizontal |  | None | Non-Condensing | Two-Stage Modulating |  | 0.5 | Standard |  | 110000 | 86000 |  |  | 93200 | 985 | 80 | 78 | [8 empty] | Federally-Regulated Consumer Product | 06/22/2017 |  | 06/22/2017
Lennox | Allied Air | A95UH1E135D20-* | LPG | Induced Draft | False | False | 1 | False | Up |  | None | Condensing | Single-Stage |  | 1 | Standard |  | 132000 | 126000 |  |  | 115500 | 823 | 95 | 78 | [8 empty] | Federally-Regulated Consumer Product | 06/22/2017 |  | 06/22/2017
Lennox | Lennox | SLP98UH135V60C-* | LPG | Induced Draft | False | False | 1 | False | Up |  | None | Condensing | Step Modulating |  | 1 | Standard |  | 132000 | 128000 |  |  | 128600 | 614 | 97.5 | 78 | [8 empty] | Federally-Regulated Consumer Product | 06/22/2017 |  | 06/22/2017
Lennox | Lennox | EL296UH045XV36B-* | LPG | Induced Draft | False | False | 1 | False | Up |  | None | Condensing | Two-Stage Modulating |  | 0.5 | Standard |  | 44000 | 42000 |  |  | 32700 | 154 | 96 | 78 | [8 empty] | Federally-Regulated Consumer Product | 06/22/2017 |  | 06/22/2017
Lennox | Lennox | EL180UH135E60D-* | LPG | Induced Draft | False | False | 1 | False | Up |  | None | Non-Condensing | Single-Stage |  | 1 | Standard |  | 132000 | 107000 |  |  | 117000 | 797 | 80 | 78 | [8 empty] | Federally-Regulated Consumer Product | 06/22/2017 |  | 06/22/2017
Lennox | Lennox | G60UH-48B-090-** | LPG | Induced Draft | False | False | 1 | False | Horizontal | None | None | Non-Condensing | Two-Stage Modulating |  | 0.5 | Standard |  | 88000 | 72000 |  |  | 74500 | 978 | 80 | 78 | [8 empty] | Federally-Regulated Consumer Product | 06/22/2017 |  | 06/22/2017
Lennox | Lennox | GCS20V-513-75-** | LPG | No Match | False | True | 3 | False | Down | No Match | No Match | Non-Condensing | No Match | No Match |  | No Match |  | 67500 | 53000 |  |  | 58031 | 415 | 79.9 | 78 | [6 empty] | 0 | 0 | Non Federally-Regulated | 06/22/2017 |  | 06/22/2017
Lennox | Lennox | G43UF-24B-045-** | Natural Gas | Induced Draft | False | False | 1 | False | Up |  | None | Condensing | Single-Stage |  | 0.2 | Standard |  | 44000 | 41000 |  |  | 33600 | 455 | 92.1 | 78 | [8 empty] | Federally-Regulated Consumer Product | 06/22/2017 |  | 06/22/2017
Lennox | Lennox | EL296UH045XE36B-* | Natural Gas | Induced Draft | False | False | 1 | False | Horizontal |  | None | Condensing | Two-Stage Modulating |  | 0.5 | Standard |  | 44000 | 43000 |  |  | 48900 | 285 | 96 | 78 | [8 empty] | Federally-Regulated Consumer Product | 06/22/2017 |  | 06/22/2017
Lennox | Lennox | KGA048**BW** | Natural Gas | Induced Draft | False | True | 1 | False | Down | None | None | Non-Condensing | Single-Stage | Single-Speed | 1.5 | Standard |  | 65000 | 52000 |  |  | 57800 | 576 | 80 | 78 | [8 empty] | Federally-Regulated Consumer Product | 06/22/2017 |  | 06/22/2017
Lennox | Armstrong | 235GRTC240CH | Natural Gas | No Match | False | True | 3 | False | Horizontal | No Match | No Match | Non-Condensing | No Match | No Match |  | No Match |  | 235000 | 188000 |  |  | 198174 | 3361 |  |  | 80 | 80 |  |  |  |  | 80 | 0 | Federally-Regulated Commercial & Industrial Equipment | 06/22/2017 |  | 06/22/2017
Lennox | Lennox | G61MP-60C-090-** | Natural Gas | Induced Draft | False | False | 1 | False | Horizontal |  | None | Condensing | Two-Stage Modulating |  | 1 | Standard |  | 88000 | 84000 |  |  | 77700 | 1349 | 94.1 | 78 | [8 empty] | Federally-Regulated Consumer Product | 06/22/2017 |  | 06/22/2017
Lennox | Lennox | KGA060**DZ** | Natural Gas | Induced Draft | False | True | 1 | False | Down | None | None | Non-Condensing | Single-Stage | Single-Speed | 0.75 | Standard |  | 150000 | 120000 |  |  | 137000 | 800 | 80 | 78 | [8 empty] | Federally-Regulated Consumer Product | 06/22/2017 |  | 06/22/2017
Lennox | Lennox | ML180DF090XP48B-* | Natural Gas | Induced Draft | False | False | 1 | False | Down |  | None | Non-Condensing | Single-Stage |  | 0.5 | Standard |  | 88000 | 71000 |  |  | 75900 | 1037 | 80 | 78 | [8 empty] | Federally-Regulated Consumer Product | 06/22/2017 |  | 06/22/2017
Lennox | Lennox | GCS20-513-100-** | Natural Gas | No Match | False | True | 3 | False | Down | No Match | No Match | Non-Condensing | No Match | No Match |  | No Match |  | 100000 | 80000 |  |  | 96682 | 805 | 80.5 | 78 | [6 empty] | 80.5 | 0 | Non Federally-Regulated | 06/22/2017 |  | 06/22/2017
Lennox | Allied Air | 95AF1UH090P16C-* | LPG | Induced Draft | False | False | 1 | False | Horizontal |  | None | Condensing | Single-Stage |  | 0.5 | Standard |  | 88000 | 85000 |  |  | 82100 | 732 | 95 | 78 | [8 empty] | Federally-Regulated Consumer Product | 06/22/2017 |  | 06/22/2017
Lennox | Allied Air | 80G1UH045AE12-* | LPG | Induced Draft | False | False | 1 | False | Up |  | None | Non-Condensing | Single-Stage |  | 0.5 | Standard |  | 44000 | 36000 |  |  | 38900 | 337 | 80 | 78 | [8 empty] | Federally-Regulated Consumer Product | 06/22/2017 |  | 06/22/2017
Lennox | Allied Air | 95G1UH045BP08-* | Natural Gas | Induced Draft | False | False | 1 | False | Up |  | None | Condensing | Single-Stage |  | 0.2 | Standard |  | 44000 | 41000 |  |  | 32800 | 354 | 95 | 78 | [8 empty] | Federally-Regulated Consumer Product | 06/22/2017 |  | 06/22/2017
Lennox | Lennox | KGA024**DW** | Natural Gas | Induced Draft | False | True | 1 | False | Down | None | None | Non-Condensing | Single-Stage | Single-Speed | 0.25 | Standard |  | 65000 | 52000 |  |  | 58400 | 450 | 80 | 78 | [8 empty] | Federally-Regulated Consumer Product | 06/22/2017 |  | 06/22/2017
Lennox | Lennox | G51MP-36B-045-** | LPG | Induced Draft | False | False | 1 | False | Up |  | None | Condensing | Single-Stage |  | 0.33 | Standard |  | 44000 | 41000 |  |  | 33400 | 499 | 92.1 | 78 | [8 empty] | Federally-Regulated Consumer Product | 06/22/2017 |  | 06/22/2017
Lennox | Armstrong | 235GRTC178CL | Natural Gas | No Match | False | True | 3 | False | Down | No Match | No Match | Non-Condensing | No Match | No Match |  | No Match |  | 235000 | 188000 |  |  | 198174 | 3361 |  |  | 80 | 80 |  |  |  |  | 80 | 0 | Federally-Regulated Commercial & Industrial Equipment | 06/22/2017 |  | 06/22/2017
Lennox | Allied Air | A80US2V110C20-* | Natural Gas | Induced Draft | False | False | 1 | False | Up |  | None | Non-Condensing | Two-Stage Modulating |  | 1 | Standard |  | 110000 | 87000 |  |  | 96800 | 435 | 80 | 78 | [8 empty] | Federally-Regulated Consumer Product | 06/22/2017 |  | 06/22/2017
Lennox | Lennox | G61MPV-36B-045-** | LPG | Induced Draft | False | False | 1 | False | Up |  | None | Condensing | Two-Stage Modulating |  | 0.5 | Standard |  | 44000 | 39000 |  |  | 32000 | 379 | 94.1 | 78 | [8 empty] | Federally-Regulated Consumer Product | 06/22/2017 |  | 06/22/2017
Lennox | Lennox | SL280DF090V60C-* | LPG | Induced Draft | False | False | 1 | False | Down |  | None | Non-Condensing | Two-Stage Modulating |  | 1 | Standard |  | 88000 | 70000 |  |  | 77800 | 324 | 80 | 78 | [8 empty] | Federally-Regulated Consumer Product | 06/22/2017 |  | 06/22/2017
Lennox | Allied Air | A80DF1E070A12-* | Natural Gas | Induced Draft | False | False | 1 | False | Down |  | None | Non-Condensing | Single-Stage |  | 0.5 | Standard |  | 66000 | 54000 |  |  | 59100 | 289 | 80 | 78 | [8 empty] | Federally-Regulated Consumer Product | 06/22/2017 |  | 06/22/2017
Lennox | Lennox | G43UF-60C-110-** | Natural Gas | Induced Draft | False | False | 1 | False | Up |  | None | Condensing | Single-Stage |  | 1 | Standard |  | 110000 | 103000 |  |  | 101300 | 993 | 92.1 | 78 | [8 empty] | Federally-Regulated Consumer Product | 06/22/2017 |  | 06/22/2017
Lennox | Lennox | ML180UH070XP36A-* | Natural Gas | Induced Draft | False | False | 1 | False | Up |  | None | Non-Condensing | Single-Stage |  | 0.33 | Standard |  | 66000 | 54000 |  |  | 57400 | 698 | 80 | 78 | [8 empty] | Federally-Regulated Consumer Product | 06/22/2017 |  | 06/22/2017
Lennox | Lennox | KGA048**BM** | LPG | Induced Draft | False | True | 1 | False | Down | None | None | Non-Condensing | Single-Stage | Single-Speed | 1.5 | Standard |  | 105000 | 84000 |  |  | 97400 | 674 | 80 | 78 | [8 empty] | Federally-Regulated Consumer Product | 06/22/2017 |  | 06/22/2017
Lennox | Allied Air | A95DF1E090C16-* | LPG | Induced Draft | False | False | 1 | False | Down |  | None | Condensing | Single-Stage |  | 0.75 | Standard |  | 88000 | 85000 |  |  | 82900 | 522 | 95 | 78 | [8 empty] | Federally-Regulated Consumer Product | 06/22/2017 |  | 06/22/2017
Lennox | Lennox | KGA030**DW** | Natural Gas | Induced Draft | False | True | 1 | False | Down | None | None | Non-Condensing | Single-Stage | Single-Speed | 0.25 | Standard |  | 65000 | 52000 |  |  | 58400 | 450 | 80 | 78 | [8 empty] | Federally-Regulated Consumer Product | 06/22/2017 |  | 06/22/2017
Lennox | Allied Air | A80UH1D070A12-* | Natural Gas | Induced Draft | False | False | 1 | False | Horizontal |  | None | Non-Condensing | Single-Stage |  | 0.33 | Standard |  | 66000 | 54000 |  |  | 57400 | 698 | 80 | 78 | [8 empty] | Federally-Regulated Consumer Product | 06/22/2017 |  | 06/22/2017
Lennox | Allied Air | 80G1UH135DE20-* | Natural Gas | Induced Draft | False | False | 1 | False | Up |  | None | Non-Condensing | Single-Stage |  | 1 | Standard |  | 132000 | 107000 |  |  | 117000 | 797 | 80 | 78 | [8 empty] | Federally-Regulated Consumer Product | 06/22/2017 |  | 06/22/2017
Lennox | Lennox | KGA048**DX** | Natural Gas | Induced Draft | False | True | 1 | False | Down | None | None | Non-Condensing | Two-Stage Modulating | Single-Speed | 0.5 | Standard |  | 150000 | 120000 |  |  | 134100 | 914 | 80 | 78 | [8 empty] | Federally-Regulated Consumer Product | 06/22/2017 |  | 06/22/2017
Lennox | Lennox | EL280UH090XP48B-* | Natural Gas | Induced Draft | False | False | 1 | False | Horizontal |  | None | Non-Condensing | Two-Stage Modulating |  | 0.5 | Standard |  | 88000 | 69000 |  |  | 74300 | 831 | 80 | 78 | [8 empty] | Federally-Regulated Consumer Product | 06/22/2017 |  | 06/22/2017
Lennox | Lennox | G51MP-48C-110-** | LPG | Induced Draft | False | False | 1 | False | Down |  | None | Condensing | Single-Stage |  | 0.5 | Standard |  | 110000 | 103000 |  |  | 101600 | 888 | 92.1 | 78 | [8 empty] | Federally-Regulated Consumer Product | 06/22/2017 |  | 06/22/2017
Lennox | Armstrong | 200GRTC89CL | Natural Gas | No Match | False | True | 3 | False | Down | No Match | No Match | Non-Condensing | No Match | No Match |  | No Match |  | 200000 | 160000 |  |  | 177835 | 1340 | 78.2 | 78 | 80 | 80 |  |  |  |  | 80 | 0 | Non Federally-Regulated | 06/22/2017 |  | 06/22/2017
Lennox | Allied Air | A80UH1D090B16L-* | LPG | Induced Draft | False | False | 1 | False | Horizontal |  | None | Non-Condensing | Single-Stage |  | 0.5 | Standard |  | 88000 | 71000 |  |  | 76700 | 865 | 80 | 78 | [8 empty] | Federally-Regulated Consumer Product | 06/22/2017 |  | 06/22/2017
Lennox | Lennox | G51MP-36C-090-** | LPG | Induced Draft | False | False | 1 | False | Up |  | None | Condensing | Single-Stage |  | 0.33 | Standard |  | 88000 | 82000 |  |  | 84100 | 895 | 92.1 | 78 | [8 empty] | Federally-Regulated Consumer Product | 06/22/2017 |  | 06/22/2017
Lennox | Lennox | LGA210SS-** | Natural Gas | No Match | False | True | 3 | False | Down | No Match | No Match | Non-Condensing | No Match | No Match |  | No Match |  | 260000 | 209537 |  |  | 235537 | 1231 |  |  | 80.6 | 80 |  |  |  |  | 80.7 | 0 | Federally-Regulated Commercial & Industrial Equipment | 06/22/2017 |  | 06/22/2017
Lennox | Allied Air | 80G1UH090BE16-* | LPG | Induced Draft | False | False | 1 | False | Horizontal |  | None | Non-Condensing | Single-Stage |  | 0.75 | Standard |  | 88000 | 72000 |  |  | 78600 | 410 | 80 | 78 | [8 empty] | Federally-Regulated Consumer Product | 06/22/2017 |  | 06/22/2017
Lennox | Allied Air | 80G2UH110CV20L | Natural Gas | Induced Draft | False | False | 1 | False | Up |  | None | Non-Condensing | Two-Stage Modulating |  | 1 | Standard |  | 110000 | 87000 |  |  | 96800 | 435 | 80 | 78 | [8 empty] | Federally-Regulated Consumer Product | 06/22/2017 |  | 06/22/2017
Lennox | Allied Air | 80AF1UH045P12AL-* | Natural Gas | Induced Draft | False | False | 1 | False | Up |  | None | Non-Condensing | Single-Stage |  | 0.33 | Standard |  | 44000 | 36000 |  |  | 37500 | 656 | 80 | 78 | [8 empty] | Federally-Regulated Consumer Product | 06/22/2017 |  | 06/22/2017
Lennox | Lennox | G61MP36B-071-** | LPG | Induced Draft | False | False | 1 | False | Up | None | None | Condensing | Two-Stage Modulating | Multiple-Speed | 0.33 | Standard |  | 66000 | 62000 |  |  | 63500 | 835 | 95 | 78 | [8 empty] | Federally-Regulated Consumer Product | 06/22/2017 |  | 06/22/2017
Lennox | Allied Air | 80AF1UH110P20CL-* | Natural Gas | Induced Draft | False | False | 1 | False | Horizontal |  | None | Non-Condensing | Single-Stage |  | 1 | Standard |  | 110000 | 89000 |  |  | 95300 | 1187 | 80 | 78 | [8 empty] | Federally-Regulated Consumer Product | 06/22/2017 |  | 06/22/2017
Lennox | Lennox | EL296UH090XV48C-* | LPG | Induced Draft | False | False | 1 | False | Up |  | None | Condensing | Two-Stage Modulating |  | 0.75 | Standard |  | 88000 | 85000 |  |  | 81300 | 353 | 96 | 78 | [8 empty] | Federally-Regulated Consumer Product | 06/22/2017 |  | 06/22/2017
Lennox | Lennox | KGA060**DW** | Natural Gas | Induced Draft | False | True | 1 | False | Horizontal | None | None | Non-Condensing | Single-Stage | Single-Speed | 0.75 | Standard |  | 65000 | 52000 |  |  | 58400 | 450 | 80 | 78 | [8 empty] | Federally-Regulated Consumer Product | 06/22/2017 |  | 06/22/2017
Lennox | Lennox | ZGA102**BH** | Natural Gas | Induced Draft | False | True | 3 | False | Down |  | None | Non-Condensing | Two-Stage Modulating |  | 0 | Standard |  | 240000 | 192000 | [6 empty] | 80 | 80 | [6 empty] | Federally-Regulated Commercial & Industrial Equipment | 06/22/2017 |  | 06/22/2017
Lennox | Lennox | G40DF-36B-090-* | LPG | Induced Draft | False | False | 1 | False | Down |  | None | Non-Condensing | Single-Stage |  | 0.33 | Standard |  | 88000 | 71000 |  |  | 77600 | 685 | 80 | 78 | [8 empty] | Federally-Regulated Consumer Product | 06/22/2017 |  | 06/22/2017
Lennox | Allied Air | 80G1UH045AP12L-* | Natural Gas | Induced Draft | False | False | 1 | False | Horizontal |  | None | Non-Condensing | Single-Stage |  | 0.33 | Standard |  | 44000 | 36000 |  |  | 37500 | 656 | 80 | 78 | [8 empty] | Federally-Regulated Consumer Product | 06/22/2017 |  | 06/22/2017
Lennox | Allied Air | A95UH1D090C12*-* | LPG | Induced Draft | False | False | 1 | False | Horizontal |  | None | Condensing | Single-Stage |  | 0.5 | Standard |  | 88000 | 85000 |  |  | 82100 | 738 | 95 | 78 | [8 empty] | Federally-Regulated Consumer Product | 06/22/2017 |  | 06/22/2017
Lennox | Allied Air | A95UH1E110C20-* | LPG | Induced Draft | False | False | 1 | False | Up |  | None | Condensing | Single-Stage |  | 1 | Standard |  | 110000 | 105000 |  |  | 99100 | 705 | 95 | 78 | [8 empty] | Federally-Regulated Consumer Product | 06/22/2017 |  | 06/22/2017
Lennox | Lennox | G60UHV-36A-070-** | LPG | Induced Draft | False | False | 1 | False | Up |  | None | Non-Condensing | Two-Stage Modulating |  | 0.5 | Standard |  | 66000 | 54000 |  |  | 58700 | 271 | 80 | 78 | [8 empty] | Federally-Regulated Consumer Product | 06/22/2017 |  | 06/22/2017
Lennox | Allied Air | 80G1UH070BE12L-* | LPG | Induced Draft | False | False | 1 | False | Horizontal |  | None | Non-Condensing | Single-Stage |  | 0.5 | Standard |  | 66000 | 53000 |  |  | 59400 | 219 | 80 | 78 | [8 empty] | Federally-Regulated Consumer Product | 06/22/2017 |  | 06/22/2017
Lennox | Lennox | GCS16-953-200-** | Natural Gas | No Match | False | True | 3 | False | Horizontal | No Match | No Match | Non-Condensing | No Match | No Match |  | No Match |  | 200000 | 160000 |  |  | 177835 | 1340 | 78.2 | 78 | 80 | 80 |  |  |  |  | 80 | 0 | Non Federally-Regulated | 06/22/2017 |  | 06/22/2017
Lennox | Lennox | KGA036**DM** | Natural Gas | Induced Draft | False | True | 1 | False | Horizontal | None | None | Non-Condensing | Single-Stage | Single-Speed | 0.5 | Standard |  | 105000 | 84000 |  |  | 97400 | 689 | 80 | 78 | [8 empty] | Federally-Regulated Consumer Product | 06/22/2017 |  | 06/22/2017
Lennox | Lennox | ML180UH090P48B-* | Natural Gas | Induced Draft | False | False | 1 | False | Horizontal |  | None | Non-Condensing | Single-Stage |  | 0.5 | Standard |  | 88000 | 71000 |  |  | 76700 | 865 | 80 | 78 | [8 empty] | Federally-Regulated Consumer Product | 06/22/2017 |  | 06/22/2017
Lennox | Lennox | KGA060**BT** | Natural Gas | Induced Draft | False | True | 1 | False | Down | None | None | Non-Condensing | Single-Stage | Single-Speed | 1.5 | Standard |  | 150000 | 120000 |  |  | 136300 | 952 | 80 | 78 | [8 empty] | Federally-Regulated Consumer Product | 06/22/2017 |  | 06/22/2017
Lennox | Armstrong | 270GRTC144BL | Natural Gas | No Match | False | True | 3 | False | Down | No Match | No Match | Non-Condensing | No Match | No Match |  | No Match |  | 270000 | 216297 |  |  | 256004 | 1950 |  |  | 80.6 | 80 |  |  |  |  | 80.6 | 0 | Federally-Regulated Commercial & Industrial Equipment | 06/22/2017 |  | 06/22/2017
Lennox | Allied Air | 95G1UH090CP16-* | Natural Gas | Induced Draft | False | False | 1 | False | Up |  | None | Condensing | Single-Stage |  | 0.5 | Standard |  | 88000 | 85000 |  |  | 82100 | 732 | 95 | 78 | [8 empty] | Federally-Regulated Consumer Product | 06/22/2017 |  | 06/22/2017
Lennox | Allied Air | 80AF1UH045P12AL-* | LPG | Induced Draft | False | False | 1 | False | Up |  | None | Non-Condensing | Single-Stage |  | 0.33 | Standard |  | 44000 | 36000 |  |  | 37500 | 656 | 80 | 78 | [8 empty] | Federally-Regulated Consumer Product | 06/22/2017 |  | 06/22/2017
Lennox | Lennox | G71MPP-60D-135 | Natural Gas | Induced Draft | False | False | 1 | False | Down |  | None | Condensing | Step Modulating |  | 1 | Standard |  | 132000 | 123000 |  |  | 113300 | 394 | 95 | 78 | [8 empty] | Federally-Regulated Consumer Product | 06/22/2017 |  | 06/22/2017
Lennox | Lennox | KGA048**DY** | LPG | Induced Draft | False | True | 1 | False | Horizontal | None | None | Non-Condensing | Single-Stage | Single-Speed | 0.5 | Standard |  | 105000 | 84000 |  |  | 97400 | 689 | 80 | 78 | [8 empty] | Federally-Regulated Consumer Product | 06/22/2017 |  | 06/22/2017
Lennox | Allied Air | A80UH1D045A12L-* | LPG | Induced Draft | False | False | 1 | False | Up |  | None | Non-Condensing | Single-Stage |  | 0.33 | Standard |  | 44000 | 36000 |  |  | 37500 | 656 | 80 | 78 | [8 empty] | Federally-Regulated Consumer Product | 06/22/2017 |  | 06/22/2017
Lennox | Lennox | LGH152**MH** | LPG | Induced Draft | False | True | 3 | False | Horizontal |  | None | Non-Condensing | Two-Stage Modulating |  | 0 | Standard |  | 240000 | 192000 | [6 empty] | 80 | 80 | [6 empty] | Federally-Regulated Commercial & Industrial Equipment | 06/22/2017 |  | 06/22/2017
Lennox | Lennox | LGH048**ET*P | LPG | Induced Draft | False | True | 1 | False | Horizontal |  | None | Non-Condensing | Single-Stage |  | 0.75 | Premium |  | 150000 | 120000 |  |  | 138000 | 596 | 80 | 78 | [8 empty] | Federally-Regulated Consumer Product | 06/22/2017 |  | 06/22/2017
Lennox | Lennox | KGA060**DH** | Natural Gas | Induced Draft | False | True | 1 | False | Horizontal | None | None | Non-Condensing | Two-Stage Modulating | Single-Speed | 0.75 | Standard |  | 150000 | 120000 |  |  | 132900 | 1089 | 80 | 78 | [8 empty] | Federally-Regulated Consumer Product | 06/22/2017 |  | 06/22/2017
Lennox | Allied Air | A95UH1D045B12*-* | LPG | Induced Draft | False | False | 1 | False | Up |  | None | Condensing | Single-Stage |  | 0.33 | Standard |  | 44000 | 42000 |  |  | 32600 | 410 | 95 | 78 | [8 empty] | Federally-Regulated Consumer Product | 06/22/2017 |  | 06/22/2017
Lennox | Lennox | ML195DF090XP60C-* | LPG | Induced Draft | False | False | 1 | False | Down |  | None | Condensing | Single-Stage |  | 1 | Standard |  | 88000 | 86000 |  |  | 81900 | 803 | 95 | 78 | [8 empty] | Federally-Regulated Consumer Product | 06/22/2017 |  | 06/22/2017
Lennox | Lennox | G61MP36B-071-** | Natural Gas | Induced Draft | False | False | 1 | False | Up | None | None | Condensing | Two-Stage Modulating | Multiple-Speed | 0.33 | Standard |  | 66000 | 62000 |  |  | 63500 | 835 | 95 | 78 | [8 empty] | Federally-Regulated Consumer Product | 06/22/2017 |  | 06/22/2017
Lennox | Allied Air | A93UH1D110C16A-* | Natural Gas | Induced Draft | False | False | 1 | False | Up |  | None | Condensing | Single-Stage |  | 0.5 | Standard |  | 110000 | 104000 |  |  | 100900 | 776 | 93 | 78 | [8 empty] | Federally-Regulated Consumer Product | 06/22/2017 |  | 06/22/2017
Lennox | Lennox | KGA036**DW** | Natural Gas | Induced Draft | False | True | 1 | False | Horizontal | None | None | Non-Condensing | Single-Stage | Single-Speed | 0.5 | Standard |  | 65000 | 52000 |  |  | 57400 | 681 | 80 | 78 | [8 empty] | Federally-Regulated Consumer Product | 06/22/2017 |  | 06/22/2017
Lennox | Allied Air | 80G1UH070AP12-* | Natural Gas | Induced Draft | False | False | 1 | False | Horizontal |  | None | Non-Condensing | Single-Stage |  | 0.33 | Standard |  | 66000 | 54000 |  |  | 57400 | 698 | 80 | 78 | [8 empty] | Federally-Regulated Consumer Product | 06/22/2017 |  | 06/22/2017
Lennox | Allied Air | A80UH1D110C16-* | Natural Gas | Induced Draft | False | False | 1 | False | Horizontal |  | None | Non-Condensing | Single-Stage |  | 0.5 | Standard |  | 110000 | 89000 |  |  | 95900 | 1068 | 80 | 78 | [8 empty] | Federally-Regulated Consumer Product | 06/22/2017 |  | 06/22/2017
Lennox | Lennox | G61MP-60C111-** | LPG | Induced Draft | False | False | 1 | False | Up |  | None | Condensing | Two-Stage Modulating |  | 1 | Standard |  | 110000 | 104000 |  |  | 95300 | 841 | 95 | 78 | [8 empty] | Federally-Regulated Consumer Product | 06/22/2017 |  | 06/22/2017
Lennox | Lennox | ML180UH045P24A-* | Natural Gas | Induced Draft | False | False | 1 | False | Horizontal |  | None | Non-Condensing | Single-Stage |  | 0.2 | Standard |  | 44000 | 35000 |  |  | 38000 | 533 | 80 | 78 | [8 empty] | Federally-Regulated Consumer Product | 06/22/2017 |  | 06/22/2017
Lennox | Lennox | G50DF-36A-070-* | Natural Gas | Induced Draft | False | False | 1 | False | Down | None | None | Non-Condensing | Single-Stage |  | 0.33 | Standard |  | 66000 | 53000 |  |  | 58000 | 582 | 80 | 78 | [8 empty] | Federally-Regulated Consumer Product | 06/22/2017 |  | 06/22/2017
Lennox | Lennox | KGA048**BW** | LPG | Induced Draft | False | True | 1 | False | Horizontal | None | None | Non-Condensing | Single-Stage | Single-Speed | 1.5 | Standard |  | 65000 | 52000 |  |  | 57800 | 576 | 80 | 78 | [8 empty] | Federally-Regulated Consumer Product | 06/22/2017 |  | 06/22/2017
Lennox | Lennox | ML193DFDF110XP60C-* | LPG | Induced Draft | False | False | 1 | False | Down |  | None | Condensing | Single-Stage |  | 1 | Standard |  | 110000 | 104000 |  |  | 100100 | 1012 | 93 | 78 | [8 empty] | Federally-Regulated Consumer Product | 06/22/2017 |  | 06/22/2017
Lennox | Lennox | LGH060**ES*P | Natural Gas | Induced Draft | False | True | 1 | False | Down |  | None | Non-Condensing | Single-Stage |  | 1 | Premium |  | 65000 | 52000 |  |  | 58600 | 415 | 80 | 78 | [8 empty] | Federally-Regulated Consumer Product | 06/22/2017 |  | 06/22/2017
Lennox | Lennox | LGA150HH-** | Natural Gas | No Match | False | True | 3 | False | Horizontal | No Match | No Match | Non-Condensing | No Match | No Match |  | No Match |  | 235000 | 186453 |  |  | 205245 | 3307 |  |  | 80 | 80 |  |  |  |  | 80.3 | 0 | Federally-Regulated Commercial & Industrial Equipment | 06/22/2017 |  | 06/22/2017
Lennox | Allied Air | 80G1UH110CP16-* | Natural Gas | Induced Draft | False | False | 1 | False | Horizontal |  | None | Non-Condensing | Single-Stage |  | 0.5 | Standard |  | 110000 | 89000 |  |  | 95900 | 1068 | 80 | 78 | [8 empty] | Federally-Regulated Consumer Product | 06/22/2017 |  | 06/22/2017
Lennox | Lennox | EL280UH090XP48B-* | Natural Gas | Induced Draft | False | False | 1 | False | Up |  | None | Non-Condensing | Two-Stage Modulating |  | 0.5 | Standard |  | 88000 | 69000 |  |  | 74300 | 831 | 80 | 78 | [8 empty] | Federally-Regulated Consumer Product | 06/22/2017 |  | 06/22/2017
Lennox | Lennox | EL180UH045XE36A-* | Natural Gas | Induced Draft | False | False | 1 | False | Horizontal |  | None | Non-Condensing | Single-Stage |  | 0.5 | Standard |  | 44000 | 36000 |  |  | 38900 | 337 | 80 | 78 | [8 empty] | Federally-Regulated Consumer Product | 06/22/2017 |  | 06/22/2017
Lennox | Lennox | LGH048**EH*P | LPG | Induced Draft | False | True | 1 | False | Down |  | None | Non-Condensing | Two-Stage Modulating |  | 0.75 | Premium |  | 150000 | 120000 |  |  | 136000 | 693 | 80 | 78 | [8 empty] | Federally-Regulated Consumer Product | 06/22/2017 |  | 06/22/2017
Lennox | Lennox | KGA036**BY** | Natural Gas | Induced Draft | False | True | 1 | False | Horizontal | None | None | Non-Condensing | Single-Stage | Single-Speed | 1.5 | Standard |  | 105000 | 84000 |  |  | 97400 | 674 | 80 | 78 | [8 empty] | Federally-Regulated Consumer Product | 06/22/2017 |  | 06/22/2017
Lennox | Allied Air | 95AF1UH090P16C-* | Natural Gas | Induced Draft | False | False | 1 | False | Horizontal |  | None | Condensing | Single-Stage |  | 0.5 | Standard |  | 88000 | 85000 |  |  | 82100 | 732 | 95 | 78 | [8 empty] | Federally-Regulated Consumer Product | 06/22/2017 |  | 06/22/2017
Lennox | Lennox | ZGA120**MH** | LPG | Induced Draft | False | True | 3 | False | Down |  | None | Non-Condensing | Two-Stage Modulating |  | 0 | Standard |  | 240000 | 192000 | [6 empty] | 80 | 80 | [6 empty] | Federally-Regulated Commercial & Industrial Equipment | 06/22/2017 |  | 06/22/2017
Lennox | Lennox | G60UH-36C-110-** | Natural Gas | Induced Draft | False | False | 1 | False | Up | None | None | Non-Condensing | Two-Stage Modulating |  | 0.33 | Standard |  | 110000 | 89000 |  |  | 94300 | 1158 | 80 | 78 | [8 empty] | Federally-Regulated Consumer Product | 06/22/2017 |  | 06/22/2017
Lennox | Allied Air | A80UH1D110C20L-* | Natural Gas | Induced Draft | False | False | 1 | False | Horizontal |  | None | Non-Condensing | Single-Stage |  | 1 | Standard |  | 110000 | 89000 |  |  | 95300 | 1187 | 80 | 78 | [8 empty] | Federally-Regulated Consumer Product | 06/22/2017 |  | 06/22/2017
Lennox | Lennox | LGH094**EH** | LPG | Induced Draft | False | True | 3 | False | Down |  | None | Non-Condensing | Two-Stage Modulating |  | 0 | Standard |  | 240000 | 192000 | [6 empty] | 80 | 80 | [6 empty] | Federally-Regulated Commercial & Industrial Equipment | 06/22/2017 |  | 06/22/2017
Lennox | Allied Air | 80AF1UH090P16BL-* | LPG | Induced Draft | False | False | 1 | False | Up |  | None | Non-Condensing | Single-Stage |  | 0.5 | Standard |  | 88000 | 71000 |  |  | 76700 | 865 | 80 | 78 | [8 empty] | Federally-Regulated Consumer Product | 06/22/2017 |  | 06/22/2017
Lennox | Allied Air | ZGA150**MH** | Natural Gas | Induced Draft | False | True | 3 | False | Horizontal |  | None | Non-Condensing | Two-Stage Modulating |  | 0 | Standard |  | 240000 | 192000 | [6 empty] | 80 | 80 | [6 empty] | Federally-Regulated Commercial & Industrial Equipment | 06/22/2017 |  | 06/22/2017
Lennox | Allied Air | 80G1UH070AP12L-* | Natural Gas | Induced Draft | False | False | 1 | False | Horizontal |  | None | Non-Condensing | Single-Stage |  | 0.33 | Standard |  | 66000 | 54000 |  |  | 57400 | 698 | 80 | 78 | [8 empty] | Federally-Regulated Consumer Product | 06/22/2017 |  | 06/22/2017
Lennox | Allied Air | 95AF1DF045P12B-* | Natural Gas | Induced Draft | False | False | 1 | False | Down |  | None | Condensing | Single-Stage |  | 0.33 | Standard |  | 44000 | 43000 |  |  | 48700 | 663 | 95 | 78 | [8 empty] | Federally-Regulated Consumer Product | 06/22/2017 |  | 06/22/2017
Lennox | Lennox | ML180UH090XP48B-* | Natural Gas | Induced Draft | False | False | 1 | False | Up |  | None | Non-Condensing | Single-Stage |  | 0.5 | Standard |  | 88000 | 71000 |  |  | 76700 | 865 | 80 | 78 | [8 empty] | Federally-Regulated Consumer Product | 06/22/2017 |  | 06/22/2017
Lennox | Allied Air | A95UH1D045B08*-* | Natural Gas | Induced Draft | False | False | 1 | False | Horizontal |  | None | Condensing | Single-Stage |  | 0.2 | Standard |  | 44000 | 41000 |  |  | 32800 | 354 | 95 | 78 | [8 empty] | Federally-Regulated Consumer Product | 06/22/2017 |  | 06/22/2017
Lennox | Lennox | EL296DF090XV60C-* | LPG | Induced Draft | False | False | 1 | False | Down |  | None | Condensing | Two-Stage Modulating |  | 1 | Standard |  | 88000 | 85000 |  |  | 80800 | 310 | 96 | 78 | [8 empty] | Federally-Regulated Consumer Product | 06/22/2017 |  | 06/22/2017
Lennox | Lennox | GCS20V-513-75-** | LPG | No Match | False | True | 3 | False | Horizontal | No Match | No Match | Non-Condensing | No Match | No Match |  | No Match |  | 67500 | 53000 |  |  | 58031 | 415 | 79.9 | 78 | [6 empty] | 0 | 0 | Non Federally-Regulated | 06/22/2017 |  | 06/22/2017
Lennox | Lennox | LGA240SH-** | Natural Gas | No Match | False | True | 3 | False | Down | No Match | No Match | Non-Condensing | No Match | No Match |  | No Match |  | 470000 | 378778 |  |  | 421716 | 1729 |  |  | 80.6 | 80 |  |  |  |  | 80.7 | 0 | Federally-Regulated Commercial & Industrial Equipment | 06/22/2017 |  | 06/22/2017
Lennox | Lennox | EL280UH110P60C-* | LPG | Induced Draft | False | False | 1 | False | Up |  | None | Non-Condensing | Two-Stage Modulating |  | 1 | Standard |  | 110000 | 87000 |  |  | 91800 | 1149 | 80 | 78 | [8 empty] | Federally-Regulated Consumer Product | 06/22/2017 |  | 06/22/2017
Lennox | Allied Air | A95UH1D090C12*-* | Natural Gas | Induced Draft | False | False | 1 | False | Horizontal |  | None | Condensing | Single-Stage |  | 0.5 | Standard |  | 88000 | 85000 |  |  | 82100 | 738 | 95 | 78 | [8 empty] | Federally-Regulated Consumer Product | 06/22/2017 |  | 06/22/2017
Lennox | Lennox | KGA036**DM** | LPG | Induced Draft | False | True | 1 | False | Down | None | None | Non-Condensing | Single-Stage | Single-Speed | 0.5 | Standard |  | 105000 | 84000 |  |  | 97400 | 689 | 80 | 78 | [8 empty] | Federally-Regulated Consumer Product | 06/22/2017 |  | 06/22/2017
Lennox | Allied Air | A80DF1E090B16-* | Natural Gas | Induced Draft | False | False | 1 | False | Down |  | None | Non-Condensing | Single-Stage |  | 0.75 | Standard |  | 88000 | 72000 |  |  | 78600 | 423 | 80 | 78 | [8 empty] | Federally-Regulated Consumer Product | 06/22/2017 |  | 06/22/2017
Lennox | Allied Air | 80G1UH090BE16-* | Natural Gas | Induced Draft | False | False | 1 | False | Horizontal |  | None | Non-Condensing | Single-Stage |  | 0.75 | Standard |  | 88000 | 72000 |  |  | 78600 | 410 | 80 | 78 | [8 empty] | Federally-Regulated Consumer Product | 06/22/2017 |  | 06/22/2017
Lennox | Lennox | EL280UH110P48C-* | LPG | Induced Draft | False | False | 1 | False | Horizontal |  | None | Non-Condensing | Two-Stage Modulating |  | 0.5 | Standard |  | 110000 | 86000 |  |  | 93200 | 985 | 80 | 78 | [8 empty] | Federally-Regulated Consumer Product | 06/22/2017 |  | 06/22/2017
Lennox | Lennox | ML180UH110P60C-* | Natural Gas | Induced Draft | False | False | 1 | False | Horizontal |  | None | Non-Condensing | Single-Stage |  | 1 | Standard |  | 110000 | 89000 |  |  | 95300 | 1187 | 80 | 78 | [8 empty] | Federally-Regulated Consumer Product | 06/22/2017 |  | 06/22/2017
Lennox | Lennox | EL180DF070E36B-* | Natural Gas | Induced Draft | False | False | 1 | False | Down |  | None | Non-Condensing | Single-Stage |  | 0.5 | Standard |  | 66000 | 54000 |  |  | 59100 | 289 | 80 | 78 | [8 empty] | Federally-Regulated Consumer Product | 06/22/2017 |  | 06/22/2017
Lennox | Lennox | G61MPV-60C-091-** | LPG | Induced Draft | False | False | 1 | False | Down |  | None | Condensing | Two-Stage Modulating |  | 1 | Standard |  | 88000 | 84000 |  |  | 80700 | 840 | 95 | 78 | [8 empty] | Federally-Regulated Consumer Product | 06/22/2017 |  | 06/22/2017
Lennox | Lennox | KGA060**DW** | LPG | Induced Draft | False | True | 1 | False | Down | None | None | Non-Condensing | Single-Stage | Single-Speed | 0.75 | Standard |  | 65000 | 52000 |  |  | 58400 | 450 | 80 | 78 | [8 empty] | Federally-Regulated Consumer Product | 06/22/2017 |  | 06/22/2017
Lennox | Allied Air | 80G1DF090BE16-* | Natural Gas | Induced Draft | False | False | 1 | False | Down |  | None | Non-Condensing | Single-Stage |  | 0.75 | Standard |  | 88000 | 72000 |  |  | 78600 | 423 | 80 | 78 | [8 empty] | Federally-Regulated Consumer Product | 06/22/2017 |  | 06/22/2017
Lennox | Lennox | ML193UH110XP60C-* | LPG | Induced Draft | False | False | 1 | False | Up |  | None | Condensing | Single-Stage |  | 1 | Standard |  | 110000 | 104000 |  |  | 100100 | 1006 | 93 | 78 | [8 empty] | Federally-Regulated Consumer Product | 06/22/2017 |  | 06/22/2017
Lennox | Lennox | ML193UH070XP36B-* | Natural Gas | Induced Draft | False | False | 1 | False | Up |  | None | Condensing | Single-Stage |  | 0.33 | Standard |  | 66000 | 62000 |  |  | 67100 | 611 | 93 | 78 | [8 empty] | Federally-Regulated Consumer Product | 06/22/2017 |  | 06/22/2017
Lennox | Armstrong | 235GRTC300BH | Natural Gas | No Match | False | True | 3 | False | Horizontal | No Match | No Match | Non-Condensing | No Match | No Match |  | No Match |  | 235000 | 188000 |  |  | 198174 | 3361 |  |  | 80 | 80 |  |  |  |  | 80 | 0 | Federally-Regulated Commercial & Industrial Equipment | 06/22/2017 |  | 06/22/2017
Lennox | Lennox | G51MP-60C-090-** | Natural Gas | Induced Draft | False | False | 1 | False | Down |  | None | Condensing | Single-Stage |  | 1 | Standard |  | 88000 | 82000 |  |  | 83600 | 1075 | 92.1 | 78 | [8 empty] | Federally-Regulated Consumer Product | 06/22/2017 |  | 06/22/2017
Lennox | Allied Air | A93UH1D090C12A-* | LPG | Induced Draft | False | False | 1 | False | Horizontal |  | None | Condensing | Single-Stage |  | 0.33 | Standard |  | 88000 | 83000 |  |  | 83800 | 747 | 93 | 78 | [8 empty] | Federally-Regulated Consumer Product | 06/22/2017 |  | 06/22/2017
Lennox | Lennox | G40DF-60C-110-* | Natural Gas | Induced Draft | False | False | 1 | False | Down |  | None | Non-Condensing | Single-Stage |  | 1 | Standard |  | 110000 | 90000 |  |  | 96200 | 1029 | 80 | 78 | [8 empty] | Federally-Regulated Consumer Product | 06/22/2017 |  | 06/22/2017
Lennox | Lennox | LGB240SH-** | Natural Gas | No Match | False | True | 3 | False | Down | No Match | No Match | Non-Condensing | No Match | No Match |  | No Match |  | 470000 | 378778 |  |  | 421716 | 1729 |  |  | 80.6 | 80 |  |  |  |  | 80.7 | 0 | Federally-Regulated Commercial & Industrial Equipment | 06/22/2017 |  | 06/22/2017
Lennox | Lennox | G61MPV-60C-091-** | Natural Gas | Induced Draft | False | False | 1 | False | Horizontal |  | None | Condensing | Two-Stage Modulating |  | 1 | Standard |  | 88000 | 84000 |  |  | 80700 | 840 | 95 | 78 | [8 empty] | Federally-Regulated Consumer Product | 06/22/2017 |  | 06/22/2017
Lennox | Lennox | ML193UH045XP24B-* | LPG | Induced Draft | False | False | 1 | False | Horizontal |  | None | Condensing | Single-Stage |  | 0.2 | Standard |  | 44000 | 41000 |  |  | 33500 | 362 | 93 | 78 | [8 empty] | Federally-Regulated Consumer Product | 06/22/2017 |  | 06/22/2017
Lennox | Lennox | KGA036**BW** | LPG | Induced Draft | False | True | 1 | False | Down | None | None | Non-Condensing | Single-Stage | Single-Speed | 1.5 | Standard |  | 65000 | 52000 |  |  | 57800 | 576 | 80 | 78 | [8 empty] | Federally-Regulated Consumer Product | 06/22/2017 |  | 06/22/2017
Lennox | Lennox | G61MP-60C-090-** | LPG | Induced Draft | False | False | 1 | False | Down |  | None | Condensing | Two-Stage Modulating |  | 1 | Standard |  | 88000 | 84000 |  |  | 77700 | 1349 | 94.1 | 78 | [8 empty] | Federally-Regulated Consumer Product | 06/22/2017 |  | 06/22/2017
Lennox | Allied Air | A95DF1E070B16-* | Natural Gas | Induced Draft | False | False | 1 | False | Down |  | None | Condensing | Single-Stage |  | 0.75 | Standard |  | 66000 | 64000 |  |  | 65800 | 596 | 95 | 78 | [8 empty] | Federally-Regulated Consumer Product | 06/22/2017 |  | 06/22/2017
Lennox | Lennox | SL280UH135V60D-* | Natural Gas | Induced Draft | False | False | 1 | False | Horizontal |  | None | Non-Condensing | Two-Stage Modulating |  | 1 | Standard |  | 132000 | 105000 |  |  | 115600 | 569 | 80 | 78 | [8 empty] | Federally-Regulated Consumer Product | 06/22/2017 |  | 06/22/2017
Lennox | Lennox | G61MP-60D-135-** | Natural Gas | Induced Draft | False | False | 1 | False | Horizontal |  | None | Condensing | Two-Stage Modulating |  | 1 | Standard |  | 132000 | 124000 |  |  | 111600 | 1186 | 94.1 | 78 | [8 empty] | Federally-Regulated Consumer Product | 06/22/2017 |  | 06/22/2017
Lennox | Lennox | EL180UH045XE36A-* | Natural Gas | Induced Draft | False | False | 1 | False | Up |  | None | Non-Condensing | Single-Stage |  | 0.5 | Standard |  | 44000 | 36000 |  |  | 38900 | 337 | 80 | 78 | [8 empty] | Federally-Regulated Consumer Product | 06/22/2017 |  | 06/22/2017
Lennox | Allied Air | 80G1DF090BE16-* | Natural Gas | Induced Draft | False | False | 1 | False | Horizontal |  | None | Non-Condensing | Single-Stage |  | 0.75 | Standard |  | 88000 | 72000 |  |  | 78600 | 423 | 80 | 78 | [8 empty] | Federally-Regulated Consumer Product | 06/22/2017 |  | 06/22/2017
Lennox | Lennox | 15GCSXAV-42-083X-230-* | Natural Gas | Induced Draft | False | True | 1 | False | Down |  | None | Non-Condensing | Two-Stage Modulating |  | 0.75 | Standard |  | 83000 | 66000 |  |  | 79100 | 430 | 78 | 78 | [8 empty] | Federally-Regulated Consumer Product | 06/22/2017 |  | 06/22/2017
Lennox | Lennox | LGH036**ES*P | Natural Gas | Induced Draft | False | True | 1 | False | Horizontal |  | None | Non-Condensing | Single-Stage |  | 0.5 | Premium |  | 65000 | 52000 |  |  | 58800 | 375 | 80 | 78 | [8 empty] | Federally-Regulated Consumer Product | 06/22/2017 |  | 06/22/2017
Lennox | Lennox | G61MPV-36B-071-** | Natural Gas | Induced Draft | False | False | 1 | False | Horizontal |  | None | Condensing | Two-Stage Modulating |  | 0.5 | Standard |  | 66000 | 62000 |  |  | 65400 | 582 | 95 | 78 | [8 empty] | Federally-Regulated Consumer Product | 06/22/2017 |  | 06/22/2017
Lennox | Allied Air | 95AF1UH090P16C-* | Natural Gas | Induced Draft | False | False | 1 | False | Up |  | None | Condensing | Single-Stage |  | 0.5 | Standard |  | 88000 | 85000 |  |  | 82100 | 732 | 95 | 78 | [8 empty] | Federally-Regulated Consumer Product | 06/22/2017 |  | 06/22/2017
Lennox | Lennox | ML180UH090P36B-* | Natural Gas | Induced Draft | False | False | 1 | False | Up |  | None | Non-Condensing | Single-Stage |  | 0.33 | Standard |  | 88000 | 71000 |  |  | 76700 | 856 | 80 | 78 | [8 empty] | Federally-Regulated Consumer Product | 06/22/2017 |  | 06/22/2017
Lennox | Lennox | G40UH-60C-110X-** | Natural Gas | Induced Draft | False | False | 1 | False | Down | None | None | Non-Condensing | Single-Stage |  | 1 | Standard |  | 110000 | 89000 |  |  | 95400 | 1206 | 80 | 78 | [8 empty] | Federally-Regulated Consumer Product | 06/22/2017 |  | 06/22/2017
Lennox | Allied Air | 80G2UH070AV12-* | LPG | Induced Draft | False | False | 1 | False | Up |  | None | Non-Condensing | Two-Stage Modulating |  | 0.5 | Standard |  | 66000 | 52000 |  |  | 58800 | 195 | 80 | 78 | [8 empty] | Federally-Regulated Consumer Product | 06/22/2017 |  | 06/22/2017
Lennox | Allied Air | 80G2UH090BV16-* | Natural Gas | Induced Draft | False | False | 1 | False | Up |  | None | Non-Condensing | Two-Stage Modulating |  | 1 | Standard |  | 88000 | 70000 |  |  | 78000 | 293 | 80 | 78 | [8 empty] | Federally-Regulated Consumer Product | 06/22/2017 |  | 06/22/2017
Lennox | Lennox | G60UHV-36A-070X-** | Natural Gas | Induced Draft | False | False | 1 | False | Up | None | None | Non-Condensing | Two-Stage Modulating |  | 0.5 | Standard |  | 66000 | 54000 |  |  | 58700 | 271 | 80 | 78 | [8 empty] | Federally-Regulated Consumer Product | 06/22/2017 |  | 06/22/2017
Lennox | Allied Air | 95AF1UH045P12B-* | LPG | Induced Draft | False | False | 1 | False | Horizontal |  | None | Condensing | Single-Stage |  | 0.2 | Standard |  | 44000 | 41000 |  |  | 32800 | 354 | 95 | 78 | [8 empty] | Federally-Regulated Consumer Product | 06/22/2017 |  | 06/22/2017
Lennox | Lennox | G51MP-48C-090-** | Natural Gas | Induced Draft | False | False | 1 | False | Up |  | None | Condensing | Single-Stage |  | 0.5 | Standard |  | 88000 | 82000 |  |  | 84500 | 820 | 92.1 | 78 | [8 empty] | Federally-Regulated Consumer Product | 06/22/2017 |  | 06/22/2017
Lennox | Lennox | EL296UH110XV48C-* | LPG | Induced Draft | False | False | 1 | False | Up |  | None | Condensing | Two-Stage Modulating |  | 0.75 | Standard |  | 110000 | 105000 |  |  | 98200 | 380 | 96 | 78 | [8 empty] | Federally-Regulated Consumer Product | 06/22/2017 |  | 06/22/2017
Lennox | Allied Air | A80UH1D135D20-* | LPG | Induced Draft | False | False | 1 | False | Up |  | None | Non-Condensing | Single-Stage |  | 1 | Standard |  | 132000 | 107000 |  |  | 114400 | 1416 | 80 | 78 | [8 empty] | Federally-Regulated Consumer Product | 06/22/2017 |  | 06/22/2017
Lennox | Lennox | G61MP-36B-070-** | LPG | Induced Draft | False | False | 1 | False | Up |  | None | Condensing | Two-Stage Modulating |  | 0.33 | Standard |  | 66000 | 62000 |  |  | 64100 | 883 | 94.1 | 78 | [8 empty] | Federally-Regulated Consumer Product | 06/22/2017 |  | 06/22/2017
Lennox | Allied Air | A80US2V110C20-* | LPG | Induced Draft | False | False | 1 | False | Horizontal |  | None | Non-Condensing | Two-Stage Modulating |  | 1 | Standard |  | 110000 | 87000 |  |  | 96800 | 435 | 80 | 78 | [8 empty] | Federally-Regulated Consumer Product | 06/22/2017 |  | 06/22/2017
Lennox | Lennox | KGA036**DY** | Natural Gas | Induced Draft | False | True | 1 | False | Down | None | None | Non-Condensing | Single-Stage | Single-Speed | 0.5 | Standard |  | 105000 | 84000 |  |  | 97400 | 689 | 80 | 78 | [8 empty] | Federally-Regulated Consumer Product | 06/22/2017 |  | 06/22/2017
Lennox | Lennox | 15GCSXBV-48-138X-230-* | Natural Gas | Induced Draft | False | True | 1 | False | Down |  | None | Non-Condensing | Two-Stage Modulating |  | 0.75 | Standard |  | 138000 | 110000 |  |  | 118500 | 618 | 78 | 78 | [8 empty] | Federally-Regulated Consumer Product | 06/22/2017 |  | 06/22/2017
Lennox | Lennox | G43UF-48C-110-** | LPG | Induced Draft | False | False | 1 | False | Up |  | None | Condensing | Single-Stage |  | 0.5 | Standard |  | 110000 | 103000 |  |  | 101600 | 888 | 92.1 | 78 | [8 empty] | Federally-Regulated Consumer Product | 06/22/2017 |  | 06/22/2017
Lennox | Allied Air | 95G1UH045BP08-* | LPG | Induced Draft | False | False | 1 | False | Up |  | None | Condensing | Single-Stage |  | 0.2 | Standard |  | 44000 | 41000 |  |  | 32800 | 354 | 95 | 78 | [8 empty] | Federally-Regulated Consumer Product | 06/22/2017 |  | 06/22/2017
Lennox | Lennox | ZGA092**MH** | Natural Gas | Induced Draft | False | True | 3 | False | Down |  | None | Non-Condensing | Two-Stage Modulating |  | 0 | Standard |  | 240000 | 192000 | [6 empty] | 80 | 80 | [6 empty] | Federally-Regulated Commercial & Industrial Equipment | 06/22/2017 |  | 06/22/2017
Lennox | Lennox | G40UH-36A-045-** | Natural Gas | Induced Draft | False | False | 1 | False | Horizontal |  | None | Non-Condensing | Single-Stage |  | 0.33 | Standard |  | 44000 | 36000 |  |  | 37900 | 588 | 80 | 78 | [8 empty] | Federally-Regulated Consumer Product | 06/22/2017 |  | 06/22/2017
Lennox | Allied Air | A80US2V090C20-* | LPG | Induced Draft | False | False | 1 | False | Horizontal |  | None | Non-Condensing | Two-Stage Modulating |  | 1 | Standard |  | 88000 | 70000 |  |  | 78000 | 281 | 80 | 78 | [8 empty] | Federally-Regulated Consumer Product | 06/22/2017 |  | 06/22/2017
Lennox | Lennox | G50UH-48C-110-** | Natural Gas | Induced Draft | False | False | 1 | False | Horizontal | None | None | Non-Condensing | Single-Stage |  | 0.5 | Standard |  | 110000 | 89000 |  |  | 96500 | 939 | 80 | 78 | [8 empty] | Federally-Regulated Consumer Product | 06/22/2017 |  | 06/22/2017
Lennox | Allied Air | 80G1UH070AP08-* | Natural Gas | Induced Draft | False | False | 1 | False | Up |  | None | Non-Condensing | Single-Stage |  | 0.2 | Standard |  | 66000 | 54000 |  |  | 57900 | 566 | 80 | 78 | [8 empty] | Federally-Regulated Consumer Product | 06/22/2017 |  | 06/22/2017
Lennox | Lennox | SL280UH110V60C-* | LPG | Induced Draft | False | False | 1 | False | Up |  | None | Non-Condensing | Two-Stage Modulating |  | 1 | Standard |  | 110000 | 87000 |  |  | 96800 | 435 | 80 | 78 | [8 empty] | Federally-Regulated Consumer Product | 06/22/2017 |  | 06/22/2017
Lennox | Lennox | LGH036**ES*P | LPG | Induced Draft | False | True | 1 | False | Horizontal |  | None | Non-Condensing | Single-Stage |  | 0.5 | Premium |  | 65000 | 52000 |  |  | 58800 | 375 | 80 | 78 | [8 empty] | Federally-Regulated Consumer Product | 06/22/2017 |  | 06/22/2017
Lennox | Lennox | EL180UH070E36B-* | LPG | Induced Draft | False | False | 1 | False | Horizontal |  | None | Non-Condensing | Single-Stage |  | 0.5 | Standard |  | 66000 | 53000 |  |  | 59400 | 219 | 80 | 78 | [8 empty] | Federally-Regulated Consumer Product | 06/22/2017 |  | 06/22/2017
Lennox | Lennox | ML195UH045XP24B-* | Natural Gas | Induced Draft | False | False | 1 | False | Up |  | None | Condensing | Single-Stage |  | 0.2 | Standard |  | 44000 | 41000 |  |  | 32800 | 354 | 95 | 78 | [8 empty] | Federally-Regulated Consumer Product | 06/22/2017 |  | 06/22/2017
Lennox | Lennox | G40DF-60C-110-* | LPG | Induced Draft | False | False | 1 | False | Down |  | None | Non-Condensing | Single-Stage |  | 1 | Standard |  | 110000 | 90000 |  |  | 96200 | 1029 | 80 | 78 | [8 empty] | Federally-Regulated Consumer Product | 06/22/2017 |  | 06/22/2017
Lennox | Allied Air | A95DF1D110C20*-* | Natural Gas | Induced Draft | False | False | 1 | False | Down |  | None | Condensing | Single-Stage |  | 1 | Standard |  | 110000 | 106000 |  |  | 98200 | 947 | 95 | 78 | [8 empty] | Federally-Regulated Consumer Product | 06/22/2017 |  | 06/22/2017
Lennox | Allied Air | A93UH1D110C20A-* | LPG | Induced Draft | False | False | 1 | False | Up |  | None | Condensing | Single-Stage |  | 0.75 | Standard |  | 110000 | 104000 |  |  | 100100 | 1006 | 93 | 78 | [8 empty] | Federally-Regulated Consumer Product | 06/22/2017 |  | 06/22/2017
Lennox | Lennox | EL296UH110XE60C-* | LPG | Induced Draft | False | False | 1 | False | Up |  | None | Condensing | Two-Stage Modulating |  | 1 | Standard |  | 110000 | 106000 |  |  | 96000 | 437 | 96 | 78 | [8 empty] | Federally-Regulated Consumer Product | 06/22/2017 |  | 06/22/2017
Lennox | Lennox | KGA060**BS** | LPG | Induced Draft | False | True | 1 | False | Down | None | None | Non-Condensing | Single-Stage | Single-Speed | 1.5 | Standard |  | 65000 | 52000 |  |  | 57800 | 576 | 80 | 78 | [8 empty] | Federally-Regulated Consumer Product | 06/22/2017 |  | 06/22/2017
Lennox | Allied Air | A95UH1E110C20-* | Natural Gas | Induced Draft | False | False | 1 | False | Horizontal |  | None | Condensing | Single-Stage |  | 1 | Standard |  | 110000 | 105000 |  |  | 99100 | 705 | 95 | 78 | [8 empty] | Federally-Regulated Consumer Product | 06/22/2017 |  | 06/22/2017
Lennox | Lennox | LGH060**ET*P | Natural Gas | Induced Draft | False | True | 1 | False | Down |  | None | Non-Condensing | Single-Stage |  | 1 | Premium |  | 150000 | 120000 |  |  | 137900 | 611 | 80 | 78 | [8 empty] | Federally-Regulated Consumer Product | 06/22/2017 |  | 06/22/2017
Lennox | Lennox | LGA090SH-** | Natural Gas | No Match | False | True | 3 | False | Down | No Match | No Match | Non-Condensing | No Match | No Match |  | No Match |  | 235000 | 186453 |  |  | 212039 | 1708 |  |  | 80 | 80 |  |  |  |  | 80.5 | 0 | Federally-Regulated Commercial & Industrial Equipment | 06/22/2017 |  | 06/22/2017
Lennox | Allied Air | 80G1UH090BP12-* | LPG | Induced Draft | False | False | 1 | False | Horizontal |  | None | Non-Condensing | Single-Stage |  | 0.33 | Standard |  | 88000 | 71000 |  |  | 76700 | 856 | 80 | 78 | [8 empty] | Federally-Regulated Consumer Product | 06/22/2017 |  | 06/22/2017
Lennox | Lennox | KGA060**BZ** | LPG | Induced Draft | False | True | 1 | False | Horizontal | None | None | Non-Condensing | Single-Stage | Single-Speed | 1.5 | Standard |  | 150000 | 120000 |  |  | 136300 | 952 | 80 | 78 | [8 empty] | Federally-Regulated Consumer Product | 06/22/2017 |  | 06/22/2017
Lennox | Lennox | SL280UH070V36A-* | Natural Gas | Induced Draft | False | False | 1 | False | Up |  | None | Non-Condensing | Two-Stage Modulating |  | 0.5 | Standard |  | 66000 | 52000 |  |  | 58800 | 195 | 80 | 78 | [8 empty] | Federally-Regulated Consumer Product | 06/22/2017 |  | 06/22/2017
Lennox | Lennox | GCS16-1603-270-** | Natural Gas | No Match | False | True | 3 | False | Down | No Match | No Match | Non-Condensing | No Match | No Match |  | No Match |  | 270000 | 216297 |  |  | 256004 | 1950 |  |  | 80.6 | 80 |  |  |  |  | 80.6 | 0 | Federally-Regulated Commercial & Industrial Equipment | 06/22/2017 |  | 06/22/2017
Lennox | Lennox | KGA030**DW** | LPG | Induced Draft | False | True | 1 | False | Down | None | None | Non-Condensing | Single-Stage | Single-Speed | 0.25 | Standard |  | 65000 | 52000 |  |  | 58400 | 450 | 80 | 78 | [8 empty] | Federally-Regulated Consumer Product | 06/22/2017 |  | 06/22/2017
Lennox | Allied Air | 80AF1UH110P20CL-* | LPG | Induced Draft | False | False | 1 | False | Up |  | None | Non-Condensing | Single-Stage |  | 1 | Standard |  | 110000 | 89000 |  |  | 95300 | 1187 | 80 | 78 | [8 empty] | Federally-Regulated Consumer Product | 06/22/2017 |  | 06/22/2017
Lennox | Allied Air | 80G1UH135DP20-* | Natural Gas | Induced Draft | False | False | 1 | False | Horizontal |  | None | Non-Condensing | Single-Stage |  | 1 | Standard |  | 132000 | 107000 |  |  | 114400 | 1416 | 80 | 78 | [8 empty] | Federally-Regulated Consumer Product | 06/22/2017 |  | 06/22/2017
Lennox | Allied Air | 95G1UH110CP20-* | Natural Gas | Induced Draft | False | False | 1 | False | Up |  | None | Condensing | Single-Stage |  | 1 | Standard |  | 110000 | 106000 |  |  | 98200 | 942 | 95 | 78 | [8 empty] | Federally-Regulated Consumer Product | 06/22/2017 |  | 06/22/2017
Lennox | Lennox | LGH060**ES*P | LPG | Induced Draft | False | True | 1 | False | Horizontal |  | None | Non-Condensing | Single-Stage |  | 1 | Premium |  | 65000 | 52000 |  |  | 58600 | 415 | 80 | 78 | [8 empty] | Federally-Regulated Consumer Product | 06/22/2017 |  | 06/22/2017
Lennox | Lennox | EL296UH045XV36B-* | LPG | Induced Draft | False | False | 1 | False | Horizontal |  | None | Condensing | Two-Stage Modulating |  | 0.5 | Standard |  | 44000 | 42000 |  |  | 32700 | 154 | 96 | 78 | [8 empty] | Federally-Regulated Consumer Product | 06/22/2017 |  | 06/22/2017
Lennox | Lennox | EL296UH070XV36B-* | Natural Gas | Induced Draft | False | False | 1 | False | Up |  | None | Condensing | Two-Stage Modulating |  | 0.5 | Standard |  | 66000 | 62000 |  |  | 65500 | 279 | 96 | 78 | [8 empty] | Federally-Regulated Consumer Product | 06/22/2017 |  | 06/22/2017
Lennox | Allied Air | 95AF1UH110P20C-* | Natural Gas | Induced Draft | False | False | 1 | False | Up |  | None | Condensing | Single-Stage |  | 1 | Standard |  | 110000 | 106000 |  |  | 98200 | 942 | 95 | 78 | [8 empty] | Federally-Regulated Consumer Product | 06/22/2017 |  | 06/22/2017
Lennox | Lennox | 15GCSXBV-60-110X-230-* | LPG | Induced Draft | False | True | 1 | False | Horizontal |  | None | Non-Condensing | Two-Stage Modulating |  | 0.75 | Standard |  | 110000 | 88000 |  |  | 99400 | 433 | 78 | 78 | [8 empty] | Federally-Regulated Consumer Product | 06/22/2017 |  | 06/22/2017
Lennox | Lennox | LGH048**ES*P | Natural Gas | Induced Draft | False | True | 1 | False | Down |  | None | Non-Condensing | Single-Stage |  | 0.75 | Premium |  | 65000 | 52000 |  |  | 58300 | 481 | 80 | 78 | [8 empty] | Federally-Regulated Consumer Product | 06/22/2017 |  | 06/22/2017
Lennox | Allied Air | 80G2UH110CV20-* | Natural Gas | Induced Draft | False | False | 1 | False | Up |  | None | Non-Condensing | Two-Stage Modulating |  | 1 | Standard |  | 110000 | 87000 |  |  | 96800 | 435 | 80 | 78 | [8 empty] | Federally-Regulated Consumer Product | 06/22/2017 |  | 06/22/2017
Lennox | Lennox | ML180UH045P24A-* | Natural Gas | Induced Draft | False | False | 1 | False | Up |  | None | Non-Condensing | Single-Stage |  | 0.2 | Standard |  | 44000 | 35000 |  |  | 38000 | 533 | 80 | 78 | [8 empty] | Federally-Regulated Consumer Product | 06/22/2017 |  | 06/22/2017
Lennox | Lennox | ZGA102**MH** | LPG | Induced Draft | False | True | 3 | False | Horizontal |  | None | Non-Condensing | Two-Stage Modulating |  | 0 | Standard |  | 240000 | 192000 | [6 empty] | 80 | 80 | [6 empty] | Federally-Regulated Commercial & Industrial Equipment | 06/22/2017 |  | 06/22/2017
Lennox | Lennox | ML180DF110XP60C-* | LPG | Induced Draft | False | False | 1 | False | Down |  | None | Non-Condensing | Single-Stage |  | 1 | Standard |  | 110000 | 89000 |  |  | 95100 | 1236 | 80 | 78 | [8 empty] | Federally-Regulated Consumer Product | 06/22/2017 |  | 06/22/2017
Lennox | Allied Air | ZGA150**BH** | LPG | Induced Draft | False | True | 3 | False | Horizontal |  | None | Non-Condensing | Two-Stage Modulating |  | 0 | Standard |  | 240000 | 192000 | [6 empty] | 80 | 80 | [6 empty] | Federally-Regulated Commercial & Industrial Equipment | 06/22/2017 |  | 06/22/2017
Lennox | Lennox | G60UHV-60C-110-** | Natural Gas | Induced Draft | False | False | 1 | False | Up |  | None | Non-Condensing | Two-Stage Modulating |  | 1 | Standard |  | 110000 | 90000 |  |  | 96400 | 508 | 80 | 78 | [8 empty] | Federally-Regulated Consumer Product | 06/22/2017 |  | 06/22/2017
Lennox | Lennox | 15GCSXAV-24-068X-230-* | Natural Gas | Induced Draft | False | True | 1 | False | Horizontal |  | None | Non-Condensing | Two-Stage Modulating |  | 0.33 | Standard |  | 68000 | 54000 |  |  | 59800 | 295 | 78 | 78 | [8 empty] | Federally-Regulated Consumer Product | 06/22/2017 |  | 06/22/2017
Lennox | Allied Air | 80G1UH070AP12L-* | LPG | Induced Draft | False | False | 1 | False | Horizontal |  | None | Non-Condensing | Single-Stage |  | 0.33 | Standard |  | 66000 | 54000 |  |  | 57400 | 698 | 80 | 78 | [8 empty] | Federally-Regulated Consumer Product | 06/22/2017 |  | 06/22/2017
Lennox | Allied Air | 95AF1DF045P12B-* | LPG | Induced Draft | False | False | 1 | False | Down |  | None | Condensing | Single-Stage |  | 0.33 | Standard |  | 44000 | 43000 |  |  | 48700 | 663 | 95 | 78 | [8 empty] | Federally-Regulated Consumer Product | 06/22/2017 |  | 06/22/2017
Lennox | Lennox | EL296UH090XV60C-* | LPG | Induced Draft | False | False | 1 | False | Horizontal |  | None | Condensing | Two-Stage Modulating |  | 1 | Standard |  | 88000 | 85000 |  |  | 80700 | 296 | 96 | 78 | [8 empty] | Federally-Regulated Consumer Product | 06/22/2017 |  | 06/22/2017
Lennox | Allied Air | A93UH1D070B08A-* | LPG | Induced Draft | False | False | 1 | False | Horizontal |  | None | Condensing | Single-Stage |  | 0.2 | Standard |  | 66000 | 62000 |  |  | 67200 | 580 | 93 | 78 | [8 empty] | Federally-Regulated Consumer Product | 06/22/2017 |  | 06/22/2017
Lennox | Lennox | 15GCSXAV-24-068X-230-* | LPG | Induced Draft | False | True | 1 | False | Down |  | None | Non-Condensing | Two-Stage Modulating |  | 0.33 | Standard |  | 68000 | 54000 |  |  | 59800 | 295 | 78 | 78 | [8 empty] | Federally-Regulated Consumer Product | 06/22/2017 |  | 06/22/2017
Lennox | Allied Air | A93UH1D045B12A-* | LPG | Induced Draft | False | False | 1 | False | Down |  | None | Condensing | Single-Stage |  | 0.33 | Standard |  | 44000 | 42000 |  |  | 33100 | 451 | 93 | 78 | [8 empty] | Federally-Regulated Consumer Product | 06/22/2017 |  | 06/22/2017
Lennox | Lennox | ML180UH070P24A-* | LPG | Induced Draft | False | False | 1 | False | Up |  | None | Non-Condensing | Single-Stage |  | 0.2 | Standard |  | 66000 | 54000 |  |  | 57900 | 566 | 80 | 78 | [8 empty] | Federally-Regulated Consumer Product | 06/22/2017 |  | 06/22/2017
Lennox | Lennox | 15GCSXAV-36-090X-230-* | LPG | Induced Draft | False | True | 1 | False | Down |  | None | Non-Condensing | Two-Stage Modulating |  | 0.5 | Standard |  | 90000 | 72000 |  |  | 77800 | 555 | 78 | 78 | [8 empty] | Federally-Regulated Consumer Product | 06/22/2017 |  | 06/22/2017
Lennox | Allied Air | 80G1UH135DP20-* | Natural Gas | Induced Draft | False | False | 1 | False | Up |  | None | Non-Condensing | Single-Stage |  | 1 | Standard |  | 132000 | 107000 |  |  | 114400 | 1416 | 80 | 78 | [8 empty] | Federally-Regulated Consumer Product | 06/22/2017 |  | 06/22/2017
Lennox | Lennox | G61MP-60C-110-** | Natural Gas | Induced Draft | False | False | 1 | False | Up |  | None | Condensing | Two-Stage Modulating |  | 1 | Standard |  | 110000 | 104000 |  |  | 95100 | 1139 | 94.1 | 78 | [8 empty] | Federally-Regulated Consumer Product | 06/22/2017 |  | 06/22/2017
Lennox | Lennox | G61MP-60C-091-** | Natural Gas | Induced Draft | False | False | 1 | False | Down |  | None | Condensing | Two-Stage Modulating |  | 1 | Standard |  | 88000 | 83000 |  |  | 77900 | 1154 | 95 | 78 | [8 empty] | Federally-Regulated Consumer Product | 06/22/2017 |  | 06/22/2017
Lennox | Lennox | KGA048**DW** | LPG | Induced Draft | False | True | 1 | False | Down | None | None | Non-Condensing | Single-Stage | Single-Speed | 0.5 | Standard |  | 65000 | 52000 |  |  | 57400 | 681 | 80 | 78 | [8 empty] | Federally-Regulated Consumer Product | 06/22/2017 |  | 06/22/2017
Lennox | Lennox | KGA048**DY** | LPG | Induced Draft | False | True | 1 | False | Down | None | None | Non-Condensing | Single-Stage | Single-Speed | 0.5 | Standard |  | 105000 | 84000 |  |  | 97400 | 689 | 80 | 78 | [8 empty] | Federally-Regulated Consumer Product | 06/22/2017 |  | 06/22/2017
Lennox | Lennox | KGA060**BS** | Natural Gas | Induced Draft | False | True | 1 | False | Down | None | None | Non-Condensing | Single-Stage | Single-Speed | 1.5 | Standard |  | 65000 | 52000 |  |  | 57800 | 576 | 80 | 78 | [8 empty] | Federally-Regulated Consumer Product | 06/22/2017 |  | 06/22/2017
Lennox | Lennox | G60UH-36B-090-** | LPG | Induced Draft | False | False | 1 | False | Horizontal | None | None | Non-Condensing | Two-Stage Modulating |  | 0.33 | Standard |  | 88000 | 72000 |  |  | 74000 | 1051 | 80 | 78 | [8 empty] | Federally-Regulated Consumer Product | 06/22/2017 |  | 06/22/2017
Lennox | Lennox | GCS20V-513-125-** | Natural Gas | No Match | False | True | 3 | False | Horizontal | No Match | No Match | Non-Condensing | No Match | No Match |  | No Match |  | 125000 | 95000 |  |  | 119047 | 547 | 78.3 | 78 | [6 empty] | 0 | 0 | Non Federally-Regulated | 06/22/2017 |  | 06/22/2017
Lennox | Lennox | G61MP-60D-135-** | LPG | Induced Draft | False | False | 1 | False | Horizontal |  | None | Condensing | Two-Stage Modulating |  | 1 | Standard |  | 132000 | 124000 |  |  | 111600 | 1186 | 94.1 | 78 | [8 empty] | Federally-Regulated Consumer Product | 06/22/2017 |  | 06/22/2017
Lennox | Lennox | ML193UH090XP36C-* | Natural Gas | Induced Draft | False | False | 1 | False | Up |  | None | Condensing | Single-Stage |  | 0.33 | Standard |  | 88000 | 83000 |  |  | 83800 | 747 | 93 | 78 | [8 empty] | Federally-Regulated Consumer Product | 06/22/2017 |  | 06/22/2017
Lennox | Allied Air | A93UH1D110C20A-* | Natural Gas | Induced Draft | False | False | 1 | False | Up |  | None | Condensing | Single-Stage |  | 0.75 | Standard |  | 110000 | 104000 |  |  | 100100 | 1006 | 93 | 78 | [8 empty] | Federally-Regulated Consumer Product | 06/22/2017 |  | 06/22/2017
Lennox | Allied Air | A95UH1E135D20-* | Natural Gas | Induced Draft | False | False | 1 | False | Up |  | None | Condensing | Single-Stage |  | 1 | Standard |  | 132000 | 126000 |  |  | 115500 | 823 | 95 | 78 | [8 empty] | Federally-Regulated Consumer Product | 06/22/2017 |  | 06/22/2017
Lennox | Lennox | G51MP-24B-045-** | LPG | Induced Draft | False | False | 1 | False | Down |  | None | Condensing | Single-Stage |  | 0.2 | Standard |  | 44000 | 41000 |  |  | 33600 | 455 | 92.1 | 78 | [8 empty] | Federally-Regulated Consumer Product | 06/22/2017 |  | 06/22/2017
Lennox | Allied Air | A93UH1D135D20A-* | Natural Gas | Induced Draft | False | False | 1 | False | Horizontal |  | None | Condensing | Single-Stage |  | 0.75 | Standard |  | 132000 | 124000 |  |  | 116800 | 1148 | 93 | 78 | [8 empty] | Federally-Regulated Consumer Product | 06/22/2017 |  | 06/22/2017
Lennox | Lennox | SL280DF090V60C-* | Natural Gas | Induced Draft | False | False | 1 | False | Down |  | None | Non-Condensing | Two-Stage Modulating |  | 1 | Standard |  | 88000 | 70000 |  |  | 77800 | 324 | 80 | 78 | [8 empty] | Federally-Regulated Consumer Product | 06/22/2017 |  | 06/22/2017
Lennox | Lennox | KGA060**BY** | Natural Gas | Induced Draft | False | True | 1 | False | Horizontal | None | None | Non-Condensing | Single-Stage | Single-Speed | 1.5 | Standard |  | 105000 | 84000 |  |  | 97100 | 755 | 80 | 78 | [8 empty] | Federally-Regulated Consumer Product | 06/22/2017 |  | 06/22/2017
Lennox | Lennox | KGA030**DS** | LPG | Induced Draft | False | True | 1 | False | Horizontal | None | None | Non-Condensing | Single-Stage | Single-Speed | 0.25 | Standard |  | 65000 | 52000 |  |  | 58400 | 450 | 80 | 78 | [8 empty] | Federally-Regulated Consumer Product | 06/22/2017 |  | 06/22/2017
Lennox | Lennox | G71MPP-60D-135 | Natural Gas | Induced Draft | False | False | 1 | False | Up |  | None | Condensing | Step Modulating |  | 1 | Standard |  | 132000 | 123000 |  |  | 113300 | 394 | 95 | 78 | [8 empty] | Federally-Regulated Consumer Product | 06/22/2017 |  | 06/22/2017
Lennox | Lennox | GCS20-653-100-** | LPG | No Match | False | True | 3 | False | Down | No Match | No Match | Non-Condensing | No Match | No Match |  | No Match |  | 90000 | 70000 |  |  | 75600 | 824 | 81 | 78 | [6 empty] | 81 | 0 | Non Federally-Regulated | 06/22/2017 |  | 06/22/2017
Lennox | Allied Air | A80UH1D090B12-* | Natural Gas | Induced Draft | False | False | 1 | False | Horizontal |  | None | Non-Condensing | Single-Stage |  | 0.33 | Standard |  | 88000 | 71000 |  |  | 76700 | 856 | 80 | 78 | [8 empty] | Federally-Regulated Consumer Product | 06/22/2017 |  | 06/22/2017
Lennox | Allied Air | 80AF1UH090P16BL-* | Natural Gas | Induced Draft | False | False | 1 | False | Horizontal |  | None | Non-Condensing | Single-Stage |  | 0.5 | Standard |  | 88000 | 71000 |  |  | 76700 | 865 | 80 | 78 | [8 empty] | Federally-Regulated Consumer Product | 06/22/2017 |  | 06/22/2017
Lennox | Lennox | LGH152**EH** | Natural Gas | Induced Draft | False | True | 3 | False | Down |  | None | Non-Condensing | Two-Stage Modulating |  | 0 | Standard |  | 240000 | 192000 | [6 empty] | 80 | 80 | [6 empty] | Federally-Regulated Commercial & Industrial Equipment | 06/22/2017 |  | 06/22/2017
Lennox | Allied Air | 95AF1UH045P08B-* | LPG | Induced Draft | False | False | 1 | False | Up |  | None | Condensing | Single-Stage |  | 0.2 | Standard |  | 44000 | 41000 |  |  | 32800 | 354 | 95 | 78 | [8 empty] | Federally-Regulated Consumer Product | 06/22/2017 |  | 06/22/2017
Lennox | Allied Air | A80UH1E090B16-* | LPG | Induced Draft | False | False | 1 | False | Horizontal |  | None | Non-Condensing | Single-Stage |  | 0.75 | Standard |  | 88000 | 72000 |  |  | 78600 | 410 | 80 | 78 | [8 empty] | Federally-Regulated Consumer Product | 06/22/2017 |  | 06/22/2017
Lennox | Lennox | GCS20V-513-125-** | Natural Gas | No Match | False | True | 3 | False | Down | No Match | No Match | Non-Condensing | No Match | No Match |  | No Match |  | 125000 | 95000 |  |  | 119047 | 547 | 78.3 | 78 | [6 empty] | 0 | 0 | Non Federally-Regulated | 06/22/2017 |  | 06/22/2017
Lennox | Lennox | KGA036**BW** | LPG | Induced Draft | False | True | 1 | False | Horizontal | None | None | Non-Condensing | Single-Stage | Single-Speed | 1.5 | Standard |  | 65000 | 52000 |  |  | 57800 | 576 | 80 | 78 | [8 empty] | Federally-Regulated Consumer Product | 06/22/2017 |  | 06/22/2017
Lennox | McQuay | GCS16-2753-235-** | Natural Gas | No Match | False | True | 3 | False | Down | No Match | No Match | Non-Condensing | No Match | No Match |  | No Match |  | 235000 | 188000 |  |  | 198174 | 3361 |  |  | 80 | 80 |  |  |  |  | 81.2 | 0 | Federally-Regulated Commercial & Industrial Equipment | 06/22/2017 |  | 06/22/2017
Lennox | Lennox | GCS20X-513-100-** | Natural Gas | No Match | False | True | 3 | False | Down | No Match | No Match | Non-Condensing | No Match | No Match |  | No Match |  | 92000 | 73600 |  |  | 76232 | 787 | 80.5 | 78 | [6 empty] | 80.5 | 0 | Non Federally-Regulated | 06/22/2017 |  | 06/22/2017
Lennox | Allied Air | A80UH1D110C16-* | Natural Gas | Induced Draft | False | False | 1 | False | Up |  | None | Non-Condensing | Single-Stage |  | 0.5 | Standard |  | 110000 | 89000 |  |  | 95900 | 1068 | 80 | 78 | [8 empty] | Federally-Regulated Consumer Product | 06/22/2017 |  | 06/22/2017
Lennox | Allied Air | 80G1DF070AE12-* | LPG | Induced Draft | False | False | 1 | False | Down |  | None | Non-Condensing | Single-Stage |  | 0.5 | Standard |  | 66000 | 54000 |  |  | 59100 | 289 | 80 | 78 | [8 empty] | Federally-Regulated Consumer Product | 06/22/2017 |  | 06/22/2017
Lennox | Allied Air | 95G1UH070BP12-* | LPG | Induced Draft | False | False | 1 | False | Up |  | None | Condensing | Single-Stage |  | 0.33 | Standard |  | 66000 | 64000 |  |  | 65800 | 599 | 95 | 78 | [8 empty] | Federally-Regulated Consumer Product | 06/22/2017 |  | 06/22/2017
Lennox | Allied Air | A95UH1D135D20*-* | LPG | Induced Draft | False | False | 1 | False | Horizontal |  | None | Condensing | Single-Stage |  | 1 | Standard |  | 132000 | 126000 |  |  | 114900 | 994 | 95 | 78 | [8 empty] | Federally-Regulated Consumer Product | 06/22/2017 |  | 06/22/2017
Lennox | Lennox | SL280UH070XV36A-* | Natural Gas | Induced Draft | False | False | 1 | False | Horizontal |  | None | Non-Condensing | Two-Stage Modulating |  | 0.5 | Standard |  | 66000 | 52000 |  |  | 58800 | 195 | 80 | 78 | [8 empty] | Federally-Regulated Consumer Product | 06/22/2017 |  | 06/22/2017
Lennox | Allied Air | 95G1UH070BP12-* | Natural Gas | Induced Draft | False | False | 1 | False | Horizontal |  | None | Condensing | Single-Stage |  | 0.33 | Standard |  | 66000 | 64000 |  |  | 65800 | 599 | 95 | 78 | [8 empty] | Federally-Regulated Consumer Product | 06/22/2017 |  | 06/22/2017
Lennox | Allied Air | 95G1UH045BE12-* | Natural Gas | Induced Draft | False | False | 1 | False | Horizontal |  | None | Condensing | Single-Stage |  | 0.5 | Standard |  | 44000 | 42000 |  |  | 33100 | 288 | 95 | 78 | [8 empty] | Federally-Regulated Consumer Product | 06/22/2017 |  | 06/22/2017
Lennox | McQuay | GCS16-1853-330-** | Natural Gas | No Match | False | True | 3 | False | Down | No Match | No Match | Non-Condensing | No Match | No Match |  | No Match |  | 230000 | 266640 |  |  | 250200 | 2200 |  |  | 80.8 | 80 |  |  |  |  | 80.2 | 0 | Federally-Regulated Commercial & Industrial Equipment | 06/22/2017 |  | 06/22/2017
Lennox | Allied Air | 95G1UH045BE12-* | LPG | Induced Draft | False | False | 1 | False | Down |  | None | Condensing | Single-Stage |  | 0.5 | Standard |  | 44000 | 42000 |  |  | 33100 | 285 | 95 | 78 | [8 empty] | Federally-Regulated Consumer Product | 06/22/2017 |  | 06/22/2017
Lennox | Lennox | ML193UH070XP24B-* | LPG | Induced Draft | False | False | 1 | False | Horizontal |  | None | Condensing | Single-Stage |  | 0.2 | Standard |  | 66000 | 62000 |  |  | 67200 | 580 | 93 | 78 | [8 empty] | Federally-Regulated Consumer Product | 06/22/2017 |  | 06/22/2017
Lennox | Lennox | G60UH-48C-110-** | Natural Gas | Induced Draft | False | False | 1 | False | Up | None | None | Non-Condensing | Two-Stage Modulating |  | 0.5 | Standard |  | 110000 | 90000 |  |  | 93900 | 1140 | 80 | 78 | [8 empty] | Federally-Regulated Consumer Product | 06/22/2017 |  | 06/22/2017
Lennox | Allied Air | 80G1UH070AP08-* | Natural Gas | Induced Draft | False | False | 1 | False | Horizontal |  | None | Non-Condensing | Single-Stage |  | 0.2 | Standard |  | 66000 | 54000 |  |  | 57900 | 566 | 80 | 78 | [8 empty] | Federally-Regulated Consumer Product | 06/22/2017 |  | 06/22/2017
Lennox | Lennox | EL280UH110XP60C-* | Natural Gas | Induced Draft | False | False | 1 | False | Horizontal |  | None | Non-Condensing | Two-Stage Modulating |  | 1 | Standard |  | 110000 | 87000 |  |  | 91800 | 1149 | 80 | 78 | [8 empty] | Federally-Regulated Consumer Product | 06/22/2017 |  | 06/22/2017
Lennox | Allied Air | A95UH1E090C16-* | Natural Gas | Induced Draft | False | False | 1 | False | Up |  | None | Condensing | Single-Stage |  | 0.75 | Standard |  | 88000 | 85000 |  |  | 83000 | 493 | 95 | 78 | [8 empty] | Federally-Regulated Consumer Product | 06/22/2017 |  | 06/22/2017
Lennox | Allied Air | A80UH1E110C20-* | Natural Gas | Induced Draft | False | False | 1 | False | Up |  | None | Non-Condensing | Single-Stage |  | 1 | Standard |  | 110000 | 90000 |  |  | 97800 | 618 | 80 | 78 | [8 empty] | Federally-Regulated Consumer Product | 06/22/2017 |  | 06/22/2017
Lennox | Lennox | LGB240HH-** | Natural Gas | No Match | False | True | 3 | False | Down | No Match | No Match | Non-Condensing | No Match | No Match |  | No Match |  | 470000 | 378778 |  |  | 421716 | 1729 |  |  | 80.6 | 80 |  |  |  |  | 80.7 | 0 | Federally-Regulated Commercial & Industrial Equipment | 06/22/2017 |  | 06/22/2017
Lennox | Lennox | ML193UH045XP36B-* | LPG | Induced Draft | False | False | 1 | False | Horizontal |  | None | Condensing | Single-Stage |  | 0.33 | Standard |  | 44000 | 42000 |  |  | 33300 | 419 | 93 | 78 | [8 empty] | Federally-Regulated Consumer Product | 06/22/2017 |  | 06/22/2017
Lennox | Lennox | GCS24-813-130-** | Natural Gas | No Match | False | True | 3 | False | Horizontal | No Match | No Match | Non-Condensing | No Match | No Match |  | No Match |  | 130000 | 103560 |  |  | 118400 | 1097 | 78 | 78 | [6 empty] | 78 | 0 | Non Federally-Regulated | 06/22/2017 |  | 06/22/2017
Lennox | Armstrong | 235GRTC240BH | Natural Gas | No Match | False | True | 3 | False | Down | No Match | No Match | Non-Condensing | No Match | No Match |  | No Match |  | 235000 | 188000 |  |  | 198174 | 3361 |  |  | 80 | 80 |  |  |  |  | 80 | 0 | Federally-Regulated Commercial & Industrial Equipment | 06/22/2017 |  | 06/22/2017
Lennox | Allied Air | 80G1UH090BP16L-* | LPG | Induced Draft | False | False | 1 | False | Up |  | None | Non-Condensing | Single-Stage |  | 0.5 | Standard |  | 88000 | 71000 |  |  | 76700 | 865 | 80 | 78 | [8 empty] | Federally-Regulated Consumer Product | 06/22/2017 |  | 06/22/2017
Lennox | Allied Air | A80UH1D045A12L-* | Natural Gas | Induced Draft | False | False | 1 | False | Up |  | None | Non-Condensing | Single-Stage |  | 0.33 | Standard |  | 44000 | 36000 |  |  | 37500 | 656 | 80 | 78 | [8 empty] | Federally-Regulated Consumer Product | 06/22/2017 |  | 06/22/2017
Lennox | Lennox | ML180UH070XP36A-* | LPG | Induced Draft | False | False | 1 | False | Up |  | None | Non-Condensing | Single-Stage |  | 0.33 | Standard |  | 66000 | 54000 |  |  | 57400 | 698 | 80 | 78 | [8 empty] | Federally-Regulated Consumer Product | 06/22/2017 |  | 06/22/2017
Lennox | Lennox | LGA090SH-** | Natural Gas | No Match | False | True | 3 | False | Horizontal | No Match | No Match | Non-Condensing | No Match | No Match |  | No Match |  | 235000 | 186453 |  |  | 212039 | 1708 |  |  | 80 | 80 |  |  |  |  | 80.5 | 0 | Federally-Regulated Commercial & Industrial Equipment | 06/22/2017 |  | 06/22/2017
Lennox | Allied Air | 80AF1UH090P12B-* | Natural Gas | Induced Draft | False | False | 1 | False | Horizontal |  | None | Non-Condensing | Single-Stage |  | 0.33 | Standard |  | 88000 | 71000 |  |  | 76700 | 856 | 80 | 78 | [8 empty] | Federally-Regulated Consumer Product | 06/22/2017 |  | 06/22/2017
Lennox | Lennox | G50UH-60C-110-** | LPG | Induced Draft | False | False | 1 | False | Horizontal | None | None | Non-Condensing | Single-Stage |  | 1 | Standard |  | 110000 | 89000 |  |  | 95400 | 1206 | 80 | 78 | [8 empty] | Federally-Regulated Consumer Product | 06/22/2017 |  | 06/22/2017
Lennox | Lennox | EL180UH110XE60C-* | Natural Gas | Induced Draft | False | False | 1 | False | Horizontal |  | None | Non-Condensing | Single-Stage |  | 1 | Standard |  | 110000 | 90000 |  |  | 97800 | 618 | 80 | 78 | [8 empty] | Federally-Regulated Consumer Product | 06/22/2017 |  | 06/22/2017
Lennox | Lennox | EL195DF090XE48C-* | Natural Gas | Induced Draft | False | False | 1 | False | Down |  | None | Condensing | Single-Stage |  | 0.75 | Standard |  | 88000 | 85000 |  |  | 82900 | 522 | 95 | 78 | [8 empty] | Federally-Regulated Consumer Product | 06/22/2017 |  | 06/22/2017
Lennox | Lennox | KGA060**BM** | Natural Gas | Induced Draft | False | True | 1 | False | Down | None | None | Non-Condensing | Single-Stage | Single-Speed | 1.5 | Standard |  | 105000 | 84000 |  |  | 97100 | 755 | 80 | 78 | [8 empty] | Federally-Regulated Consumer Product | 06/22/2017 |  | 06/22/2017
Lennox | Allied Air | A95UH1E090C16-* | Natural Gas | Induced Draft | False | False | 1 | False | Horizontal |  | None | Condensing | Single-Stage |  | 0.75 | Standard |  | 88000 | 85000 |  |  | 83000 | 493 | 95 | 78 | [8 empty] | Federally-Regulated Consumer Product | 06/22/2017 |  | 06/22/2017
Lennox | Lennox | KGA048**BH** | Natural Gas | Induced Draft | False | True | 1 | False | Down | None | None | Non-Condensing | Two-Stage Modulating | Single-Speed | 1.5 | Standard |  | 150000 | 120000 |  |  | 134500 | 858 | 80 | 78 | [8 empty] | Federally-Regulated Consumer Product | 06/22/2017 |  | 06/22/2017
Lennox | Allied Air | A95UH1D110C16*-* | LPG | Induced Draft | False | False | 1 | False | Horizontal |  | None | Condensing | Single-Stage |  | 0.5 | Standard |  | 110000 | 105000 |  |  | 98900 | 745 | 95 | 78 | [8 empty] | Federally-Regulated Consumer Product | 06/22/2017 |  | 06/22/2017
Lennox | Lennox | 15GCSXAV-30-068X-230-* | Natural Gas | Induced Draft | False | True | 1 | False | Down |  | None | Non-Condensing | Two-Stage Modulating |  | 0.33 | Standard |  | 68000 | 54000 |  |  | 59800 | 295 | 78 | 78 | [8 empty] | Federally-Regulated Consumer Product | 06/22/2017 |  | 06/22/2017
Lennox | Lennox | KGA024**DS** | LPG | Induced Draft | False | True | 1 | False | Horizontal | None | None | Non-Condensing | Single-Stage | Single-Speed | 0.25 | Standard |  | 65000 | 52000 |  |  | 58400 | 450 | 80 | 78 | [8 empty] | Federally-Regulated Consumer Product | 06/22/2017 |  | 06/22/2017
Lennox | Lennox | G60DF-48C-110-** | LPG | Induced Draft | False | False | 1 | False | Down | None | None | Non-Condensing | Two-Stage Modulating |  | 0.5 | Standard |  | 110000 | 90000 |  |  | 94800 | 1089 | 80 | 78 | [8 empty] | Federally-Regulated Consumer Product | 06/22/2017 |  | 06/22/2017
Lennox | Armstrong | 235GRTC225CL | Natural Gas | No Match | False | True | 3 | False | Horizontal | No Match | No Match | Non-Condensing | No Match | No Match |  | No Match |  | 235000 | 188000 |  |  | 198174 | 3361 |  |  | 80 | 80 |  |  |  |  | 80 | 0 | Federally-Regulated Commercial & Industrial Equipment | 06/22/2017 |  | 06/22/2017
Lennox | Lennox | G60UHV-60D-135-** | Natural Gas | Induced Draft | False | False | 1 | False | Up |  | None | Non-Condensing | Two-Stage Modulating |  | 1 | Standard |  | 132000 | 108000 |  |  | 115000 | 547 | 80 | 78 | [8 empty] | Federally-Regulated Consumer Product | 06/22/2017 |  | 06/22/2017
Lennox | Lennox | LGA090HH-** | Natural Gas | No Match | False | True | 3 | False | Horizontal | No Match | No Match | Non-Condensing | No Match | No Match |  | No Match |  | 235000 | 186453 |  |  | 212039 | 1708 |  |  | 80 | 80 |  |  |  |  | 80.5 | 0 | Federally-Regulated Commercial & Industrial Equipment | 06/22/2017 |  | 06/22/2017
Lennox | Allied Air | 80AF1UH090P16B-* | LPG | Induced Draft | False | False | 1 | False | Horizontal |  | None | Non-Condensing | Single-Stage |  | 0.5 | Standard |  | 88000 | 71000 |  |  | 76700 | 865 | 80 | 78 | [8 empty] | Federally-Regulated Consumer Product | 06/22/2017 |  | 06/22/2017
Lennox | Lennox | LGA210HS-** | Natural Gas | No Match | False | True | 3 | False | Down | No Match | No Match | Non-Condensing | No Match | No Match |  | No Match |  | 260000 | 209537 |  |  | 235537 | 1231 |  |  | 80.6 | 80 |  |  |  |  | 80.7 | 0 | Federally-Regulated Commercial & Industrial Equipment | 06/22/2017 |  | 06/22/2017
Lennox | Armstrong | 270GRTC144BH | Natural Gas | No Match | False | True | 3 | False | Down | No Match | No Match | Non-Condensing | No Match | No Match |  | No Match |  | 270000 | 216297 |  |  | 256004 | 1950 |  |  | 80.6 | 80 |  |  |  |  | 80.6 | 0 | Federally-Regulated Commercial & Industrial Equipment | 06/22/2017 |  | 06/22/2017
Lennox | Lennox | ML193UH110XP48C-* | Natural Gas | Induced Draft | False | False | 1 | False | Horizontal |  | None | Condensing | Single-Stage |  | 0.5 | Standard |  | 110000 | 104000 |  |  | 100900 | 776 | 93 | 78 | [8 empty] | Federally-Regulated Consumer Product | 06/22/2017 |  | 06/22/2017
Lennox | Lennox | KGA048**DH** | Natural Gas | Induced Draft | False | True | 1 | False | Horizontal | None | None | Non-Condensing | Two-Stage Modulating | Single-Speed | 0.5 | Standard |  | 150000 | 120000 |  |  | 134100 | 914 | 80 | 78 | [8 empty] | Federally-Regulated Consumer Product | 06/22/2017 |  | 06/22/2017
Lennox | Armstrong | 235GRTC225CH | Natural Gas | No Match | False | True | 3 | False | Down | No Match | No Match | Non-Condensing | No Match | No Match |  | No Match |  | 235000 | 188000 |  |  | 198174 | 3361 |  |  | 80 | 80 |  |  |  |  | 80 | 0 | Federally-Regulated Commercial & Industrial Equipment | 06/22/2017 |  | 06/22/2017
Lennox | Allied Air | ZGA092**BH** | LPG | Induced Draft | False | True | 3 | False | Horizontal |  | None | Non-Condensing | Two-Stage Modulating |  | 0 | Standard |  | 240000 | 192000 | [6 empty] | 80 | 80 | [6 empty] | Federally-Regulated Commercial & Industrial Equipment | 06/22/2017 |  | 06/22/2017
Lennox | Lennox | G61MP-60C-090-** | LPG | Induced Draft | False | False | 1 | False | Up |  | None | Condensing | Two-Stage Modulating |  | 1 | Standard |  | 88000 | 84000 |  |  | 77700 | 1349 | 94.1 | 78 | [8 empty] | Federally-Regulated Consumer Product | 06/22/2017 |  | 06/22/2017
Lennox | Lennox | ML193DF070XP36B-* | Natural Gas | Induced Draft | False | False | 1 | False | Down |  | None | Condensing | Single-Stage |  | 0.33 | Standard |  | 66000 | 62000 |  |  | 67100 | 611 | 93 | 78 | [8 empty] | Federally-Regulated Consumer Product | 06/22/2017 |  | 06/22/2017
Lennox | Allied Air | ZGA120**MH** | LPG | Induced Draft | False | True | 3 | False | Down |  | None | Non-Condensing | Two-Stage Modulating |  | 0 | Standard |  | 240000 | 192000 | [6 empty] | 80 | 80 | [6 empty] | Federally-Regulated Commercial & Industrial Equipment | 06/22/2017 |  | 06/22/2017
Lennox | Allied Air | 80G1UH090BP16-* | LPG | Induced Draft | False | False | 1 | False | Up |  | None | Non-Condensing | Single-Stage |  | 0.5 | Standard |  | 88000 | 71000 |  |  | 76700 | 865 | 80 | 78 | [8 empty] | Federally-Regulated Consumer Product | 06/22/2017 |  | 06/22/2017
Lennox | Lennox | LGA240HH-** | Natural Gas | No Match | False | True | 3 | False | Down | No Match | No Match | Non-Condensing | No Match | No Match |  | No Match |  | 470000 | 378778 |  |  | 421716 | 1729 |  |  | 80.6 | 80 |  |  |  |  | 80.7 | 0 | Federally-Regulated Commercial & Industrial Equipment | 06/22/2017 |  | 06/22/2017
Lennox | Lennox | EL195UH090XE48C-* | LPG | Induced Draft | False | False | 1 | False | Horizontal |  | None | Condensing | Single-Stage |  | 0.75 | Standard |  | 88000 | 85000 |  |  | 83000 | 493 | 95 | 78 | [8 empty] | Federally-Regulated Consumer Product | 06/22/2017 |  | 06/22/2017
Lennox | Lennox | GCS24D-653-78-** | Natural Gas | No Match | False | True | 3 | False | Horizontal | No Match | No Match | Non-Condensing | No Match | No Match |  | No Match |  | 78000 | 61485 |  |  | 78100 | 913 | 78 | 78 | [6 empty] | 78 | 0 | Non Federally-Regulated | 06/22/2017 |  | 06/22/2017
Lennox | Armstrong | 235GRTC178BL | Natural Gas | No Match | False | True | 3 | False | Down | No Match | No Match | Non-Condensing | No Match | No Match |  | No Match |  | 235000 | 188000 |  |  | 198174 | 3361 |  |  | 80 | 80 |  |  |  |  | 80 | 0 | Federally-Regulated Commercial & Industrial Equipment | 06/22/2017 |  | 06/22/2017
Lennox | Allied Air | A93DF1D070B12A-* | LPG | Induced Draft | False | False | 1 | False | Down |  | None | Condensing | Single-Stage |  | 0.33 | Standard |  | 66000 | 62000 |  |  | 67100 | 611 | 93 | 78 | [8 empty] | Federally-Regulated Consumer Product | 06/22/2017 |  | 06/22/2017
Lennox | Lennox | KGA060**BM** | Natural Gas | Induced Draft | False | True | 1 | False | Horizontal | None | None | Non-Condensing | Single-Stage | Single-Speed | 1.5 | Standard |  | 105000 | 84000 |  |  | 97100 | 755 | 80 | 78 | [8 empty] | Federally-Regulated Consumer Product | 06/22/2017 |  | 06/22/2017
Lennox | Lennox | ML180UH070P24A-* | Natural Gas | Induced Draft | False | False | 1 | False | Up |  | None | Non-Condensing | Single-Stage |  | 0.2 | Standard |  | 66000 | 54000 |  |  | 57900 | 566 | 80 | 78 | [8 empty] | Federally-Regulated Consumer Product | 06/22/2017 |  | 06/22/2017
Lennox | Lennox | G61MP-36B-070-** | Natural Gas | Induced Draft | False | False | 1 | False | Horizontal |  | None | Condensing | Two-Stage Modulating |  | 0.33 | Standard |  | 66000 | 62000 |  |  | 64100 | 883 | 94.1 | 78 | [8 empty] | Federally-Regulated Consumer Product | 06/22/2017 |  | 06/22/2017
Lennox | Allied Air | ZGA120**BH** | LPG | Induced Draft | False | True | 3 | False | Down |  | None | Non-Condensing | Two-Stage Modulating |  | 0 | Standard |  | 240000 | 192000 | [6 empty] | 80 | 80 | [6 empty] | Federally-Regulated Commercial & Industrial Equipment | 06/22/2017 |  | 06/22/2017
Lennox | Lennox | ML180UH110P60C-* | LPG | Induced Draft | False | False | 1 | False | Up |  | None | Non-Condensing | Single-Stage |  | 1 | Standard |  | 110000 | 89000 |  |  | 95300 | 1187 | 80 | 78 | [8 empty] | Federally-Regulated Consumer Product | 06/22/2017 |  | 06/22/2017
Lennox | Allied Air | A80UH1E070B12-* | Natural Gas | Induced Draft | False | False | 1 | False | Up |  | None | Non-Condensing | Single-Stage |  | 0.5 | Standard |  | 66000 | 53000 |  |  | 59400 | 219 | 80 | 78 | [8 empty] | Federally-Regulated Consumer Product | 06/22/2017 |  | 06/22/2017
Lennox | Lennox | G60UH-24A-070-** | Natural Gas | Induced Draft | False | False | 1 | False | Up | None | None | Non-Condensing | Two-Stage Modulating |  | 0.2 | Standard |  | 66000 | 54000 |  |  | 56300 | 706 | 80 | 78 | [8 empty] | Federally-Regulated Consumer Product | 06/22/2017 |  | 06/22/2017
Lennox | Lennox | ML193UH045XP24B-* | LPG | Induced Draft | False | False | 1 | False | Up |  | None | Condensing | Single-Stage |  | 0.2 | Standard |  | 44000 | 41000 |  |  | 33500 | 362 | 93 | 78 | [8 empty] | Federally-Regulated Consumer Product | 06/22/2017 |  | 06/22/2017
Lennox | Lennox | KGA048**DZ** | Natural Gas | Induced Draft | False | True | 1 | False | Down | None | None | Non-Condensing | Single-Stage | Single-Speed | 0.5 | Standard |  | 150000 | 120000 |  |  | 137000 | 789 | 80 | 78 | [8 empty] | Federally-Regulated Consumer Product | 06/22/2017 |  | 06/22/2017
Lennox | Lennox | LGH152**EH** | Natural Gas | Induced Draft | False | True | 3 | False | Horizontal |  | None | Non-Condensing | Two-Stage Modulating |  | 0 | Standard |  | 240000 | 192000 | [6 empty] | 80 | 80 | [6 empty] | Federally-Regulated Commercial & Industrial Equipment | 06/22/2017 |  | 06/22/2017
Lennox | Armstrong | 270GRTC144CH | Natural Gas | No Match | False | True | 3 | False | Down | No Match | No Match | Non-Condensing | No Match | No Match |  | No Match |  | 270000 | 216297 |  |  | 256004 | 1950 |  |  | 80.6 | 80 |  |  |  |  | 80.6 | 0 | Federally-Regulated Commercial & Industrial Equipment | 06/22/2017 |  | 06/22/2017
Lennox | Lennox | G60UH-48C-110-** | Natural Gas | Induced Draft | False | False | 1 | False | Horizontal | None | None | Non-Condensing | Two-Stage Modulating |  | 0.5 | Standard |  | 110000 | 90000 |  |  | 93900 | 1140 | 80 | 78 | [8 empty] | Federally-Regulated Consumer Product | 06/22/2017 |  | 06/22/2017
Lennox | Lennox | GCS16RX-411-100-** | Natural Gas | No Match | False | True | 3 | False | Horizontal | No Match | No Match | Non-Condensing | No Match | No Match |  | No Match |  | 92000 | 73600 | 1420 | 1230 | 88947 | 659 | 80.5 | 78 | 79.7 | 80 |  |  |  |  | 0 | 5 | Non Federally-Regulated | 06/22/2017 |  | 06/22/2017
Lennox | Lennox | G61MP-48C-110-** | LPG | Induced Draft | False | False | 1 | False | Down |  | None | Condensing | Two-Stage Modulating |  | 0.5 | Standard |  | 110000 | 104000 |  |  | 96400 | 885 | 94.1 | 78 | [8 empty] | Federally-Regulated Consumer Product | 06/22/2017 |  | 06/22/2017
Lennox | Lennox | 15GCSXAV-36-068X-230-* | LPG | Induced Draft | False | True | 1 | False | Horizontal |  | None | Non-Condensing | Two-Stage Modulating |  | 0.33 | Standard |  | 68000 | 54000 |  |  | 59800 | 295 | 78 | 78 | [8 empty] | Federally-Regulated Consumer Product | 06/22/2017 |  | 06/22/2017
Lennox | Lennox | EL180UH110E60C-* | LPG | Induced Draft | False | False | 1 | False | Horizontal |  | None | Non-Condensing | Single-Stage |  | 1 | Standard |  | 110000 | 90000 |  |  | 97800 | 618 | 80 | 78 | [8 empty] | Federally-Regulated Consumer Product | 06/22/2017 |  | 06/22/2017
Lennox | Allied Air | ZGA092**BH** | Natural Gas | Induced Draft | False | True | 3 | False | Horizontal |  | None | Non-Condensing | Two-Stage Modulating |  | 0 | Standard |  | 240000 | 192000 | [6 empty] | 80 | 80 | [6 empty] | Federally-Regulated Commercial & Industrial Equipment | 06/22/2017 |  | 06/22/2017
Lennox | Allied Air | 95AF1UH070P12B-* | LPG | Induced Draft | False | False | 1 | False | Horizontal |  | None | Condensing | Single-Stage |  | 0.33 | Standard |  | 66000 | 64000 |  |  | 65800 | 599 | 95 | 78 | [8 empty] | Federally-Regulated Consumer Product | 06/22/2017 |  | 06/22/2017
Lennox | Lennox | KGA030**DW** | LPG | Induced Draft | False | True | 1 | False | Horizontal | None | None | Non-Condensing | Single-Stage | Single-Speed | 0.25 | Standard |  | 65000 | 52000 |  |  | 58400 | 450 | 80 | 78 | [8 empty] | Federally-Regulated Consumer Product | 06/22/2017 |  | 06/22/2017
Lennox | Lennox | G40DF-36B-090-* | Natural Gas | Induced Draft | False | False | 1 | False | Down |  | None | Non-Condensing | Single-Stage |  | 0.33 | Standard |  | 88000 | 71000 |  |  | 77600 | 685 | 80 | 78 | [8 empty] | Federally-Regulated Consumer Product | 06/22/2017 |  | 06/22/2017
Lennox | Armstrong | 270GRTC144CH | Natural Gas | No Match | False | True | 3 | False | Horizontal | No Match | No Match | Non-Condensing | No Match | No Match |  | No Match |  | 270000 | 216297 |  |  | 256004 | 1950 |  |  | 80.6 | 80 |  |  |  |  | 80.6 | 0 | Federally-Regulated Commercial & Industrial Equipment | 06/22/2017 |  | 06/22/2017
Lennox | Lennox | GCS20-513-100-** | LPG | No Match | False | True | 3 | False | Down | No Match | No Match | Non-Condensing | No Match | No Match |  | No Match |  | 90000 | 70000 |  |  | 75600 | 824 | 81 | 78 | [6 empty] | 81 | 0 | Non Federally-Regulated | 06/22/2017 |  | 06/22/2017
Lennox | Lennox | 15GCSXAV-30-068X-230-* | LPG | Induced Draft | False | True | 1 | False | Horizontal |  | None | Non-Condensing | Two-Stage Modulating |  | 0.33 | Standard |  | 68000 | 54000 |  |  | 59800 | 295 | 78 | 78 | [8 empty] | Federally-Regulated Consumer Product | 06/22/2017 |  | 06/22/2017
Lennox | Lennox | G50UH-60C-110X-** | Natural Gas | Induced Draft | False | False | 1 | False | Up | None | None | Non-Condensing | Single-Stage |  | 1 | Standard |  | 110000 | 89000 |  |  | 95400 | 1206 | 80 | 78 | [8 empty] | Federally-Regulated Consumer Product | 06/22/2017 |  | 06/22/2017
Lennox | Lennox | ML180UH070P36A-* | LPG | Induced Draft | False | False | 1 | False | Horizontal |  | None | Non-Condensing | Single-Stage |  | 0.33 | Standard |  | 66000 | 54000 |  |  | 57400 | 698 | 80 | 78 | [8 empty] | Federally-Regulated Consumer Product | 06/22/2017 |  | 06/22/2017
Lennox | Lennox | SL280UH110XV60C-* | Natural Gas | Induced Draft | False | False | 1 | False | Horizontal |  | None | Non-Condensing | Two-Stage Modulating |  | 1 | Standard |  | 110000 | 87000 |  |  | 96800 | 435 | 80 | 78 | [8 empty] | Federally-Regulated Consumer Product | 06/22/2017 |  | 06/22/2017
Lennox | Lennox | KGA060**DS** | LPG | Induced Draft | False | True | 1 | False | Horizontal | None | None | Non-Condensing | Single-Stage | Single-Speed | 0.75 | Standard |  | 65000 | 52000 |  |  | 58400 | 450 | 80 | 78 | [8 empty] | Federally-Regulated Consumer Product | 06/22/2017 |  | 06/22/2017
Lennox | Lennox | EL296UH045XE36B-* | Natural Gas | Induced Draft | False | False | 1 | False | Up |  | None | Condensing | Two-Stage Modulating |  | 0.5 | Standard |  | 44000 | 43000 |  |  | 48900 | 285 | 96 | 78 | [8 empty] | Federally-Regulated Consumer Product | 06/22/2017 |  | 06/22/2017
Lennox | Lennox | EL280UH110XP60C-* | Natural Gas | Induced Draft | False | False | 1 | False | Up |  | None | Non-Condensing | Two-Stage Modulating |  | 1 | Standard |  | 110000 | 87000 |  |  | 91800 | 1149 | 80 | 78 | [8 empty] | Federally-Regulated Consumer Product | 06/22/2017 |  | 06/22/2017
Lennox | Allied Air | A93UH1D090C16A-* | LPG | Induced Draft | False | False | 1 | False | Up |  | None | Condensing | Single-Stage |  | 0.5 | Standard |  | 88000 | 83000 |  |  | 83900 | 724 | 93 | 78 | [8 empty] | Federally-Regulated Consumer Product | 06/22/2017 |  | 06/22/2017
Lennox | Lennox | GCS16-653-125-** | LPG | No Match | False | True | 3 | False | Down | No Match | No Match | Non-Condensing | No Match | No Match |  | No Match |  | 112500 | 85000 |  |  | 98811 | 736 | 78.5 | 78 | [6 empty] | 78.5 | 0 | Non Federally-Regulated | 06/22/2017 |  | 06/22/2017
Lennox | Allied Air | A80UH1D090B16-* | Natural Gas | Induced Draft | False | False | 1 | False | Up |  | None | Non-Condensing | Single-Stage |  | 0.5 | Standard |  | 88000 | 71000 |  |  | 76700 | 865 | 80 | 78 | [8 empty] | Federally-Regulated Consumer Product | 06/22/2017 |  | 06/22/2017
Lennox | Allied Air | 80G1UH070AP08-* | LPG | Induced Draft | False | False | 1 | False | Horizontal |  | None | Non-Condensing | Single-Stage |  | 0.2 | Standard |  | 66000 | 54000 |  |  | 57900 | 566 | 80 | 78 | [8 empty] | Federally-Regulated Consumer Product | 06/22/2017 |  | 06/22/2017
Lennox | Allied Air | A93UH1D090C16A-* | Natural Gas | Induced Draft | False | False | 1 | False | Up |  | None | Condensing | Single-Stage |  | 0.5 | Standard |  | 88000 | 83000 |  |  | 83900 | 724 | 93 | 78 | [8 empty] | Federally-Regulated Consumer Product | 06/22/2017 |  | 06/22/2017
Lennox | Allied Air | 95G1UH045BE12-* | LPG | Induced Draft | False | False | 1 | False | Horizontal |  | None | Condensing | Single-Stage |  | 0.5 | Standard |  | 44000 | 42000 |  |  | 33100 | 288 | 95 | 78 | [8 empty] | Federally-Regulated Consumer Product | 06/22/2017 |  | 06/22/2017
Lennox | Allied Air | A95UH1D110C20*-* | LPG | Induced Draft | False | False | 1 | False | Horizontal |  | None | Condensing | Single-Stage |  | 1 | Standard |  | 110000 | 106000 |  |  | 98200 | 942 | 95 | 78 | [8 empty] | Federally-Regulated Consumer Product | 06/22/2017 |  | 06/22/2017
Lennox | Lennox | ZGA102**MH** | Natural Gas | Induced Draft | False | True | 3 | False | Down |  | None | Non-Condensing | Two-Stage Modulating |  | 0 | Standard |  | 240000 | 192000 | [6 empty] | 80 | 80 | [6 empty] | Federally-Regulated Commercial & Industrial Equipment | 06/22/2017 |  | 06/22/2017
Lennox | Allied Air | 95G1UH090CP12-* | Natural Gas | Induced Draft | False | False | 1 | False | Horizontal |  | None | Condensing | Single-Stage |  | 0.5 | Standard |  | 88000 | 85000 |  |  | 82100 | 738 | 95 | 78 | [8 empty] | Federally-Regulated Consumer Product | 06/22/2017 |  | 06/22/2017
Lennox | Lennox | SLP98UH090XV36C-* | Natural Gas | Induced Draft | False | False | 1 | False | Horizontal |  | None | Condensing | Step Modulating |  | 0.5 | Standard |  | 88000 | 85000 |  |  | 79700 | 324 | 98 | 78 | [8 empty] | Federally-Regulated Consumer Product | 06/22/2017 |  | 06/22/2017
Lennox | Lennox | GCS16X-411-100-** | Natural Gas | No Match | False | True | 3 | False | Horizontal | No Match | No Match | Non-Condensing | No Match | No Match |  | No Match |  | 92000 | 73600 | 1420 | 1230 | 88947 | 659 | 80.5 | 78 | 79.7 | 80 |  |  |  |  | 0 | 5 | Non Federally-Regulated | 06/22/2017 |  | 06/22/2017
Lennox | Lennox | LGH048**EM*P | LPG | Induced Draft | False | True | 1 | False | Down |  | None | Non-Condensing | Single-Stage |  | 0.75 | Premium |  | 105000 | 84000 |  |  | 98300 | 512 | 80 | 78 | [8 empty] | Federally-Regulated Consumer Product | 06/22/2017 |  | 06/22/2017
Lennox | Lennox | EL296DF110XV60C-* | Natural Gas | Induced Draft | False | False | 1 | False | Down |  | None | Condensing | Two-Stage Modulating |  | 1 | Standard |  | 110000 | 106000 |  |  | 97300 | 321 | 96 | 78 | [8 empty] | Federally-Regulated Consumer Product | 06/22/2017 |  | 06/22/2017
Lennox | Allied Air | ZGA120**BH** | LPG | Induced Draft | False | True | 3 | False | Horizontal |  | None | Non-Condensing | Two-Stage Modulating |  | 0 | Standard |  | 240000 | 192000 | [6 empty] | 80 | 80 | [6 empty] | Federally-Regulated Commercial & Industrial Equipment | 06/22/2017 |  | 06/22/2017
Lennox | Allied Air | 80G1DF070AE12-* | Natural Gas | Induced Draft | False | False | 1 | False | Horizontal |  | None | Non-Condensing | Single-Stage |  | 0.5 | Standard |  | 66000 | 54000 |  |  | 59100 | 289 | 80 | 78 | [8 empty] | Federally-Regulated Consumer Product | 06/22/2017 |  | 06/22/2017
Lennox | Lennox | 15GCSXAV-36-068X-230-* | Natural Gas | Induced Draft | False | True | 1 | False | Horizontal |  | None | Non-Condensing | Two-Stage Modulating |  | 0.33 | Standard |  | 68000 | 54000 |  |  | 59800 | 295 | 78 | 78 | [8 empty] | Federally-Regulated Consumer Product | 06/22/2017 |  | 06/22/2017
Lennox | Lennox | ML195UH110XP48C-* | LPG | Induced Draft | False | False | 1 | False | Up |  | None | Condensing | Single-Stage |  | 0.5 | Standard |  | 110000 | 105000 |  |  | 98900 | 745 | 95 | 78 | [8 empty] | Federally-Regulated Consumer Product | 06/22/2017 |  | 06/22/2017
Lennox | McQuay | GCS16-2553-235-** | Natural Gas | No Match | False | True | 3 | False | Horizontal | No Match | No Match | Non-Condensing | No Match | No Match |  | No Match |  | 235000 | 188000 |  |  | 198174 | 3361 |  |  | 80 | 80 |  |  |  |  | 81.2 | 0 | Federally-Regulated Commercial & Industrial Equipment | 06/22/2017 |  | 06/22/2017
Lennox | Allied Air | A80UH1E045A12-* | Natural Gas | Induced Draft | False | False | 1 | False | Horizontal |  | None | Non-Condensing | Single-Stage |  | 0.5 | Standard |  | 44000 | 36000 |  |  | 38900 | 337 | 80 | 78 | [8 empty] | Federally-Regulated Consumer Product | 06/22/2017 |  | 06/22/2017
Lennox | Lennox | ML180UH110XP60C-* | Natural Gas | Induced Draft | False | False | 1 | False | Up |  | None | Non-Condensing | Single-Stage |  | 1 | Standard |  | 110000 | 89000 |  |  | 95300 | 1187 | 80 | 78 | [8 empty] | Federally-Regulated Consumer Product | 06/22/2017 |  | 06/22/2017
Lennox | Lennox | G60DF-36B-090-** | LPG | Induced Draft | False | False | 1 | False | Down | None | None | Non-Condensing | Two-Stage Modulating |  | 0.33 | Standard |  | 88000 | 72000 |  |  | 75100 | 972 | 80 | 78 | [8 empty] | Federally-Regulated Consumer Product | 06/22/2017 |  | 06/22/2017
Lennox | Allied Air | A80DS2V110C20-* | Natural Gas | Induced Draft | False | False | 1 | False | Down |  | None | Non-Condensing | Two-Stage Modulating |  | 1 | Standard |  | 110000 | 87000 |  |  | 96900 | 378 | 80 | 78 | [8 empty] | Federally-Regulated Consumer Product | 06/22/2017 |  | 06/22/2017
Lennox | Lennox | G51MP-36B-045-** | LPG | Induced Draft | False | False | 1 | False | Horizontal |  | None | Condensing | Single-Stage |  | 0.33 | Standard |  | 44000 | 41000 |  |  | 33400 | 499 | 92.1 | 78 | [8 empty] | Federally-Regulated Consumer Product | 06/22/2017 |  | 06/22/2017
Lennox | Lennox | LGH048**ET*P | LPG | Induced Draft | False | True | 1 | False | Down |  | None | Non-Condensing | Single-Stage |  | 0.75 | Premium |  | 150000 | 120000 |  |  | 138000 | 596 | 80 | 78 | [8 empty] | Federally-Regulated Consumer Product | 06/22/2017 |  | 06/22/2017
Lennox | Lennox | ZGA120**MH** | Natural Gas | Induced Draft | False | True | 3 | False | Horizontal |  | None | Non-Condensing | Two-Stage Modulating |  | 0 | Standard |  | 240000 | 192000 | [6 empty] | 80 | 80 | [6 empty] | Federally-Regulated Commercial & Industrial Equipment | 06/22/2017 |  | 06/22/2017
Lennox | Lennox | KGA024**DW** | LPG | Induced Draft | False | True | 1 | False | Horizontal | None | None | Non-Condensing | Single-Stage | Single-Speed | 0.25 | Standard |  | 65000 | 52000 |  |  | 58400 | 450 | 80 | 78 | [8 empty] | Federally-Regulated Consumer Product | 06/22/2017 |  | 06/22/2017
Lennox | Lennox | G60UHV-36A-070X-** | Natural Gas | Induced Draft | False | False | 1 | False | Horizontal | None | None | Non-Condensing | Two-Stage Modulating |  | 0.5 | Standard |  | 66000 | 54000 |  |  | 58700 | 271 | 80 | 78 | [8 empty] | Federally-Regulated Consumer Product | 06/22/2017 |  | 06/22/2017
Lennox | Lennox | SLP98UH090XV36C-* | LPG | Induced Draft | False | False | 1 | False | Horizontal |  | None | Condensing | Step Modulating |  | 0.5 | Standard |  | 88000 | 85000 |  |  | 79700 | 324 | 98 | 78 | [8 empty] | Federally-Regulated Consumer Product | 06/22/2017 |  | 06/22/2017
Lennox | Lennox | EL296UH070XE36B-* | LPG | Induced Draft | False | False | 1 | False | Up |  | None | Condensing | Two-Stage Modulating |  | 0.5 | Standard |  | 66000 | 64000 |  |  | 64800 | 261 | 95.5 | 78 | [8 empty] | Federally-Regulated Consumer Product | 06/22/2017 |  | 06/22/2017
Lennox | Allied Air | A95UH1D045B12*-* | Natural Gas | Induced Draft | False | False | 1 | False | Horizontal |  | None | Condensing | Single-Stage |  | 0.33 | Standard |  | 44000 | 42000 |  |  | 32600 | 410 | 95 | 78 | [8 empty] | Federally-Regulated Consumer Product | 06/22/2017 |  | 06/22/2017
Lennox | Lennox | G61MP-48C-090-** | LPG | Induced Draft | False | False | 1 | False | Down |  | None | Condensing | Two-Stage Modulating |  | 0.5 | Standard |  | 88000 | 83000 |  |  | 79700 | 893 | 94.1 | 78 | [8 empty] | Federally-Regulated Consumer Product | 06/22/2017 |  | 06/22/2017
Lennox | Lennox | KGA060**DS** | Natural Gas | Induced Draft | False | True | 1 | False | Down | None | None | Non-Condensing | Single-Stage | Single-Speed | 0.75 | Standard |  | 65000 | 52000 |  |  | 58400 | 450 | 80 | 78 | [8 empty] | Federally-Regulated Consumer Product | 06/22/2017 |  | 06/22/2017
Lennox | Lennox | GCS20-653-75-** | Natural Gas | No Match | False | True | 3 | False | Horizontal | No Match | No Match | Non-Condensing | No Match | No Match |  | No Match |  | 75000 | 58000 |  |  | 57940 | 752 | 78.4 | 78 | [6 empty] | 78.4 | 0 | Non Federally-Regulated | 06/22/2017 |  | 06/22/2017
Lennox | Armstrong | 235GRTC300CL | Natural Gas | No Match | False | True | 3 | False | Horizontal | No Match | No Match | Non-Condensing | No Match | No Match |  | No Match |  | 235000 | 188000 |  |  | 198174 | 3361 |  |  | 80 | 80 |  |  |  |  | 80 | 0 | Federally-Regulated Commercial & Industrial Equipment | 06/22/2017 |  | 06/22/2017
Lennox | Lennox | EL180UH135E60D-* | Natural Gas | Induced Draft | False | False | 1 | False | Up |  | None | Non-Condensing | Single-Stage |  | 1 | Standard |  | 132000 | 107000 |  |  | 117000 | 797 | 80 | 78 | [8 empty] | Federally-Regulated Consumer Product | 06/22/2017 |  | 06/22/2017
Lennox | Lennox | G50UH-60C-110-** | LPG | Induced Draft | False | False | 1 | False | Up | None | None | Non-Condensing | Single-Stage |  | 1 | Standard |  | 110000 | 89000 |  |  | 95400 | 1206 | 80 | 78 | [8 empty] | Federally-Regulated Consumer Product | 06/22/2017 |  | 06/22/2017
Lennox | Allied Air | 80G2UH090BV16-* | LPG | Induced Draft | False | False | 1 | False | Horizontal |  | None | Non-Condensing | Two-Stage Modulating |  | 1 | Standard |  | 88000 | 70000 |  |  | 78000 | 293 | 80 | 78 | [8 empty] | Federally-Regulated Consumer Product | 06/22/2017 |  | 06/22/2017
Lennox | Lennox | GCS16-413-50-** | Natural Gas | No Match | False | True | 3 | False | Down | No Match | No Match | Non-Condensing | No Match | No Match |  | No Match |  | 50000 | 37000 |  |  | 39353 | 392 | 78 | 78 | [6 empty] | 78 | 0 | Non Federally-Regulated | 06/22/2017 |  | 06/22/2017
Lennox | Lennox | GCS24-653-95/130-** | Natural Gas | No Match | False | True | 3 | False | Horizontal | No Match | No Match | Non-Condensing | No Match | No Match |  | No Match |  | 130000 | 103560 |  |  | 118400 | 1097 | 78 | 78 | [6 empty] | 78 | 0 | Non Federally-Regulated | 06/22/2017 |  | 06/22/2017
Lennox | Lennox | G60UHV-36A-070-** | LPG | Induced Draft | False | False | 1 | False | Horizontal |  | None | Non-Condensing | Two-Stage Modulating |  | 0.5 | Standard |  | 66000 | 54000 |  |  | 58700 | 271 | 80 | 78 | [8 empty] | Federally-Regulated Consumer Product | 06/22/2017 |  | 06/22/2017
Lennox | Allied Air | 95G1UH110CP16-* | LPG | Induced Draft | False | False | 1 | False | Horizontal |  | None | Condensing | Single-Stage |  | 0.5 | Standard |  | 110000 | 105000 |  |  | 98900 | 745 | 95 | 78 | [8 empty] | Federally-Regulated Consumer Product | 06/22/2017 |  | 06/22/2017
Lennox | Allied Air | 95G1DF090CP20-* | Natural Gas | Induced Draft | False | False | 1 | False | Down |  | None | Condensing | Single-Stage |  | 1 | Standard |  | 88000 | 86000 |  |  | 81900 | 803 | 95 | 78 | [8 empty] | Federally-Regulated Consumer Product | 06/22/2017 |  | 06/22/2017
Lennox | Lennox | 15GCSXAV-30-068X-230-* | Natural Gas | Induced Draft | False | True | 1 | False | Horizontal |  | None | Non-Condensing | Two-Stage Modulating |  | 0.33 | Standard |  | 68000 | 54000 |  |  | 59800 | 295 | 78 | 78 | [8 empty] | Federally-Regulated Consumer Product | 06/22/2017 |  | 06/22/2017
Lennox | Allied Air | A80US2V090C20-* | Natural Gas | Induced Draft | False | False | 1 | False | Up |  | None | Non-Condensing | Two-Stage Modulating |  | 1 | Standard |  | 88000 | 70000 |  |  | 78000 | 281 | 80 | 78 | [8 empty] | Federally-Regulated Consumer Product | 06/22/2017 |  | 06/22/2017
Lennox | Lennox | EL195DF045XE36B-* | LPG | Induced Draft | False | False | 1 | False | Down |  | None | Condensing | Single-Stage |  | 0.5 | Standard |  | 44000 | 42000 |  |  | 33100 | 285 | 95 | 78 | [8 empty] | Federally-Regulated Consumer Product | 06/22/2017 |  | 06/22/2017
Lennox | Lennox | 15GCSXBV-48-138X-230-* | LPG | Induced Draft | False | True | 1 | False | Horizontal |  | None | Non-Condensing | Two-Stage Modulating |  | 0.75 | Standard |  | 138000 | 110000 |  |  | 118500 | 618 | 78 | 78 | [8 empty] | Federally-Regulated Consumer Product | 06/22/2017 |  | 06/22/2017
Lennox | Armstrong | 270GRTC144CL | Natural Gas | No Match | False | True | 3 | False | Down | No Match | No Match | Non-Condensing | No Match | No Match |  | No Match |  | 270000 | 216297 |  |  | 256004 | 1950 |  |  | 80.6 | 80 |  |  |  |  | 80.6 | 0 | Federally-Regulated Commercial & Industrial Equipment | 06/22/2017 |  | 06/22/2017
Lennox | Lennox | EL296DF090XV60C-* | Natural Gas | Induced Draft | False | False | 1 | False | Down |  | None | Condensing | Two-Stage Modulating |  | 1 | Standard |  | 88000 | 85000 |  |  | 80800 | 310 | 96 | 78 | [8 empty] | Federally-Regulated Consumer Product | 06/22/2017 |  | 06/22/2017
Lennox | Lennox | G61MP-36B-045-** | LPG | Induced Draft | False | False | 1 | False | Up |  | None | Condensing | Two-Stage Modulating |  | 0.33 | Standard |  | 44000 | 41000 |  |  | 31600 | 564 | 94.1 | 78 | [8 empty] | Federally-Regulated Consumer Product | 06/22/2017 |  | 06/22/2017
Lennox | Armstrong | 270GRTC119CH | Natural Gas | No Match | False | True | 3 | False | Down | No Match | No Match | Non-Condensing | No Match | No Match |  | No Match |  | 270000 | 216297 |  |  | 256004 | 1950 |  |  | 80.6 | 80 |  |  |  |  | 80.6 | 0 | Federally-Regulated Commercial & Industrial Equipment | 06/22/2017 |  | 06/22/2017
Lennox | Lennox | 15GCSXBV-48-138X-230-* | Natural Gas | Induced Draft | False | True | 1 | False | Horizontal |  | None | Non-Condensing | Two-Stage Modulating |  | 0.75 | Standard |  | 138000 | 110000 |  |  | 118500 | 618 | 78 | 78 | [8 empty] | Federally-Regulated Consumer Product | 06/22/2017 |  | 06/22/2017
Lennox | Lennox | ML193DF045XP36B-* | Natural Gas | Induced Draft | False | False | 1 | False | Down |  | None | Condensing | Single-Stage |  | 0.33 | Standard |  | 44000 | 42000 |  |  | 33100 | 451 | 93 | 78 | [8 empty] | Federally-Regulated Consumer Product | 06/22/2017 |  | 06/22/2017
Lennox | Lennox | LGH122**MH** | Natural Gas | Induced Draft | False | True | 3 | False | Down |  | None | Non-Condensing | Two-Stage Modulating |  | 0 | Standard |  | 240000 | 192000 | [6 empty] | 80 | 80 | [6 empty] | Federally-Regulated Commercial & Industrial Equipment | 06/22/2017 |  | 06/22/2017
Lennox | Lennox | EL296UH135XE60D-* | Natural Gas | Induced Draft | False | False | 1 | False | Up |  | None | Condensing | Two-Stage Modulating |  | 1 | Standard |  | 132000 | 127000 |  |  | 111900 | 589 | 96 | 78 | [8 empty] | Federally-Regulated Consumer Product | 06/22/2017 |  | 06/22/2017
Lennox | Allied Air | 95G1DF110CE20-* | LPG | Induced Draft | False | False | 1 | False | Down |  | None | Condensing | Single-Stage |  | 1 | Standard |  | 110000 | 106000 |  |  | 99100 | 712 | 95 | 78 | [8 empty] | Federally-Regulated Consumer Product | 06/22/2017 |  | 06/22/2017
Lennox | Lennox | G71MPP-60D-135 | LPG | Induced Draft | False | False | 1 | False | Horizontal |  | None | Condensing | Step Modulating |  | 1 | Standard |  | 132000 | 123000 |  |  | 113300 | 394 | 95 | 78 | [8 empty] | Federally-Regulated Consumer Product | 06/22/2017 |  | 06/22/2017
Lennox | Lennox | G50UH-48C-110-** | LPG | Induced Draft | False | False | 1 | False | Horizontal | None | None | Non-Condensing | Single-Stage |  | 0.5 | Standard |  | 110000 | 89000 |  |  | 96500 | 939 | 80 | 78 | [8 empty] | Federally-Regulated Consumer Product | 06/22/2017 |  | 06/22/2017
Lennox | Lennox | GCS16-513-100-** | Natural Gas | No Match | False | True | 3 | False | Down | No Match | No Match | Non-Condensing | No Match | No Match |  | No Match |  | 100000 | 80000 |  |  | 96682 | 805 | 80.5 | 78 | [6 empty] | 80.5 | 0 | Non Federally-Regulated | 06/22/2017 |  | 06/22/2017
Lennox | Allied Air | 80G1UH045AP12-* | Natural Gas | Induced Draft | False | False | 1 | False | Horizontal |  | None | Non-Condensing | Single-Stage |  | 0.33 | Standard |  | 44000 | 36000 |  |  | 37500 | 656 | 80 | 78 | [8 empty] | Federally-Regulated Consumer Product | 06/22/2017 |  | 06/22/2017
Lennox | Lennox | 15GCSXAV-42-083X-230-* | LPG | Induced Draft | False | True | 1 | False | Down |  | None | Non-Condensing | Two-Stage Modulating |  | 0.75 | Standard |  | 83000 | 66000 |  |  | 79100 | 430 | 78 | 78 | [8 empty] | Federally-Regulated Consumer Product | 06/22/2017 |  | 06/22/2017
Lennox | Lennox | G60UH-36B-090-** | Natural Gas | Induced Draft | False | False | 1 | False | Up | None | None | Non-Condensing | Two-Stage Modulating |  | 0.33 | Standard |  | 88000 | 72000 |  |  | 74000 | 1051 | 80 | 78 | [8 empty] | Federally-Regulated Consumer Product | 06/22/2017 |  | 06/22/2017
Lennox | Lennox | G50DF-60C-110-** | Natural Gas | Induced Draft | False | False | 1 | False | Down | None | None | Non-Condensing | Single-Stage |  | 1 | Standard |  | 110000 | 90000 |  |  | 96200 | 1029 | 80 | 78 | [8 empty] | Federally-Regulated Consumer Product | 06/22/2017 |  | 06/22/2017
Lennox | Armstrong | LGA180SS-** | Natural Gas | No Match | False | True | 3 | False | Down | No Match | No Match | Non-Condensing | No Match | No Match |  | No Match |  | 260000 | 209537 |  |  | 236793 | 962 |  |  | 80.6 | 80 |  |  |  |  | 80.7 | 0 | Federally-Regulated Commercial & Industrial Equipment | 06/22/2017 |  | 06/22/2017
Lennox | Lennox | LGH152**MH** | Natural Gas | Induced Draft | False | True | 3 | False | Horizontal |  | None | Non-Condensing | Two-Stage Modulating |  | 0 | Standard |  | 240000 | 192000 | [6 empty] | 80 | 80 | [6 empty] | Federally-Regulated Commercial & Industrial Equipment | 06/22/2017 |  | 06/22/2017
Lennox | Lennox | G51MP-36C-090-** | Natural Gas | Induced Draft | False | False | 1 | False | Down |  | None | Condensing | Single-Stage |  | 0.33 | Standard |  | 88000 | 82000 |  |  | 84100 | 895 | 92.1 | 78 | [8 empty] | Federally-Regulated Consumer Product | 06/22/2017 |  | 06/22/2017
Lennox | Allied Air | 80AF1UH045P12A* | LPG | Induced Draft | False | False | 1 | False | Up |  | None | Non-Condensing | Single-Stage |  | 0.33 | Standard |  | 44000 | 36000 |  |  | 37500 | 656 | 80 | 78 | [8 empty] | Federally-Regulated Consumer Product | 06/22/2017 |  | 06/22/2017
Lennox | Allied Air | A93UH1D090C12A-* | Natural Gas | Induced Draft | False | False | 1 | False | Up |  | None | Condensing | Single-Stage |  | 0.33 | Standard |  | 88000 | 83000 |  |  | 83800 | 747 | 93 | 78 | [8 empty] | Federally-Regulated Consumer Product | 06/22/2017 |  | 06/22/2017
Lennox | Lennox | SLP98UH090XV36C-* | LPG | Induced Draft | False | False | 1 | False | Up |  | None | Condensing | Step Modulating |  | 0.5 | Standard |  | 88000 | 85000 |  |  | 79700 | 324 | 98 | 78 | [8 empty] | Federally-Regulated Consumer Product | 06/22/2017 |  | 06/22/2017
Lennox | Lennox | EL296UH110XV60C-* | LPG | Induced Draft | False | False | 1 | False | Horizontal |  | None | Condensing | Two-Stage Modulating |  | 1 | Standard |  | 110000 | 106000 |  |  | 97200 | 338 | 96 | 78 | [8 empty] | Federally-Regulated Consumer Product | 06/22/2017 |  | 06/22/2017
Lennox | Lennox | EL280UH090P48B-* | LPG | Induced Draft | False | False | 1 | False | Horizontal |  | None | Non-Condensing | Two-Stage Modulating |  | 0.5 | Standard |  | 88000 | 69000 |  |  | 74300 | 831 | 80 | 78 | [8 empty] | Federally-Regulated Consumer Product | 06/22/2017 |  | 06/22/2017
Lennox | Armstrong | 235GRTC178CH | Natural Gas | No Match | False | True | 3 | False | Horizontal | No Match | No Match | Non-Condensing | No Match | No Match |  | No Match |  | 235000 | 188000 |  |  | 198174 | 3361 |  |  | 80 | 80 |  |  |  |  | 80 | 0 | Federally-Regulated Commercial & Industrial Equipment | 06/22/2017 |  | 06/22/2017
Lennox | Lennox | KGA060**DX** | Natural Gas | Induced Draft | False | True | 1 | False | Horizontal | None | None | Non-Condensing | Two-Stage Modulating | Single-Speed | 0.75 | Standard |  | 150000 | 120000 |  |  | 132900 | 1089 | 80 | 78 | [8 empty] | Federally-Regulated Consumer Product | 06/22/2017 |  | 06/22/2017
Lennox | Lennox | KGA060**DT** | Natural Gas | Induced Draft | False | True | 1 | False | Horizontal | None | None | Non-Condensing | Single-Stage | Single-Speed | 0.75 | Standard |  | 150000 | 120000 |  |  | 137000 | 800 | 80 | 78 | [8 empty] | Federally-Regulated Consumer Product | 06/22/2017 |  | 06/22/2017
Lennox | Lennox | LGA300SH-** | Natural Gas | No Match | False | True | 3 | False | Down | No Match | No Match | Non-Condensing | No Match | No Match |  | No Match |  | 470000 | 378778 |  |  | 418105 | 2156 |  |  | 80.6 | 80 |  |  |  |  | 80.7 | 0 | Federally-Regulated Commercial & Industrial Equipment | 06/22/2017 |  | 06/22/2017
Lennox | Allied Air | A93UH1D110C16A-* | Natural Gas | Induced Draft | False | False | 1 | False | Horizontal |  | None | Condensing | Single-Stage |  | 0.5 | Standard |  | 110000 | 104000 |  |  | 100900 | 776 | 93 | 78 | [8 empty] | Federally-Regulated Consumer Product | 06/22/2017 |  | 06/22/2017
Lennox | Lennox | KGA060**BW** | Natural Gas | Induced Draft | False | True | 1 | False | Horizontal | None | None | Non-Condensing | Single-Stage | Single-Speed | 1.5 | Standard |  | 65000 | 52000 |  |  | 57800 | 576 | 80 | 78 | [8 empty] | Federally-Regulated Consumer Product | 06/22/2017 |  | 06/22/2017
Lennox | Lennox | KGA048**BZ** | Natural Gas | Induced Draft | False | True | 1 | False | Down | None | None | Non-Condensing | Single-Stage | Single-Speed | 1.5 | Standard |  | 150000 | 120000 |  |  | 136300 | 952 | 80 | 78 | [8 empty] | Federally-Regulated Consumer Product | 06/22/2017 |  | 06/22/2017
Lennox | Lennox | SLP98DF090XV48C-* | LPG | Induced Draft | False | False | 1 | False | Down |  | None | Condensing | Step Modulating |  | 0.75 | Standard |  | 88000 | 85000 |  |  | 79800 | 339 | 97.5 | 78 | [8 empty] | Federally-Regulated Consumer Product | 06/22/2017 |  | 06/22/2017
Lennox | Lennox | ML180UH070P36A-* | Natural Gas | Induced Draft | False | False | 1 | False | Up |  | None | Non-Condensing | Single-Stage |  | 0.33 | Standard |  | 66000 | 54000 |  |  | 57400 | 698 | 80 | 78 | [8 empty] | Federally-Regulated Consumer Product | 06/22/2017 |  | 06/22/2017
Lennox | Lennox | G61MPV-60C-091-** | LPG | Induced Draft | False | False | 1 | False | Up |  | None | Condensing | Two-Stage Modulating |  | 1 | Standard |  | 88000 | 84000 |  |  | 80700 | 840 | 95 | 78 | [8 empty] | Federally-Regulated Consumer Product | 06/22/2017 |  | 06/22/2017
Lennox | Lennox | 15GCSXAV-36-090X-230-* | Natural Gas | Induced Draft | False | True | 1 | False | Horizontal |  | None | Non-Condensing | Two-Stage Modulating |  | 0.5 | Standard |  | 90000 | 72000 |  |  | 77800 | 555 | 78 | 78 | [8 empty] | Federally-Regulated Consumer Product | 06/22/2017 |  | 06/22/2017
Lennox | Lennox | LGH060**ES*P | Natural Gas | Induced Draft | False | True | 1 | False | Horizontal |  | None | Non-Condensing | Single-Stage |  | 1 | Premium |  | 65000 | 52000 |  |  | 58600 | 415 | 80 | 78 | [8 empty] | Federally-Regulated Consumer Product | 06/22/2017 |  | 06/22/2017
Lennox | Lennox | GCS24-3003-330-** | Natural Gas | No Match | False | True | 3 | False | Down | No Match | No Match | Non-Condensing | No Match | No Match |  | No Match |  | 330000 | 266640 |  |  | 250200 | 2200 |  |  | 80.8 | 80 |  |  |  |  | 80.8 | 0 | Federally-Regulated Commercial & Industrial Equipment | 06/22/2017 |  | 06/22/2017
Lennox | Lennox | G61MP-36B-045-** | Natural Gas | Induced Draft | False | False | 1 | False | Horizontal |  | None | Condensing | Two-Stage Modulating |  | 0.33 | Standard |  | 44000 | 41000 |  |  | 31600 | 564 | 94.1 | 78 | [8 empty] | Federally-Regulated Consumer Product | 06/22/2017 |  | 06/22/2017
Lennox | Lennox | G51MP-36B-070-** | Natural Gas | Induced Draft | False | False | 1 | False | Horizontal |  | None | Condensing | Single-Stage |  | 0.33 | Standard |  | 66000 | 62000 |  |  | 67500 | 700 | 92.1 | 78 | [8 empty] | Federally-Regulated Consumer Product | 06/22/2017 |  | 06/22/2017
Lennox | McQuay | GCS16-3003-235-** | Natural Gas | No Match | False | True | 3 | False | Horizontal | No Match | No Match | Non-Condensing | No Match | No Match |  | No Match |  | 235000 | 188000 |  |  | 198174 | 3361 |  |  | 80 | 80 |  |  |  |  | 81.2 | 0 | Federally-Regulated Commercial & Industrial Equipment | 06/22/2017 |  | 06/22/2017
Lennox | Lennox | ML180UH090XP48B-* | LPG | Induced Draft | False | False | 1 | False | Horizontal |  | None | Non-Condensing | Single-Stage |  | 0.5 | Standard |  | 88000 | 71000 |  |  | 76700 | 865 | 80 | 78 | [8 empty] | Federally-Regulated Consumer Product | 06/22/2017 |  | 06/22/2017
Lennox | Lennox | ZGA150**BH** | LPG | Induced Draft | False | True | 3 | False | Horizontal |  | None | Non-Condensing | Two-Stage Modulating |  | 0 | Standard |  | 240000 | 192000 | [6 empty] | 80 | 80 | [6 empty] | Federally-Regulated Commercial & Industrial Equipment | 06/22/2017 |  | 06/22/2017
Lennox | Lennox | SL280UH110V60C-* | Natural Gas | Induced Draft | False | False | 1 | False | Up |  | None | Non-Condensing | Two-Stage Modulating |  | 1 | Standard |  | 110000 | 87000 |  |  | 96800 | 435 | 80 | 78 | [8 empty] | Federally-Regulated Consumer Product | 06/22/2017 |  | 06/22/2017
Lennox | Lennox | ZGA102**BH** | LPG | Induced Draft | False | True | 3 | False | Horizontal |  | None | Non-Condensing | Two-Stage Modulating |  | 0 | Standard |  | 240000 | 192000 | [6 empty] | 80 | 80 | [6 empty] | Federally-Regulated Commercial & Industrial Equipment | 06/22/2017 |  | 06/22/2017
Lennox | Allied Air | 95G1DF090CE16-* | LPG | Induced Draft | False | False | 1 | False | Down |  | None | Condensing | Single-Stage |  | 0.75 | Standard |  | 88000 | 85000 |  |  | 82900 | 522 | 95 | 78 | [8 empty] | Federally-Regulated Consumer Product | 06/22/2017 |  | 06/22/2017
Lennox | Lennox | EL296DF045XV36B-* | LPG | Induced Draft | False | False | 1 | False | Down |  | None | Condensing | Two-Stage Modulating |  | 0.5 | Standard |  | 44000 | 43000 |  |  | 49000 | 227 | 96 | 78 | [8 empty] | Federally-Regulated Consumer Product | 06/22/2017 |  | 06/22/2017
Lennox | Allied Air | 80G1UH090BE16-* | LPG | Induced Draft | False | False | 1 | False | Up |  | None | Non-Condensing | Single-Stage |  | 0.75 | Standard |  | 88000 | 72000 |  |  | 78600 | 410 | 80 | 78 | [8 empty] | Federally-Regulated Consumer Product | 06/22/2017 |  | 06/22/2017
Lennox | Lennox | EL296UH090XE48C-* | Natural Gas | Induced Draft | False | False | 1 | False | Horizontal |  | None | Condensing | Two-Stage Modulating |  | 0.75 | Standard |  | 88000 | 85000 |  |  | 81200 | 361 | 96 | 78 | [8 empty] | Federally-Regulated Consumer Product | 06/22/2017 |  | 06/22/2017
Lennox | Lennox | SL280UH090V60C-* | Natural Gas | Induced Draft | False | False | 1 | False | Up |  | None | Non-Condensing | Two-Stage Modulating |  | 1 | Standard |  | 88000 | 70000 |  |  | 78000 | 281 | 80 | 78 | [8 empty] | Federally-Regulated Consumer Product | 06/22/2017 |  | 06/22/2017
Lennox | Lennox | SL280DF090V48B-* | Natural Gas | Induced Draft | False | False | 1 | False | Down |  | None | Non-Condensing | Two-Stage Modulating |  | 1 | Standard |  | 88000 | 69000 |  |  | 77300 | 387 | 80 | 78 | [8 empty] | Federally-Regulated Consumer Product | 06/22/2017 |  | 06/22/2017
Lennox | Allied Air | 80G1DF045AE12-* | LPG | Induced Draft | False | False | 1 | False | Horizontal |  | None | Non-Condensing | Single-Stage |  | 0.5 | Standard |  | 44000 | 36000 |  |  | 38900 | 341 | 80 | 78 | [8 empty] | Federally-Regulated Consumer Product | 06/22/2017 |  | 06/22/2017
Lennox | Lennox | G61MP-36B-070-** | LPG | Induced Draft | False | False | 1 | False | Horizontal |  | None | Condensing | Two-Stage Modulating |  | 0.33 | Standard |  | 66000 | 62000 |  |  | 64100 | 883 | 94.1 | 78 | [8 empty] | Federally-Regulated Consumer Product | 06/22/2017 |  | 06/22/2017
Lennox | Lennox | ZGA150**MH** | LPG | Induced Draft | False | True | 3 | False | Down |  | None | Non-Condensing | Two-Stage Modulating |  | 0 | Standard |  | 240000 | 192000 | [6 empty] | 80 | 80 | [6 empty] | Federally-Regulated Commercial & Industrial Equipment | 06/22/2017 |  | 06/22/2017
Lennox | Allied Air | A80US2V135D20-* | Natural Gas | Induced Draft | False | False | 1 | False | Horizontal |  | None | Non-Condensing | Two-Stage Modulating |  | 1 | Standard |  | 132000 | 105000 |  |  | 115600 | 569 | 80 | 78 | [8 empty] | Federally-Regulated Consumer Product | 06/22/2017 |  | 06/22/2017
Lennox | Lennox | KGA048**BS** | LPG | Induced Draft | False | True | 1 | False | Horizontal | None | None | Non-Condensing | Single-Stage | Single-Speed | 1.5 | Standard |  | 65000 | 52000 |  |  | 57800 | 576 | 80 | 78 | [8 empty] | Federally-Regulated Consumer Product | 06/22/2017 |  | 06/22/2017
Lennox | Lennox | G61MP-60C-090-** | LPG | Induced Draft | False | False | 1 | False | Horizontal |  | None | Condensing | Two-Stage Modulating |  | 1 | Standard |  | 88000 | 84000 |  |  | 77700 | 1349 | 94.1 | 78 | [8 empty] | Federally-Regulated Consumer Product | 06/22/2017 |  | 06/22/2017
Lennox | Lennox | G61MP-48C-090-** | LPG | Induced Draft | False | False | 1 | False | Up |  | None | Condensing | Two-Stage Modulating |  | 0.5 | Standard |  | 88000 | 83000 |  |  | 79700 | 893 | 94.1 | 78 | [8 empty] | Federally-Regulated Consumer Product | 06/22/2017 |  | 06/22/2017
Lennox | Allied Air | A80UH1E090B16-* | Natural Gas | Induced Draft | False | False | 1 | False | Horizontal |  | None | Non-Condensing | Single-Stage |  | 0.75 | Standard |  | 88000 | 72000 |  |  | 78600 | 410 | 80 | 78 | [8 empty] | Federally-Regulated Consumer Product | 06/22/2017 |  | 06/22/2017
Lennox | Lennox | G40UH-36A-045-** | LPG | Induced Draft | False | False | 1 | False | Up |  | None | Non-Condensing | Single-Stage |  | 0.33 | Standard |  | 44000 | 36000 |  |  | 37900 | 588 | 80 | 78 | [8 empty] | Federally-Regulated Consumer Product | 06/22/2017 |  | 06/22/2017
Lennox | Lennox | GCS24-653-78-** | Natural Gas | No Match | False | True | 3 | False | Down | No Match | No Match | Non-Condensing | No Match | No Match |  | No Match |  | 78000 | 61485 |  |  | 78100 | 913 | 78 | 78 | [6 empty] | 78 | 0 | Non Federally-Regulated | 06/22/2017 |  | 06/22/2017
Lennox | Lennox | KGA060**BZ** | Natural Gas | Induced Draft | False | True | 1 | False | Horizontal | None | None | Non-Condensing | Single-Stage | Single-Speed | 1.5 | Standard |  | 150000 | 120000 |  |  | 136300 | 952 | 80 | 78 | [8 empty] | Federally-Regulated Consumer Product | 06/22/2017 |  | 06/22/2017
Lennox | Allied Air | 80G1UH090BE16L-* | Natural Gas | Induced Draft | False | False | 1 | False | Up |  | None | Non-Condensing | Single-Stage |  | 0.75 | Standard |  | 88000 | 72000 |  |  | 78600 | 410 | 80 | 78 | [8 empty] | Federally-Regulated Consumer Product | 06/22/2017 |  | 06/22/2017
Lennox | Allied Air | 80G1UH045AE12L | Natural Gas | Induced Draft | False | False | 1 | False | Horizontal |  | None | Non-Condensing | Single-Stage |  | 0.5 | Standard |  | 44000 | 36000 |  |  | 38900 | 337 | 80 | 78 | [8 empty] | Federally-Regulated Consumer Product | 06/22/2017 |  | 06/22/2017
Lennox | Lennox | LGH036**EM*P | LPG | Induced Draft | False | True | 1 | False | Horizontal |  | None | Non-Condensing | Single-Stage |  | 0.5 | Premium |  | 105000 | 84000 |  |  | 98400 | 471 | 80 | 78 | [8 empty] | Federally-Regulated Consumer Product | 06/22/2017 |  | 06/22/2017
Lennox | Lennox | G61MP-60C-090-** | Natural Gas | Induced Draft | False | False | 1 | False | Up |  | None | Condensing | Two-Stage Modulating |  | 1 | Standard |  | 88000 | 84000 |  |  | 77700 | 1349 | 94.1 | 78 | [8 empty] | Federally-Regulated Consumer Product | 06/22/2017 |  | 06/22/2017
Lennox | Lennox | SLP98UH090XV36C-* | Natural Gas | Induced Draft | False | False | 1 | False | Up |  | None | Condensing | Step Modulating |  | 0.5 | Standard |  | 88000 | 85000 |  |  | 79700 | 324 | 98 | 78 | [8 empty] | Federally-Regulated Consumer Product | 06/22/2017 |  | 06/22/2017
Lennox | Allied Air | 95G1UH135DE20-* | LPG | Induced Draft | False | False | 1 | False | Up |  | None | Condensing | Single-Stage |  | 1 | Standard |  | 132000 | 126000 |  |  | 115500 | 823 | 95 | 78 | [8 empty] | Federally-Regulated Consumer Product | 06/22/2017 |  | 06/22/2017
Lennox | Allied Air | 80G1UH045AE12-* | Natural Gas | Induced Draft | False | False | 1 | False | Up |  | None | Non-Condensing | Single-Stage |  | 0.5 | Standard |  | 44000 | 36000 |  |  | 38900 | 337 | 80 | 78 | [8 empty] | Federally-Regulated Consumer Product | 06/22/2017 |  | 06/22/2017
Lennox | Allied Air | A95UH1E045B12-* | LPG | Induced Draft | False | False | 1 | False | Up |  | None | Condensing | Single-Stage |  | 0.5 | Standard |  | 44000 | 42000 |  |  | 33100 | 288 | 95 | 78 | [8 empty] | Federally-Regulated Consumer Product | 06/22/2017 |  | 06/22/2017
Lennox | Lennox | ML195UH110XP60C-* | Natural Gas | Induced Draft | False | False | 1 | False | Horizontal |  | None | Condensing | Single-Stage |  | 1 | Standard |  | 110000 | 106000 |  |  | 98200 | 942 | 95 | 78 | [8 empty] | Federally-Regulated Consumer Product | 06/22/2017 |  | 06/22/2017
Lennox | Lennox | KGA036**DM** | LPG | Induced Draft | False | True | 1 | False | Horizontal | None | None | Non-Condensing | Single-Stage | Single-Speed | 0.5 | Standard |  | 105000 | 84000 |  |  | 97400 | 689 | 80 | 78 | [8 empty] | Federally-Regulated Consumer Product | 06/22/2017 |  | 06/22/2017
Lennox | Lennox | ML195UH045XP36B-* | Natural Gas | Induced Draft | False | False | 1 | False | Up |  | None | Condensing | Single-Stage |  | 0.33 | Standard |  | 44000 | 42000 |  |  | 32600 | 410 | 95 | 78 | [8 empty] | Federally-Regulated Consumer Product | 06/22/2017 |  | 06/22/2017
Lennox | Lennox | EL280UH090P48B-* | Natural Gas | Induced Draft | False | False | 1 | False | Up |  | None | Non-Condensing | Two-Stage Modulating |  | 0.5 | Standard |  | 88000 | 69000 |  |  | 74300 | 831 | 80 | 78 | [8 empty] | Federally-Regulated Consumer Product | 06/22/2017 |  | 06/22/2017
Lennox | Armstrong | LGA300SH-** | Natural Gas | No Match | False | True | 3 | False | Down | No Match | No Match | Non-Condensing | No Match | No Match |  | No Match |  | 470000 | 378778 |  |  | 418105 | 2156 |  |  | 80.6 | 80 |  |  |  |  | 80.7 | 0 | Federally-Regulated Commercial & Industrial Equipment | 06/22/2017 |  | 06/22/2017
Lennox | Lennox | GCS16X-513-100-** | Natural Gas | No Match | False | True | 3 | False | Down | No Match | No Match | Non-Condensing | No Match | No Match |  | No Match |  | 92000 | 73600 |  |  | 76232 | 787 | 80.5 | 78 | [6 empty] | 80.5 | 0 | Non Federally-Regulated | 06/22/2017 |  | 06/22/2017
Lennox | Lennox | EL280DF070P36A | LPG | Induced Draft | False | False | 1 | False | Down |  | None | Non-Condensing | Two-Stage Modulating |  | 0.33 | Standard |  | 66000 | 52000 |  |  | 55900 | 597 | 80 | 78 | [8 empty] | Federally-Regulated Consumer Product | 06/22/2017 |  | 06/22/2017
Lennox | McQuay | GCS16-1853-235-** | Natural Gas | No Match | False | True | 3 | False | Down | No Match | No Match | Non-Condensing | No Match | No Match |  | No Match |  | 235000 | 188000 |  |  | 198174 | 3361 |  |  | 80 | 80 |  |  |  |  | 81.2 | 0 | Federally-Regulated Commercial & Industrial Equipment | 06/22/2017 |  | 06/22/2017
Lennox | Lennox | KGA048**DH** | LPG | Induced Draft | False | True | 1 | False | Horizontal | None | None | Non-Condensing | Two-Stage Modulating | Single-Speed | 0.5 | Standard |  | 150000 | 120000 |  |  | 134100 | 914 | 80 | 78 | [8 empty] | Federally-Regulated Consumer Product | 06/22/2017 |  | 06/22/2017
Lennox | Lennox | G60UH-36A-070-** | LPG | Induced Draft | False | False | 1 | False | Horizontal | None | None | Non-Condensing | Two-Stage Modulating |  | 0.33 | Standard |  | 66000 | 54000 |  |  | 56000 | 780 | 80 | 78 | [8 empty] | Federally-Regulated Consumer Product | 06/22/2017 |  | 06/22/2017
Lennox | Allied Air | A80US2V110C20L-* | Natural Gas | Induced Draft | False | False | 1 | False | Horizontal |  | None | Non-Condensing | Two-Stage Modulating |  | 1 | Standard |  | 110000 | 87000 |  |  | 96800 | 435 | 80 | 78 | [8 empty] | Federally-Regulated Consumer Product | 06/22/2017 |  | 06/22/2017
Lennox | Allied Air | ZGA092**MH** | Natural Gas | Induced Draft | False | True | 3 | False | Down |  | None | Non-Condensing | Two-Stage Modulating |  | 0 | Standard |  | 240000 | 192000 | [6 empty] | 80 | 80 | [6 empty] | Federally-Regulated Commercial & Industrial Equipment | 06/22/2017 |  | 06/22/2017
Lennox | Lennox | KGA048**BY** | LPG | Induced Draft | False | True | 1 | False | Down | None | None | Non-Condensing | Single-Stage | Single-Speed | 1.5 | Standard |  | 105000 | 84000 |  |  | 97400 | 674 | 80 | 78 | [8 empty] | Federally-Regulated Consumer Product | 06/22/2017 |  | 06/22/2017
Lennox | Allied Air | A93UH1D070B12A-* | Natural Gas | Induced Draft | False | False | 1 | False | Up |  | None | Condensing | Single-Stage |  | 0.33 | Standard |  | 66000 | 62000 |  |  | 67100 | 611 | 93 | 78 | [8 empty] | Federally-Regulated Consumer Product | 06/22/2017 |  | 06/22/2017
Lennox | Allied Air | A80US2V090B12-* | LPG | Induced Draft | False | False | 1 | False | Up |  | None | Non-Condensing | Two-Stage Modulating |  | 0.5 | Standard |  | 88000 | 70000 |  |  | 77800 | 284 | 80 | 78 | [8 empty] | Federally-Regulated Consumer Product | 06/22/2017 |  | 06/22/2017
Lennox | Lennox | GCS16-513-75-** | LPG | No Match | False | True | 3 | False | Down | No Match | No Match | Non-Condensing | No Match | No Match |  | No Match |  | 67500 | 52000 |  |  | 56766 | 789 | 79.9 | 78 | [6 empty] | 79.9 | 0 | Non Federally-Regulated | 06/22/2017 |  | 06/22/2017
Lennox | Lennox | KGA036**BS** | LPG | Induced Draft | False | True | 1 | False | Horizontal | None | None | Non-Condensing | Single-Stage | Single-Speed | 1.5 | Standard |  | 65000 | 52000 |  |  | 57800 | 576 | 80 | 78 | [8 empty] | Federally-Regulated Consumer Product | 06/22/2017 |  | 06/22/2017
Lennox | Lennox | G51MP-48C-110-** | Natural Gas | Induced Draft | False | False | 1 | False | Up |  | None | Condensing | Single-Stage |  | 0.5 | Standard |  | 110000 | 103000 |  |  | 101600 | 888 | 92.1 | 78 | [8 empty] | Federally-Regulated Consumer Product | 06/22/2017 |  | 06/22/2017
Lennox | Lennox | ML193UH110XP48C-* | LPG | Induced Draft | False | False | 1 | False | Horizontal |  | None | Condensing | Single-Stage |  | 0.5 | Standard |  | 110000 | 104000 |  |  | 100900 | 776 | 93 | 78 | [8 empty] | Federally-Regulated Consumer Product | 06/22/2017 |  | 06/22/2017
Lennox | Allied Air | A95DF1E090C16-* | Natural Gas | Induced Draft | False | False | 1 | False | Down |  | None | Condensing | Single-Stage |  | 0.75 | Standard |  | 88000 | 85000 |  |  | 82900 | 522 | 95 | 78 | [8 empty] | Federally-Regulated Consumer Product | 06/22/2017 |  | 06/22/2017
Lennox | Allied Air | A80UH1E090B16-* | Natural Gas | Induced Draft | False | False | 1 | False | Up |  | None | Non-Condensing | Single-Stage |  | 0.75 | Standard |  | 88000 | 72000 |  |  | 78600 | 410 | 80 | 78 | [8 empty] | Federally-Regulated Consumer Product | 06/22/2017 |  | 06/22/2017
Lennox | Lennox | G40UH-48C-110-** | Natural Gas | Induced Draft | False | False | 1 | False | Up |  | None | Non-Condensing | Single-Stage |  | 0.5 | Standard |  | 110000 | 89000 |  |  | 96500 | 939 | 80 | 78 | [8 empty] | Federally-Regulated Consumer Product | 06/22/2017 |  | 06/22/2017
Lennox | Allied Air | ZGA102**BH** | Natural Gas | Induced Draft | False | True | 3 | False | Down |  | None | Non-Condensing | Two-Stage Modulating |  | 0 | Standard |  | 240000 | 192000 | [6 empty] | 80 | 80 | [6 empty] | Federally-Regulated Commercial & Industrial Equipment | 06/22/2017 |  | 06/22/2017
Lennox | Allied Air | A80UH1D070A12-* | Natural Gas | Induced Draft | False | False | 1 | False | Up |  | None | Non-Condensing | Single-Stage |  | 0.33 | Standard |  | 66000 | 54000 |  |  | 57400 | 698 | 80 | 78 | [8 empty] | Federally-Regulated Consumer Product | 06/22/2017 |  | 06/22/2017
Lennox | Lennox | EL180UH090E48B-* | Natural Gas | Induced Draft | False | False | 1 | False | Horizontal |  | None | Non-Condensing | Single-Stage |  | 0.75 | Standard |  | 88000 | 72000 |  |  | 78600 | 410 | 80 | 78 | [8 empty] | Federally-Regulated Consumer Product | 06/22/2017 |  | 06/22/2017
Lennox | Allied Air | A95DF1E045B12-* | LPG | Induced Draft | False | False | 1 | False | Down |  | None | Condensing | Single-Stage |  | 0.5 | Standard |  | 44000 | 42000 |  |  | 33100 | 285 | 95 | 78 | [8 empty] | Federally-Regulated Consumer Product | 06/22/2017 |  | 06/22/2017
Lennox | Allied Air | 80G1UH070BE12-* | Natural Gas | Induced Draft | False | False | 1 | False | Up |  | None | Non-Condensing | Single-Stage |  | 0.5 | Standard |  | 66000 | 53000 |  |  | 59400 | 219 | 80 | 78 | [8 empty] | Federally-Regulated Consumer Product | 06/22/2017 |  | 06/22/2017
Lennox | Lennox | EL296UH110XV48C-* | LPG | Induced Draft | False | False | 1 | False | Horizontal |  | None | Condensing | Two-Stage Modulating |  | 0.75 | Standard |  | 110000 | 105000 |  |  | 98200 | 380 | 96 | 78 | [8 empty] | Federally-Regulated Consumer Product | 06/22/2017 |  | 06/22/2017
Lennox | Lennox | KGA036**BM** | Natural Gas | Induced Draft | False | True | 1 | False | Horizontal | None | None | Non-Condensing | Single-Stage | Single-Speed | 1.5 | Standard |  | 105000 | 84000 |  |  | 97400 | 674 | 80 | 78 | [8 empty] | Federally-Regulated Consumer Product | 06/22/2017 |  | 06/22/2017
Lennox | Allied Air | A80US2V090B12-* | Natural Gas | Induced Draft | False | False | 1 | False | Horizontal |  | None | Non-Condensing | Two-Stage Modulating |  | 0.5 | Standard |  | 88000 | 70000 |  |  | 77800 | 284 | 80 | 78 | [8 empty] | Federally-Regulated Consumer Product | 06/22/2017 |  | 06/22/2017
Lennox | Lennox | LGH152**MH** | Natural Gas | Induced Draft | False | True | 3 | False | Down |  | None | Non-Condensing | Two-Stage Modulating |  | 0 | Standard |  | 240000 | 192000 | [6 empty] | 80 | 80 | [6 empty] | Federally-Regulated Commercial & Industrial Equipment | 06/22/2017 |  | 06/22/2017
Lennox | Lennox | G60UH-24A-070-** | Natural Gas | Induced Draft | False | False | 1 | False | Horizontal | None | None | Non-Condensing | Two-Stage Modulating |  | 0.2 | Standard |  | 66000 | 54000 |  |  | 56300 | 706 | 80 | 78 | [8 empty] | Federally-Regulated Consumer Product | 06/22/2017 |  | 06/22/2017
Lennox | Allied Air | 80AF1UH110P20C-* | Natural Gas | Induced Draft | False | False | 1 | False | Up |  | None | Non-Condensing | Single-Stage |  | 1 | Standard |  | 110000 | 89000 |  |  | 95300 | 1187 | 80 | 78 | [8 empty] | Federally-Regulated Consumer Product | 06/22/2017 |  | 06/22/2017
Lennox | Lennox | ZGA150**BH** | Natural Gas | Induced Draft | False | True | 3 | False | Horizontal |  | None | Non-Condensing | Two-Stage Modulating |  | 0 | Standard |  | 240000 | 192000 | [6 empty] | 80 | 80 | [6 empty] | Federally-Regulated Commercial & Industrial Equipment | 06/22/2017 |  | 06/22/2017
Lennox | Armstrong | 200GRTC89CH | Natural Gas | No Match | False | True | 3 | False | Horizontal | No Match | No Match | Non-Condensing | No Match | No Match |  | No Match |  | 200000 | 160000 |  |  | 177835 | 1340 | 78.2 | 78 | 80 | 80 |  |  |  |  | 80 | 0 | Non Federally-Regulated | 06/22/2017 |  | 06/22/2017
Lennox | Lennox | G61MP-36B-045-** | LPG | Induced Draft | False | False | 1 | False | Horizontal |  | None | Condensing | Two-Stage Modulating |  | 0.33 | Standard |  | 44000 | 41000 |  |  | 31600 | 564 | 94.1 | 78 | [8 empty] | Federally-Regulated Consumer Product | 06/22/2017 |  | 06/22/2017
Lennox | Armstrong | LGA300HH-** | Natural Gas | No Match | False | True | 3 | False | Down | No Match | No Match | Non-Condensing | No Match | No Match |  | No Match |  | 470000 | 378778 |  |  | 418105 | 2156 |  |  | 80.6 | 80 |  |  |  |  | 80.7 | 0 | Federally-Regulated Commercial & Industrial Equipment | 06/22/2017 |  | 06/22/2017
Lennox | Lennox | LGH060**EM*P | LPG | Induced Draft | False | True | 1 | False | Horizontal |  | None | Non-Condensing | Single-Stage |  | 1 | Premium |  | 105000 | 84000 |  |  | 98400 | 490 | 80 | 78 | [8 empty] | Federally-Regulated Consumer Product | 06/22/2017 |  | 06/22/2017
Lennox | Lennox | LGA300HH-** | Natural Gas | No Match | False | True | 3 | False | Down | No Match | No Match | Non-Condensing | No Match | No Match |  | No Match |  | 470000 | 378778 |  |  | 418105 | 2156 |  |  | 80.6 | 80 |  |  |  |  | 80.7 | 0 | Federally-Regulated Commercial & Industrial Equipment | 06/22/2017 |  | 06/22/2017
Lennox | Lennox | ML195UH110XP48C-* | LPG | Induced Draft | False | False | 1 | False | Horizontal |  | None | Condensing | Single-Stage |  | 0.5 | Standard |  | 110000 | 105000 |  |  | 98900 | 745 | 95 | 78 | [8 empty] | Federally-Regulated Consumer Product | 06/22/2017 |  | 06/22/2017
Lennox | Lennox | SL280UH090V60C-* | LPG | Induced Draft | False | False | 1 | False | Horizontal |  | None | Non-Condensing | Two-Stage Modulating |  | 1 | Standard |  | 88000 | 70000 |  |  | 78000 | 281 | 80 | 78 | [8 empty] | Federally-Regulated Consumer Product | 06/22/2017 |  | 06/22/2017
Lennox | Allied Air | 80G1UH045AP12-* | LPG | Induced Draft | False | False | 1 | False | Horizontal |  | None | Non-Condensing | Single-Stage |  | 0.33 | Standard |  | 44000 | 36000 |  |  | 37500 | 656 | 80 | 78 | [8 empty] | Federally-Regulated Consumer Product | 06/22/2017 |  | 06/22/2017
Lennox | Allied Air | A80UH1D110C20-* | LPG | Induced Draft | False | False | 1 | False | Horizontal |  | None | Non-Condensing | Single-Stage |  | 1 | Standard |  | 110000 | 89000 |  |  | 95300 | 1187 | 80 | 78 | [8 empty] | Federally-Regulated Consumer Product | 06/22/2017 |  | 06/22/2017
Lennox | Lennox | KGA048**DT** | Natural Gas | Induced Draft | False | True | 1 | False | Down | None | None | Non-Condensing | Single-Stage | Single-Speed | 0.5 | Standard |  | 150000 | 120000 |  |  | 137000 | 789 | 80 | 78 | [8 empty] | Federally-Regulated Consumer Product | 06/22/2017 |  | 06/22/2017
Lennox | Lennox | GCS20V-513-75-** | Natural Gas | No Match | False | True | 3 | False | Horizontal | No Match | No Match | Non-Condensing | No Match | No Match |  | No Match |  | 75000 | 57000 |  |  | 58031 | 415 | 78.4 | 78 | [6 empty] | 0 | 0 | Non Federally-Regulated | 06/22/2017 |  | 06/22/2017
Lennox | Lennox | GCS24-1353-270-** | Natural Gas | No Match | False | True | 3 | False | Down | No Match | No Match | Non-Condensing | No Match | No Match |  | No Match |  | 270000 | 216297 |  |  | 256004 | 1950 |  |  | 80.6 | 80 |  |  |  |  | 80.6 | 0 | Federally-Regulated Commercial & Industrial Equipment | 06/22/2017 |  | 06/22/2017
Lennox | Allied Air | A80US2V090C20-* | Natural Gas | Induced Draft | False | False | 1 | False | Horizontal |  | None | Non-Condensing | Two-Stage Modulating |  | 1 | Standard |  | 88000 | 70000 |  |  | 78000 | 281 | 80 | 78 | [8 empty] | Federally-Regulated Consumer Product | 06/22/2017 |  | 06/22/2017
Lennox | Lennox | KGA060**DW** | Natural Gas | Induced Draft | False | True | 1 | False | Down | None | None | Non-Condensing | Single-Stage | Single-Speed | 0.75 | Standard |  | 65000 | 52000 |  |  | 58400 | 450 | 80 | 78 | [8 empty] | Federally-Regulated Consumer Product | 06/22/2017 |  | 06/22/2017
Lennox | Allied Air | A80UH1D070A12L-* | Natural Gas | Induced Draft | False | False | 1 | False | Horizontal |  | None | Non-Condensing | Single-Stage |  | 0.33 | Standard |  | 66000 | 54000 |  |  | 57400 | 698 | 80 | 78 | [8 empty] | Federally-Regulated Consumer Product | 06/22/2017 |  | 06/22/2017
Lennox | Lennox | GCS24-1603-270-** | Natural Gas | No Match | False | True | 3 | False | Down | No Match | No Match | Non-Condensing | No Match | No Match |  | No Match |  | 270000 | 216297 |  |  | 256004 | 1950 |  |  | 80.6 | 80 |  |  |  |  | 80.6 | 0 | Federally-Regulated Commercial & Industrial Equipment | 06/22/2017 |  | 06/22/2017
Lennox | Lennox | G61MPV-36B-045-** | Natural Gas | Induced Draft | False | False | 1 | False | Up |  | None | Condensing | Two-Stage Modulating |  | 0.5 | Standard |  | 44000 | 39000 |  |  | 32000 | 379 | 94.1 | 78 | [8 empty] | Federally-Regulated Consumer Product | 06/22/2017 |  | 06/22/2017
Lennox | Lennox | EL180UH045E36A-* | LPG | Induced Draft | False | False | 1 | False | Up |  | None | Non-Condensing | Single-Stage |  | 0.5 | Standard |  | 44000 | 36000 |  |  | 38900 | 337 | 80 | 78 | [8 empty] | Federally-Regulated Consumer Product | 06/22/2017 |  | 06/22/2017
Lennox | Lennox | EL280UH135P60D-* | LPG | Induced Draft | False | False | 1 | False | Up |  | None | Non-Condensing | Two-Stage Modulating |  | 1 | Standard |  | 132000 | 106000 |  |  | 110800 | 1257 | 80 | 78 | [8 empty] | Federally-Regulated Consumer Product | 06/22/2017 |  | 06/22/2017
Lennox | Lennox | G51MP-36C-090-** | Natural Gas | Induced Draft | False | False | 1 | False | Horizontal |  | None | Condensing | Single-Stage |  | 0.33 | Standard |  | 88000 | 82000 |  |  | 84100 | 895 | 92.1 | 78 | [8 empty] | Federally-Regulated Consumer Product | 06/22/2017 |  | 06/22/2017
Lennox | Lennox | G61MP36B-071-** | Natural Gas | Induced Draft | False | False | 1 | False | Horizontal | None | None | Condensing | Two-Stage Modulating | Multiple-Speed | 0.33 | Standard |  | 66000 | 62000 |  |  | 63500 | 835 | 95 | 78 | [8 empty] | Federally-Regulated Consumer Product | 06/22/2017 |  | 06/22/2017
Lennox | Allied Air | A80DF1E110C20-* | LPG | Induced Draft | False | False | 1 | False | Horizontal |  | None | Non-Condensing | Single-Stage |  | 1 | Standard |  | 110000 | 90000 |  |  | 98000 | 576 | 80 | 78 | [8 empty] | Federally-Regulated Consumer Product | 06/22/2017 |  | 06/22/2017
Lennox | Armstrong | 235GRTC300BH | Natural Gas | No Match | False | True | 3 | False | Down | No Match | No Match | Non-Condensing | No Match | No Match |  | No Match |  | 235000 | 188000 |  |  | 198174 | 3361 |  |  | 80 | 80 |  |  |  |  | 80 | 0 | Federally-Regulated Commercial & Industrial Equipment | 06/22/2017 |  | 06/22/2017
Lennox | Lennox | ZGA150**MH** | Natural Gas | Induced Draft | False | True | 3 | False | Horizontal |  | None | Non-Condensing | Two-Stage Modulating |  | 0 | Standard |  | 240000 | 192000 | [6 empty] | 80 | 80 | [6 empty] | Federally-Regulated Commercial & Industrial Equipment | 06/22/2017 |  | 06/22/2017
Lennox | Lennox | G61MP36B-071-** | LPG | Induced Draft | False | False | 1 | False | Horizontal | None | None | Condensing | Two-Stage Modulating | Multiple-Speed | 0.33 | Standard |  | 66000 | 62000 |  |  | 63500 | 835 | 95 | 78 | [8 empty] | Federally-Regulated Consumer Product | 06/22/2017 |  | 06/22/2017
Lennox | Allied Air | 80G1UH090CE20-* | Natural Gas | Induced Draft | False | False | 1 | False | Up |  | None | Non-Condensing | Single-Stage |  | 1 | Standard |  | 88000 | 72000 |  |  | 78500 | 450 | 80 | 78 | [8 empty] | Federally-Regulated Consumer Product | 06/22/2017 |  | 06/22/2017
Lennox | Allied Air | A80UH1D110C20L-* | LPG | Induced Draft | False | False | 1 | False | Horizontal |  | None | Non-Condensing | Single-Stage |  | 1 | Standard |  | 110000 | 89000 |  |  | 95300 | 1187 | 80 | 78 | [8 empty] | Federally-Regulated Consumer Product | 06/22/2017 |  | 06/22/2017
Lennox | Lennox | KGA036**BS** | Natural Gas | Induced Draft | False | True | 1 | False | Down | None | None | Non-Condensing | Single-Stage | Single-Speed | 1.5 | Standard |  | 65000 | 52000 |  |  | 57800 | 576 | 80 | 78 | [8 empty] | Federally-Regulated Consumer Product | 06/22/2017 |  | 06/22/2017
Lennox | Allied Air | 80G1UH110CP20L-* | LPG | Induced Draft | False | False | 1 | False | Horizontal |  | None | Non-Condensing | Single-Stage |  | 1 | Standard |  | 110000 | 89000 |  |  | 95300 | 1187 | 80 | 78 | [8 empty] | Federally-Regulated Consumer Product | 06/22/2017 |  | 06/22/2017
Lennox | Lennox | ZGA102**MH** | Natural Gas | Induced Draft | False | True | 3 | False | Horizontal |  | None | Non-Condensing | Two-Stage Modulating |  | 0 | Standard |  | 240000 | 192000 | [6 empty] | 80 | 80 | [6 empty] | Federally-Regulated Commercial & Industrial Equipment | 06/22/2017 |  | 06/22/2017
Lennox | Allied Air | A95UH1D090C12*-* | Natural Gas | Induced Draft | False | False | 1 | False | Up |  | None | Condensing | Single-Stage |  | 0.5 | Standard |  | 88000 | 85000 |  |  | 82100 | 738 | 95 | 78 | [8 empty] | Federally-Regulated Consumer Product | 06/22/2017 |  | 06/22/2017
Lennox | Lennox | EL296UH135XV60D-* | LPG | Induced Draft | False | False | 1 | False | Horizontal |  | None | Condensing | Two-Stage Modulating |  | 1 | Standard |  | 132000 | 126000 |  |  | 113800 | 363 | 96 | 78 | [8 empty] | Federally-Regulated Consumer Product | 06/22/2017 |  | 06/22/2017
Lennox | Allied Air | A95UH1E070B12-* | LPG | Induced Draft | False | False | 1 | False | Up |  | None | Condensing | Single-Stage |  | 0.5 | Standard |  | 66000 | 63000 |  |  | 66600 | 377 | 95 | 78 | [8 empty] | Federally-Regulated Consumer Product | 06/22/2017 |  | 06/22/2017
Lennox | Lennox | 15GCSXBV-48-083X-230-* | Natural Gas | Induced Draft | False | True | 1 | False | Horizontal |  | None | Non-Condensing | Two-Stage Modulating |  | 0.75 | Standard |  | 83000 | 66000 |  |  | 79100 | 430 | 78 | 78 | [8 empty] | Federally-Regulated Consumer Product | 06/22/2017 |  | 06/22/2017
Lennox | Allied Air | 80AF1UH070P12A-* | Natural Gas | Induced Draft | False | False | 1 | False | Up |  | None | Non-Condensing | Single-Stage |  | 0.33 | Standard |  | 66000 | 54000 |  |  | 57400 | 698 | 80 | 78 | [8 empty] | Federally-Regulated Consumer Product | 06/22/2017 |  | 06/22/2017
Lennox | Allied Air | A80UH1D090B16L-* | Natural Gas | Induced Draft | False | False | 1 | False | Up |  | None | Non-Condensing | Single-Stage |  | 0.5 | Standard |  | 88000 | 71000 |  |  | 76700 | 865 | 80 | 78 | [8 empty] | Federally-Regulated Consumer Product | 06/22/2017 |  | 06/22/2017
Lennox | Allied Air | ZGA102**MH** | Natural Gas | Induced Draft | False | True | 3 | False | Horizontal |  | None | Non-Condensing | Two-Stage Modulating |  | 0 | Standard |  | 240000 | 192000 | [6 empty] | 80 | 80 | [6 empty] | Federally-Regulated Commercial & Industrial Equipment | 06/22/2017 |  | 06/22/2017
Lennox | Allied Air | A80US2V070A12-* | LPG | Induced Draft | False | False | 1 | False | Down |  | None | Non-Condensing | Two-Stage Modulating |  | 0.5 | Standard |  | 66000 | 52000 |  |  | 58300 | 236 | 80 | 78 | [8 empty] | Federally-Regulated Consumer Product | 06/22/2017 |  | 06/22/2017
Lennox | Allied Air | A80US2V110C20L-* | Natural Gas | Induced Draft | False | False | 1 | False | Up |  | None | Non-Condensing | Two-Stage Modulating |  | 1 | Standard |  | 110000 | 87000 |  |  | 96800 | 435 | 80 | 78 | [8 empty] | Federally-Regulated Consumer Product | 06/22/2017 |  | 06/22/2017
Lennox | Lennox | EL180DF090E48B-* | Natural Gas | Induced Draft | False | False | 1 | False | Down |  | None | Non-Condensing | Single-Stage |  | 0.75 | Standard |  | 88000 | 72000 |  |  | 78600 | 423 | 80 | 78 | [8 empty] | Federally-Regulated Consumer Product | 06/22/2017 |  | 06/22/2017
Lennox | Lennox | G61MPV-60C-091-** | LPG | Induced Draft | False | False | 1 | False | Horizontal |  | None | Condensing | Two-Stage Modulating |  | 1 | Standard |  | 88000 | 84000 |  |  | 80700 | 840 | 95 | 78 | [8 empty] | Federally-Regulated Consumer Product | 06/22/2017 |  | 06/22/2017
Lennox | Lennox | G61MPV-36B-071-** | Natural Gas | Induced Draft | False | False | 1 | False | Up |  | None | Condensing | Two-Stage Modulating |  | 0.5 | Standard |  | 66000 | 62000 |  |  | 65400 | 582 | 95 | 78 | [8 empty] | Federally-Regulated Consumer Product | 06/22/2017 |  | 06/22/2017
Lennox | McQuay | GCS16-953-200-** | Natural Gas | No Match | False | True | 3 | False | Horizontal | No Match | No Match | Non-Condensing | No Match | No Match |  | No Match |  | 200000 | 160000 |  |  | 177835 | 1340 | 78.2 | 78 | 80 | 80 |  |  |  |  | 78.2 | 0 | Non Federally-Regulated | 06/22/2017 |  | 06/22/2017
Lennox | Lennox | ZGA150**BH** | LPG | Induced Draft | False | True | 3 | False | Down |  | None | Non-Condensing | Two-Stage Modulating |  | 0 | Standard |  | 240000 | 192000 | [6 empty] | 80 | 80 | [6 empty] | Federally-Regulated Commercial & Industrial Equipment | 06/22/2017 |  | 06/22/2017
Lennox | Allied Air | A93UH1D090C16A-* | LPG | Induced Draft | False | False | 1 | False | Horizontal |  | None | Condensing | Single-Stage |  | 0.5 | Standard |  | 88000 | 83000 |  |  | 83900 | 724 | 93 | 78 | [8 empty] | Federally-Regulated Consumer Product | 06/22/2017 |  | 06/22/2017
Lennox | Lennox | GCS20-513-75-** | LPG | No Match | False | True | 3 | False | Horizontal | No Match | No Match | Non-Condensing | No Match | No Match |  | No Match |  | 67500 | 52000 |  |  | 58031 | 748 | 78.4 | 78 | [6 empty] | 78.4 | 0 | Non Federally-Regulated | 06/22/2017 |  | 06/22/2017
Lennox | Armstrong | 270GRTC119CL | Natural Gas | No Match | False | True | 3 | False | Down | No Match | No Match | Non-Condensing | No Match | No Match |  | No Match |  | 270000 | 216297 |  |  | 256004 | 1950 |  |  | 80.6 | 80 |  |  |  |  | 80.6 | 0 | Federally-Regulated Commercial & Industrial Equipment | 06/22/2017 |  | 06/22/2017
Lennox | Allied Air | A95UH1D045B08*-* | LPG | Induced Draft | False | False | 1 | False | Horizontal |  | None | Condensing | Single-Stage |  | 0.2 | Standard |  | 44000 | 41000 |  |  | 32800 | 354 | 95 | 78 | [8 empty] | Federally-Regulated Consumer Product | 06/22/2017 |  | 06/22/2017
Lennox | Lennox | EL180UH110E60C-* | LPG | Induced Draft | False | False | 1 | False | Up |  | None | Non-Condensing | Single-Stage |  | 1 | Standard |  | 110000 | 90000 |  |  | 97800 | 618 | 80 | 78 | [8 empty] | Federally-Regulated Consumer Product | 06/22/2017 |  | 06/22/2017
Lennox | Lennox | SL280UH135V60D-* | Natural Gas | Induced Draft | False | False | 1 | False | Up |  | None | Non-Condensing | Two-Stage Modulating |  | 1 | Standard |  | 132000 | 105000 |  |  | 115600 | 569 | 80 | 78 | [8 empty] | Federally-Regulated Consumer Product | 06/22/2017 |  | 06/22/2017
Lennox | Lennox | 15GCSXAV-36-068X-230-* | Natural Gas | Induced Draft | False | True | 1 | False | Down |  | None | Non-Condensing | Two-Stage Modulating |  | 0.33 | Standard |  | 68000 | 54000 |  |  | 59800 | 295 | 78 | 78 | [8 empty] | Federally-Regulated Consumer Product | 06/22/2017 |  | 06/22/2017
Lennox | Lennox | ZGA150**MH** | LPG | Induced Draft | False | True | 3 | False | Horizontal |  | None | Non-Condensing | Two-Stage Modulating |  | 0 | Standard |  | 240000 | 192000 | [6 empty] | 80 | 80 | [6 empty] | Federally-Regulated Commercial & Industrial Equipment | 06/22/2017 |  | 06/22/2017
Lennox | Allied Air | A95UH1D090C16*-* | Natural Gas | Induced Draft | False | False | 1 | False | Horizontal |  | None | Condensing | Single-Stage |  | 0.5 | Standard |  | 88000 | 85000 |  |  | 82100 | 732 | 95 | 78 | [8 empty] | Federally-Regulated Consumer Product | 06/22/2017 |  | 06/22/2017
Lennox | Armstrong | LGA180HS-** | Natural Gas | No Match | False | True | 3 | False | Down | No Match | No Match | Non-Condensing | No Match | No Match |  | No Match |  | 260000 | 209537 |  |  | 236793 | 962 |  |  | 80.6 | 80 |  |  |  |  | 80.7 | 0 | Federally-Regulated Commercial & Industrial Equipment | 06/22/2017 |  | 06/22/2017
Lennox | Allied Air | 95AF1UH045P12B-* | Natural Gas | Induced Draft | False | False | 1 | False | Horizontal |  | None | Condensing | Single-Stage |  | 0.2 | Standard |  | 44000 | 41000 |  |  | 32800 | 354 | 95 | 78 | [8 empty] | Federally-Regulated Consumer Product | 06/22/2017 |  | 06/22/2017
Lennox | Lennox | GCS24-653-130-** | Natural Gas | No Match | False | True | 3 | False | Down | No Match | No Match | Non-Condensing | No Match | No Match |  | No Match |  | 130000 | 103560 |  |  | 118400 | 1097 | 78 | 78 | [6 empty] | 78 | 0 | Non Federally-Regulated | 06/22/2017 |  | 06/22/2017
Lennox | Allied Air | 80G1UH090BP16L-* | LPG | Induced Draft | False | False | 1 | False | Horizontal |  | None | Non-Condensing | Single-Stage |  | 0.5 | Standard |  | 88000 | 71000 |  |  | 76700 | 865 | 80 | 78 | [8 empty] | Federally-Regulated Consumer Product | 06/22/2017 |  | 06/22/2017
Lennox | Allied Air | 80G2UH070AV12-* | Natural Gas | Induced Draft | False | False | 1 | False | Horizontal |  | None | Non-Condensing | Two-Stage Modulating |  | 0.5 | Standard |  | 66000 | 52000 |  |  | 58800 | 195 | 80 | 78 | [8 empty] | Federally-Regulated Consumer Product | 06/22/2017 |  | 06/22/2017
Lennox | Allied Air | A80DF1E045A12-* | LPG | Induced Draft | False | False | 1 | False | Up |  | None | Non-Condensing | Single-Stage |  | 0.5 | Standard |  | 44000 | 36000 |  |  | 38900 | 341 | 80 | 78 | [8 empty] | Federally-Regulated Consumer Product | 06/22/2017 |  | 06/22/2017
Lennox | Allied Air | 80G1UH090BP16-* | Natural Gas | Induced Draft | False | False | 1 | False | Up |  | None | Non-Condensing | Single-Stage |  | 0.5 | Standard |  | 88000 | 71000 |  |  | 76700 | 865 | 80 | 78 | [8 empty] | Federally-Regulated Consumer Product | 06/22/2017 |  | 06/22/2017
Lennox | Lennox | ML193UH070XP24B-* | LPG | Induced Draft | False | False | 1 | False | Up |  | None | Condensing | Single-Stage |  | 0.2 | Standard |  | 66000 | 62000 |  |  | 67200 | 580 | 93 | 78 | [8 empty] | Federally-Regulated Consumer Product | 06/22/2017 |  | 06/22/2017
Lennox | Allied Air | 95G1UH090CP12-* | LPG | Induced Draft | False | False | 1 | False | Horizontal |  | None | Condensing | Single-Stage |  | 0.5 | Standard |  | 88000 | 85000 |  |  | 82100 | 738 | 95 | 78 | [8 empty] | Federally-Regulated Consumer Product | 06/22/2017 |  | 06/22/2017
Lennox | Allied Air | 80G1UH045AP12L-* | Natural Gas | Induced Draft | False | False | 1 | False | Up |  | None | Non-Condensing | Single-Stage |  | 0.33 | Standard |  | 44000 | 36000 |  |  | 37500 | 656 | 80 | 78 | [8 empty] | Federally-Regulated Consumer Product | 06/22/2017 |  | 06/22/2017
Lennox | Lennox | EL280UH070P36A-* | LPG | Induced Draft | False | False | 1 | False | Up |  | None | Non-Condensing | Two-Stage Modulating |  | 0.33 | Standard |  | 66000 | 53000 |  |  | 55400 | 655 | 80 | 78 | [8 empty] | Federally-Regulated Consumer Product | 06/22/2017 |  | 06/22/2017
Lennox | Allied Air | A80UH1D090B16-* | LPG | Induced Draft | False | False | 1 | False | Up |  | None | Non-Condensing | Single-Stage |  | 0.5 | Standard |  | 88000 | 71000 |  |  | 76700 | 865 | 80 | 78 | [8 empty] | Federally-Regulated Consumer Product | 06/22/2017 |  | 06/22/2017
Lennox | Lennox | G51MP-60C-110-** | Natural Gas | Induced Draft | False | False | 1 | False | Horizontal |  | None | Condensing | Single-Stage |  | 1 | Standard |  | 110000 | 103000 |  |  | 101300 | 993 | 92.1 | 78 | [8 empty] | Federally-Regulated Consumer Product | 06/22/2017 |  | 06/22/2017
Lennox | Allied Air | 95G1UH090CP16-* | Natural Gas | Induced Draft | False | False | 1 | False | Horizontal |  | None | Condensing | Single-Stage |  | 0.5 | Standard |  | 88000 | 85000 |  |  | 82100 | 732 | 95 | 78 | [8 empty] | Federally-Regulated Consumer Product | 06/22/2017 |  | 06/22/2017
Lennox | Allied Air | A80DF1E045B12-* | Natural Gas | Induced Draft | False | False | 1 | False | Down |  | None | Condensing | Single-Stage |  | 0.5 | Standard |  | 44000 | 42000 |  |  | 33100 | 285 | 95 | 78 | [8 empty] | Federally-Regulated Consumer Product | 06/22/2017 |  | 06/22/2017
Lennox | Lennox | EL195UH090XE48C-* | Natural Gas | Induced Draft | False | False | 1 | False | Horizontal |  | None | Condensing | Single-Stage |  | 0.75 | Standard |  | 88000 | 85000 |  |  | 83000 | 493 | 95 | 78 | [8 empty] | Federally-Regulated Consumer Product | 06/22/2017 |  | 06/22/2017
Lennox | Lennox | ML193UH110XP60C-* | Natural Gas | Induced Draft | False | False | 1 | False | Up |  | None | Condensing | Single-Stage |  | 1 | Standard |  | 110000 | 104000 |  |  | 100100 | 1006 | 93 | 78 | [8 empty] | Federally-Regulated Consumer Product | 06/22/2017 |  | 06/22/2017
Lennox | Allied Air | ZGA102**MH** | LPG | Induced Draft | False | True | 3 | False | Horizontal |  | None | Non-Condensing | Two-Stage Modulating |  | 0 | Standard |  | 240000 | 192000 | [6 empty] | 80 | 80 | [6 empty] | Federally-Regulated Commercial & Industrial Equipment | 06/22/2017 |  | 06/22/2017
Lennox | Lennox | EL195UH135XE60D-* | LPG | Induced Draft | False | False | 1 | False | Up |  | None | Condensing | Single-Stage |  | 1 | Standard |  | 132000 | 126000 |  |  | 115500 | 823 | 95 | 78 | [8 empty] | Federally-Regulated Consumer Product | 06/22/2017 |  | 06/22/2017
Lennox | Lennox | ML180UH090XP48B-* | LPG | Induced Draft | False | False | 1 | False | Up |  | None | Non-Condensing | Single-Stage |  | 0.5 | Standard |  | 88000 | 71000 |  |  | 76700 | 865 | 80 | 78 | [8 empty] | Federally-Regulated Consumer Product | 06/22/2017 |  | 06/22/2017
Lennox | Lennox | ML195UH110XP60C-* | LPG | Induced Draft | False | False | 1 | False | Horizontal |  | None | Condensing | Single-Stage |  | 1 | Standard |  | 110000 | 106000 |  |  | 98200 | 942 | 95 | 78 | [8 empty] | Federally-Regulated Consumer Product | 06/22/2017 |  | 06/22/2017
Lennox | Allied Air | A80UH1D070A08-* | LPG | Induced Draft | False | False | 1 | False | Up |  | None | Non-Condensing | Single-Stage |  | 0.2 | Standard |  | 66000 | 54000 |  |  | 57900 | 566 | 80 | 78 | [8 empty] | Federally-Regulated Consumer Product | 06/22/2017 |  | 06/22/2017
Lennox | Lennox | G51MP-36B-045-** | Natural Gas | Induced Draft | False | False | 1 | False | Horizontal |  | None | Condensing | Single-Stage |  | 0.33 | Standard |  | 44000 | 41000 |  |  | 33400 | 499 | 92.1 | 78 | [8 empty] | Federally-Regulated Consumer Product | 06/22/2017 |  | 06/22/2017
Lennox | Lennox | ML195UH110XP60C-* | LPG | Induced Draft | False | False | 1 | False | Up |  | None | Condensing | Single-Stage |  | 1 | Standard |  | 110000 | 106000 |  |  | 98200 | 942 | 95 | 78 | [8 empty] | Federally-Regulated Consumer Product | 06/22/2017 |  | 06/22/2017
Lennox | Allied Air | A80UH1D090B16L-* | LPG | Induced Draft | False | False | 1 | False | Up |  | None | Non-Condensing | Single-Stage |  | 0.5 | Standard |  | 88000 | 71000 |  |  | 76700 | 865 | 80 | 78 | [8 empty] | Federally-Regulated Consumer Product | 06/22/2017 |  | 06/22/2017
Lennox | Lennox | KGA060**BY** | LPG | Induced Draft | False | True | 1 | False | Down | None | None | Non-Condensing | Single-Stage | Single-Speed | 1.5 | Standard |  | 105000 | 84000 |  |  | 97100 | 755 | 80 | 78 | [8 empty] | Federally-Regulated Consumer Product | 06/22/2017 |  | 06/22/2017
Lennox | Allied Air | 80AF1UH070P12A-* | LPG | Induced Draft | False | False | 1 | False | Up |  | None | Non-Condensing | Single-Stage |  | 0.33 | Standard |  | 66000 | 54000 |  |  | 57400 | 698 | 80 | 78 | [8 empty] | Federally-Regulated Consumer Product | 06/22/2017 |  | 06/22/2017
Lennox | Lennox | GCS16-511-75-** | LPG | No Match | False | True | 3 | False | Down | No Match | No Match | Non-Condensing | No Match | No Match |  | No Match |  | 67500 | 52000 |  |  | 56766 | 789 | 79.9 | 78 | [6 empty] | 79.9 | 0 | Non Federally-Regulated | 06/22/2017 |  | 06/22/2017
Lennox | Allied Air | A95UH1D045B12*-* | LPG | Induced Draft | False | False | 1 | False | Horizontal |  | None | Condensing | Single-Stage |  | 0.33 | Standard |  | 44000 | 42000 |  |  | 32600 | 410 | 95 | 78 | [8 empty] | Federally-Regulated Consumer Product | 06/22/2017 |  | 06/22/2017
Lennox | Lennox | EL296DF045XE36B-* | Natural Gas | Induced Draft | False | False | 1 | False | Down |  | None | Condensing | Two-Stage Modulating |  | 0.5 | Standard |  | 44000 | 43000 |  |  | 48900 | 277 | 96 | 78 | [8 empty] | Federally-Regulated Consumer Product | 06/22/2017 |  | 06/22/2017
Lennox | Allied Air | ZGA150**MH** | LPG | Induced Draft | False | True | 3 | False | Horizontal |  | None | Non-Condensing | Two-Stage Modulating |  | 0 | Standard |  | 240000 | 192000 | [6 empty] | 80 | 80 | [6 empty] | Federally-Regulated Commercial & Industrial Equipment | 06/22/2017 |  | 06/22/2017
Lennox | Lennox | EL180UH090E60C-* | LPG | Induced Draft | False | False | 1 | False | Up |  | None | Non-Condensing | Single-Stage |  | 1 | Standard |  | 88000 | 72000 |  |  | 78500 | 450 | 80 | 78 | [8 empty] | Federally-Regulated Consumer Product | 06/22/2017 |  | 06/22/2017
Lennox | Lennox | GCS20-653-75-** | LPG | No Match | False | True | 3 | False | Horizontal | No Match | No Match | Non-Condensing | No Match | No Match |  | No Match |  | 67500 | 52000 |  |  | 57940 | 752 | 78.4 | 78 | [6 empty] | 78.4 | 0 | Non Federally-Regulated | 06/22/2017 |  | 06/22/2017
Lennox | Allied Air | 80G1UH045AE12L | LPG | Induced Draft | False | False | 1 | False | Horizontal |  | None | Non-Condensing | Single-Stage |  | 0.5 | Standard |  | 44000 | 36000 |  |  | 38900 | 337 | 80 | 78 | [8 empty] | Federally-Regulated Consumer Product | 06/22/2017 |  | 06/22/2017
Lennox | Lennox | LGA150HS-** | Natural Gas | No Match | False | True | 3 | False | Horizontal | No Match | No Match | Non-Condensing | No Match | No Match |  | No Match |  | 130000 | 103445 |  |  | 109757 | 2246 | 80.5 | 78 | 80 | 80 |  |  |  |  | 80.5 | 0 | Non Federally-Regulated | 06/22/2017 |  | 06/22/2017
Lennox | Allied Air | 80AF1UH090P12B-* | Natural Gas | Induced Draft | False | False | 1 | False | Up |  | None | Non-Condensing | Single-Stage |  | 0.33 | Standard |  | 88000 | 71000 |  |  | 76700 | 856 | 80 | 78 | [8 empty] | Federally-Regulated Consumer Product | 06/22/2017 |  | 06/22/2017
Lennox | Lennox | LGA090SS-** | Natural Gas | No Match | False | True | 3 | False | Horizontal | No Match | No Match | Non-Condensing | No Match | No Match |  | No Match |  | 130000 | 103445 |  |  | 113788 | 1294 | 80.5 | 78 | 80 | 80 |  |  |  |  | 80.5 | 0 | Non Federally-Regulated | 06/22/2017 |  | 06/22/2017
Lennox | Lennox | G43UF-24B-070-** | LPG | Induced Draft | False | False | 1 | False | Up |  | None | Condensing | Single-Stage |  | 0.2 | Standard |  | 66000 | 61000 |  |  | 69200 | 695 | 90 | 78 | [8 empty] | Federally-Regulated Consumer Product | 06/22/2017 |  | 06/22/2017
Lennox | Lennox | G60UH-60D-135-** | Natural Gas | Induced Draft | False | False | 1 | False | Horizontal | None | None | Non-Condensing | Two-Stage Modulating |  | 1 | Standard |  | 132000 | 108000 |  |  | 112300 | 1264 | 80 | 78 | [8 empty] | Federally-Regulated Consumer Product | 06/22/2017 |  | 06/22/2017
Lennox | Lennox | G61MP-60C-110-** | LPG | Induced Draft | False | False | 1 | False | Up |  | None | Condensing | Two-Stage Modulating |  | 1 | Standard |  | 110000 | 104000 |  |  | 95100 | 1139 | 94.1 | 78 | [8 empty] | Federally-Regulated Consumer Product | 06/22/2017 |  | 06/22/2017
Lennox | Lennox | GCS16-653-100-** | Natural Gas | No Match | False | True | 3 | False | Horizontal | No Match | No Match | Non-Condensing | No Match | No Match |  | No Match |  | 100000 | 80000 |  |  | 96682 | 805 | 80.5 | 78 | [6 empty] | 80.5 | 0 | Non Federally-Regulated | 06/22/2017 |  | 06/22/2017
Lennox | Lennox | SLP98UH090XV60C-* | LPG | Induced Draft | False | False | 1 | False | Up |  | None | Condensing | Step Modulating |  | 1 | Standard |  | 88000 | 85000 |  |  | 78600 | 363 | 98.2 | 78 | [8 empty] | Federally-Regulated Consumer Product | 06/22/2017 |  | 06/22/2017
Lennox | Allied Air | 80G2UH090BV16L | Natural Gas | Induced Draft | False | False | 1 | False | Horizontal |  | None | Non-Condensing | Two-Stage Modulating |  | 1 | Standard |  | 88000 | 70000 |  |  | 78000 | 293 | 80 | 78 | [8 empty] | Federally-Regulated Consumer Product | 06/22/2017 |  | 06/22/2017
Lennox | Lennox | ML193UH135XP60D-* | LPG | Induced Draft | False | False | 1 | False | Horizontal |  | None | Condensing | Single-Stage |  | 1 | Standard |  | 132000 | 124000 |  |  | 116800 | 1148 | 93 | 78 | [8 empty] | Federally-Regulated Consumer Product | 06/22/2017 |  | 06/22/2017
Lennox | Lennox | EL280DF110P60C | Natural Gas | Induced Draft | False | False | 1 | False | Down |  | None | Non-Condensing | Two-Stage Modulating |  | 1 | Standard |  | 110000 | 87000 |  |  | 95500 | 1033 | 80 | 78 | [8 empty] | Federally-Regulated Consumer Product | 06/22/2017 |  | 06/22/2017
Lennox | Allied Air | A80DF1E090B16-* | LPG | Induced Draft | False | False | 1 | False | Down |  | None | Non-Condensing | Single-Stage |  | 0.75 | Standard |  | 88000 | 72000 |  |  | 78600 | 423 | 80 | 78 | [8 empty] | Federally-Regulated Consumer Product | 06/22/2017 |  | 06/22/2017
Lennox | Lennox | GCS16-653-125-** | Natural Gas | No Match | False | True | 3 | False | Down | No Match | No Match | Non-Condensing | No Match | No Match |  | No Match |  | 125000 | 95000 |  |  | 119047 | 844 | 78.3 | 78 | [6 empty] | 78.3 | 0 | Non Federally-Regulated | 06/22/2017 |  | 06/22/2017
Lennox | Lennox | G40DF-60C-110-** | Natural Gas | Induced Draft | False | False | 1 | False | Down |  | None | Non-Condensing | Single-Stage |  | 1 | Standard |  | 110000 | 90000 |  |  | 96200 | 1029 | 80 | 78 | [8 empty] | Federally-Regulated Consumer Product | 06/22/2017 |  | 06/22/2017
Lennox | Lennox | SL280UH090V60C-* | LPG | Induced Draft | False | False | 1 | False | Up |  | None | Non-Condensing | Two-Stage Modulating |  | 1 | Standard |  | 88000 | 70000 |  |  | 78000 | 281 | 80 | 78 | [8 empty] | Federally-Regulated Consumer Product | 06/22/2017 |  | 06/22/2017
Lennox | Lennox | EL280UH070P36A-* | Natural Gas | Induced Draft | False | False | 1 | False | Up |  | None | Non-Condensing | Two-Stage Modulating |  | 0.33 | Standard |  | 66000 | 53000 |  |  | 55400 | 655 | 80 | 78 | [8 empty] | Federally-Regulated Consumer Product | 06/22/2017 |  | 06/22/2017
Lennox | Lennox | G51MP-36B-045-** | Natural Gas | Induced Draft | False | False | 1 | False | Up |  | None | Condensing | Single-Stage |  | 0.33 | Standard |  | 44000 | 41000 |  |  | 33400 | 499 | 92.1 | 78 | [8 empty] | Federally-Regulated Consumer Product | 06/22/2017 |  | 06/22/2017
Lennox | Lennox | LGH060**EM*P | LPG | Induced Draft | False | True | 1 | False | Down |  | None | Non-Condensing | Single-Stage |  | 1 | Premium |  | 105000 | 84000 |  |  | 98400 | 490 | 80 | 78 | [8 empty] | Federally-Regulated Consumer Product | 06/22/2017 |  | 06/22/2017
Lennox | Allied Air | A93UH1D090C16A-* | Natural Gas | Induced Draft | False | False | 1 | False | Horizontal |  | None | Condensing | Single-Stage |  | 0.5 | Standard |  | 88000 | 83000 |  |  | 83900 | 724 | 93 | 78 | [8 empty] | Federally-Regulated Consumer Product | 06/22/2017 |  | 06/22/2017
Lennox | Lennox | EL180DF045E36A-* | Natural Gas | Induced Draft | False | False | 1 | False | Down |  | None | Non-Condensing | Single-Stage |  | 0.5 | Standard |  | 44000 | 36000 |  |  | 38900 | 341 | 80 | 78 | [8 empty] | Federally-Regulated Consumer Product | 06/22/2017 |  | 06/22/2017
Lennox | Lennox | LGA360SH-** | Natural Gas | No Match | False | True | 3 | False | Down | No Match | No Match | Non-Condensing | No Match | No Match |  | No Match |  | 470000 | 378778 |  |  | 408868 | 3249 |  |  | 80.6 | 80 |  |  |  |  | 80.7 | 0 | Federally-Regulated Commercial & Industrial Equipment | 06/22/2017 |  | 06/22/2017
Lennox | Lennox | SLP98UH070XV36B-* | LPG | Induced Draft | False | False | 1 | False | Horizontal |  | None | Condensing | Step Modulating |  | 0.5 | Standard |  | 66000 | 64000 |  |  | 64100 | 300 | 97.4 | 78 | [8 empty] | Federally-Regulated Consumer Product | 06/22/2017 |  | 06/22/2017
Lennox | Allied Air | 80G1UH110CE20-* | LPG | Induced Draft | False | False | 1 | False | Up |  | None | Non-Condensing | Single-Stage |  | 1 | Standard |  | 110000 | 90000 |  |  | 97800 | 618 | 80 | 78 | [8 empty] | Federally-Regulated Consumer Product | 06/22/2017 |  | 06/22/2017
Lennox | Lennox | 15GCSXBV-60-083X-230-* | LPG | Induced Draft | False | True | 1 | False | Horizontal |  | None | Non-Condensing | Two-Stage Modulating |  | 0.75 | Standard |  | 83000 | 66000 |  |  | 79100 | 430 | 78 | 78 | [8 empty] | Federally-Regulated Consumer Product | 06/22/2017 |  | 06/22/2017
Lennox | Lennox | LGA180HH-** | Natural Gas | No Match | False | True | 3 | False | Down | No Match | No Match | Non-Condensing | No Match | No Match |  | No Match |  | 470000 | 378778 |  |  | 424793 | 1069 |  |  | 80.6 | 80 |  |  |  |  | 80.7 | 0 | Federally-Regulated Commercial & Industrial Equipment | 06/22/2017 |  | 06/22/2017
Lennox | Lennox | KGA036**BW** | Natural Gas | Induced Draft | False | True | 1 | False | Horizontal | None | None | Non-Condensing | Single-Stage | Single-Speed | 1.5 | Standard |  | 65000 | 52000 |  |  | 57800 | 576 | 80 | 78 | [8 empty] | Federally-Regulated Consumer Product | 06/22/2017 |  | 06/22/2017
Lennox | Lennox | LGA105SS-** | Natural Gas | No Match | False | True | 3 | False | Down | No Match | No Match | Non-Condensing | No Match | No Match |  | No Match |  | 130000 | 103445 |  |  | 113205 | 1432 | 80.5 | 78 | 80 | 80 |  |  |  |  | 80.5 | 0 | Non Federally-Regulated | 06/22/2017 |  | 06/22/2017
Lennox | Allied Air | 80G1DF045AE12-* | LPG | Induced Draft | False | False | 1 | False | Up |  | None | Non-Condensing | Single-Stage |  | 0.5 | Standard |  | 44000 | 36000 |  |  | 38900 | 341 | 80 | 78 | [8 empty] | Federally-Regulated Consumer Product | 06/22/2017 |  | 06/22/2017
Lennox | Allied Air | A80DF1E070A12-* | LPG | Induced Draft | False | False | 1 | False | Up |  | None | Non-Condensing | Single-Stage |  | 0.5 | Standard |  | 66000 | 54000 |  |  | 59100 | 289 | 80 | 78 | [8 empty] | Federally-Regulated Consumer Product | 06/22/2017 |  | 06/22/2017
Lennox | Allied Air | 95G1UH110CE20-* | LPG | Induced Draft | False | False | 1 | False | Horizontal |  | None | Condensing | Single-Stage |  | 1 | Standard |  | 110000 | 105000 |  |  | 99100 | 705 | 95 | 78 | [8 empty] | Federally-Regulated Consumer Product | 06/22/2017 |  | 06/22/2017
Lennox | Lennox | LGA105SS-** | Natural Gas | No Match | False | True | 3 | False | Horizontal | No Match | No Match | Non-Condensing | No Match | No Match |  | No Match |  | 130000 | 103445 |  |  | 113205 | 1432 | 80.5 | 78 | 80 | 80 |  |  |  |  | 80.5 | 0 | Non Federally-Regulated | 06/22/2017 |  | 06/22/2017
Lennox | Allied Air | 95AF1UH045P08B-* | Natural Gas | Induced Draft | False | False | 1 | False | Up |  | None | Condensing | Single-Stage |  | 0.2 | Standard |  | 44000 | 41000 |  |  | 32800 | 354 | 95 | 78 | [8 empty] | Federally-Regulated Consumer Product | 06/22/2017 |  | 06/22/2017
Lennox | Lennox | ZGA102**BH** | LPG | Induced Draft | False | True | 3 | False | Down |  | None | Non-Condensing | Two-Stage Modulating |  | 0 | Standard |  | 240000 | 192000 | [6 empty] | 80 | 80 | [6 empty] | Federally-Regulated Commercial & Industrial Equipment | 06/22/2017 |  | 06/22/2017
Lennox | Lennox | LGA120SH-** | Natural Gas | No Match | False | True | 3 | False | Down | No Match | No Match | Non-Condensing | No Match | No Match |  | No Match |  | 235000 | 186453 |  |  | 209083 | 2403 |  |  | 80 | 80 |  |  |  |  | 80.3 | 0 | Federally-Regulated Commercial & Industrial Equipment | 06/22/2017 |  | 06/22/2017
Lennox | Lennox | LGA105SH-** | Natural Gas | No Match | False | True | 3 | False | Down | No Match | No Match | Non-Condensing | No Match | No Match |  | No Match |  | 235000 | 186453 |  |  | 210455 | 2080 |  |  | 80 | 80 |  |  |  |  | 80.5 | 0 | Federally-Regulated Commercial & Industrial Equipment | 06/22/2017 |  | 06/22/2017
Lennox | Allied Air | 80G1DF110CE20-* | Natural Gas | Induced Draft | False | False | 1 | False | Down |  | None | Non-Condensing | Single-Stage |  | 1 | Standard |  | 110000 | 90000 |  |  | 98000 | 576 | 80 | 78 | [8 empty] | Federally-Regulated Consumer Product | 06/22/2017 |  | 06/22/2017
Lennox | Allied Air | A80DF1E090B16-* | Natural Gas | Induced Draft | False | False | 1 | False | Up |  | None | Non-Condensing | Single-Stage |  | 0.75 | Standard |  | 88000 | 72000 |  |  | 78600 | 423 | 80 | 78 | [8 empty] | Federally-Regulated Consumer Product | 06/22/2017 |  | 06/22/2017
Lennox | Allied Air | 80G1UH070BE12-* | Natural Gas | Induced Draft | False | False | 1 | False | Horizontal |  | None | Non-Condensing | Single-Stage |  | 0.5 | Standard |  | 66000 | 53000 |  |  | 59400 | 219 | 80 | 78 | [8 empty] | Federally-Regulated Consumer Product | 06/22/2017 |  | 06/22/2017
Lennox | Lennox | KGA048**DS** | Natural Gas | Induced Draft | False | True | 1 | False | Horizontal | None | None | Non-Condensing | Single-Stage | Single-Speed | 0.5 | Standard |  | 65000 | 52000 |  |  | 57400 | 681 | 80 | 78 | [8 empty] | Federally-Regulated Consumer Product | 06/22/2017 |  | 06/22/2017
Lennox | Lennox | KGA048**DW** | Natural Gas | Induced Draft | False | True | 1 | False | Horizontal | None | None | Non-Condensing | Single-Stage | Single-Speed | 0.5 | Standard |  | 65000 | 52000 |  |  | 57400 | 681 | 80 | 78 | [8 empty] | Federally-Regulated Consumer Product | 06/22/2017 |  | 06/22/2017
Lennox | Armstrong | 200GRTC89BL | Natural Gas | No Match | False | True | 3 | False | Down | No Match | No Match | Non-Condensing | No Match | No Match |  | No Match |  | 200000 | 160000 |  |  | 177835 | 1340 | 78.2 | 78 | 80 | 80 |  |  |  |  | 80 | 0 | Non Federally-Regulated | 06/22/2017 |  | 06/22/2017
Lennox | Lennox | GCS16-513-125-** | Natural Gas | No Match | False | True | 3 | False | Down | No Match | No Match | Non-Condensing | No Match | No Match |  | No Match |  | 125000 | 95000 |  |  | 119047 | 844 | 78.3 | 78 | [6 empty] | 78.3 | 0 | Non Federally-Regulated | 06/22/2017 |  | 06/22/2017
Lennox | Lennox | KGA030**DS** | LPG | Induced Draft | False | True | 1 | False | Down | None | None | Non-Condensing | Single-Stage | Single-Speed | 0.25 | Standard |  | 65000 | 52000 |  |  | 58400 | 450 | 80 | 78 | [8 empty] | Federally-Regulated Consumer Product | 06/22/2017 |  | 06/22/2017
Lennox | Allied Air | A95DF1E110C20-* | LPG | Induced Draft | False | False | 1 | False | Down |  | None | Condensing | Single-Stage |  | 1 | Standard |  | 110000 | 106000 |  |  | 99100 | 712 | 95 | 78 | [8 empty] | Federally-Regulated Consumer Product | 06/22/2017 |  | 06/22/2017
Lennox | Lennox | LGH122**EH** | LPG | Induced Draft | False | True | 3 | False | Horizontal |  | None | Non-Condensing | Two-Stage Modulating |  | 0 | Standard |  | 240000 | 192000 | [6 empty] | 80 | 80 | [6 empty] | Federally-Regulated Commercial & Industrial Equipment | 06/22/2017 |  | 06/22/2017
Lennox | Lennox | ML180UH135P60D-* | Natural Gas | Induced Draft | False | False | 1 | False | Up |  | None | Non-Condensing | Single-Stage |  | 1 | Standard |  | 132000 | 107000 |  |  | 114400 | 1416 | 80 | 78 | [8 empty] | Federally-Regulated Consumer Product | 06/22/2017 |  | 06/22/2017
Lennox | Allied Air | 95G1UH070BE12-* | LPG | Induced Draft | False | False | 1 | False | Horizontal |  | None | Condensing | Single-Stage |  | 0.5 | Standard |  | 66000 | 63000 |  |  | 66600 | 377 | 95 | 78 | [8 empty] | Federally-Regulated Consumer Product | 06/22/2017 |  | 06/22/2017
Lennox | Lennox | KGA048**BH** | Natural Gas | Induced Draft | False | True | 1 | False | Horizontal | None | None | Non-Condensing | Two-Stage Modulating | Single-Speed | 1.5 | Standard |  | 150000 | 120000 |  |  | 134500 | 858 | 80 | 78 | [8 empty] | Federally-Regulated Consumer Product | 06/22/2017 |  | 06/22/2017
Lennox | Armstrong | 270GRTC119BH | Natural Gas | No Match | False | True | 3 | False | Down | No Match | No Match | Non-Condensing | No Match | No Match |  | No Match |  | 270000 | 216297 |  |  | 256004 | 1950 |  |  | 80.6 | 80 |  |  |  |  | 80.6 | 0 | Federally-Regulated Commercial & Industrial Equipment | 06/22/2017 |  | 06/22/2017
Lennox | Allied Air | 80G2UH070AV12L | Natural Gas | Induced Draft | False | False | 1 | False | Up |  | None | Non-Condensing | Two-Stage Modulating |  | 0.5 | Standard |  | 66000 | 52000 |  |  | 58800 | 195 | 80 | 78 | [8 empty] | Federally-Regulated Consumer Product | 06/22/2017 |  | 06/22/2017
Lennox | Armstrong | 235GRTC225BL | Natural Gas | No Match | False | True | 3 | False | Horizontal | No Match | No Match | Non-Condensing | No Match | No Match |  | No Match |  | 235000 | 188000 |  |  | 198174 | 3361 |  |  | 80 | 80 |  |  |  |  | 80 | 0 | Federally-Regulated Commercial & Industrial Equipment | 06/22/2017 |  | 06/22/2017
Lennox | Lennox | SL280UH090XV48B-* | Natural Gas | Induced Draft | False | False | 1 | False | Horizontal |  | None | Non-Condensing | Two-Stage Modulating |  | 1 | Standard |  | 88000 | 70000 |  |  | 78000 | 293 | 80 | 78 | [8 empty] | Federally-Regulated Consumer Product | 06/22/2017 |  | 06/22/2017
Lennox | Lennox | G40DF-48B-070-** | LPG | Induced Draft | False | False | 1 | False | Down |  | None | Non-Condensing | Single-Stage |  | 0.5 | Standard |  | 66000 | 53000 |  |  | 57300 | 741 | 80 | 78 | [8 empty] | Federally-Regulated Consumer Product | 06/22/2017 |  | 06/22/2017
Lennox | Allied Air | A93UH1D045B12A-* | Natural Gas | Induced Draft | False | False | 1 | False | Down |  | None | Condensing | Single-Stage |  | 0.33 | Standard |  | 44000 | 42000 |  |  | 33100 | 451 | 93 | 78 | [8 empty] | Federally-Regulated Consumer Product | 06/22/2017 |  | 06/22/2017
Lennox | Allied Air | 95AF1UH045P08B-* | LPG | Induced Draft | False | False | 1 | False | Horizontal |  | None | Condensing | Single-Stage |  | 0.2 | Standard |  | 44000 | 41000 |  |  | 32800 | 354 | 95 | 78 | [8 empty] | Federally-Regulated Consumer Product | 06/22/2017 |  | 06/22/2017
Lennox | Lennox | KGA060**DH** | LPG | Induced Draft | False | True | 1 | False | Horizontal | None | None | Non-Condensing | Two-Stage Modulating | Single-Speed | 0.75 | Standard |  | 150000 | 120000 |  |  | 132900 | 1089 | 80 | 78 | [8 empty] | Federally-Regulated Consumer Product | 06/22/2017 |  | 06/22/2017
Lennox | Lennox | 15GCSXBV-48-083X-230-* | LPG | Induced Draft | False | True | 1 | False | Down |  | None | Non-Condensing | Two-Stage Modulating |  | 0.75 | Standard |  | 83000 | 66000 |  |  | 79100 | 430 | 78 | 78 | [8 empty] | Federally-Regulated Consumer Product | 06/22/2017 |  | 06/22/2017
Lennox | Allied Air | ZGA150**MH** | LPG | Induced Draft | False | True | 3 | False | Down |  | None | Non-Condensing | Two-Stage Modulating |  | 0 | Standard |  | 240000 | 192000 | [6 empty] | 80 | 80 | [6 empty] | Federally-Regulated Commercial & Industrial Equipment | 06/22/2017 |  | 06/22/2017
Lennox | Lennox | ML193UH045XP24B-* | Natural Gas | Induced Draft | False | False | 1 | False | Up |  | None | Condensing | Single-Stage |  | 0.2 | Standard |  | 44000 | 41000 |  |  | 33500 | 362 | 93 | 78 | [8 empty] | Federally-Regulated Consumer Product | 06/22/2017 |  | 06/22/2017
Lennox | Allied Air | 80G1DF110CE20-* | Natural Gas | Induced Draft | False | False | 1 | False | Up |  | None | Non-Condensing | Single-Stage |  | 1 | Standard |  | 110000 | 90000 |  |  | 98000 | 576 | 80 | 78 | [8 empty] | Federally-Regulated Consumer Product | 06/22/2017 |  | 06/22/2017
Lennox | Lennox | KGA060**BT** | LPG | Induced Draft | False | True | 1 | False | Down | None | None | Non-Condensing | Single-Stage | Single-Speed | 1.5 | Standard |  | 150000 | 120000 |  |  | 136300 | 952 | 80 | 78 | [8 empty] | Federally-Regulated Consumer Product | 06/22/2017 |  | 06/22/2017
Lennox | Lennox | ML180UH110P60C-* | LPG | Induced Draft | False | False | 1 | False | Horizontal |  | None | Non-Condensing | Single-Stage |  | 1 | Standard |  | 110000 | 89000 |  |  | 95300 | 1187 | 80 | 78 | [8 empty] | Federally-Regulated Consumer Product | 06/22/2017 |  | 06/22/2017
Lennox | Lennox | EL195UH110XE60C-* | Natural Gas | Induced Draft | False | False | 1 | False | Up |  | None | Condensing | Single-Stage |  | 1 | Standard |  | 110000 | 105000 |  |  | 99100 | 705 | 95 | 78 | [8 empty] | Federally-Regulated Consumer Product | 06/22/2017 |  | 06/22/2017
Lennox | Lennox | G61MPV-36B-071-** | LPG | Induced Draft | False | False | 1 | False | Down |  | None | Condensing | Two-Stage Modulating |  | 0.5 | Standard |  | 66000 | 62000 |  |  | 65400 | 582 | 95 | 78 | [8 empty] | Federally-Regulated Consumer Product | 06/22/2017 |  | 06/22/2017
Lennox | Lennox | GCS20V-513-75-** | Natural Gas | No Match | False | True | 3 | False | Down | No Match | No Match | Non-Condensing | No Match | No Match |  | No Match |  | 75000 | 57000 |  |  | 58031 | 415 | 78.4 | 78 | [6 empty] | 0 | 0 | Non Federally-Regulated | 06/22/2017 |  | 06/22/2017
Lennox | Lennox | G60UHV-60C-090X-** | Natural Gas | Induced Draft | False | False | 1 | False | Up | None | None | Non-Condensing | Two-Stage Modulating |  | 1 | Standard |  | 88000 | 72000 |  |  | 77000 | 460 | 80 | 78 | [8 empty] | Federally-Regulated Consumer Product | 06/22/2017 |  | 06/22/2017
Lennox | Lennox | ML193UH045XP36B-* | LPG | Induced Draft | False | False | 1 | False | Up |  | None | Condensing | Single-Stage |  | 0.33 | Standard |  | 44000 | 42000 |  |  | 33300 | 419 | 93 | 78 | [8 empty] | Federally-Regulated Consumer Product | 06/22/2017 |  | 06/22/2017
Lennox | Allied Air | A08US2V090B16L-* | Natural Gas | Induced Draft | False | False | 1 | False | Up |  | None | Non-Condensing | Two-Stage Modulating |  | 1 | Standard |  | 88000 | 70000 |  |  | 78000 | 293 | 80 | 78 | [8 empty] | Federally-Regulated Consumer Product | 06/22/2017 |  | 06/22/2017
Lennox | Lennox | ML193UH045XP36B-* | Natural Gas | Induced Draft | False | False | 1 | False | Horizontal |  | None | Condensing | Single-Stage |  | 0.33 | Standard |  | 44000 | 42000 |  |  | 33300 | 419 | 93 | 78 | [8 empty] | Federally-Regulated Consumer Product | 06/22/2017 |  | 06/22/2017
Lennox | Lennox | G51MP-60C-110-** | LPG | Induced Draft | False | False | 1 | False | Up |  | None | Condensing | Single-Stage |  | 1 | Standard |  | 110000 | 103000 |  |  | 101300 | 993 | 92.1 | 78 | [8 empty] | Federally-Regulated Consumer Product | 06/22/2017 |  | 06/22/2017
Lennox | Lennox | KGA060**DZ** | Natural Gas | Induced Draft | False | True | 1 | False | Horizontal | None | None | Non-Condensing | Single-Stage | Single-Speed | 0.75 | Standard |  | 150000 | 120000 |  |  | 137000 | 800 | 80 | 78 | [8 empty] | Federally-Regulated Consumer Product | 06/22/2017 |  | 06/22/2017
Lennox | Lennox | EL180UH090E48B-* | LPG | Induced Draft | False | False | 1 | False | Horizontal |  | None | Non-Condensing | Single-Stage |  | 0.75 | Standard |  | 88000 | 72000 |  |  | 78600 | 410 | 80 | 78 | [8 empty] | Federally-Regulated Consumer Product | 06/22/2017 |  | 06/22/2017
Lennox | Lennox | LGA210SH-** | Natural Gas | No Match | False | True | 3 | False | Down | No Match | No Match | Non-Condensing | No Match | No Match |  | No Match |  | 470000 | 378778 |  |  | 424793 | 1365 |  |  | 80.6 | 80 |  |  |  |  | 80.7 | 0 | Federally-Regulated Commercial & Industrial Equipment | 06/22/2017 |  | 06/22/2017
Lennox | Lennox | KGA060**BW** | LPG | Induced Draft | False | True | 1 | False | Down | None | None | Non-Condensing | Single-Stage | Single-Speed | 1.5 | Standard |  | 65000 | 52000 |  |  | 57800 | 576 | 80 | 78 | [8 empty] | Federally-Regulated Consumer Product | 06/22/2017 |  | 06/22/2017
Lennox | Lennox | G61MPV-60C-111-** | Natural Gas | Induced Draft | False | False | 1 | False | Horizontal |  | None | Condensing | Two-Stage Modulating |  | 1 | Standard |  | 110000 | 103000 |  |  | 97800 | 863 | 95 | 78 | [8 empty] | Federally-Regulated Consumer Product | 06/22/2017 |  | 06/22/2017
Lennox | Lennox | EL180DF110E60C-* | LPG | Induced Draft | False | False | 1 | False | Down |  | None | Non-Condensing | Single-Stage |  | 1 | Standard |  | 110000 | 90000 |  |  | 98000 | 576 | 80 | 78 | [8 empty] | Federally-Regulated Consumer Product | 06/22/2017 |  | 06/22/2017
Lennox | Lennox | KGA060**DY** | LPG | Induced Draft | False | True | 1 | False | Down | None | None | Non-Condensing | Single-Stage | Single-Speed | 0.75 | Standard |  | 105000 | 84000 |  |  | 96800 | 834 | 80 | 78 | [8 empty] | Federally-Regulated Consumer Product | 06/22/2017 |  | 06/22/2017
Lennox | Allied Air | 95G1UH135DE20-* | Natural Gas | Induced Draft | False | False | 1 | False | Up |  | None | Condensing | Single-Stage |  | 1 | Standard |  | 132000 | 126000 |  |  | 115500 | 823 | 95 | 78 | [8 empty] | Federally-Regulated Consumer Product | 06/22/2017 |  | 06/22/2017
Lennox | Lennox | EL296UH135XV60D-* | Natural Gas | Induced Draft | False | False | 1 | False | Horizontal |  | None | Condensing | Two-Stage Modulating |  | 1 | Standard |  | 132000 | 126000 |  |  | 113800 | 363 | 96 | 78 | [8 empty] | Federally-Regulated Consumer Product | 06/22/2017 |  | 06/22/2017
Lennox | Lennox | SL280UH110V60C-* | Natural Gas | Induced Draft | False | False | 1 | False | Horizontal |  | None | Non-Condensing | Two-Stage Modulating |  | 1 | Standard |  | 110000 | 87000 |  |  | 96800 | 435 | 80 | 78 | [8 empty] | Federally-Regulated Consumer Product | 06/22/2017 |  | 06/22/2017
Lennox | Lennox | G51MP-24B-045-** | LPG | Induced Draft | False | False | 1 | False | Up |  | None | Condensing | Single-Stage |  | 0.2 | Standard |  | 44000 | 41000 |  |  | 33600 | 455 | 92.1 | 78 | [8 empty] | Federally-Regulated Consumer Product | 06/22/2017 |  | 06/22/2017
Lennox | Lennox | GCS16-3003-235-** | Natural Gas | No Match | False | True | 3 | False | Down | No Match | No Match | Non-Condensing | No Match | No Match |  | No Match |  | 235000 | 288000 | 8300 | 7500 | 198174 | 4432 |  |  | 80 | 80 |  |  |  |  | 81.2 | 20 | Federally-Regulated Commercial & Industrial Equipment | 06/22/2017 |  | 06/22/2017
Lennox | Lennox | EL195UH110XE60C-* | LPG | Induced Draft | False | False | 1 | False | Up |  | None | Condensing | Single-Stage |  | 1 | Standard |  | 110000 | 105000 |  |  | 99100 | 705 | 95 | 78 | [8 empty] | Federally-Regulated Consumer Product | 06/22/2017 |  | 06/22/2017
Lennox | Lennox | KGA048**BT** | Natural Gas | Induced Draft | False | True | 1 | False | Down | None | None | Non-Condensing | Single-Stage | Single-Speed | 1.5 | Standard |  | 150000 | 120000 |  |  | 136300 | 952 | 80 | 78 | [8 empty] | Federally-Regulated Consumer Product | 06/22/2017 |  | 06/22/2017
Lennox | Lennox | ML195UH090XP36C-* | LPG | Induced Draft | False | False | 1 | False | Up |  | None | Condensing | Single-Stage |  | 0.5 | Standard |  | 88000 | 85000 |  |  | 82100 | 738 | 95 | 78 | [8 empty] | Federally-Regulated Consumer Product | 06/22/2017 |  | 06/22/2017
Lennox | Lennox | LGH060**ES*P | LPG | Induced Draft | False | True | 1 | False | Down |  | None | Non-Condensing | Single-Stage |  | 1 | Premium |  | 65000 | 52000 |  |  | 58600 | 415 | 80 | 78 | [8 empty] | Federally-Regulated Consumer Product | 06/22/2017 |  | 06/22/2017
Lennox | Lennox | SL280UH090XV60C-* | Natural Gas | Induced Draft | False | False | 1 | False | Up |  | None | Non-Condensing | Two-Stage Modulating |  | 1 | Standard |  | 88000 | 70000 |  |  | 78000 | 281 | 80 | 78 | [8 empty] | Federally-Regulated Consumer Product | 06/22/2017 |  | 06/22/2017
Lennox | Lennox | EL296DF070XV48B-* | LPG | Induced Draft | False | False | 1 | False | Down |  | None | Condensing | Two-Stage Modulating |  | 0.75 | Standard |  | 66000 | 64000 |  |  | 64500 | 273 | 96 | 78 | [8 empty] | Federally-Regulated Consumer Product | 06/22/2017 |  | 06/22/2017
Lennox | Lennox | G40UH-48C-110-** | LPG | Induced Draft | False | False | 1 | False | Up |  | None | Non-Condensing | Single-Stage |  | 0.5 | Standard |  | 110000 | 89000 |  |  | 96500 | 939 | 80 | 78 | [8 empty] | Federally-Regulated Consumer Product | 06/22/2017 |  | 06/22/2017
Lennox | Lennox | EL280UH110P48C-* | LPG | Induced Draft | False | False | 1 | False | Up |  | None | Non-Condensing | Two-Stage Modulating |  | 0.5 | Standard |  | 110000 | 86000 |  |  | 93200 | 985 | 80 | 78 | [8 empty] | Federally-Regulated Consumer Product | 06/22/2017 |  | 06/22/2017
Lennox | Lennox | LGH060**EH*P | LPG | Induced Draft | False | True | 1 | False | Down |  | None | Non-Condensing | Two-Stage Modulating |  | 1 | Premium |  | 150000 | 120000 |  |  | 135900 | 673 | 80 | 78 | [8 empty] | Federally-Regulated Consumer Product | 06/22/2017 |  | 06/22/2017
Lennox | Allied Air | ZGA092**MH** | LPG | Induced Draft | False | True | 3 | False | Horizontal |  | None | Non-Condensing | Two-Stage Modulating |  | 0 | Standard |  | 240000 | 192000 | [6 empty] | 80 | 80 | [6 empty] | Federally-Regulated Commercial & Industrial Equipment | 06/22/2017 |  | 06/22/2017
Lennox | Lennox | KGA048**BT** | LPG | Induced Draft | False | True | 1 | False | Horizontal | None | None | Non-Condensing | Single-Stage | Single-Speed | 1.5 | Standard |  | 150000 | 120000 |  |  | 136300 | 952 | 80 | 78 | [8 empty] | Federally-Regulated Consumer Product | 06/22/2017 |  | 06/22/2017
Lennox | Allied Air | 80AF1UH090P16BL-* | LPG | Induced Draft | False | False | 1 | False | Horizontal |  | None | Non-Condensing | Single-Stage |  | 0.5 | Standard |  | 88000 | 71000 |  |  | 76700 | 865 | 80 | 78 | [8 empty] | Federally-Regulated Consumer Product | 06/22/2017 |  | 06/22/2017
Lennox | Lennox | LGH060**EM*P | Natural Gas | Induced Draft | False | True | 1 | False | Horizontal |  | None | Non-Condensing | Single-Stage |  | 1 | Premium |  | 105000 | 84000 |  |  | 98400 | 490 | 80 | 78 | [8 empty] | Federally-Regulated Consumer Product | 06/22/2017 |  | 06/22/2017
Lennox | Lennox | G60UHV-60C-090-** | Natural Gas | Induced Draft | False | False | 1 | False | Up |  | None | Non-Condensing | Two-Stage Modulating |  | 1 | Standard |  | 88000 | 72000 |  |  | 77000 | 460 | 80 | 78 | [8 empty] | Federally-Regulated Consumer Product | 06/22/2017 |  | 06/22/2017
Lennox | Lennox | KGA048**BY** | Natural Gas | Induced Draft | False | True | 1 | False | Horizontal | None | None | Non-Condensing | Single-Stage | Single-Speed | 1.5 | Standard |  | 105000 | 84000 |  |  | 97400 | 674 | 80 | 78 | [8 empty] | Federally-Regulated Consumer Product | 06/22/2017 |  | 06/22/2017
Lennox | Lennox | SLP98DF090XV36C-* | Natural Gas | Induced Draft | False | False | 1 | False | Down |  | None | Condensing | Step Modulating |  | 0.5 | Standard |  | 88000 | 85000 |  |  | 80400 | 285 | 97.5 | 78 | [8 empty] | Federally-Regulated Consumer Product | 06/22/2017 |  | 06/22/2017
Lennox | Lennox | G61MP-60C-091-** | LPG | Induced Draft | False | False | 1 | False | Up |  | None | Condensing | Two-Stage Modulating |  | 1 | Standard |  | 88000 | 83000 |  |  | 77900 | 1154 | 95 | 78 | [8 empty] | Federally-Regulated Consumer Product | 06/22/2017 |  | 06/22/2017
Lennox | Lennox | EL296UH110XE60C-* | Natural Gas | Induced Draft | False | False | 1 | False | Horizontal |  | None | Condensing | Two-Stage Modulating |  | 1 | Standard |  | 110000 | 106000 |  |  | 96000 | 437 | 96 | 78 | [8 empty] | Federally-Regulated Consumer Product | 06/22/2017 |  | 06/22/2017
Lennox | Allied Air | 80AF1UH090P16B-* | Natural Gas | Induced Draft | False | False | 1 | False | Up |  | None | Non-Condensing | Single-Stage |  | 0.5 | Standard |  | 88000 | 71000 |  |  | 76700 | 865 | 80 | 78 | [8 empty] | Federally-Regulated Consumer Product | 06/22/2017 |  | 06/22/2017
Lennox | Allied Air | 80AF1UH090P12B-* | LPG | Induced Draft | False | False | 1 | False | Horizontal |  | None | Non-Condensing | Single-Stage |  | 0.33 | Standard |  | 88000 | 71000 |  |  | 76700 | 856 | 80 | 78 | [8 empty] | Federally-Regulated Consumer Product | 06/22/2017 |  | 06/22/2017
Lennox | Allied Air | ZGA102**BH** | LPG | Induced Draft | False | True | 3 | False | Down |  | None | Non-Condensing | Two-Stage Modulating |  | 0 | Standard |  | 240000 | 192000 | [6 empty] | 80 | 80 | [6 empty] | Federally-Regulated Commercial & Industrial Equipment | 06/22/2017 |  | 06/22/2017
Lennox | Lennox | 15GCSXBV-48-138X-230-* | LPG | Induced Draft | False | True | 1 | False | Down |  | None | Non-Condensing | Two-Stage Modulating |  | 0.75 | Standard |  | 138000 | 110000 |  |  | 118500 | 618 | 78 | 78 | [8 empty] | Federally-Regulated Consumer Product | 06/22/2017 |  | 06/22/2017
Lennox | Allied Air | 95G1UH135DP20-* | Natural Gas | Induced Draft | False | False | 1 | False | Horizontal |  | None | Condensing | Single-Stage |  | 1 | Standard |  | 132000 | 126000 |  |  | 114900 | 994 | 95 | 78 | [8 empty] | Federally-Regulated Consumer Product | 06/22/2017 |  | 06/22/2017
Lennox | Allied Air | A80UH1E070B12-* | Natural Gas | Induced Draft | False | False | 1 | False | Horizontal |  | None | Non-Condensing | Single-Stage |  | 0.5 | Standard |  | 66000 | 53000 |  |  | 59400 | 219 | 80 | 78 | [8 empty] | Federally-Regulated Consumer Product | 06/22/2017 |  | 06/22/2017
Lennox | Lennox | G51MP-60C-110-** | Natural Gas | Induced Draft | False | False | 1 | False | Up |  | None | Condensing | Single-Stage |  | 1 | Standard |  | 110000 | 103000 |  |  | 101300 | 993 | 92.1 | 78 | [8 empty] | Federally-Regulated Consumer Product | 06/22/2017 |  | 06/22/2017
Lennox | McQuay | GCS16-2753-235-** | Natural Gas | No Match | False | True | 3 | False | Horizontal | No Match | No Match | Non-Condensing | No Match | No Match |  | No Match |  | 235000 | 188000 |  |  | 198174 | 3361 |  |  | 80 | 80 |  |  |  |  | 81.2 | 0 | Federally-Regulated Commercial & Industrial Equipment | 06/22/2017 |  | 06/22/2017
Lennox | Lennox | ML195DF110XP60C-* | LPG | Induced Draft | False | False | 1 | False | Down |  | None | Condensing | Single-Stage |  | 1 | Standard |  | 110000 | 106000 |  |  | 98200 | 947 | 95 | 78 | [8 empty] | Federally-Regulated Consumer Product | 06/22/2017 |  | 06/22/2017
Lennox | Lennox | KGA048**DX** | Natural Gas | Induced Draft | False | True | 1 | False | Horizontal | None | None | Non-Condensing | Two-Stage Modulating | Single-Speed | 0.5 | Standard |  | 150000 | 120000 |  |  | 134100 | 914 | 80 | 78 | [8 empty] | Federally-Regulated Consumer Product | 06/22/2017 |  | 06/22/2017
Lennox | Lennox | KGA060**BW** | LPG | Induced Draft | False | True | 1 | False | Horizontal | None | None | Non-Condensing | Single-Stage | Single-Speed | 1.5 | Standard |  | 65000 | 52000 |  |  | 57800 | 576 | 80 | 78 | [8 empty] | Federally-Regulated Consumer Product | 06/22/2017 |  | 06/22/2017
Lennox | Lennox | SLP98DF070XV36B-* | Natural Gas | Induced Draft | False | False | 1 | False | Down |  | None | Condensing | Step Modulating |  | 0.5 | Standard |  | 66000 | 64000 |  |  | 64200 | 268 | 97.5 | 78 | [8 empty] | Federally-Regulated Consumer Product | 06/22/2017 |  | 06/22/2017
Lennox | Lennox | KGA060**DX** | LPG | Induced Draft | False | True | 1 | False | Horizontal | None | None | Non-Condensing | Two-Stage Modulating | Single-Speed | 0.75 | Standard |  | 150000 | 120000 |  |  | 132900 | 1089 | 80 | 78 | [8 empty] | Federally-Regulated Consumer Product | 06/22/2017 |  | 06/22/2017
Lennox | Lennox | EL180UH070E36B-* | Natural Gas | Induced Draft | False | False | 1 | False | Horizontal |  | None | Non-Condensing | Single-Stage |  | 0.5 | Standard |  | 66000 | 53000 |  |  | 59400 | 219 | 80 | 78 | [8 empty] | Federally-Regulated Consumer Product | 06/22/2017 |  | 06/22/2017
Lennox | Lennox | G60UH-36B-090-** | Natural Gas | Induced Draft | False | False | 1 | False | Horizontal | None | None | Non-Condensing | Two-Stage Modulating |  | 0.33 | Standard |  | 88000 | 72000 |  |  | 74000 | 1051 | 80 | 78 | [8 empty] | Federally-Regulated Consumer Product | 06/22/2017 |  | 06/22/2017
Lennox | Armstrong | 235GRTC240BH | Natural Gas | No Match | False | True | 3 | False | Horizontal | No Match | No Match | Non-Condensing | No Match | No Match |  | No Match |  | 235000 | 188000 |  |  | 198174 | 3361 |  |  | 80 | 80 |  |  |  |  | 80 | 0 | Federally-Regulated Commercial & Industrial Equipment | 06/22/2017 |  | 06/22/2017
Lennox | Allied Air | ZGA102**BH** | Natural Gas | Induced Draft | False | True | 3 | False | Horizontal |  | None | Non-Condensing | Two-Stage Modulating |  | 0 | Standard |  | 240000 | 192000 | [6 empty] | 80 | 80 | [6 empty] | Federally-Regulated Commercial & Industrial Equipment | 06/22/2017 |  | 06/22/2017
Lennox | Allied Air | A80UH1E135D20-* | LPG | Induced Draft | False | False | 1 | False | Up |  | None | Non-Condensing | Single-Stage |  | 1 | Standard |  | 132000 | 107000 |  |  | 117000 | 797 | 80 | 78 | [8 empty] | Federally-Regulated Consumer Product | 06/22/2017 |  | 06/22/2017
Lennox | Allied Air | 95G1UH045BP12-* | Natural Gas | Induced Draft | False | False | 1 | False | Horizontal |  | None | Condensing | Single-Stage |  | 0.33 | Standard |  | 44000 | 42000 |  |  | 32600 | 410 | 95 | 78 | [8 empty] | Federally-Regulated Consumer Product | 06/22/2017 |  | 06/22/2017
Lennox | Allied Air | A80US2V07012-* | LPG | Induced Draft | False | False | 1 | False | Horizontal |  | None | Non-Condensing | Two-Stage Modulating |  | 0.5 | Standard |  | 66000 | 52000 |  |  | 58800 | 195 | 80 | 78 | [8 empty] | Federally-Regulated Consumer Product | 06/22/2017 |  | 06/22/2017
Lennox | Lennox | LGA120SS-** | Natural Gas | No Match | False | True | 3 | False | Horizontal | No Match | No Match | Non-Condensing | No Match | No Match |  | No Match |  | 130000 | 103445 |  |  | 111963 | 1725 | 80.5 | 78 | 80 | 80 |  |  |  |  | 80.5 | 0 | Non Federally-Regulated | 06/22/2017 |  | 06/22/2017
Lennox | Lennox | SL280UH090V60C-* | Natural Gas | Induced Draft | False | False | 1 | False | Horizontal |  | None | Non-Condensing | Two-Stage Modulating |  | 1 | Standard |  | 88000 | 70000 |  |  | 78000 | 281 | 80 | 78 | [8 empty] | Federally-Regulated Consumer Product | 06/22/2017 |  | 06/22/2017
Lennox | Lennox | G60UH-36B-090-** | LPG | Induced Draft | False | False | 1 | False | Up | None | None | Non-Condensing | Two-Stage Modulating |  | 0.33 | Standard |  | 88000 | 72000 |  |  | 74000 | 1051 | 80 | 78 | [8 empty] | Federally-Regulated Consumer Product | 06/22/2017 |  | 06/22/2017
Lennox | Lennox | LGA240SS-** | Natural Gas | No Match | False | True | 3 | False | Down | No Match | No Match | Non-Condensing | No Match | No Match |  | No Match |  | 260000 | 209537 |  |  | 233938 | 1573 |  |  | 80.6 | 80 |  |  |  |  | 80.7 | 0 | Federally-Regulated Commercial & Industrial Equipment | 06/22/2017 |  | 06/22/2017
Lennox | Lennox | G60UHV-36A-070-** | Natural Gas | Induced Draft | False | False | 1 | False | Horizontal |  | None | Non-Condensing | Two-Stage Modulating |  | 0.5 | Standard |  | 66000 | 54000 |  |  | 58700 | 271 | 80 | 78 | [8 empty] | Federally-Regulated Consumer Product | 06/22/2017 |  | 06/22/2017
Lennox | Lennox | LGH060**EM*P | Natural Gas | Induced Draft | False | True | 1 | False | Down |  | None | Non-Condensing | Single-Stage |  | 1 | Premium |  | 105000 | 84000 |  |  | 98400 | 490 | 80 | 78 | [8 empty] | Federally-Regulated Consumer Product | 06/22/2017 |  | 06/22/2017
Lennox | Lennox | EL280UH070P36A-* | LPG | Induced Draft | False | False | 1 | False | Horizontal |  | None | Non-Condensing | Two-Stage Modulating |  | 0.33 | Standard |  | 66000 | 53000 |  |  | 55400 | 655 | 80 | 78 | [8 empty] | Federally-Regulated Consumer Product | 06/22/2017 |  | 06/22/2017
Lennox | Allied Air | A95UH1E110C20-* | Natural Gas | Induced Draft | False | False | 1 | False | Up |  | None | Condensing | Single-Stage |  | 1 | Standard |  | 110000 | 105000 |  |  | 99100 | 705 | 95 | 78 | [8 empty] | Federally-Regulated Consumer Product | 06/22/2017 |  | 06/22/2017
Lennox | Lennox | KGA030**DW** | Natural Gas | Induced Draft | False | True | 1 | False | Horizontal | None | None | Non-Condensing | Single-Stage | Single-Speed | 0.25 | Standard |  | 65000 | 52000 |  |  | 58400 | 450 | 80 | 78 | [8 empty] | Federally-Regulated Consumer Product | 06/22/2017 |  | 06/22/2017
Lennox | Lennox | G61MP-60C-091-** | Natural Gas | Induced Draft | False | False | 1 | False | Up |  | None | Condensing | Two-Stage Modulating |  | 1 | Standard |  | 88000 | 83000 |  |  | 77900 | 1154 | 95 | 78 | [8 empty] | Federally-Regulated Consumer Product | 06/22/2017 |  | 06/22/2017
Lennox | Lennox | G51MP-36B-070-** | Natural Gas | Induced Draft | False | False | 1 | False | Down |  | None | Condensing | Single-Stage |  | 0.33 | Standard |  | 66000 | 62000 |  |  | 67500 | 700 | 92.1 | 78 | [8 empty] | Federally-Regulated Consumer Product | 06/22/2017 |  | 06/22/2017
Lennox | Allied Air | A93UH1D110C20A-* | LPG | Induced Draft | False | False | 1 | False | Horizontal |  | None | Condensing | Single-Stage |  | 0.75 | Standard |  | 110000 | 104000 |  |  | 100100 | 1006 | 93 | 78 | [8 empty] | Federally-Regulated Consumer Product | 06/22/2017 |  | 06/22/2017
Lennox | Lennox | G60UH-36A-070X-** | Natural Gas | Induced Draft | False | False | 1 | False | Horizontal | None | None | Non-Condensing | Two-Stage Modulating |  | 0.33 | Standard |  | 66000 | 54000 |  |  | 56000 | 780 | 80 | 78 | [8 empty] | Federally-Regulated Consumer Product | 06/22/2017 |  | 06/22/2017
Lennox | Lennox | G60DFV-60C-110-** | Natural Gas | Induced Draft | False | False | 1 | False | Down |  | None | Non-Condensing | Two-Stage Modulating |  | 1 | Standard |  | 110000 | 91000 |  |  | 93900 | 809 | 80 | 78 | [8 empty] | Federally-Regulated Consumer Product | 06/22/2017 |  | 06/22/2017
Lennox | Lennox | LGH036**EM*P | Natural Gas | Induced Draft | False | True | 1 | False | Horizontal |  | None | Non-Condensing | Single-Stage |  | 0.5 | Premium |  | 105000 | 84000 |  |  | 98400 | 471 | 80 | 78 | [8 empty] | Federally-Regulated Consumer Product | 06/22/2017 |  | 06/22/2017
Lennox | Lennox | GCS24-813-78-** | Natural Gas | No Match | False | True | 3 | False | Horizontal | No Match | No Match | Non-Condensing | No Match | No Match |  | No Match |  | 78000 | 61485 |  |  | 78100 | 913 | 78 | 78 | [6 empty] | 78 | 0 | Non Federally-Regulated | 06/22/2017 |  | 06/22/2017
Lennox | Armstrong | 200GRTC89CH | Natural Gas | No Match | False | True | 3 | False | Down | No Match | No Match | Non-Condensing | No Match | No Match |  | No Match |  | 200000 | 160000 |  |  | 177835 | 1340 | 78.2 | 78 | 80 | 80 |  |  |  |  | 80 | 0 | Non Federally-Regulated | 06/22/2017 |  | 06/22/2017
Lennox | Allied Air | 80AF1UH110P16C-* | Natural Gas | Induced Draft | False | False | 1 | False | Horizontal |  | None | Non-Condensing | Single-Stage |  | 0.5 | Standard |  | 110000 | 89000 |  |  | 95900 | 1068 | 80 | 78 | [8 empty] | Federally-Regulated Consumer Product | 06/22/2017 |  | 06/22/2017
Lennox | Lennox | G40DF-60C-110X-** | Natural Gas | Induced Draft | False | False | 1 | False | Down | None | None | Non-Condensing | Single-Stage |  | 1 | Standard |  | 110000 | 90000 |  |  | 96200 | 1029 | 80 | 78 | [8 empty] | Federally-Regulated Consumer Product | 06/22/2017 |  | 06/22/2017
Lennox | Lennox | GCS24-953-200-** | Natural Gas | No Match | False | True | 3 | False | Horizontal | No Match | No Match | Non-Condensing | No Match | No Match |  | No Match |  | 200000 | 160000 |  |  | 177835 | 1340 | 78.2 | 78 | 80 | 80 |  |  |  |  | 80 | 0 | Non Federally-Regulated | 06/22/2017 |  | 06/22/2017
Lennox | Lennox | EL280UH070XP36A-* | Natural Gas | Induced Draft | False | False | 1 | False | Horizontal |  | None | Non-Condensing | Two-Stage Modulating |  | 0.33 | Standard |  | 66000 | 53000 |  |  | 55400 | 655 | 80 | 78 | [8 empty] | Federally-Regulated Consumer Product | 06/22/2017 |  | 06/22/2017
Lennox | Armstrong | 235GRTC225BL | Natural Gas | No Match | False | True | 3 | False | Down | No Match | No Match | Non-Condensing | No Match | No Match |  | No Match |  | 235000 | 188000 |  |  | 198174 | 3361 |  |  | 80 | 80 |  |  |  |  | 80 | 0 | Federally-Regulated Commercial & Industrial Equipment | 06/22/2017 |  | 06/22/2017
Lennox | Lennox | LGA300HS-** | Natural Gas | No Match | False | True | 3 | False | Down | No Match | No Match | Non-Condensing | No Match | No Match |  | No Match |  | 260000 | 209537 |  |  | 232151 | 1955 |  |  | 80.6 | 80 |  |  |  |  | 80.7 | 0 | Federally-Regulated Commercial & Industrial Equipment | 06/22/2017 |  | 06/22/2017
Lennox | Lennox | G60UH-60C-110X-** | Natural Gas | Induced Draft | False | False | 1 | False | Up | None | None | Non-Condensing | Two-Stage Modulating |  | 1 | Standard |  | 110000 | 90000 |  |  | 93000 | 1060 | 80 | 78 | [8 empty] | Federally-Regulated Consumer Product | 06/22/2017 |  | 06/22/2017
Lennox | McQuay | GCS16-1603-270-** | Natural Gas | No Match | False | True | 3 | False | Down | No Match | No Match | Non-Condensing | No Match | No Match |  | No Match |  | 270000 | 216297 |  |  | 256004 | 1950 |  |  | 80.6 | 80 |  |  |  |  | 78.5 | 0 | Federally-Regulated Commercial & Industrial Equipment | 06/22/2017 |  | 06/22/2017
Lennox | Lennox | KGA048**BM** | Natural Gas | Induced Draft | False | True | 1 | False | Horizontal | None | None | Non-Condensing | Single-Stage | Single-Speed | 1.5 | Standard |  | 105000 | 84000 |  |  | 97400 | 674 | 80 | 78 | [8 empty] | Federally-Regulated Consumer Product | 06/22/2017 |  | 06/22/2017
Lennox | Lennox | SL280UH070V36A-* | LPG | Induced Draft | False | False | 1 | False | Horizontal |  | None | Non-Condensing | Two-Stage Modulating |  | 0.5 | Standard |  | 66000 | 52000 |  |  | 58800 | 195 | 80 | 78 | [8 empty] | Federally-Regulated Consumer Product | 06/22/2017 |  | 06/22/2017
Lennox | Lennox | EL280UH135P60D-* | Natural Gas | Induced Draft | False | False | 1 | False | Up |  | None | Non-Condensing | Two-Stage Modulating |  | 1 | Standard |  | 132000 | 106000 |  |  | 110800 | 1257 | 80 | 78 | [8 empty] | Federally-Regulated Consumer Product | 06/22/2017 |  | 06/22/2017
Lennox | Allied Air | A80UH1E090B16L-* | LPG | Induced Draft | False | False | 1 | False | Up |  | None | Non-Condensing | Single-Stage |  | 0.75 | Standard |  | 88000 | 72000 |  |  | 78600 | 410 | 80 | 78 | [8 empty] | Federally-Regulated Consumer Product | 06/22/2017 |  | 06/22/2017
Lennox | Lennox | G43UF-36C-090H-** | Natural Gas | Induced Draft | False | False | 1 | False | Up |  | None | Condensing | Single-Stage |  | 0.33 | Standard |  | 88000 | 81000 |  |  | 86600 | 775 | 90 | 78 | [8 empty] | Federally-Regulated Consumer Product | 06/22/2017 |  | 06/22/2017
Lennox | Lennox | GCS24-3003-235-** | Natural Gas | No Match | False | True | 3 | False | Horizontal | No Match | No Match | Non-Condensing | No Match | No Match |  | No Match |  | 235000 | 188000 |  |  | 198174 | 3361 |  |  | 80 | 80 |  |  |  |  | 80 | 0 | Federally-Regulated Commercial & Industrial Equipment | 06/22/2017 |  | 06/22/2017
Lennox | Lennox | KGA060**DZ** | LPG | Induced Draft | False | True | 1 | False | Horizontal | None | None | Non-Condensing | Single-Stage | Single-Speed | 0.75 | Standard |  | 150000 | 120000 |  |  | 137000 | 800 | 80 | 78 | [8 empty] | Federally-Regulated Consumer Product | 06/22/2017 |  | 06/22/2017
Lennox | Lennox | 15GCSXBV-60-083X-230-* | Natural Gas | Induced Draft | False | True | 1 | False | Horizontal |  | None | Non-Condensing | Two-Stage Modulating |  | 0.75 | Standard |  | 83000 | 66000 |  |  | 79100 | 430 | 78 | 78 | [8 empty] | Federally-Regulated Consumer Product | 06/22/2017 |  | 06/22/2017
Lennox | Allied Air | A80DF1E045A12-* | Natural Gas | Induced Draft | False | False | 1 | False | Down |  | None | Non-Condensing | Single-Stage |  | 0.5 | Standard |  | 44000 | 36000 |  |  | 38900 | 341 | 80 | 78 | [8 empty] | Federally-Regulated Consumer Product | 06/22/2017 |  | 06/22/2017
Lennox | Lennox | ML193UH090XP36C-* | LPG | Induced Draft | False | False | 1 | False | Horizontal |  | None | Condensing | Single-Stage |  | 0.33 | Standard |  | 88000 | 83000 |  |  | 83800 | 747 | 93 | 78 | [8 empty] | Federally-Regulated Consumer Product | 06/22/2017 |  | 06/22/2017
Lennox | Allied Air | A95UH1D135D20*-* | Natural Gas | Induced Draft | False | False | 1 | False | Horizontal |  | None | Condensing | Single-Stage |  | 1 | Standard |  | 132000 | 126000 |  |  | 114900 | 994 | 95 | 78 | [8 empty] | Federally-Regulated Consumer Product | 06/22/2017 |  | 06/22/2017
Lennox | Lennox | ML180UH070XP36A-* | LPG | Induced Draft | False | False | 1 | False | Horizontal |  | None | Non-Condensing | Single-Stage |  | 0.33 | Standard |  | 66000 | 54000 |  |  | 57400 | 698 | 80 | 78 | [8 empty] | Federally-Regulated Consumer Product | 06/22/2017 |  | 06/22/2017
Lennox | Lennox | G61MP-48C-110-** | Natural Gas | Induced Draft | False | False | 1 | False | Down |  | None | Condensing | Two-Stage Modulating |  | 0.5 | Standard |  | 110000 | 104000 |  |  | 96400 | 885 | 94.1 | 78 | [8 empty] | Federally-Regulated Consumer Product | 06/22/2017 |  | 06/22/2017
Lennox | Lennox | LGA180SS-** | Natural Gas | No Match | False | True | 3 | False | Down | No Match | No Match | Non-Condensing | No Match | No Match |  | No Match |  | 260000 | 209537 |  |  | 236793 | 962 |  |  | 80.6 | 80 |  |  |  |  | 80.7 | 0 | Federally-Regulated Commercial & Industrial Equipment | 06/22/2017 |  | 06/22/2017
Lennox | Allied Air | A80UH1E070B12-* | LPG | Induced Draft | False | False | 1 | False | Horizontal |  | None | Non-Condensing | Single-Stage |  | 0.5 | Standard |  | 66000 | 53000 |  |  | 59400 | 219 | 80 | 78 | [8 empty] | Federally-Regulated Consumer Product | 06/22/2017 |  | 06/22/2017
Lennox | Lennox | GCS16-953-200-** | Natural Gas | No Match | False | True | 3 | False | Down | No Match | No Match | Non-Condensing | No Match | No Match |  | No Match |  | 200000 | 160000 |  |  | 177835 | 1340 | 78.2 | 78 | 80 | 80 |  |  |  |  | 80 | 0 | Non Federally-Regulated | 06/22/2017 |  | 06/22/2017
Lennox | Allied Air | 95G1UH090CP12-* | LPG | Induced Draft | False | False | 1 | False | Up |  | None | Condensing | Single-Stage |  | 0.5 | Standard |  | 88000 | 85000 |  |  | 82100 | 738 | 95 | 78 | [8 empty] | Federally-Regulated Consumer Product | 06/22/2017 |  | 06/22/2017
Lennox | Lennox | G60UHV-36A-070-** | Natural Gas | Induced Draft | False | False | 1 | False | Up |  | None | Non-Condensing | Two-Stage Modulating |  | 0.5 | Standard |  | 66000 | 54000 |  |  | 58700 | 271 | 80 | 78 | [8 empty] | Federally-Regulated Consumer Product | 06/22/2017 |  | 06/22/2017
Lennox | Allied Air | 80AF1UH110P20CL-* | LPG | Induced Draft | False | False | 1 | False | Horizontal |  | None | Non-Condensing | Single-Stage |  | 1 | Standard |  | 110000 | 89000 |  |  | 95300 | 1187 | 80 | 78 | [8 empty] | Federally-Regulated Consumer Product | 06/22/2017 |  | 06/22/2017
Lennox | Lennox | LGA120HH-** | Natural Gas | No Match | False | True | 3 | False | Down | No Match | No Match | Non-Condensing | No Match | No Match |  | No Match |  | 235000 | 186453 |  |  | 209083 | 2403 |  |  | 80 | 80 |  |  |  |  | 80.3 | 0 | Federally-Regulated Commercial & Industrial Equipment | 06/22/2017 |  | 06/22/2017
Lennox | Lennox | ML180DF090P48B-* | Natural Gas | Induced Draft | False | False | 1 | False | Down |  | None | Non-Condensing | Single-Stage |  | 0.5 | Standard |  | 88000 | 71000 |  |  | 75900 | 1037 | 80 | 78 | [8 empty] | Federally-Regulated Consumer Product | 06/22/2017 |  | 06/22/2017
Lennox | Allied Air | 80AF1UH045P12AL-* | LPG | Induced Draft | False | False | 1 | False | Horizontal |  | None | Non-Condensing | Single-Stage |  | 0.33 | Standard |  | 44000 | 36000 |  |  | 37500 | 656 | 80 | 78 | [8 empty] | Federally-Regulated Consumer Product | 06/22/2017 |  | 06/22/2017
Lennox | Lennox | SLP98UH070XV36B-* | LPG | Induced Draft | False | False | 1 | False | Up |  | None | Condensing | Step Modulating |  | 0.5 | Standard |  | 66000 | 64000 |  |  | 64100 | 300 | 97.4 | 78 | [8 empty] | Federally-Regulated Consumer Product | 06/22/2017 |  | 06/22/2017
Lennox | Allied Air | A80UH1D045A12-* | LPG | Induced Draft | False | False | 1 | False | Horizontal |  | None | Non-Condensing | Single-Stage |  | 0.33 | Standard |  | 44000 | 36000 |  |  | 37500 | 656 | 80 | 78 | [8 empty] | Federally-Regulated Consumer Product | 06/22/2017 |  | 06/22/2017
Lennox | Lennox | G60UHV-60C-090X-** | Natural Gas | Induced Draft | False | False | 1 | False | Horizontal | None | None | Non-Condensing | Two-Stage Modulating |  | 1 | Standard |  | 88000 | 72000 |  |  | 77000 | 460 | 80 | 78 | [8 empty] | Federally-Regulated Consumer Product | 06/22/2017 |  | 06/22/2017
Lennox | Lennox | EL195UH135XE60D-* | LPG | Induced Draft | False | False | 1 | False | Horizontal |  | None | Condensing | Single-Stage |  | 1 | Standard |  | 132000 | 126000 |  |  | 115500 | 823 | 95 | 78 | [8 empty] | Federally-Regulated Consumer Product | 06/22/2017 |  | 06/22/2017
Lennox | Lennox | GCS20X-653-100-** | Natural Gas | No Match | False | True | 3 | False | Down | No Match | No Match | Non-Condensing | No Match | No Match |  | No Match |  | 92000 | 73600 |  |  | 76376 | 791 | 80.3 | 78 | [6 empty] | 80.3 | 0 | Non Federally-Regulated | 06/22/2017 |  | 06/22/2017
Lennox | Lennox | G60DFV-60C-110-** | LPG | Induced Draft | False | False | 1 | False | Down |  | None | Non-Condensing | Two-Stage Modulating |  | 1 | Standard |  | 110000 | 91000 |  |  | 93900 | 809 | 80 | 78 | [8 empty] | Federally-Regulated Consumer Product | 06/22/2017 |  | 06/22/2017
Lennox | Allied Air | A93UH1D135D20A-* | LPG | Induced Draft | False | False | 1 | False | Up |  | None | Condensing | Single-Stage |  | 0.75 | Standard |  | 132000 | 124000 |  |  | 116800 | 1148 | 93 | 78 | [8 empty] | Federally-Regulated Consumer Product | 06/22/2017 |  | 06/22/2017
Lennox | Allied Air | A95UH1D110C20*-* | Natural Gas | Induced Draft | False | False | 1 | False | Horizontal |  | None | Condensing | Single-Stage |  | 1 | Standard |  | 110000 | 106000 |  |  | 98200 | 942 | 95 | 78 | [8 empty] | Federally-Regulated Consumer Product | 06/22/2017 |  | 06/22/2017
Lennox | Lennox | SLP98DF070XV36B-* | LPG | Induced Draft | False | False | 1 | False | Down |  | None | Condensing | Step Modulating |  | 0.5 | Standard |  | 66000 | 64000 |  |  | 64200 | 268 | 97.5 | 78 | [8 empty] | Federally-Regulated Consumer Product | 06/22/2017 |  | 06/22/2017
Lennox | Allied Air | 80AF1UH045P12AL-* | Natural Gas | Induced Draft | False | False | 1 | False | Horizontal |  | None | Non-Condensing | Single-Stage |  | 0.33 | Standard |  | 44000 | 36000 |  |  | 37500 | 656 | 80 | 78 | [8 empty] | Federally-Regulated Consumer Product | 06/22/2017 |  | 06/22/2017
Lennox | Allied Air | A80UH1E045A12L | LPG | Induced Draft | False | False | 1 | False | Up |  | None | Non-Condensing | Single-Stage |  | 0.5 | Standard |  | 44000 | 36000 |  |  | 38900 | 337 | 80 | 78 | [8 empty] | Federally-Regulated Consumer Product | 06/22/2017 |  | 06/22/2017
Lennox | Lennox | KGA060**BX** | LPG | Induced Draft | False | True | 1 | False | Down | None | None | Non-Condensing | Two-Stage Modulating | Single-Speed | 1.5 | Standard |  | 150000 | 120000 |  |  | 134500 | 858 | 80 | 78 | [8 empty] | Federally-Regulated Consumer Product | 06/22/2017 |  | 06/22/2017
Lennox | Allied Air | A80US2V090B16-* | LPG | Induced Draft | False | False | 1 | False | Horizontal |  | None | Non-Condensing | Two-Stage Modulating |  | 1 | Standard |  | 88000 | 70000 |  |  | 78000 | 293 | 80 | 78 | [8 empty] | Federally-Regulated Consumer Product | 06/22/2017 |  | 06/22/2017
Lennox | Lennox | SL280UH090V36B-* | Natural Gas | Induced Draft | False | False | 1 | False | Up |  | None | Non-Condensing | Two-Stage Modulating |  | 0.5 | Standard |  | 88000 | 70000 |  |  | 77800 | 284 | 80 | 78 | [8 empty] | Federally-Regulated Consumer Product | 06/22/2017 |  | 06/22/2017
Lennox | Allied Air | A80UH1E110C20-* | Natural Gas | Induced Draft | False | False | 1 | False | Horizontal |  | None | Non-Condensing | Single-Stage |  | 1 | Standard |  | 110000 | 90000 |  |  | 97800 | 618 | 80 | 78 | [8 empty] | Federally-Regulated Consumer Product | 06/22/2017 |  | 06/22/2017
Lennox | Lennox | GCS20-513-75-** | Natural Gas | No Match | False | True | 3 | False | Down | No Match | No Match | Non-Condensing | No Match | No Match |  | No Match |  | 75000 | 58000 |  |  | 58031 | 748 | 78.4 | 78 | [6 empty] | 78.4 | 0 | Non Federally-Regulated | 06/22/2017 |  | 06/22/2017
Lennox | Lennox | EL195UH070XE36B-* | LPG | Induced Draft | False | False | 1 | False | Horizontal |  | None | Condensing | Single-Stage |  | 0.5 | Standard |  | 66000 | 63000 |  |  | 66600 | 377 | 95 | 78 | [8 empty] | Federally-Regulated Consumer Product | 06/22/2017 |  | 06/22/2017
Lennox | Lennox | KGA024**DW** | Natural Gas | Induced Draft | False | True | 1 | False | Horizontal | None | None | Non-Condensing | Single-Stage | Single-Speed | 0.25 | Standard |  | 65000 | 52000 |  |  | 58400 | 450 | 80 | 78 | [8 empty] | Federally-Regulated Consumer Product | 06/22/2017 |  | 06/22/2017
Lennox | Lennox | G61MP-60C-091-** | Natural Gas | Induced Draft | False | False | 1 | False | Horizontal |  | None | Condensing | Two-Stage Modulating |  | 1 | Standard |  | 88000 | 83000 |  |  | 77900 | 1154 | 95 | 78 | [8 empty] | Federally-Regulated Consumer Product | 06/22/2017 |  | 06/22/2017
Lennox | Lennox | KGA048**DX** | LPG | Induced Draft | False | True | 1 | False | Down | None | None | Non-Condensing | Two-Stage Modulating | Single-Speed | 0.5 | Standard |  | 150000 | 120000 |  |  | 134100 | 914 | 80 | 78 | [8 empty] | Federally-Regulated Consumer Product | 06/22/2017 |  | 06/22/2017
Lennox | Lennox | G60UH-48B-090X-** | Natural Gas | Induced Draft | False | False | 1 | False | Up | None | None | Non-Condensing | Two-Stage Modulating |  | 0.5 | Standard |  | 88000 | 72000 |  |  | 74500 | 978 | 80 | 78 | [8 empty] | Federally-Regulated Consumer Product | 06/22/2017 |  | 06/22/2017
Lennox | Lennox | G40UH-48C-110-** | LPG | Induced Draft | False | False | 1 | False | Horizontal |  | None | Non-Condensing | Single-Stage |  | 0.5 | Standard |  | 110000 | 89000 |  |  | 96500 | 939 | 80 | 78 | [8 empty] | Federally-Regulated Consumer Product | 06/22/2017 |  | 06/22/2017
Lennox | Lennox | EL195DF090XE48C-* | LPG | Induced Draft | False | False | 1 | False | Down |  | None | Condensing | Single-Stage |  | 0.75 | Standard |  | 88000 | 85000 |  |  | 82900 | 522 | 95 | 78 | [8 empty] | Federally-Regulated Consumer Product | 06/22/2017 |  | 06/22/2017
Lennox | Lennox | G61MP-36B-070-** | LPG | Induced Draft | False | False | 1 | False | Down |  | None | Condensing | Two-Stage Modulating |  | 0.33 | Standard |  | 66000 | 62000 |  |  | 64100 | 883 | 94.1 | 78 | [8 empty] | Federally-Regulated Consumer Product | 06/22/2017 |  | 06/22/2017
Lennox | Allied Air | 80AF1UH110P20C-* | LPG | Induced Draft | False | False | 1 | False | Horizontal |  | None | Non-Condensing | Single-Stage |  | 1 | Standard |  | 110000 | 89000 |  |  | 95300 | 1187 | 80 | 78 | [8 empty] | Federally-Regulated Consumer Product | 06/22/2017 |  | 06/22/2017
Lennox | Lennox | EL296UH110XV48C-* | Natural Gas | Induced Draft | False | False | 1 | False | Horizontal |  | None | Condensing | Two-Stage Modulating |  | 0.75 | Standard |  | 110000 | 105000 |  |  | 98200 | 380 | 96 | 78 | [8 empty] | Federally-Regulated Consumer Product | 06/22/2017 |  | 06/22/2017
Lennox | Lennox | LGH048**ET*P | Natural Gas | Induced Draft | False | True | 1 | False | Horizontal |  | None | Non-Condensing | Single-Stage |  | 0.75 | Premium |  | 150000 | 120000 |  |  | 138000 | 596 | 80 | 78 | [8 empty] | Federally-Regulated Consumer Product | 06/22/2017 |  | 06/22/2017
Lennox | Lennox | GCS20V-653-75-** | LPG | No Match | False | True | 3 | False | Horizontal | No Match | No Match | Non-Condensing | No Match | No Match |  | No Match |  | 67500 | 53000 |  |  | 58031 | 415 | 79.9 | 78 | [6 empty] | 0 | 0 | Non Federally-Regulated | 06/22/2017 |  | 06/22/2017
Lennox | Allied Air | 80G2UH090BV16-* | LPG | Induced Draft | False | False | 1 | False | Up |  | None | Non-Condensing | Two-Stage Modulating |  | 1 | Standard |  | 88000 | 70000 |  |  | 78000 | 293 | 80 | 78 | [8 empty] | Federally-Regulated Consumer Product | 06/22/2017 |  | 06/22/2017
Lennox | Armstrong | 235GRTC300CH | Natural Gas | No Match | False | True | 3 | False | Down | No Match | No Match | Non-Condensing | No Match | No Match |  | No Match |  | 235000 | 188000 |  |  | 198174 | 3361 |  |  | 80 | 80 |  |  |  |  | 80 | 0 | Federally-Regulated Commercial & Industrial Equipment | 06/22/2017 |  | 06/22/2017
Lennox | Lennox | EL195UH070XE36B-* | Natural Gas | Induced Draft | False | False | 1 | False | Up |  | None | Condensing | Single-Stage |  | 0.5 | Standard |  | 66000 | 63000 |  |  | 66600 | 377 | 95 | 78 | [8 empty] | Federally-Regulated Consumer Product | 06/22/2017 |  | 06/22/2017
Lennox | Lennox | G60DFV-36B-090-** | Natural Gas | Induced Draft | False | False | 1 | False | Down |  | None | Non-Condensing | Two-Stage Modulating |  | 0.5 | Standard |  | 88000 | 72000 |  |  | 77800 | 414 | 80 | 78 | [8 empty] | Federally-Regulated Consumer Product | 06/22/2017 |  | 06/22/2017
Lennox | Armstrong | 235GRTC240CL | Natural Gas | No Match | False | True | 3 | False | Horizontal | No Match | No Match | Non-Condensing | No Match | No Match |  | No Match |  | 235000 | 188000 |  |  | 198174 | 3361 |  |  | 80 | 80 |  |  |  |  | 80 | 0 | Federally-Regulated Commercial & Industrial Equipment | 06/22/2017 |  | 06/22/2017
Lennox | Lennox | EL180DF090E48B-* | LPG | Induced Draft | False | False | 1 | False | Down |  | None | Non-Condensing | Single-Stage |  | 0.75 | Standard |  | 88000 | 72000 |  |  | 78600 | 423 | 80 | 78 | [8 empty] | Federally-Regulated Consumer Product | 06/22/2017 |  | 06/22/2017
Lennox | Lennox | SLP98DF110XV60C-* | LPG | Induced Draft | False | False | 1 | False | Down |  | None | Condensing | Step Modulating |  | 1 | Standard |  | 110000 | 107000 |  |  | 94000 | 445 | 98.2 | 78 | [8 empty] | Federally-Regulated Consumer Product | 06/22/2017 |  | 06/22/2017
Lennox | Lennox | LGA120HH-** | Natural Gas | No Match | False | True | 3 | False | Horizontal | No Match | No Match | Non-Condensing | No Match | No Match |  | No Match |  | 235000 | 186453 |  |  | 209083 | 2403 |  |  | 80 | 80 |  |  |  |  | 80.3 | 0 | Federally-Regulated Commercial & Industrial Equipment | 06/22/2017 |  | 06/22/2017
Lennox | Lennox | G60UHV-60D-135-** | LPG | Induced Draft | False | False | 1 | False | Horizontal |  | None | Non-Condensing | Two-Stage Modulating |  | 1 | Standard |  | 132000 | 108000 |  |  | 115000 | 547 | 80 | 78 | [8 empty] | Federally-Regulated Consumer Product | 06/22/2017 |  | 06/22/2017
Lennox | Lennox | KGA048**BZ** | Natural Gas | Induced Draft | False | True | 1 | False | Horizontal | None | None | Non-Condensing | Single-Stage | Single-Speed | 1.5 | Standard |  | 150000 | 120000 |  |  | 136300 | 952 | 80 | 78 | [8 empty] | Federally-Regulated Consumer Product | 06/22/2017 |  | 06/22/2017
Lennox | Armstrong | LGA240HH-** | Natural Gas | No Match | False | True | 3 | False | Down | No Match | No Match | Non-Condensing | No Match | No Match |  | No Match |  | 470000 | 378778 |  |  | 421716 | 1729 |  |  | 80.6 | 80 |  |  |  |  | 80.7 | 0 | Federally-Regulated Commercial & Industrial Equipment | 06/22/2017 |  | 06/22/2017
Lennox | Lennox | ZGA092**MH** | LPG | Induced Draft | False | True | 3 | False | Down |  | None | Non-Condensing | Two-Stage Modulating |  | 0 | Standard |  | 240000 | 192000 | [6 empty] | 80 | 80 | [6 empty] | Federally-Regulated Commercial & Industrial Equipment | 06/22/2017 |  | 06/22/2017
Lennox | Allied Air | ZGA150**MH** | Natural Gas | Induced Draft | False | True | 3 | False | Down |  | None | Non-Condensing | Two-Stage Modulating |  | 0 | Standard |  | 240000 | 192000 | [6 empty] | 80 | 80 | [6 empty] | Federally-Regulated Commercial & Industrial Equipment | 06/22/2017 |  | 06/22/2017
Lennox | Lennox | EL296UH135XE60D-* | LPG | Induced Draft | False | False | 1 | False | Horizontal |  | None | Condensing | Two-Stage Modulating |  | 1 | Standard |  | 132000 | 127000 |  |  | 111900 | 589 | 96 | 78 | [8 empty] | Federally-Regulated Consumer Product | 06/22/2017 |  | 06/22/2017
Lennox | Armstrong | LGA240SS-** | Natural Gas | No Match | False | True | 3 | False | Down | No Match | No Match | Non-Condensing | No Match | No Match |  | No Match |  | 260000 | 209537 |  |  | 233938 | 1573 |  |  | 80.6 | 80 |  |  |  |  | 80.7 | 0 | Federally-Regulated Commercial & Industrial Equipment | 06/22/2017 |  | 06/22/2017
Lennox | Lennox | LGA360SS-** | Natural Gas | No Match | False | True | 3 | False | Down | No Match | No Match | Non-Condensing | No Match | No Match |  | No Match |  | 260000 | 209537 |  |  | 227692 | 2909 |  |  | 80.6 | 80 |  |  |  |  | 80.7 | 0 | Federally-Regulated Commercial & Industrial Equipment | 06/22/2017 |  | 06/22/2017
Lennox | Allied Air | 80G1DF090BE16-* | LPG | Induced Draft | False | False | 1 | False | Up |  | None | Non-Condensing | Single-Stage |  | 0.75 | Standard |  | 88000 | 72000 |  |  | 78600 | 423 | 80 | 78 | [8 empty] | Federally-Regulated Consumer Product | 06/22/2017 |  | 06/22/2017
Lennox | Lennox | G51MP-48C-110-** | LPG | Induced Draft | False | False | 1 | False | Up |  | None | Condensing | Single-Stage |  | 0.5 | Standard |  | 110000 | 103000 |  |  | 101600 | 888 | 92.1 | 78 | [8 empty] | Federally-Regulated Consumer Product | 06/22/2017 |  | 06/22/2017
Lennox | Allied Air | A95UH1E135D20-* | Natural Gas | Induced Draft | False | False | 1 | False | Horizontal |  | None | Condensing | Single-Stage |  | 1 | Standard |  | 132000 | 126000 |  |  | 115500 | 823 | 95 | 78 | [8 empty] | Federally-Regulated Consumer Product | 06/22/2017 |  | 06/22/2017
Lennox | Lennox | EL296UH135XV60D-* | LPG | Induced Draft | False | False | 1 | False | Up |  | None | Condensing | Two-Stage Modulating |  | 1 | Standard |  | 132000 | 126000 |  |  | 113800 | 363 | 96 | 78 | [8 empty] | Federally-Regulated Consumer Product | 06/22/2017 |  | 06/22/2017
Lennox | Lennox | SLP98DF090XV60C-* | Natural Gas | Induced Draft | False | False | 1 | False | Down |  | None | Condensing | Step Modulating |  | 1 | Standard |  | 88000 | 85000 |  |  | 79900 | 311 | 97.5 | 78 | [8 empty] | Federally-Regulated Consumer Product | 06/22/2017 |  | 06/22/2017
Lennox | Lennox | G43UF-36C-090-** | LPG | Induced Draft | False | False | 1 | False | Up |  | None | Condensing | Single-Stage |  | 0.33 | Standard |  | 88000 | 82000 |  |  | 84100 | 895 | 92.1 | 78 | [8 empty] | Federally-Regulated Consumer Product | 06/22/2017 |  | 06/22/2017
Lennox | Lennox | GCS20-513-75-** | LPG | No Match | False | True | 3 | False | Down | No Match | No Match | Non-Condensing | No Match | No Match |  | No Match |  | 67500 | 52000 |  |  | 58031 | 748 | 78.4 | 78 | [6 empty] | 78.4 | 0 | Non Federally-Regulated | 06/22/2017 |  | 06/22/2017
Lennox | Lennox | ML180DF110XP60C-* | Natural Gas | Induced Draft | False | False | 1 | False | Down |  | None | Non-Condensing | Single-Stage |  | 1 | Standard |  | 110000 | 89000 |  |  | 95100 | 1236 | 80 | 78 | [8 empty] | Federally-Regulated Consumer Product | 06/22/2017 |  | 06/22/2017
Lennox | Lennox | G61MP-60C-091-** | LPG | Induced Draft | False | False | 1 | False | Down |  | None | Condensing | Two-Stage Modulating |  | 1 | Standard |  | 88000 | 83000 |  |  | 77900 | 1154 | 95 | 78 | [8 empty] | Federally-Regulated Consumer Product | 06/22/2017 |  | 06/22/2017
Lennox | Lennox | G51MP-36C-090-** | Natural Gas | Induced Draft | False | False | 1 | False | Up |  | None | Condensing | Single-Stage |  | 0.33 | Standard |  | 88000 | 82000 |  |  | 84100 | 895 | 92.1 | 78 | [8 empty] | Federally-Regulated Consumer Product | 06/22/2017 |  | 06/22/2017
Lennox | Lennox | KGA060**DY** | Natural Gas | Induced Draft | False | True | 1 | False | Down | None | None | Non-Condensing | Single-Stage | Single-Speed | 0.75 | Standard |  | 105000 | 84000 |  |  | 96800 | 834 | 80 | 78 | [8 empty] | Federally-Regulated Consumer Product | 06/22/2017 |  | 06/22/2017
Lennox | Allied Air | 95G1UH045BE12-* | Natural Gas | Induced Draft | False | False | 1 | False | Up |  | None | Condensing | Single-Stage |  | 0.5 | Standard |  | 44000 | 42000 |  |  | 33100 | 288 | 95 | 78 | [8 empty] | Federally-Regulated Consumer Product | 06/22/2017 |  | 06/22/2017
Lennox | Lennox | ML180UH090P36B-* | LPG | Induced Draft | False | False | 1 | False | Up |  | None | Non-Condensing | Single-Stage |  | 0.33 | Standard |  | 88000 | 71000 |  |  | 76700 | 856 | 80 | 78 | [8 empty] | Federally-Regulated Consumer Product | 06/22/2017 |  | 06/22/2017
Lennox | Allied Air | 80AF1UH110P16C-* | Natural Gas | Induced Draft | False | False | 1 | False | Up |  | None | Non-Condensing | Single-Stage |  | 0.5 | Standard |  | 110000 | 89000 |  |  | 95900 | 1068 | 80 | 78 | [8 empty] | Federally-Regulated Consumer Product | 06/22/2017 |  | 06/22/2017
Lennox | Lennox | G40DF-48B-070-** | Natural Gas | Induced Draft | False | False | 1 | False | Down |  | None | Non-Condensing | Single-Stage |  | 0.5 | Standard |  | 66000 | 53000 |  |  | 57300 | 741 | 80 | 78 | [8 empty] | Federally-Regulated Consumer Product | 06/22/2017 |  | 06/22/2017
Lennox | Allied Air | A80US2V090B16-* | LPG | Induced Draft | False | False | 1 | False | Up |  | None | Non-Condensing | Two-Stage Modulating |  | 1 | Standard |  | 88000 | 70000 |  |  | 78000 | 293 | 80 | 78 | [8 empty] | Federally-Regulated Consumer Product | 06/22/2017 |  | 06/22/2017
Lennox | Lennox | EL296UH110XE60C-* | Natural Gas | Induced Draft | False | False | 1 | False | Up |  | None | Condensing | Two-Stage Modulating |  | 1 | Standard |  | 110000 | 106000 |  |  | 96000 | 437 | 96 | 78 | [8 empty] | Federally-Regulated Consumer Product | 06/22/2017 |  | 06/22/2017
Lennox | Allied Air | A80UH1E090B16L-* | LPG | Induced Draft | False | False | 1 | False | Horizontal |  | None | Non-Condensing | Single-Stage |  | 0.75 | Standard |  | 88000 | 72000 |  |  | 78600 | 410 | 80 | 78 | [8 empty] | Federally-Regulated Consumer Product | 06/22/2017 |  | 06/22/2017
Lennox | Allied Air | A95UH1E090C16-* | LPG | Induced Draft | False | False | 1 | False | Up |  | None | Condensing | Single-Stage |  | 0.75 | Standard |  | 88000 | 85000 |  |  | 83000 | 493 | 95 | 78 | [8 empty] | Federally-Regulated Consumer Product | 06/22/2017 |  | 06/22/2017
Lennox | Lennox | GCS16-513-100-** | LPG | No Match | False | True | 3 | False | Horizontal | No Match | No Match | Non-Condensing | No Match | No Match |  | No Match |  | 90000 | 70000 |  |  | 75600 | 824 | 81 | 78 | [6 empty] | 81 | 0 | Non Federally-Regulated | 06/22/2017 |  | 06/22/2017
Lennox | Lennox | EL296UH135XE60D-* | LPG | Induced Draft | False | False | 1 | False | Up |  | None | Condensing | Two-Stage Modulating |  | 1 | Standard |  | 132000 | 127000 |  |  | 111900 | 589 | 96 | 78 | [8 empty] | Federally-Regulated Consumer Product | 06/22/2017 |  | 06/22/2017
Lennox | Lennox | EL296UH090XV60C-* | Natural Gas | Induced Draft | False | False | 1 | False | Horizontal |  | None | Condensing | Two-Stage Modulating |  | 1 | Standard |  | 88000 | 85000 |  |  | 80700 | 296 | 96 | 78 | [8 empty] | Federally-Regulated Consumer Product | 06/22/2017 |  | 06/22/2017
Lennox | Allied Air | A95UH1E135D20-* | LPG | Induced Draft | False | False | 1 | False | Horizontal |  | None | Condensing | Single-Stage |  | 1 | Standard |  | 132000 | 126000 |  |  | 115500 | 823 | 95 | 78 | [8 empty] | Federally-Regulated Consumer Product | 06/22/2017 |  | 06/22/2017
Lennox | Lennox | GCS16X-653-100-** | Natural Gas | No Match | False | True | 3 | False | Down | No Match | No Match | Non-Condensing | No Match | No Match |  | No Match |  | 92000 | 73600 |  |  | 76376 | 791 | 80.3 | 78 | [6 empty] | 80.3 | 0 | Non Federally-Regulated | 06/22/2017 |  | 06/22/2017
Lennox | Lennox | ML195UH070XP36B-* | LPG | Induced Draft | False | False | 1 | False | Up |  | None | Condensing | Single-Stage |  | 0.33 | Standard |  | 66000 | 64000 |  |  | 65800 | 599 | 95 | 78 | [8 empty] | Federally-Regulated Consumer Product | 06/22/2017 |  | 06/22/2017
Lennox | Allied Air | A80UH1D045A12L-* | LPG | Induced Draft | False | False | 1 | False | Horizontal |  | None | Non-Condensing | Single-Stage |  | 0.33 | Standard |  | 44000 | 36000 |  |  | 37500 | 656 | 80 | 78 | [8 empty] | Federally-Regulated Consumer Product | 06/22/2017 |  | 06/22/2017
Lennox | Lennox | G61MP-48C-110-** | Natural Gas | Induced Draft | False | False | 1 | False | Horizontal |  | None | Condensing | Two-Stage Modulating |  | 0.5 | Standard |  | 110000 | 104000 |  |  | 96400 | 885 | 94.1 | 78 | [8 empty] | Federally-Regulated Consumer Product | 06/22/2017 |  | 06/22/2017
Lennox | Armstrong | LGA240SH-** | Natural Gas | No Match | False | True | 3 | False | Down | No Match | No Match | Non-Condensing | No Match | No Match |  | No Match |  | 470000 | 378778 |  |  | 421716 | 1729 |  |  | 80.6 | 80 |  |  |  |  | 80.7 | 0 | Federally-Regulated Commercial & Industrial Equipment | 06/22/2017 |  | 06/22/2017
Lennox | Allied Air | A95DF1D045B12*-* | LPG | Induced Draft | False | False | 1 | False | Down |  | None | Condensing | Single-Stage |  | 0.33 | Standard |  | 44000 | 43000 |  |  | 48700 | 663 | 95 | 78 | [8 empty] | Federally-Regulated Consumer Product | 06/22/2017 |  | 06/22/2017
Lennox | Lennox | EL296UH135XE60D-* | Natural Gas | Induced Draft | False | False | 1 | False | Horizontal |  | None | Condensing | Two-Stage Modulating |  | 1 | Standard |  | 132000 | 127000 |  |  | 111900 | 589 | 96 | 78 | [8 empty] | Federally-Regulated Consumer Product | 06/22/2017 |  | 06/22/2017
Lennox | Lennox | KGA048**BS** | Natural Gas | Induced Draft | False | True | 1 | False | Down | None | None | Non-Condensing | Single-Stage | Single-Speed | 1.5 | Standard |  | 65000 | 52000 |  |  | 57800 | 576 | 80 | 78 | [8 empty] | Federally-Regulated Consumer Product | 06/22/2017 |  | 06/22/2017
Lennox | Lennox | ML195UH045XP24B-* | LPG | Induced Draft | False | False | 1 | False | Up |  | None | Condensing | Single-Stage |  | 0.2 | Standard |  | 44000 | 41000 |  |  | 32800 | 354 | 95 | 78 | [8 empty] | Federally-Regulated Consumer Product | 06/22/2017 |  | 06/22/2017
Lennox | Lennox | EL195DF045XE36B-* | Natural Gas | Induced Draft | False | False | 1 | False | Down |  | None | Condensing | Single-Stage |  | 0.5 | Standard |  | 44000 | 42000 |  |  | 33100 | 285 | 95 | 78 | [8 empty] | Federally-Regulated Consumer Product | 06/22/2017 |  | 06/22/2017
Lennox | Lennox | EL280DF090P48B | LPG | Induced Draft | False | False | 1 | False | Down |  | None | Non-Condensing | Two-Stage Modulating |  | 0.5 | Standard |  | 88000 | 69000 |  |  | 75300 | 803 | 80 | 78 | [8 empty] | Federally-Regulated Consumer Product | 06/22/2017 |  | 06/22/2017
Lennox | Lennox | ML180UH090P48B-* | Natural Gas | Induced Draft | False | False | 1 | False | Up |  | None | Non-Condensing | Single-Stage |  | 0.5 | Standard |  | 88000 | 71000 |  |  | 76700 | 865 | 80 | 78 | [8 empty] | Federally-Regulated Consumer Product | 06/22/2017 |  | 06/22/2017
Lennox | Lennox | EL280UH110P48C-* | Natural Gas | Induced Draft | False | False | 1 | False | Up |  | None | Non-Condensing | Two-Stage Modulating |  | 0.5 | Standard |  | 110000 | 86000 |  |  | 93200 | 985 | 80 | 78 | [8 empty] | Federally-Regulated Consumer Product | 06/22/2017 |  | 06/22/2017
Lennox | Lennox | G60DFV-36A-070-** | LPG | Induced Draft | False | False | 1 | False | Down |  | None | Non-Condensing | Two-Stage Modulating |  | 0.5 | Standard |  | 66000 | 54000 |  |  | 58300 | 296 | 80 | 78 | [8 empty] | Federally-Regulated Consumer Product | 06/22/2017 |  | 06/22/2017
Lennox | Lennox | GCS16-413-100-** | LPG | No Match | False | True | 3 | False | Down | No Match | No Match | Non-Condensing | No Match | No Match |  | No Match |  | 90000 | 70000 |  |  | 76643 | 580 | 81 | 78 | [6 empty] | 81 | 0 | Non Federally-Regulated | 06/22/2017 |  | 06/22/2017
Lennox | Allied Air | A93UH1D090C12A-* | Natural Gas | Induced Draft | False | False | 1 | False | Horizontal |  | None | Condensing | Single-Stage |  | 0.33 | Standard |  | 88000 | 83000 |  |  | 83800 | 747 | 93 | 78 | [8 empty] | Federally-Regulated Consumer Product | 06/22/2017 |  | 06/22/2017
Lennox | Lennox | KGA060**DS** | LPG | Induced Draft | False | True | 1 | False | Down | None | None | Non-Condensing | Single-Stage | Single-Speed | 0.75 | Standard |  | 65000 | 52000 |  |  | 58400 | 450 | 80 | 78 | [8 empty] | Federally-Regulated Consumer Product | 06/22/2017 |  | 06/22/2017
Lennox | Allied Air | A80UH1D110C20-* | Natural Gas | Induced Draft | False | False | 1 | False | Up |  | None | Non-Condensing | Single-Stage |  | 1 | Standard |  | 110000 | 89000 |  |  | 95300 | 1187 | 80 | 78 | [8 empty] | Federally-Regulated Consumer Product | 06/22/2017 |  | 06/22/2017
Lennox | Allied Air | A80UH1E090C20-* | LPG | Induced Draft | False | False | 1 | False | Up |  | None | Non-Condensing | Single-Stage |  | 1 | Standard |  | 88000 | 72000 |  |  | 78500 | 450 | 80 | 78 | [8 empty] | Federally-Regulated Consumer Product | 06/22/2017 |  | 06/22/2017
Lennox | Allied Air | A80UH1E070B12L-* | LPG | Induced Draft | False | False | 1 | False | Up |  | None | Non-Condensing | Single-Stage |  | 0.5 | Standard |  | 66000 | 53000 |  |  | 59400 | 219 | 80 | 78 | [8 empty] | Federally-Regulated Consumer Product | 06/22/2017 |  | 06/22/2017
Lennox | Armstrong | 235GRTC300CH | Natural Gas | No Match | False | True | 3 | False | Horizontal | No Match | No Match | Non-Condensing | No Match | No Match |  | No Match |  | 235000 | 188000 |  |  | 198174 | 3361 |  |  | 80 | 80 |  |  |  |  | 80 | 0 | Federally-Regulated Commercial & Industrial Equipment | 06/22/2017 |  | 06/22/2017
Lennox | Allied Air | 95G1UH135DP20-* | Natural Gas | Induced Draft | False | False | 1 | False | Up |  | None | Condensing | Single-Stage |  | 1 | Standard |  | 132000 | 126000 |  |  | 114900 | 994 | 95 | 78 | [8 empty] | Federally-Regulated Consumer Product | 06/22/2017 |  | 06/22/2017
Lennox | Lennox | G51MP-48C-110-** | Natural Gas | Induced Draft | False | False | 1 | False | Down |  | None | Condensing | Single-Stage |  | 0.5 | Standard |  | 110000 | 103000 |  |  | 101600 | 888 | 92.1 | 78 | [8 empty] | Federally-Regulated Consumer Product | 06/22/2017 |  | 06/22/2017
Lennox | Lennox | EL180DF045E36A-* | LPG | Induced Draft | False | False | 1 | False | Down |  | None | Non-Condensing | Single-Stage |  | 0.5 | Standard |  | 44000 | 36000 |  |  | 38900 | 341 | 80 | 78 | [8 empty] | Federally-Regulated Consumer Product | 06/22/2017 |  | 06/22/2017
Lennox | Lennox | G61MP-36B-045-** | Natural Gas | Induced Draft | False | False | 1 | False | Up |  | None | Condensing | Two-Stage Modulating |  | 0.33 | Standard |  | 44000 | 41000 |  |  | 31600 | 564 | 94.1 | 78 | [8 empty] | Federally-Regulated Consumer Product | 06/22/2017 |  | 06/22/2017
Lennox | Lennox | G51MP-48C-090-** | LPG | Induced Draft | False | False | 1 | False | Horizontal |  | None | Condensing | Single-Stage |  | 0.5 | Standard |  | 88000 | 82000 |  |  | 84500 | 820 | 92.1 | 78 | [8 empty] | Federally-Regulated Consumer Product | 06/22/2017 |  | 06/22/2017
Lennox | Allied Air | 95G1UH070BP12-* | Natural Gas | Induced Draft | False | False | 1 | False | Up |  | None | Condensing | Single-Stage |  | 0.33 | Standard |  | 66000 | 64000 |  |  | 65800 | 599 | 95 | 78 | [8 empty] | Federally-Regulated Consumer Product | 06/22/2017 |  | 06/22/2017
Lennox | Lennox | EL296UH090XE48C-* | Natural Gas | Induced Draft | False | False | 1 | False | Up |  | None | Condensing | Two-Stage Modulating |  | 0.75 | Standard |  | 88000 | 85000 |  |  | 81200 | 361 | 96 | 78 | [8 empty] | Federally-Regulated Consumer Product | 06/22/2017 |  | 06/22/2017
Lennox | Lennox | G60DFV-60C-090X-** | Natural Gas | Induced Draft | False | False | 1 | False | Down | None | None | Non-Condensing | Two-Stage Modulating |  | 1 | Standard |  | 88000 | 72000 |  |  | 76700 | 424 | 80 | 78 | [8 empty] | Federally-Regulated Consumer Product | 06/22/2017 |  | 06/22/2017
Lennox | Lennox | G61MP-60C111-** | Natural Gas | Induced Draft | False | False | 1 | False | Down |  | None | Condensing | Two-Stage Modulating |  | 1 | Standard |  | 110000 | 104000 |  |  | 95300 | 841 | 95 | 78 | [8 empty] | Federally-Regulated Consumer Product | 06/22/2017 |  | 06/22/2017
Lennox | Allied Air | ZGA150**BH** | Natural Gas | Induced Draft | False | True | 3 | False | Down |  | None | Non-Condensing | Two-Stage Modulating |  | 0 | Standard |  | 240000 | 192000 | [6 empty] | 80 | 80 | [6 empty] | Federally-Regulated Commercial & Industrial Equipment | 06/22/2017 |  | 06/22/2017
Lennox | Allied Air | A80UH1D110C20-* | LPG | Induced Draft | False | False | 1 | False | Up |  | None | Non-Condensing | Single-Stage |  | 1 | Standard |  | 110000 | 89000 |  |  | 95300 | 1187 | 80 | 78 | [8 empty] | Federally-Regulated Consumer Product | 06/22/2017 |  | 06/22/2017
Lennox | Allied Air | 95AF1UH045P12B-* | Natural Gas | Induced Draft | False | False | 1 | False | Up |  | None | Condensing | Single-Stage |  | 0.2 | Standard |  | 44000 | 41000 |  |  | 32800 | 354 | 95 | 78 | [8 empty] | Federally-Regulated Consumer Product | 06/22/2017 |  | 06/22/2017
Lennox | Lennox | ML180UH070P36A-* | Natural Gas | Induced Draft | False | False | 1 | False | Horizontal |  | None | Non-Condensing | Single-Stage |  | 0.33 | Standard |  | 66000 | 54000 |  |  | 57400 | 698 | 80 | 78 | [8 empty] | Federally-Regulated Consumer Product | 06/22/2017 |  | 06/22/2017
Lennox | Lennox | G43UF-60C-110-** | LPG | Induced Draft | False | False | 1 | False | Up |  | None | Condensing | Single-Stage |  | 1 | Standard |  | 110000 | 103000 |  |  | 101300 | 993 | 92.1 | 78 | [8 empty] | Federally-Regulated Consumer Product | 06/22/2017 |  | 06/22/2017
Lennox | Lennox | KGA060**DM** | LPG | Induced Draft | False | True | 1 | False | Horizontal | None | None | Non-Condensing | Single-Stage | Single-Speed | 0.75 | Standard |  | 105000 | 84000 |  |  | 96800 | 834 | 80 | 78 | [8 empty] | Federally-Regulated Consumer Product | 06/22/2017 |  | 06/22/2017
Lennox | Lennox | LGA120HS-** | Natural Gas | No Match | False | True | 3 | False | Down | No Match | No Match | Non-Condensing | No Match | No Match |  | No Match |  | 130000 | 103445 |  |  | 111963 | 1725 | 80.5 | 78 | 80 | 80 |  |  |  |  | 80.5 | 0 | Non Federally-Regulated | 06/22/2017 |  | 06/22/2017
Lennox | Lennox | G61MP-36B-070-** | Natural Gas | Induced Draft | False | False | 1 | False | Up |  | None | Condensing | Two-Stage Modulating |  | 0.33 | Standard |  | 66000 | 62000 |  |  | 64100 | 883 | 94.1 | 78 | [8 empty] | Federally-Regulated Consumer Product | 06/22/2017 |  | 06/22/2017
Lennox | Lennox | ML180UH090P48B-* | LPG | Induced Draft | False | False | 1 | False | Up |  | None | Non-Condensing | Single-Stage |  | 0.5 | Standard |  | 88000 | 71000 |  |  | 76700 | 865 | 80 | 78 | [8 empty] | Federally-Regulated Consumer Product | 06/22/2017 |  | 06/22/2017
Lennox | Lennox | SLP98UH070XV36B-* | Natural Gas | Induced Draft | False | False | 1 | False | Up |  | None | Condensing | Step Modulating |  | 0.5 | Standard |  | 66000 | 64000 |  |  | 64100 | 300 | 97.4 | 78 | [8 empty] | Federally-Regulated Consumer Product | 06/22/2017 |  | 06/22/2017
Lennox | Allied Air | 95G1UH110CE20-* | Natural Gas | Induced Draft | False | False | 1 | False | Horizontal |  | None | Condensing | Single-Stage |  | 1 | Standard |  | 110000 | 105000 |  |  | 99100 | 705 | 95 | 78 | [8 empty] | Federally-Regulated Consumer Product | 06/22/2017 |  | 06/22/2017
Lennox | Allied Air | ZGA092**MH** | Natural Gas | Induced Draft | False | True | 3 | False | Horizontal |  | None | Non-Condensing | Two-Stage Modulating |  | 0 | Standard |  | 240000 | 192000 | [6 empty] | 80 | 80 | [6 empty] | Federally-Regulated Commercial & Industrial Equipment | 06/22/2017 |  | 06/22/2017
Lennox | Lennox | KGA060**BM** | LPG | Induced Draft | False | True | 1 | False | Horizontal | None | None | Non-Condensing | Single-Stage | Single-Speed | 1.5 | Standard |  | 105000 | 84000 |  |  | 97100 | 755 | 80 | 78 | [8 empty] | Federally-Regulated Consumer Product | 06/22/2017 |  | 06/22/2017
Lennox | Allied Air | 80G1UH045AE12-* | Natural Gas | Induced Draft | False | False | 1 | False | Horizontal |  | None | Non-Condensing | Single-Stage |  | 0.5 | Standard |  | 44000 | 36000 |  |  | 38900 | 337 | 80 | 78 | [8 empty] | Federally-Regulated Consumer Product | 06/22/2017 |  | 06/22/2017
Lennox | Lennox | GCS24D-653-95/130-** | Natural Gas | No Match | False | True | 3 | False | Down | No Match | No Match | Non-Condensing | No Match | No Match |  | No Match |  | 130000 | 103560 |  |  | 116000 | 1630 | 78 | 78 | [6 empty] | 78 | 0 | Non Federally-Regulated | 06/22/2017 |  | 06/22/2017
Lennox | Lennox | ML180UH045P36A-* | LPG | Induced Draft | False | False | 1 | False | Up |  | None | Non-Condensing | Single-Stage |  | 0.33 | Standard |  | 44000 | 36000 |  |  | 37500 | 656 | 80 | 78 | [8 empty] | Federally-Regulated Consumer Product | 06/22/2017 |  | 06/22/2017
Lennox | Lennox | ML180DF090P48B-* | LPG | Induced Draft | False | False | 1 | False | Down |  | None | Non-Condensing | Single-Stage |  | 0.5 | Standard |  | 88000 | 71000 |  |  | 75900 | 1037 | 80 | 78 | [8 empty] | Federally-Regulated Consumer Product | 06/22/2017 |  | 06/22/2017
Lennox | Lennox | KGA060**BW** | Natural Gas | Induced Draft | False | True | 1 | False | Down | None | None | Non-Condensing | Single-Stage | Single-Speed | 1.5 | Standard |  | 65000 | 52000 |  |  | 57800 | 576 | 80 | 78 | [8 empty] | Federally-Regulated Consumer Product | 06/22/2017 |  | 06/22/2017
Lennox | Lennox | ML193UH070XP36B-* | LPG | Induced Draft | False | False | 1 | False | Up |  | None | Condensing | Single-Stage |  | 0.33 | Standard |  | 66000 | 62000 |  |  | 67100 | 611 | 93 | 78 | [8 empty] | Federally-Regulated Consumer Product | 06/22/2017 |  | 06/22/2017
Lennox | Lennox | LGH122**MH** | Natural Gas | Induced Draft | False | True | 3 | False | Horizontal |  | None | Non-Condensing | Two-Stage Modulating |  | 0 | Standard |  | 240000 | 192000 | [6 empty] | 80 | 80 | [6 empty] | Federally-Regulated Commercial & Industrial Equipment | 06/22/2017 |  | 06/22/2017
Lennox | Lennox | KGA060**BT** | LPG | Induced Draft | False | True | 1 | False | Horizontal | None | None | Non-Condensing | Single-Stage | Single-Speed | 1.5 | Standard |  | 150000 | 120000 |  |  | 136300 | 952 | 80 | 78 | [8 empty] | Federally-Regulated Consumer Product | 06/22/2017 |  | 06/22/2017
Lennox | Allied Air | A93UH1D135D20A-* | LPG | Induced Draft | False | False | 1 | False | Horizontal |  | None | Condensing | Single-Stage |  | 0.75 | Standard |  | 132000 | 124000 |  |  | 116800 | 1148 | 93 | 78 | [8 empty] | Federally-Regulated Consumer Product | 06/22/2017 |  | 06/22/2017
Lennox | Allied Air | A95UH1E070B12-* | Natural Gas | Induced Draft | False | False | 1 | False | Horizontal |  | None | Condensing | Single-Stage |  | 0.5 | Standard |  | 66000 | 63000 |  |  | 66600 | 377 | 95 | 78 | [8 empty] | Federally-Regulated Consumer Product | 06/22/2017 |  | 06/22/2017
Lennox | Allied Air | A80UH1D045A12-* | Natural Gas | Induced Draft | False | False | 1 | False | Horizontal |  | None | Non-Condensing | Single-Stage |  | 0.33 | Standard |  | 44000 | 36000 |  |  | 37500 | 656 | 80 | 78 | [8 empty] | Federally-Regulated Consumer Product | 06/22/2017 |  | 06/22/2017
Lennox | Armstrong | LGA360SS-** | Natural Gas | No Match | False | True | 3 | False | Down | No Match | No Match | Non-Condensing | No Match | No Match |  | No Match |  | 260000 | 209537 |  |  | 227692 | 2909 |  |  | 80.6 | 80 |  |  |  |  | 80.7 | 0 | Federally-Regulated Commercial & Industrial Equipment | 06/22/2017 |  | 06/22/2017
Lennox | Lennox | 15GCSXBV-60-083X-230-* | LPG | Induced Draft | False | True | 1 | False | Down |  | None | Non-Condensing | Two-Stage Modulating |  | 0.75 | Standard |  | 83000 | 66000 |  |  | 79100 | 430 | 78 | 78 | [8 empty] | Federally-Regulated Consumer Product | 06/22/2017 |  | 06/22/2017
Lennox | Lennox | ZGA120**BH** | Natural Gas | Induced Draft | False | True | 3 | False | Horizontal |  | None | Non-Condensing | Two-Stage Modulating |  | 0 | Standard |  | 240000 | 192000 | [6 empty] | 80 | 80 | [6 empty] | Federally-Regulated Commercial & Industrial Equipment | 06/22/2017 |  | 06/22/2017
Lennox | Allied Air | 80G1DF070AE12-* | Natural Gas | Induced Draft | False | False | 1 | False | Down |  | None | Non-Condensing | Single-Stage |  | 0.5 | Standard |  | 66000 | 54000 |  |  | 59100 | 289 | 80 | 78 | [8 empty] | Federally-Regulated Consumer Product | 06/22/2017 |  | 06/22/2017
Lennox | Lennox | KGA036**BS** | LPG | Induced Draft | False | True | 1 | False | Down | None | None | Non-Condensing | Single-Stage | Single-Speed | 1.5 | Standard |  | 65000 | 52000 |  |  | 57800 | 576 | 80 | 78 | [8 empty] | Federally-Regulated Consumer Product | 06/22/2017 |  | 06/22/2017
Lennox | Allied Air | A95DF1E110C20-* | Natural Gas | Induced Draft | False | False | 1 | False | Down |  | None | Condensing | Single-Stage |  | 1 | Standard |  | 110000 | 106000 |  |  | 99100 | 712 | 95 | 78 | [8 empty] | Federally-Regulated Consumer Product | 06/22/2017 |  | 06/22/2017
Lennox | Allied Air | 80G1UH045AP12-* | LPG | Induced Draft | False | False | 1 | False | Up |  | None | Non-Condensing | Single-Stage |  | 0.33 | Standard |  | 44000 | 36000 |  |  | 37500 | 656 | 80 | 78 | [8 empty] | Federally-Regulated Consumer Product | 06/22/2017 |  | 06/22/2017
Lennox | Lennox | GCS20V-653-75-** | Natural Gas | No Match | False | True | 3 | False | Horizontal | No Match | No Match | Non-Condensing | No Match | No Match |  | No Match |  | 75000 | 57000 |  |  | 58031 | 415 | 78.4 | 78 | [6 empty] | 0 | 0 | Non Federally-Regulated | 06/22/2017 |  | 06/22/2017
Lennox | Allied Air | A93UH1D110C16A-* | LPG | Induced Draft | False | False | 1 | False | Up |  | None | Condensing | Single-Stage |  | 0.5 | Standard |  | 110000 | 104000 |  |  | 100900 | 776 | 93 | 78 | [8 empty] | Federally-Regulated Consumer Product | 06/22/2017 |  | 06/22/2017
Lennox | Allied Air | A80DF1E110C20-* | LPG | Induced Draft | False | False | 1 | False | Down |  | None | Non-Condensing | Single-Stage |  | 1 | Standard |  | 110000 | 90000 |  |  | 98000 | 576 | 80 | 78 | [8 empty] | Federally-Regulated Consumer Product | 06/22/2017 |  | 06/22/2017
Lennox | Lennox | G51MP-60C-090-** | Natural Gas | Induced Draft | False | False | 1 | False | Up |  | None | Condensing | Single-Stage |  | 1 | Standard |  | 88000 | 82000 |  |  | 83600 | 1075 | 92.1 | 78 | [8 empty] | Federally-Regulated Consumer Product | 06/22/2017 |  | 06/22/2017
Lennox | Lennox | LGH048**ET*P | Natural Gas | Induced Draft | False | True | 1 | False | Down |  | None | Non-Condensing | Single-Stage |  | 0.75 | Premium |  | 150000 | 120000 |  |  | 138000 | 596 | 80 | 78 | [8 empty] | Federally-Regulated Consumer Product | 06/22/2017 |  | 06/22/2017
Lennox | Lennox | 15GCSXBV-60-138X-230-* | Natural Gas | Induced Draft | False | True | 1 | False | Horizontal |  | None | Non-Condensing | Two-Stage Modulating |  | 0.75 | Standard |  | 138000 | 110000 |  |  | 118500 | 618 | 78 | 78 | [8 empty] | Federally-Regulated Consumer Product | 06/22/2017 |  | 06/22/2017
Lennox | Lennox | GCS24-653-95/130-** | Natural Gas | No Match | False | True | 3 | False | Down | No Match | No Match | Non-Condensing | No Match | No Match |  | No Match |  | 130000 | 103560 |  |  | 118400 | 1097 | 78 | 78 | [6 empty] | 78 | 0 | Non Federally-Regulated | 06/22/2017 |  | 06/22/2017
Lennox | Lennox | G60DF-48C-110-* | LPG | Induced Draft | False | False | 1 | False | Down |  | None | Non-Condensing | Two-Stage Modulating |  | 0.5 | Standard |  | 110000 | 90000 |  |  | 94800 | 1089 | 80 | 78 | [8 empty] | Federally-Regulated Consumer Product | 06/22/2017 |  | 06/22/2017
Lennox | Lennox | G51MP-24B-045-** | LPG | Induced Draft | False | False | 1 | False | Horizontal |  | None | Condensing | Single-Stage |  | 0.2 | Standard |  | 44000 | 41000 |  |  | 33600 | 455 | 92.1 | 78 | [8 empty] | Federally-Regulated Consumer Product | 06/22/2017 |  | 06/22/2017
Lennox | Allied Air | 95G1DF090CP20-* | LPG | Induced Draft | False | False | 1 | False | Down |  | None | Condensing | Single-Stage |  | 1 | Standard |  | 88000 | 86000 |  |  | 81900 | 803 | 95 | 78 | [8 empty] | Federally-Regulated Consumer Product | 06/22/2017 |  | 06/22/2017
Lennox | Lennox | ML195UH090XP60C-* | Natural Gas | Induced Draft | False | False | 1 | False | Horizontal |  | None | Condensing | Single-Stage |  | 1 | Standard |  | 88000 | 86000 |  |  | 81100 | 1008 | 95 | 78 | [8 empty] | Federally-Regulated Consumer Product | 06/22/2017 |  | 06/22/2017
Lennox | Allied Air | A80UH1E045A12L | Natural Gas | Induced Draft | False | False | 1 | False | Horizontal |  | None | Non-Condensing | Single-Stage |  | 0.5 | Standard |  | 44000 | 36000 |  |  | 38900 | 337 | 80 | 78 | [8 empty] | Federally-Regulated Consumer Product | 06/22/2017 |  | 06/22/2017
Lennox | Lennox | LGH060**ET*P | Natural Gas | Induced Draft | False | True | 1 | False | Horizontal |  | None | Non-Condensing | Single-Stage |  | 1 | Premium |  | 150000 | 120000 |  |  | 137900 | 611 | 80 | 78 | [8 empty] | Federally-Regulated Consumer Product | 06/22/2017 |  | 06/22/2017
Lennox | Lennox | G40UH-60C-110-** | LPG | Induced Draft | False | False | 1 | False | Up |  | None | Non-Condensing | Single-Stage |  | 1 | Standard |  | 110000 | 89000 |  |  | 95400 | 1206 | 80 | 78 | [8 empty] | Federally-Regulated Consumer Product | 06/22/2017 |  | 06/22/2017
Lennox | Lennox | ZGA092**BH** | LPG | Induced Draft | False | True | 3 | False | Down |  | None | Non-Condensing | Two-Stage Modulating |  | 0 | Standard |  | 240000 | 192000 | [6 empty] | 80 | 80 | [6 empty] | Federally-Regulated Commercial & Industrial Equipment | 06/22/2017 |  | 06/22/2017
Lennox | Allied Air | A80UH1E090B16-* | LPG | Induced Draft | False | False | 1 | False | Up |  | None | Non-Condensing | Single-Stage |  | 0.75 | Standard |  | 88000 | 72000 |  |  | 78600 | 410 | 80 | 78 | [8 empty] | Federally-Regulated Consumer Product | 06/22/2017 |  | 06/22/2017
Lennox | Lennox | G51MP-36B-070-** | LPG | Induced Draft | False | False | 1 | False | Horizontal |  | None | Condensing | Single-Stage |  | 0.33 | Standard |  | 66000 | 62000 |  |  | 67500 | 700 | 92.1 | 78 | [8 empty] | Federally-Regulated Consumer Product | 06/22/2017 |  | 06/22/2017
Lennox | Lennox | SLP98UH110XV60C-* | Natural Gas | Induced Draft | False | False | 1 | False | Up |  | None | Condensing | Step Modulating |  | 1 | Standard |  | 110000 | 106000 |  |  | 95000 | 401 | 97.5 | 78 | [8 empty] | Federally-Regulated Consumer Product | 06/22/2017 |  | 06/22/2017
Lennox | Lennox | SL280DF090V48B-* | LPG | Induced Draft | False | False | 1 | False | Down |  | None | Non-Condensing | Two-Stage Modulating |  | 1 | Standard |  | 88000 | 69000 |  |  | 77300 | 387 | 80 | 78 | [8 empty] | Federally-Regulated Consumer Product | 06/22/2017 |  | 06/22/2017
Lennox | Lennox | LGH048**ES*P | LPG | Induced Draft | False | True | 1 | False | Down |  | None | Non-Condensing | Single-Stage |  | 0.75 | Premium |  | 65000 | 52000 |  |  | 58300 | 481 | 80 | 78 | [8 empty] | Federally-Regulated Consumer Product | 06/22/2017 |  | 06/22/2017
Lennox | Armstrong | 235GRTC178CH | Natural Gas | No Match | False | True | 3 | False | Down | No Match | No Match | Non-Condensing | No Match | No Match |  | No Match |  | 235000 | 188000 |  |  | 198174 | 3361 |  |  | 80 | 80 |  |  |  |  | 80 | 0 | Federally-Regulated Commercial & Industrial Equipment | 06/22/2017 |  | 06/22/2017
Lennox | Lennox | KGA048**BX** | Natural Gas | Induced Draft | False | True | 1 | False | Horizontal | None | None | Non-Condensing | Two-Stage Modulating | Single-Speed | 1.5 | Standard |  | 150000 | 120000 |  |  | 134500 | 858 | 80 | 78 | [8 empty] | Federally-Regulated Consumer Product | 06/22/2017 |  | 06/22/2017
Lennox | Lennox | G61MP-60C-090-** | Natural Gas | Induced Draft | False | False | 1 | False | Down |  | None | Condensing | Two-Stage Modulating |  | 1 | Standard |  | 88000 | 84000 |  |  | 77700 | 1349 | 94.1 | 78 | [8 empty] | Federally-Regulated Consumer Product | 06/22/2017 |  | 06/22/2017
Lennox | Lennox | SLP98UH090XV60C-* | LPG | Induced Draft | False | False | 1 | False | Horizontal |  | None | Condensing | Step Modulating |  | 1 | Standard |  | 88000 | 85000 |  |  | 78600 | 363 | 98.2 | 78 | [8 empty] | Federally-Regulated Consumer Product | 06/22/2017 |  | 06/22/2017
Lennox | Lennox | ML180DF110P60C* | Natural Gas | Induced Draft | False | False | 1 | False | Down |  | None | Non-Condensing | Single-Stage |  | 1 | Standard |  | 110000 | 89000 |  |  | 95100 | 1236 | 80 | 78 | [8 empty] | Federally-Regulated Consumer Product | 06/22/2017 |  | 06/22/2017
Lennox | Allied Air | 95G1UH110CE20-* | LPG | Induced Draft | False | False | 1 | False | Up |  | None | Condensing | Single-Stage |  | 1 | Standard |  | 110000 | 105000 |  |  | 99100 | 705 | 95 | 78 | [8 empty] | Federally-Regulated Consumer Product | 06/22/2017 |  | 06/22/2017
Lennox | Lennox | LGA360HH-** | Natural Gas | No Match | False | True | 3 | False | Down | No Match | No Match | Non-Condensing | No Match | No Match |  | No Match |  | 470000 | 378778 |  |  | 408868 | 3249 |  |  | 80.6 | 80 |  |  |  |  | 80.7 | 0 | Federally-Regulated Commercial & Industrial Equipment | 06/22/2017 |  | 06/22/2017
Lennox | Lennox | ML180DF045P24A-* | Natural Gas | Induced Draft | False | False | 1 | False | Down |  | None | Non-Condensing | Single-Stage |  | 0.2 | Standard |  | 44000 | 35000 |  |  | 38100 | 515 | 80 | 78 | [8 empty] | Federally-Regulated Consumer Product | 06/22/2017 |  | 06/22/2017
Lennox | Lennox | ML180UH090P48B-* | LPG | Induced Draft | False | False | 1 | False | Horizontal |  | None | Non-Condensing | Single-Stage |  | 0.5 | Standard |  | 88000 | 71000 |  |  | 76700 | 865 | 80 | 78 | [8 empty] | Federally-Regulated Consumer Product | 06/22/2017 |  | 06/22/2017
Lennox | Allied Air | A80UH1E070B12L-* | Natural Gas | Induced Draft | False | False | 1 | False | Horizontal |  | None | Non-Condensing | Single-Stage |  | 0.5 | Standard |  | 66000 | 53000 |  |  | 59400 | 219 | 80 | 78 | [8 empty] | Federally-Regulated Consumer Product | 06/22/2017 |  | 06/22/2017
Lennox | Lennox | ML180UH110P60C-* | Natural Gas | Induced Draft | False | False | 1 | False | Up |  | None | Non-Condensing | Single-Stage |  | 1 | Standard |  | 110000 | 89000 |  |  | 95300 | 1187 | 80 | 78 | [8 empty] | Federally-Regulated Consumer Product | 06/22/2017 |  | 06/22/2017
Lennox | McQuay | GCS16-1853-330-** | Natural Gas | No Match | False | True | 3 | False | Horizontal | No Match | No Match | Non-Condensing | No Match | No Match |  | No Match |  | 230000 | 266640 |  |  | 250200 | 2200 |  |  | 80.8 | 80 |  |  |  |  | 80.2 | 0 | Federally-Regulated Commercial & Industrial Equipment | 06/22/2017 |  | 06/22/2017
Lennox | Lennox | KGA060**DT** | LPG | Induced Draft | False | True | 1 | False | Horizontal | None | None | Non-Condensing | Single-Stage | Single-Speed | 0.75 | Standard |  | 150000 | 120000 |  |  | 137000 | 800 | 80 | 78 | [8 empty] | Federally-Regulated Consumer Product | 06/22/2017 |  | 06/22/2017
Lennox | Lennox | G60UHV-60D-135-** | Natural Gas | Induced Draft | False | False | 1 | False | Horizontal |  | None | Non-Condensing | Two-Stage Modulating |  | 1 | Standard |  | 132000 | 108000 |  |  | 115000 | 547 | 80 | 78 | [8 empty] | Federally-Regulated Consumer Product | 06/22/2017 |  | 06/22/2017
Lennox | Allied Air | A80UH1E090B16L-* | Natural Gas | Induced Draft | False | False | 1 | False | Horizontal |  | None | Non-Condensing | Single-Stage |  | 0.75 | Standard |  | 88000 | 72000 |  |  | 78600 | 410 | 80 | 78 | [8 empty] | Federally-Regulated Consumer Product | 06/22/2017 |  | 06/22/2017
Lennox | Lennox | ML195UH135XP60D-* | Natural Gas | Induced Draft | False | False | 1 | False | Horizontal |  | None | Condensing | Single-Stage |  | 1 | Standard |  | 132000 | 126000 |  |  | 114900 | 994 | 95 | 78 | [8 empty] | Federally-Regulated Consumer Product | 06/22/2017 |  | 06/22/2017
Lennox | Lennox | EL296UH135XV60D-* | Natural Gas | Induced Draft | False | False | 1 | False | Up |  | None | Condensing | Two-Stage Modulating |  | 1 | Standard |  | 132000 | 126000 |  |  | 113800 | 363 | 96 | 78 | [8 empty] | Federally-Regulated Consumer Product | 06/22/2017 |  | 06/22/2017
Lennox | Lennox | KGA048**BX** | Natural Gas | Induced Draft | False | True | 1 | False | Down | None | None | Non-Condensing | Two-Stage Modulating | Single-Speed | 1.5 | Standard |  | 150000 | 120000 |  |  | 134500 | 858 | 80 | 78 | [8 empty] | Federally-Regulated Consumer Product | 06/22/2017 |  | 06/22/2017
Lennox | Lennox | ZGA092**BH** | Natural Gas | Induced Draft | False | True | 3 | False | Down |  | None | Non-Condensing | Two-Stage Modulating |  | 0 | Standard |  | 240000 | 192000 | [6 empty] | 80 | 80 | [6 empty] | Federally-Regulated Commercial & Industrial Equipment | 06/22/2017 |  | 06/22/2017
Lennox | Allied Air | A95UH1E070B12-* | Natural Gas | Induced Draft | False | False | 1 | False | Up |  | None | Condensing | Single-Stage |  | 0.5 | Standard |  | 66000 | 63000 |  |  | 66600 | 377 | 95 | 78 | [8 empty] | Federally-Regulated Consumer Product | 06/22/2017 |  | 06/22/2017
Lennox | Lennox | G60UH-36C-110-** | Natural Gas | Induced Draft | False | False | 1 | False | Horizontal | None | None | Non-Condensing | Two-Stage Modulating |  | 0.33 | Standard |  | 110000 | 89000 |  |  | 94300 | 1158 | 80 | 78 | [8 empty] | Federally-Regulated Consumer Product | 06/22/2017 |  | 06/22/2017
Lennox | Allied Air | A80DF1E045B12-* | LPG | Induced Draft | False | False | 1 | False | Down |  | None | Condensing | Single-Stage |  | 0.5 | Standard |  | 44000 | 42000 |  |  | 33100 | 285 | 95 | 78 | [8 empty] | Federally-Regulated Consumer Product | 06/22/2017 |  | 06/22/2017
Lennox | Lennox | G71MPP-60D-135 | LPG | Induced Draft | False | False | 1 | False | Down |  | None | Condensing | Step Modulating |  | 1 | Standard |  | 132000 | 123000 |  |  | 113300 | 394 | 95 | 78 | [8 empty] | Federally-Regulated Consumer Product | 06/22/2017 |  | 06/22/2017
Lennox | Lennox | KGA048**DH** | LPG | Induced Draft | False | True | 1 | False | Down | None | None | Non-Condensing | Two-Stage Modulating | Single-Speed | 0.5 | Standard |  | 150000 | 120000 |  |  | 134100 | 914 | 80 | 78 | [8 empty] | Federally-Regulated Consumer Product | 06/22/2017 |  | 06/22/2017
Lennox | Allied Air | A80US2V070A12L-* | Natural Gas | Induced Draft | False | False | 1 | False | Up |  | None | Non-Condensing | Two-Stage Modulating |  | 0.5 | Standard |  | 66000 | 52000 |  |  | 58800 | 195 | 80 | 78 | [8 empty] | Federally-Regulated Consumer Product | 06/22/2017 |  | 06/22/2017
Lennox | Lennox | LGH094**MH** | LPG | Induced Draft | False | True | 3 | False | Down |  | None | Non-Condensing | Two-Stage Modulating |  | 0 | Standard |  | 240000 | 192000 | [6 empty] | 80 | 80 | [6 empty] | Federally-Regulated Commercial & Industrial Equipment | 06/22/2017 |  | 06/22/2017
Lennox | Lennox | EL195UH045XE36B | Natural Gas | Induced Draft | False | False | 1 | False | Up |  | None | Condensing | Single-Stage |  | 0.5 | Standard |  | 44000 | 42000 |  |  | 33100 | 288 | 95 | 78 | [8 empty] | Federally-Regulated Consumer Product | 06/22/2017 |  | 06/22/2017
Lennox | Lennox | KGA048**BX** | LPG | Induced Draft | False | True | 1 | False | Down | None | None | Non-Condensing | Two-Stage Modulating | Single-Speed | 1.5 | Standard |  | 150000 | 120000 |  |  | 134500 | 858 | 80 | 78 | [8 empty] | Federally-Regulated Consumer Product | 06/22/2017 |  | 06/22/2017
Lennox | Lennox | KGA060**BY** | Natural Gas | Induced Draft | False | True | 1 | False | Down | None | None | Non-Condensing | Single-Stage | Single-Speed | 1.5 | Standard |  | 105000 | 84000 |  |  | 97100 | 755 | 80 | 78 | [8 empty] | Federally-Regulated Consumer Product | 06/22/2017 |  | 06/22/2017
Lennox | Lennox | LGA120SH-** | Natural Gas | No Match | False | True | 3 | False | Horizontal | No Match | No Match | Non-Condensing | No Match | No Match |  | No Match |  | 235000 | 186453 |  |  | 209083 | 2403 |  |  | 80 | 80 |  |  |  |  | 80.3 | 0 | Federally-Regulated Commercial & Industrial Equipment | 06/22/2017 |  | 06/22/2017
Lennox | Allied Air | A80UH1D110C20L-* | LPG | Induced Draft | False | False | 1 | False | Up |  | None | Non-Condensing | Single-Stage |  | 1 | Standard |  | 110000 | 89000 |  |  | 95300 | 1187 | 80 | 78 | [8 empty] | Federally-Regulated Consumer Product | 06/22/2017 |  | 06/22/2017
Lennox | Allied Air | A80UH1E045A12-* | LPG | Induced Draft | False | False | 1 | False | Horizontal |  | None | Non-Condensing | Single-Stage |  | 0.5 | Standard |  | 44000 | 36000 |  |  | 38900 | 337 | 80 | 78 | [8 empty] | Federally-Regulated Consumer Product | 06/22/2017 |  | 06/22/2017
Lennox | Lennox | ML193UH110XP60C-* | LPG | Induced Draft | False | False | 1 | False | Horizontal |  | None | Condensing | Single-Stage |  | 1 | Standard |  | 110000 | 104000 |  |  | 100100 | 1006 | 93 | 78 | [8 empty] | Federally-Regulated Consumer Product | 06/22/2017 |  | 06/22/2017
Lennox | Lennox | SL280UH090XV48B-* | Natural Gas | Induced Draft | False | False | 1 | False | Up |  | None | Non-Condensing | Two-Stage Modulating |  | 1 | Standard |  | 88000 | 70000 |  |  | 78000 | 293 | 80 | 78 | [8 empty] | Federally-Regulated Consumer Product | 06/22/2017 |  | 06/22/2017
Lennox | Lennox | SLP98UH090XV48C-* | LPG | Induced Draft | False | False | 1 | False | Horizontal |  | None | Condensing | Step Modulating |  | 0.75 | Standard |  | 88000 | 86000 |  |  | 79000 | 431 | 97.5 | 78 | [8 empty] | Federally-Regulated Consumer Product | 06/22/2017 |  | 06/22/2017
Lennox | Allied Air | A80UH1D070A08-* | Natural Gas | Induced Draft | False | False | 1 | False | Horizontal |  | None | Non-Condensing | Single-Stage |  | 0.2 | Standard |  | 66000 | 54000 |  |  | 57900 | 566 | 80 | 78 | [8 empty] | Federally-Regulated Consumer Product | 06/22/2017 |  | 06/22/2017
Lennox | Allied Air | A80UH1E110C20-* | LPG | Induced Draft | False | False | 1 | False | Up |  | None | Non-Condensing | Single-Stage |  | 1 | Standard |  | 110000 | 90000 |  |  | 97800 | 618 | 80 | 78 | [8 empty] | Federally-Regulated Consumer Product | 06/22/2017 |  | 06/22/2017
Lennox | Allied Air | 80AF1UH070P12AL-* | Natural Gas | Induced Draft | False | False | 1 | False | Up |  | None | Non-Condensing | Single-Stage |  | 0.33 | Standard |  | 66000 | 54000 |  |  | 57400 | 698 | 80 | 78 | [8 empty] | Federally-Regulated Consumer Product | 06/22/2017 |  | 06/22/2017
Lennox | Lennox | G51MP-24B-045-** | Natural Gas | Induced Draft | False | False | 1 | False | Horizontal |  | None | Condensing | Single-Stage |  | 0.2 | Standard |  | 44000 | 41000 |  |  | 33600 | 455 | 92.1 | 78 | [8 empty] | Federally-Regulated Consumer Product | 06/22/2017 |  | 06/22/2017
Lennox | Lennox | EL180DF110E60C-* | Natural Gas | Induced Draft | False | False | 1 | False | Down |  | None | Non-Condensing | Single-Stage |  | 1 | Standard |  | 110000 | 90000 |  |  | 98000 | 576 | 80 | 78 | [8 empty] | Federally-Regulated Consumer Product | 06/22/2017 |  | 06/22/2017
Lennox | Lennox | LGA090HH-** | Natural Gas | No Match | False | True | 3 | False | Down | No Match | No Match | Non-Condensing | No Match | No Match |  | No Match |  | 235000 | 186453 |  |  | 212039 | 1708 |  |  | 80 | 80 |  |  |  |  | 80.5 | 0 | Federally-Regulated Commercial & Industrial Equipment | 06/22/2017 |  | 06/22/2017
Lennox | Lennox | LGA105HS-** | Natural Gas | No Match | False | True | 3 | False | Horizontal | No Match | No Match | Non-Condensing | No Match | No Match |  | No Match |  | 130000 | 103445 |  |  | 113205 | 1432 | 80.5 | 78 | 80 | 80 |  |  |  |  | 80.5 | 0 | Non Federally-Regulated | 06/22/2017 |  | 06/22/2017
Lennox | Lennox | KGA036**DY** | LPG | Induced Draft | False | True | 1 | False | Down | None | None | Non-Condensing | Single-Stage | Single-Speed | 0.5 | Standard |  | 105000 | 84000 |  |  | 97400 | 689 | 80 | 78 | [8 empty] | Federally-Regulated Consumer Product | 06/22/2017 |  | 06/22/2017
Lennox | Lennox | G51MP-60D-135-** | Natural Gas | Induced Draft | False | False | 1 | False | Horizontal |  | None | Condensing | Single-Stage |  | 1 | Standard |  | 132000 | 123000 |  |  | 118200 | 1112 | 92.1 | 78 | [8 empty] | Federally-Regulated Consumer Product | 06/22/2017 |  | 06/22/2017
Lennox | Lennox | G61MP-36B-045-** | Natural Gas | Induced Draft | False | False | 1 | False | Down |  | None | Condensing | Two-Stage Modulating |  | 0.33 | Standard |  | 44000 | 41000 |  |  | 31600 | 564 | 94.1 | 78 | [8 empty] | Federally-Regulated Consumer Product | 06/22/2017 |  | 06/22/2017
Lennox | Allied Air | A95DF1D110C20*-* | LPG | Induced Draft | False | False | 1 | False | Down |  | None | Condensing | Single-Stage |  | 1 | Standard |  | 110000 | 106000 |  |  | 98200 | 947 | 95 | 78 | [8 empty] | Federally-Regulated Consumer Product | 06/22/2017 |  | 06/22/2017
Lennox | Lennox | EL280UH090P36B-* | LPG | Induced Draft | False | False | 1 | False | Up |  | None | Non-Condensing | Two-Stage Modulating |  | 0.33 | Standard |  | 88000 | 70000 |  |  | 74300 | 819 | 80 | 78 | [8 empty] | Federally-Regulated Consumer Product | 06/22/2017 |  | 06/22/2017
Lennox | Lennox | KGA048**BY** | Natural Gas | Induced Draft | False | True | 1 | False | Down | None | None | Non-Condensing | Single-Stage | Single-Speed | 1.5 | Standard |  | 105000 | 84000 |  |  | 97400 | 674 | 80 | 78 | [8 empty] | Federally-Regulated Consumer Product | 06/22/2017 |  | 06/22/2017
Lennox | Lennox | KGA060**BX** | Natural Gas | Induced Draft | False | True | 1 | False | Horizontal | None | None | Non-Condensing | Two-Stage Modulating | Single-Speed | 1.5 | Standard |  | 150000 | 120000 |  |  | 134500 | 858 | 80 | 78 | [8 empty] | Federally-Regulated Consumer Product | 06/22/2017 |  | 06/22/2017
Lennox | Allied Air | A80UH1E090C20-* | LPG | Induced Draft | False | False | 1 | False | Horizontal |  | None | Non-Condensing | Single-Stage |  | 1 | Standard |  | 88000 | 72000 |  |  | 78500 | 450 | 80 | 78 | [8 empty] | Federally-Regulated Consumer Product | 06/22/2017 |  | 06/22/2017
Lennox | Lennox | GCS16X-411-100-** | Natural Gas | No Match | False | True | 3 | False | Down | No Match | No Match | Non-Condensing | No Match | No Match |  | No Match |  | 92000 | 73600 | 1420 | 1230 | 88947 | 659 | 80.5 | 78 | 79.7 | 80 |  |  |  |  | 0 | 5 | Non Federally-Regulated | 06/22/2017 |  | 06/22/2017
Lennox | Lennox | ML195UH045XP24B-* | Natural Gas | Induced Draft | False | False | 1 | False | Horizontal |  | None | Condensing | Single-Stage |  | 0.2 | Standard |  | 44000 | 41000 |  |  | 32800 | 354 | 95 | 78 | [8 empty] | Federally-Regulated Consumer Product | 06/22/2017 |  | 06/22/2017
Lennox | Allied Air | A93DF1D045B12A-* | Natural Gas | Induced Draft | False | False | 1 | False | Down |  | None | Condensing | Single-Stage |  | 0.33 | Standard |  | 44000 | 42000 |  |  | 33100 | 451 | 93 | 78 | [8 empty] | Federally-Regulated Consumer Product | 06/22/2017 |  | 06/22/2017
Lennox | Lennox | EL296UH045XE36B-* | LPG | Induced Draft | False | False | 1 | False | Up |  | None | Condensing | Two-Stage Modulating |  | 0.5 | Standard |  | 44000 | 43000 |  |  | 48900 | 285 | 96 | 78 | [8 empty] | Federally-Regulated Consumer Product | 06/22/2017 |  | 06/22/2017
Lennox | Lennox | KGA048**DW** | Natural Gas | Induced Draft | False | True | 1 | False | Down | None | None | Non-Condensing | Single-Stage | Single-Speed | 0.5 | Standard |  | 65000 | 52000 |  |  | 57400 | 681 | 80 | 78 | [8 empty] | Federally-Regulated Consumer Product | 06/22/2017 |  | 06/22/2017
Lennox | Lennox | EL180UH090E60C-* | Natural Gas | Induced Draft | False | False | 1 | False | Horizontal |  | None | Non-Condensing | Single-Stage |  | 1 | Standard |  | 88000 | 72000 |  |  | 78500 | 450 | 80 | 78 | [8 empty] | Federally-Regulated Consumer Product | 06/22/2017 |  | 06/22/2017
Lennox | Lennox | EL195UH070XE36B-* | LPG | Induced Draft | False | False | 1 | False | Up |  | None | Condensing | Single-Stage |  | 0.5 | Standard |  | 66000 | 63000 |  |  | 66600 | 377 | 95 | 78 | [8 empty] | Federally-Regulated Consumer Product | 06/22/2017 |  | 06/22/2017
Lennox | Allied Air | 80G1UH090BP16L-* | Natural Gas | Induced Draft | False | False | 1 | False | Up |  | None | Non-Condensing | Single-Stage |  | 0.5 | Standard |  | 88000 | 71000 |  |  | 76700 | 865 | 80 | 78 | [8 empty] | Federally-Regulated Consumer Product | 06/22/2017 |  | 06/22/2017
Lennox | Allied Air | A95UH1D110C16*-* | Natural Gas | Induced Draft | False | False | 1 | False | Horizontal |  | None | Condensing | Single-Stage |  | 0.5 | Standard |  | 110000 | 105000 |  |  | 98900 | 745 | 95 | 78 | [8 empty] | Federally-Regulated Consumer Product | 06/22/2017 |  | 06/22/2017
Lennox | Lennox | G51MP-60C-090-** | LPG | Induced Draft | False | False | 1 | False | Down |  | None | Condensing | Single-Stage |  | 1 | Standard |  | 88000 | 82000 |  |  | 83600 | 1075 | 92.1 | 78 | [8 empty] | Federally-Regulated Consumer Product | 06/22/2017 |  | 06/22/2017
Lennox | Lennox | EL296DF045XE36B-* | LPG | Induced Draft | False | False | 1 | False | Down |  | None | Condensing | Two-Stage Modulating |  | 0.5 | Standard |  | 44000 | 43000 |  |  | 48900 | 277 | 96 | 78 | [8 empty] | Federally-Regulated Consumer Product | 06/22/2017 |  | 06/22/2017
Lennox | Lennox | G60UHV-60C-090-** | LPG | Induced Draft | False | False | 1 | False | Horizontal |  | None | Non-Condensing | Two-Stage Modulating |  | 1 | Standard |  | 88000 | 72000 |  |  | 77000 | 460 | 80 | 78 | [8 empty] | Federally-Regulated Consumer Product | 06/22/2017 |  | 06/22/2017
Lennox | Lennox | KGA048**DS** | LPG | Induced Draft | False | True | 1 | False | Horizontal | None | None | Non-Condensing | Single-Stage | Single-Speed | 0.5 | Standard |  | 65000 | 52000 |  |  | 57400 | 681 | 80 | 78 | [8 empty] | Federally-Regulated Consumer Product | 06/22/2017 |  | 06/22/2017
Lennox | Allied Air | A80UH1D135D20-* | Natural Gas | Induced Draft | False | False | 1 | False | Horizontal |  | None | Non-Condensing | Single-Stage |  | 1 | Standard |  | 132000 | 107000 |  |  | 114400 | 1416 | 80 | 78 | [8 empty] | Federally-Regulated Consumer Product | 06/22/2017 |  | 06/22/2017
Lennox | Armstrong | 235GRTC178BL | Natural Gas | No Match | False | True | 3 | False | Horizontal | No Match | No Match | Non-Condensing | No Match | No Match |  | No Match |  | 235000 | 188000 |  |  | 198174 | 3361 |  |  | 80 | 80 |  |  |  |  | 80 | 0 | Federally-Regulated Commercial & Industrial Equipment | 06/22/2017 |  | 06/22/2017
Lennox | Lennox | EL280UH110P60C-* | Natural Gas | Induced Draft | False | False | 1 | False | Horizontal |  | None | Non-Condensing | Two-Stage Modulating |  | 1 | Standard |  | 110000 | 87000 |  |  | 91800 | 1149 | 80 | 78 | [8 empty] | Federally-Regulated Consumer Product | 06/22/2017 |  | 06/22/2017
Lennox | Allied Air | A80UH1D135D20-* | Natural Gas | Induced Draft | False | False | 1 | False | Up |  | None | Non-Condensing | Single-Stage |  | 1 | Standard |  | 132000 | 107000 |  |  | 114400 | 1416 | 80 | 78 | [8 empty] | Federally-Regulated Consumer Product | 06/22/2017 |  | 06/22/2017
Lennox | Lennox | G51MP-60C-110-** | LPG | Induced Draft | False | False | 1 | False | Down |  | None | Condensing | Single-Stage |  | 1 | Standard |  | 110000 | 103000 |  |  | 101300 | 993 | 92.1 | 78 | [8 empty] | Federally-Regulated Consumer Product | 06/22/2017 |  | 06/22/2017
Lennox | Lennox | GCS20-653-75-** | Natural Gas | No Match | False | True | 3 | False | Down | No Match | No Match | Non-Condensing | No Match | No Match |  | No Match |  | 75000 | 58000 |  |  | 57940 | 752 | 78.4 | 78 | [6 empty] | 78.4 | 0 | Non Federally-Regulated | 06/22/2017 |  | 06/22/2017
Lennox | Lennox | GCS16-1353-270-** | Natural Gas | No Match | False | True | 3 | False | Horizontal | No Match | No Match | Non-Condensing | No Match | No Match |  | No Match |  | 270000 | 216297 |  |  | 256004 | 1950 |  |  | 80.6 | 80 |  |  |  |  | 80.6 | 0 | Federally-Regulated Commercial & Industrial Equipment | 06/22/2017 |  | 06/22/2017
Lennox | Allied Air | A80UH1E090C20-* | Natural Gas | Induced Draft | False | False | 1 | False | Horizontal |  | None | Non-Condensing | Single-Stage |  | 1 | Standard |  | 88000 | 72000 |  |  | 78500 | 450 | 80 | 78 | [8 empty] | Federally-Regulated Consumer Product | 06/22/2017 |  | 06/22/2017
Lennox | Allied Air | 80G1UH110CP16-* | Natural Gas | Induced Draft | False | False | 1 | False | Up |  | None | Non-Condensing | Single-Stage |  | 0.5 | Standard |  | 110000 | 89000 |  |  | 95900 | 1068 | 80 | 78 | [8 empty] | Federally-Regulated Consumer Product | 06/22/2017 |  | 06/22/2017
Lennox | Lennox | SLP98UH135V60C-* | Natural Gas | Induced Draft | False | False | 1 | False | Horizontal |  | None | Condensing | Step Modulating |  | 1 | Standard |  | 132000 | 128000 |  |  | 128600 | 614 | 97.5 | 78 | [8 empty] | Federally-Regulated Consumer Product | 06/22/2017 |  | 06/22/2017
Lennox | Lennox | SLP98DF090XV36C-* | LPG | Induced Draft | False | False | 1 | False | Down |  | None | Condensing | Step Modulating |  | 0.5 | Standard |  | 88000 | 85000 |  |  | 80400 | 285 | 97.5 | 78 | [8 empty] | Federally-Regulated Consumer Product | 06/22/2017 |  | 06/22/2017
Lennox | Lennox | ZGA150**BH** | Natural Gas | Induced Draft | False | True | 3 | False | Down |  | None | Non-Condensing | Two-Stage Modulating |  | 0 | Standard |  | 240000 | 192000 | [6 empty] | 80 | 80 | [6 empty] | Federally-Regulated Commercial & Industrial Equipment | 06/22/2017 |  | 06/22/2017
Lennox | Lennox | 15GCSXAV-30-068X-230-* | LPG | Induced Draft | False | True | 1 | False | Down |  | None | Non-Condensing | Two-Stage Modulating |  | 0.33 | Standard |  | 68000 | 54000 |  |  | 59800 | 295 | 78 | 78 | [8 empty] | Federally-Regulated Consumer Product | 06/22/2017 |  | 06/22/2017
Lennox | Allied Air | 80G1UH090BP16-* | Natural Gas | Induced Draft | False | False | 1 | False | Horizontal |  | None | Non-Condensing | Single-Stage |  | 0.5 | Standard |  | 88000 | 71000 |  |  | 76700 | 865 | 80 | 78 | [8 empty] | Federally-Regulated Consumer Product | 06/22/2017 |  | 06/22/2017
Lennox | Allied Air | 80G1UH110CE20-* | Natural Gas | Induced Draft | False | False | 1 | False | Up |  | None | Non-Condensing | Single-Stage |  | 1 | Standard |  | 110000 | 90000 |  |  | 97800 | 618 | 80 | 78 | [8 empty] | Federally-Regulated Consumer Product | 06/22/2017 |  | 06/22/2017
Lennox | Allied Air | 80G1UH070BE12-* | LPG | Induced Draft | False | False | 1 | False | Up |  | None | Non-Condensing | Single-Stage |  | 0.5 | Standard |  | 66000 | 53000 |  |  | 59400 | 219 | 80 | 78 | [8 empty] | Federally-Regulated Consumer Product | 06/22/2017 |  | 06/22/2017
Lennox | Allied Air | 80G1DF045AE12-* | Natural Gas | Induced Draft | False | False | 1 | False | Horizontal |  | None | Non-Condensing | Single-Stage |  | 0.5 | Standard |  | 44000 | 36000 |  |  | 38900 | 341 | 80 | 78 | [8 empty] | Federally-Regulated Consumer Product | 06/22/2017 |  | 06/22/2017
Lennox | Lennox | KGA048**BM** | Natural Gas | Induced Draft | False | True | 1 | False | Down | None | None | Non-Condensing | Single-Stage | Single-Speed | 1.5 | Standard |  | 105000 | 84000 |  |  | 97400 | 674 | 80 | 78 | [8 empty] | Federally-Regulated Consumer Product | 06/22/2017 |  | 06/22/2017
Lennox | Lennox | KGA060**BY** | LPG | Induced Draft | False | True | 1 | False | Horizontal | None | None | Non-Condensing | Single-Stage | Single-Speed | 1.5 | Standard |  | 105000 | 84000 |  |  | 97100 | 755 | 80 | 78 | [8 empty] | Federally-Regulated Consumer Product | 06/22/2017 |  | 06/22/2017
Lennox | Lennox | SLP98DF110XV60C-* | Natural Gas | Induced Draft | False | False | 1 | False | Down |  | None | Condensing | Step Modulating |  | 1 | Standard |  | 110000 | 107000 |  |  | 94000 | 445 | 98.2 | 78 | [8 empty] | Federally-Regulated Consumer Product | 06/22/2017 |  | 06/22/2017
Lennox | Lennox | G61MPV-60C-111-** | Natural Gas | Induced Draft | False | False | 1 | False | Down |  | None | Condensing | Two-Stage Modulating |  | 1 | Standard |  | 110000 | 103000 |  |  | 97800 | 863 | 95 | 78 | [8 empty] | Federally-Regulated Consumer Product | 06/22/2017 |  | 06/22/2017
Lennox | Allied Air | 95G1DF045BE12-* | LPG | Induced Draft | False | False | 1 | False | Down |  | None | Condensing | Single-Stage |  | 0.5 | Standard |  | 44000 | 42000 |  |  | 33100 | 285 | 95 | 78 | [8 empty] | Federally-Regulated Consumer Product | 06/22/2017 |  | 06/22/2017
Lennox | Lennox | LGB240SS-** | Natural Gas | No Match | False | True | 3 | False | Down | No Match | No Match | Non-Condensing | No Match | No Match |  | No Match |  | 260000 | 209537 |  |  | 233938 | 1573 |  |  | 80.6 | 80 |  |  |  |  | 80.7 | 0 | Federally-Regulated Commercial & Industrial Equipment | 06/22/2017 |  | 06/22/2017
Lennox | Allied Air | A80US2V090C20-* | LPG | Induced Draft | False | False | 1 | False | Up |  | None | Non-Condensing | Two-Stage Modulating |  | 1 | Standard |  | 88000 | 70000 |  |  | 78000 | 281 | 80 | 78 | [8 empty] | Federally-Regulated Consumer Product | 06/22/2017 |  | 06/22/2017
Lennox | Allied Air | A80DF1E110C20-* | Natural Gas | Induced Draft | False | False | 1 | False | Horizontal |  | None | Non-Condensing | Single-Stage |  | 1 | Standard |  | 110000 | 90000 |  |  | 98000 | 576 | 80 | 78 | [8 empty] | Federally-Regulated Consumer Product | 06/22/2017 |  | 06/22/2017
Lennox | Allied Air | 80G1DF090BE16-* | LPG | Induced Draft | False | False | 1 | False | Horizontal |  | None | Non-Condensing | Single-Stage |  | 0.75 | Standard |  | 88000 | 72000 |  |  | 78600 | 423 | 80 | 78 | [8 empty] | Federally-Regulated Consumer Product | 06/22/2017 |  | 06/22/2017
Lennox | Lennox | G60DF-36A-070X-** | Natural Gas | Induced Draft | False | False | 1 | False | Down | None | None | Non-Condensing | Two-Stage Modulating |  | 0.33 | Standard |  | 66000 | 54000 |  |  | 56000 | 795 | 80 | 78 | [8 empty] | Federally-Regulated Consumer Product | 06/22/2017 |  | 06/22/2017
Lennox | Lennox | GCS20-513-75-** | Natural Gas | No Match | False | True | 3 | False | Horizontal | No Match | No Match | Non-Condensing | No Match | No Match |  | No Match |  | 75000 | 58000 |  |  | 58031 | 748 | 78.4 | 78 | [6 empty] | 78.4 | 0 | Non Federally-Regulated | 06/22/2017 |  | 06/22/2017
Lennox | Lennox | G61MP36B-071-** | LPG | Induced Draft | False | False | 1 | False | Down | None | None | Condensing | Two-Stage Modulating | Multiple-Speed | 0.33 | Standard |  | 66000 | 62000 |  |  | 63500 | 835 | 95 | 78 | [8 empty] | Federally-Regulated Consumer Product | 06/22/2017 |  | 06/22/2017
Lennox | Lennox | EL180UH070XE36B-* | Natural Gas | Induced Draft | False | False | 1 | False | Horizontal |  | None | Non-Condensing | Single-Stage |  | 0.5 | Standard |  | 66000 | 53000 |  |  | 59400 | 219 | 80 | 78 | [8 empty] | Federally-Regulated Consumer Product | 06/22/2017 |  | 06/22/2017
Lennox | Lennox | LGH060**ET*P | LPG | Induced Draft | False | True | 1 | False | Horizontal |  | None | Non-Condensing | Single-Stage |  | 1 | Premium |  | 150000 | 120000 |  |  | 137900 | 611 | 80 | 78 | [8 empty] | Federally-Regulated Consumer Product | 06/22/2017 |  | 06/22/2017
Lennox | Lennox | G61MPV-60C-111-** | LPG | Induced Draft | False | False | 1 | False | Horizontal |  | None | Condensing | Two-Stage Modulating |  | 1 | Standard |  | 110000 | 103000 |  |  | 97800 | 863 | 95 | 78 | [8 empty] | Federally-Regulated Consumer Product | 06/22/2017 |  | 06/22/2017
Lennox | Lennox | EL180UH070E36B-* | LPG | Induced Draft | False | False | 1 | False | Up |  | None | Non-Condensing | Single-Stage |  | 0.5 | Standard |  | 66000 | 53000 |  |  | 59400 | 219 | 80 | 78 | [8 empty] | Federally-Regulated Consumer Product | 06/22/2017 |  | 06/22/2017
Lennox | Lennox | G50UH-60C-110-** | Natural Gas | Induced Draft | False | False | 1 | False | Horizontal | None | None | Non-Condensing | Single-Stage |  | 1 | Standard |  | 110000 | 89000 |  |  | 95400 | 1206 | 80 | 78 | [8 empty] | Federally-Regulated Consumer Product | 06/22/2017 |  | 06/22/2017
Lennox | Lennox | EL180UH090XE48B-* | Natural Gas | Induced Draft | False | False | 1 | False | Up |  | None | Non-Condensing | Single-Stage |  | 0.75 | Standard |  | 88000 | 72000 |  |  | 78600 | 410 | 80 | 78 | [8 empty] | Federally-Regulated Consumer Product | 06/22/2017 |  | 06/22/2017
Lennox | Lennox | EL296UH070XE36B-* | LPG | Induced Draft | False | False | 1 | False | Horizontal |  | None | Condensing | Two-Stage Modulating |  | 0.5 | Standard |  | 66000 | 64000 |  |  | 64800 | 261 | 95.5 | 78 | [8 empty] | Federally-Regulated Consumer Product | 06/22/2017 |  | 06/22/2017
Lennox | Lennox | GCS20V-653-125-** | LPG | No Match | False | True | 3 | False | Down | No Match | No Match | Non-Condensing | No Match | No Match |  | No Match |  | 112500 | 85000 |  |  | 98811 | 547 | 78.5 | 78 | [6 empty] | 0 | 0 | Non Federally-Regulated | 06/22/2017 |  | 06/22/2017
Lennox | Lennox | ML195UH110XP48C-* | Natural Gas | Induced Draft | False | False | 1 | False | Horizontal |  | None | Condensing | Single-Stage |  | 0.5 | Standard |  | 110000 | 105000 |  |  | 98900 | 745 | 95 | 78 | [8 empty] | Federally-Regulated Consumer Product | 06/22/2017 |  | 06/22/2017
Lennox | Lennox | LGH048**EH*P | Natural Gas | Induced Draft | False | True | 1 | False | Horizontal |  | None | Non-Condensing | Two-Stage Modulating |  | 0.75 | Premium |  | 150000 | 120000 |  |  | 136000 | 693 | 80 | 78 | [8 empty] | Federally-Regulated Consumer Product | 06/22/2017 |  | 06/22/2017
Lennox | Lennox | LGH036**EM*P | Natural Gas | Induced Draft | False | True | 1 | False | Down |  | None | Non-Condensing | Single-Stage |  | 0.5 | Premium |  | 105000 | 84000 |  |  | 98400 | 471 | 80 | 78 | [8 empty] | Federally-Regulated Consumer Product | 06/22/2017 |  | 06/22/2017
Lennox | Allied Air | 95AF1DF090P20C-* | LPG | Induced Draft | False | False | 1 | False | Down |  | None | Condensing | Single-Stage |  | 1 | Standard |  | 88000 | 86000 |  |  | 81900 | 803 | 95 | 78 | [8 empty] | Federally-Regulated Consumer Product | 06/22/2017 |  | 06/22/2017
Lennox | Allied Air | A80UH1E045A12-* | Natural Gas | Induced Draft | False | False | 1 | False | Up |  | None | Non-Condensing | Single-Stage |  | 0.5 | Standard |  | 44000 | 36000 |  |  | 38900 | 337 | 80 | 78 | [8 empty] | Federally-Regulated Consumer Product | 06/22/2017 |  | 06/22/2017
Lennox | Allied Air | 95AF1UH045P12B-* | LPG | Induced Draft | False | False | 1 | False | Up |  | None | Condensing | Single-Stage |  | 0.2 | Standard |  | 44000 | 41000 |  |  | 32800 | 354 | 95 | 78 | [8 empty] | Federally-Regulated Consumer Product | 06/22/2017 |  | 06/22/2017
Lennox | Lennox | GCS20V-653-125-** | Natural Gas | No Match | False | True | 3 | False | Down | No Match | No Match | Non-Condensing | No Match | No Match |  | No Match |  | 125000 | 95000 |  |  | 119047 | 547 | 78.3 | 78 | [6 empty] | 0 | 0 | Non Federally-Regulated | 06/22/2017 |  | 06/22/2017
Lennox | Lennox | LGH060**EH*P | Natural Gas | Induced Draft | False | True | 1 | False | Down |  | None | Non-Condensing | Two-Stage Modulating |  | 1 | Premium |  | 150000 | 120000 |  |  | 135900 | 673 | 80 | 78 | [8 empty] | Federally-Regulated Consumer Product | 06/22/2017 |  | 06/22/2017
Lennox | Lennox | KGA036**DM** | Natural Gas | Induced Draft | False | True | 1 | False | Down | None | None | Non-Condensing | Single-Stage | Single-Speed | 0.5 | Standard |  | 105000 | 84000 |  |  | 97400 | 689 | 80 | 78 | [8 empty] | Federally-Regulated Consumer Product | 06/22/2017 |  | 06/22/2017
Lennox | Lennox | GCS20V-513-125-** | LPG | No Match | False | True | 3 | False | Horizontal | No Match | No Match | Non-Condensing | No Match | No Match |  | No Match |  | 112500 | 85000 |  |  | 98811 | 547 | 78.5 | 78 | [6 empty] | 0 | 0 | Non Federally-Regulated | 06/22/2017 |  | 06/22/2017
Lennox | Allied Air | 80G1UH090CE20-* | LPG | Induced Draft | False | False | 1 | False | Up |  | None | Non-Condensing | Single-Stage |  | 1 | Standard |  | 88000 | 72000 |  |  | 78500 | 450 | 80 | 78 | [8 empty] | Federally-Regulated Consumer Product | 06/22/2017 |  | 06/22/2017
Lennox | Lennox | LGH152**EH** | LPG | Induced Draft | False | True | 3 | False | Horizontal |  | None | Non-Condensing | Two-Stage Modulating |  | 0 | Standard |  | 240000 | 192000 | [6 empty] | 80 | 80 | [6 empty] | Federally-Regulated Commercial & Industrial Equipment | 06/22/2017 |  | 06/22/2017
Lennox | Lennox | G61MP-48C-110-** | LPG | Induced Draft | False | False | 1 | False | Up |  | None | Condensing | Two-Stage Modulating |  | 0.5 | Standard |  | 110000 | 104000 |  |  | 96400 | 885 | 94.1 | 78 | [8 empty] | Federally-Regulated Consumer Product | 06/22/2017 |  | 06/22/2017
Lennox | Lennox | LGH060**EH*P | LPG | Induced Draft | False | True | 1 | False | Horizontal |  | None | Non-Condensing | Two-Stage Modulating |  | 1 | Premium |  | 150000 | 120000 |  |  | 135900 | 673 | 80 | 78 | [8 empty] | Federally-Regulated Consumer Product | 06/22/2017 |  | 06/22/2017
Lennox | Allied Air | 80G1DF045AE12-* | Natural Gas | Induced Draft | False | False | 1 | False | Down |  | None | Non-Condensing | Single-Stage |  | 0.5 | Standard |  | 44000 | 36000 |  |  | 38900 | 341 | 80 | 78 | [8 empty] | Federally-Regulated Consumer Product | 06/22/2017 |  | 06/22/2017
Lennox | Lennox | SLP98UH070XV36B-* | Natural Gas | Induced Draft | False | False | 1 | False | Horizontal |  | None | Condensing | Step Modulating |  | 0.5 | Standard |  | 66000 | 64000 |  |  | 64100 | 300 | 97.4 | 78 | [8 empty] | Federally-Regulated Consumer Product | 06/22/2017 |  | 06/22/2017
Lennox | Lennox | G51MP-36B-045-** | Natural Gas | Induced Draft | False | False | 1 | False | Down |  | None | Condensing | Single-Stage |  | 0.33 | Standard |  | 44000 | 41000 |  |  | 33400 | 499 | 92.1 | 78 | [8 empty] | Federally-Regulated Consumer Product | 06/22/2017 |  | 06/22/2017
Lennox | Allied Air | 80G1UH110CE20L-* | Natural Gas | Induced Draft | False | False | 1 | False | Up |  | None | Non-Condensing | Single-Stage |  | 1 | Standard |  | 110000 | 90000 |  |  | 97800 | 618 | 80 | 78 | [8 empty] | Federally-Regulated Consumer Product | 06/22/2017 |  | 06/22/2017
Lennox | Allied Air | 95G1UH090CP16-* | LPG | Induced Draft | False | False | 1 | False | Horizontal |  | None | Condensing | Single-Stage |  | 0.5 | Standard |  | 88000 | 85000 |  |  | 82100 | 732 | 95 | 78 | [8 empty] | Federally-Regulated Consumer Product | 06/22/2017 |  | 06/22/2017
Lennox | Lennox | LGH048**EH*P | LPG | Induced Draft | False | True | 1 | False | Horizontal |  | None | Non-Condensing | Two-Stage Modulating |  | 0.75 | Premium |  | 150000 | 120000 |  |  | 136000 | 693 | 80 | 78 | [8 empty] | Federally-Regulated Consumer Product | 06/22/2017 |  | 06/22/2017
Lennox | Lennox | EL180UH090E60C-* | Natural Gas | Induced Draft | False | False | 1 | False | Up |  | None | Non-Condensing | Single-Stage |  | 1 | Standard |  | 88000 | 72000 |  |  | 78500 | 450 | 80 | 78 | [8 empty] | Federally-Regulated Consumer Product | 06/22/2017 |  | 06/22/2017
Lennox | Allied Air | A80DF1E090C16-* | Natural Gas | Induced Draft | False | False | 1 | False | Down |  | None | Condensing | Single-Stage |  | 0.75 | Standard |  | 88000 | 85000 |  |  | 82900 | 522 | 95 | 78 | [8 empty] | Federally-Regulated Consumer Product | 06/22/2017 |  | 06/22/2017
Lennox | Lennox | LGH036**ES*P | Natural Gas | Induced Draft | False | True | 1 | False | Down |  | None | Non-Condensing | Single-Stage |  | 0.5 | Premium |  | 65000 | 52000 |  |  | 58800 | 375 | 80 | 78 | [8 empty] | Federally-Regulated Consumer Product | 06/22/2017 |  | 06/22/2017
Lennox | Allied Air | A80UH1E110C20L-* | Natural Gas | Induced Draft | False | False | 1 | False | Horizontal |  | None | Non-Condensing | Single-Stage |  | 1 | Standard |  | 110000 | 90000 |  |  | 97800 | 618 | 80 | 78 | [8 empty] | Federally-Regulated Consumer Product | 06/22/2017 |  | 06/22/2017
Lennox | Allied Air | A93UH1D070B12A-* | LPG | Induced Draft | False | False | 1 | False | Up |  | None | Condensing | Single-Stage |  | 0.33 | Standard |  | 66000 | 62000 |  |  | 67100 | 611 | 93 | 78 | [8 empty] | Federally-Regulated Consumer Product | 06/22/2017 |  | 06/22/2017
Lennox | Lennox | ML193UH110XP48C-* | Natural Gas | Induced Draft | False | False | 1 | False | Up |  | None | Condensing | Single-Stage |  | 0.5 | Standard |  | 110000 | 104000 |  |  | 100900 | 776 | 93 | 78 | [8 empty] | Federally-Regulated Consumer Product | 06/22/2017 |  | 06/22/2017
Lennox | Allied Air | A95UH1E045B12-* | Natural Gas | Induced Draft | False | False | 1 | False | Down |  | None | Condensing | Single-Stage |  | 0.5 | Standard |  | 44000 | 42000 |  |  | 33100 | 285 | 95 | 78 | [8 empty] | Federally-Regulated Consumer Product | 06/22/2017 |  | 06/22/2017
Lennox | Allied Air | 95G1UH090CE16-* | Natural Gas | Induced Draft | False | False | 1 | False | Horizontal |  | None | Condensing | Single-Stage |  | 0.75 | Standard |  | 88000 | 85000 |  |  | 83000 | 493 | 95 | 78 | [8 empty] | Federally-Regulated Consumer Product | 06/22/2017 |  | 06/22/2017
Lennox | Lennox | ZGA120**MH** | Natural Gas | Induced Draft | False | True | 3 | False | Down |  | None | Non-Condensing | Two-Stage Modulating |  | 0 | Standard |  | 240000 | 192000 | [6 empty] | 80 | 80 | [6 empty] | Federally-Regulated Commercial & Industrial Equipment | 06/22/2017 |  | 06/22/2017
Lennox | Lennox | ML180DF045P24A-* | LPG | Induced Draft | False | False | 1 | False | Down |  | None | Non-Condensing | Single-Stage |  | 0.2 | Standard |  | 44000 | 35000 |  |  | 38100 | 515 | 80 | 78 | [8 empty] | Federally-Regulated Consumer Product | 06/22/2017 |  | 06/22/2017
Lennox | Lennox | KGA060**BZ** | LPG | Induced Draft | False | True | 1 | False | Down | None | None | Non-Condensing | Single-Stage | Single-Speed | 1.5 | Standard |  | 150000 | 120000 |  |  | 136300 | 952 | 80 | 78 | [8 empty] | Federally-Regulated Consumer Product | 06/22/2017 |  | 06/22/2017
Lennox | Allied Air | 95G1UH070BE12-* | Natural Gas | Induced Draft | False | False | 1 | False | Horizontal |  | None | Condensing | Single-Stage |  | 0.5 | Standard |  | 66000 | 63000 |  |  | 66600 | 377 | 95 | 78 | [8 empty] | Federally-Regulated Consumer Product | 06/22/2017 |  | 06/22/2017
Lennox | Allied Air | A80UH1E135D20-* | LPG | Induced Draft | False | False | 1 | False | Horizontal |  | None | Non-Condensing | Single-Stage |  | 1 | Standard |  | 132000 | 107000 |  |  | 117000 | 797 | 80 | 78 | [8 empty] | Federally-Regulated Consumer Product | 06/22/2017 |  | 06/22/2017
Lennox | Lennox | EL180UH090E48B-* | Natural Gas | Induced Draft | False | False | 1 | False | Up |  | None | Non-Condensing | Single-Stage |  | 0.75 | Standard |  | 88000 | 72000 |  |  | 78600 | 410 | 80 | 78 | [8 empty] | Federally-Regulated Consumer Product | 06/22/2017 |  | 06/22/2017
Lennox | Lennox | KGA048**DS** | LPG | Induced Draft | False | True | 1 | False | Down | None | None | Non-Condensing | Single-Stage | Single-Speed | 0.5 | Standard |  | 65000 | 52000 |  |  | 57400 | 681 | 80 | 78 | [8 empty] | Federally-Regulated Consumer Product | 06/22/2017 |  | 06/22/2017
Lennox | Allied Air | 80AF1UH110P16C-* | LPG | Induced Draft | False | False | 1 | False | Horizontal |  | None | Non-Condensing | Single-Stage |  | 0.5 | Standard |  | 110000 | 89000 |  |  | 95900 | 1068 | 80 | 78 | [8 empty] | Federally-Regulated Consumer Product | 06/22/2017 |  | 06/22/2017
Lennox | Allied Air | ZGA092**MH** | LPG | Induced Draft | False | True | 3 | False | Down |  | None | Non-Condensing | Two-Stage Modulating |  | 0 | Standard |  | 240000 | 192000 | [6 empty] | 80 | 80 | [6 empty] | Federally-Regulated Commercial & Industrial Equipment | 06/22/2017 |  | 06/22/2017
Lennox | Allied Air | 80AF1UH070P12A-* | LPG | Induced Draft | False | False | 1 | False | Horizontal |  | None | Non-Condensing | Single-Stage |  | 0.33 | Standard |  | 66000 | 54000 |  |  | 57400 | 698 | 80 | 78 | [8 empty] | Federally-Regulated Consumer Product | 06/22/2017 |  | 06/22/2017
Lennox | Allied Air | 80G1UH090BP12-* | Natural Gas | Induced Draft | False | False | 1 | False | Horizontal |  | None | Non-Condensing | Single-Stage |  | 0.33 | Standard |  | 88000 | 71000 |  |  | 76700 | 856 | 80 | 78 | [8 empty] | Federally-Regulated Consumer Product | 06/22/2017 |  | 06/22/2017
Lennox | Lennox | EL296UH090XV36C-* | LPG | Induced Draft | False | False | 1 | False | Up |  | None | Condensing | Two-Stage Modulating |  | 0.5 | Standard |  | 88000 | 84000 |  |  | 82000 | 293 | 96 | 78 | [8 empty] | Federally-Regulated Consumer Product | 06/22/2017 |  | 06/22/2017
Lennox | Lennox | ML180UH110P48C-* | LPG | Induced Draft | False | False | 1 | False | Horizontal |  | None | Non-Condensing | Single-Stage |  | 0.5 | Standard |  | 110000 | 89000 |  |  | 95900 | 1068 | 80 | 78 | [8 empty] | Federally-Regulated Consumer Product | 06/22/2017 |  | 06/22/2017
Lennox | Lennox | G43UF-36B-070-** | LPG | Induced Draft | False | False | 1 | False | Up |  | None | Condensing | Single-Stage |  | 0.33 | Standard |  | 66000 | 62000 |  |  | 67600 | 703 | 92.1 | 78 | [8 empty] | Federally-Regulated Consumer Product | 06/22/2017 |  | 06/22/2017
Lennox | Lennox | KGA048**DM** | Natural Gas | Induced Draft | False | True | 1 | False | Down | None | None | Non-Condensing | Single-Stage | Single-Speed | 0.5 | Standard |  | 105000 | 84000 |  |  | 97400 | 689 | 80 | 78 | [8 empty] | Federally-Regulated Consumer Product | 06/22/2017 |  | 06/22/2017
Lennox | Allied Air | A80US2V090B16-* | Natural Gas | Induced Draft | False | False | 1 | False | Horizontal |  | None | Non-Condensing | Two-Stage Modulating |  | 1 | Standard |  | 88000 | 70000 |  |  | 78000 | 293 | 80 | 78 | [8 empty] | Federally-Regulated Consumer Product | 06/22/2017 |  | 06/22/2017
Lennox | Lennox | ML195UH090XP48C-* | Natural Gas | Induced Draft | False | False | 1 | False | Horizontal |  | None | Condensing | Single-Stage |  | 0.5 | Standard |  | 88000 | 85000 |  |  | 82100 | 732 | 95 | 78 | [8 empty] | Federally-Regulated Consumer Product | 06/22/2017 |  | 06/22/2017
Lennox | McQuay | GCS16-1603-270-** | Natural Gas | No Match | False | True | 3 | False | Horizontal | No Match | No Match | Non-Condensing | No Match | No Match |  | No Match |  | 270000 | 216297 |  |  | 256004 | 1950 |  |  | 80.6 | 80 |  |  |  |  | 78.5 | 0 | Federally-Regulated Commercial & Industrial Equipment | 06/22/2017 |  | 06/22/2017
Lennox | Allied Air | 95G1DF110CP20-* | Natural Gas | Induced Draft | False | False | 1 | False | Down |  | None | Condensing | Single-Stage |  | 1 | Standard |  | 110000 | 106000 |  |  | 98200 | 947 | 95 | 78 | [8 empty] | Federally-Regulated Consumer Product | 06/22/2017 |  | 06/22/2017
Lennox | Allied Air | A80UH1D090B16-* | Natural Gas | Induced Draft | False | False | 1 | False | Horizontal |  | None | Non-Condensing | Single-Stage |  | 0.5 | Standard |  | 88000 | 71000 |  |  | 76700 | 865 | 80 | 78 | [8 empty] | Federally-Regulated Consumer Product | 06/22/2017 |  | 06/22/2017
Lennox | Lennox | G51MP-48C-090-** | Natural Gas | Induced Draft | False | False | 1 | False | Down |  | None | Condensing | Single-Stage |  | 0.5 | Standard |  | 88000 | 82000 |  |  | 84500 | 820 | 92.1 | 78 | [8 empty] | Federally-Regulated Consumer Product | 06/22/2017 |  | 06/22/2017
Lennox | Lennox | G50UH-48C-110-** | Natural Gas | Induced Draft | False | False | 1 | False | Up | None | None | Non-Condensing | Single-Stage |  | 0.5 | Standard |  | 110000 | 89000 |  |  | 96500 | 939 | 80 | 78 | [8 empty] | Federally-Regulated Consumer Product | 06/22/2017 |  | 06/22/2017
Lennox | Lennox | EL280UH135P60D-* | Natural Gas | Induced Draft | False | False | 1 | False | Horizontal |  | None | Non-Condensing | Two-Stage Modulating |  | 1 | Standard |  | 132000 | 106000 |  |  | 110800 | 1257 | 80 | 78 | [8 empty] | Federally-Regulated Consumer Product | 06/22/2017 |  | 06/22/2017
Lennox | Lennox | 15GCSXBV-48-083X-230-* | LPG | Induced Draft | False | True | 1 | False | Horizontal |  | None | Non-Condensing | Two-Stage Modulating |  | 0.75 | Standard |  | 83000 | 66000 |  |  | 79100 | 430 | 78 | 78 | [8 empty] | Federally-Regulated Consumer Product | 06/22/2017 |  | 06/22/2017
Lennox | Armstrong | 235GRTC178BH | Natural Gas | No Match | False | True | 3 | False | Down | No Match | No Match | Non-Condensing | No Match | No Match |  | No Match |  | 235000 | 188000 |  |  | 198174 | 3361 |  |  | 80 | 80 |  |  |  |  | 80 | 0 | Federally-Regulated Commercial & Industrial Equipment | 06/22/2017 |  | 06/22/2017
Lennox | Lennox | EL296UH090XE48C-* | LPG | Induced Draft | False | False | 1 | False | Horizontal |  | None | Condensing | Two-Stage Modulating |  | 0.75 | Standard |  | 88000 | 85000 |  |  | 81200 | 361 | 96 | 78 | [8 empty] | Federally-Regulated Consumer Product | 06/22/2017 |  | 06/22/2017
Lennox | Allied Air | A95UH1D070B12*-* | LPG | Induced Draft | False | False | 1 | False | Horizontal |  | None | Condensing | Single-Stage |  | 0.33 | Standard |  | 66000 | 64000 |  |  | 65800 | 599 | 95 | 78 | [8 empty] | Federally-Regulated Consumer Product | 06/22/2017 |  | 06/22/2017
Lennox | Allied Air | 80G2UH110CV20-* | LPG | Induced Draft | False | False | 1 | False | Up |  | None | Non-Condensing | Two-Stage Modulating |  | 1 | Standard |  | 110000 | 87000 |  |  | 96800 | 435 | 80 | 78 | [8 empty] | Federally-Regulated Consumer Product | 06/22/2017 |  | 06/22/2017
Lennox | Lennox | EL180UH110E60C-* | Natural Gas | Induced Draft | False | False | 1 | False | Up |  | None | Non-Condensing | Single-Stage |  | 1 | Standard |  | 110000 | 90000 |  |  | 97800 | 618 | 80 | 78 | [8 empty] | Federally-Regulated Consumer Product | 06/22/2017 |  | 06/22/2017
Lennox | Allied Air | A95UH1D045B08*-* | Natural Gas | Induced Draft | False | False | 1 | False | Up |  | None | Condensing | Single-Stage |  | 0.2 | Standard |  | 44000 | 41000 |  |  | 32800 | 354 | 95 | 78 | [8 empty] | Federally-Regulated Consumer Product | 06/22/2017 |  | 06/22/2017
Lennox | Lennox | SL280DF110V60C-* | Natural Gas | Induced Draft | False | False | 1 | False | Down |  | None | Non-Condensing | Two-Stage Modulating |  | 1 | Standard |  | 110000 | 87000 |  |  | 96900 | 378 | 80 | 78 | [8 empty] | Federally-Regulated Consumer Product | 06/22/2017 |  | 06/22/2017
Lennox | Lennox | G61MPV-60C-111-** | LPG | Induced Draft | False | False | 1 | False | Up |  | None | Condensing | Two-Stage Modulating |  | 1 | Standard |  | 110000 | 103000 |  |  | 97800 | 863 | 95 | 78 | [8 empty] | Federally-Regulated Consumer Product | 06/22/2017 |  | 06/22/2017
Lennox | Lennox | GCS16-413-75-** | Natural Gas | No Match | False | True | 3 | False | Down | No Match | No Match | Non-Condensing | No Match | No Match |  | No Match |  | 75000 | 57000 |  |  | 58227 | 515 | 79.5 | 78 | [6 empty] | 79.5 | 0 | Non Federally-Regulated | 06/22/2017 |  | 06/22/2017
Lennox | Lennox | KGA048**BH** | LPG | Induced Draft | False | True | 1 | False | Down | None | None | Non-Condensing | Two-Stage Modulating | Single-Speed | 1.5 | Standard |  | 150000 | 120000 |  |  | 134500 | 858 | 80 | 78 | [8 empty] | Federally-Regulated Consumer Product | 06/22/2017 |  | 06/22/2017
Lennox | Lennox | GCS20V-653-75-** | Natural Gas | No Match | False | True | 3 | False | Down | No Match | No Match | Non-Condensing | No Match | No Match |  | No Match |  | 75000 | 57000 |  |  | 58031 | 415 | 78.4 | 78 | [6 empty] | 0 | 0 | Non Federally-Regulated | 06/22/2017 |  | 06/22/2017
Lennox | Lennox | G40DF-60C-110-** | LPG | Induced Draft | False | False | 1 | False | Down |  | None | Non-Condensing | Single-Stage |  | 1 | Standard |  | 110000 | 90000 |  |  | 96200 | 1029 | 80 | 78 | [8 empty] | Federally-Regulated Consumer Product | 06/22/2017 |  | 06/22/2017
Lennox | Lennox | EL280UH090P36B-* | LPG | Induced Draft | False | False | 1 | False | Horizontal |  | None | Non-Condensing | Two-Stage Modulating |  | 0.33 | Standard |  | 88000 | 70000 |  |  | 74300 | 819 | 80 | 78 | [8 empty] | Federally-Regulated Consumer Product | 06/22/2017 |  | 06/22/2017
Lennox | Allied Air | 80G1UH110CP20-* | Natural Gas | Induced Draft | False | False | 1 | False | Up |  | None | Non-Condensing | Single-Stage |  | 1 | Standard |  | 110000 | 89000 |  |  | 95300 | 1187 | 80 | 78 | [8 empty] | Federally-Regulated Consumer Product | 06/22/2017 |  | 06/22/2017
Lennox | Allied Air | 80G1DF070AE12-* | Natural Gas | Induced Draft | False | False | 1 | False | Up |  | None | Non-Condensing | Single-Stage |  | 0.5 | Standard |  | 66000 | 54000 |  |  | 59100 | 289 | 80 | 78 | [8 empty] | Federally-Regulated Consumer Product | 06/22/2017 |  | 06/22/2017
Lennox | Lennox | G61MP-60D-135-** | LPG | Induced Draft | False | False | 1 | False | Up |  | None | Condensing | Two-Stage Modulating |  | 1 | Standard |  | 132000 | 124000 |  |  | 111600 | 1186 | 94.1 | 78 | [8 empty] | Federally-Regulated Consumer Product | 06/22/2017 |  | 06/22/2017
Lennox | Allied Air | A80UH1E090B16L-* | Natural Gas | Induced Draft | False | False | 1 | False | Up |  | None | Non-Condensing | Single-Stage |  | 0.75 | Standard |  | 88000 | 72000 |  |  | 78600 | 410 | 80 | 78 | [8 empty] | Federally-Regulated Consumer Product | 06/22/2017 |  | 06/22/2017
Lennox | Allied Air | A80UH1D070A12-* | LPG | Induced Draft | False | False | 1 | False | Horizontal |  | None | Non-Condensing | Single-Stage |  | 0.33 | Standard |  | 66000 | 54000 |  |  | 57400 | 698 | 80 | 78 | [8 empty] | Federally-Regulated Consumer Product | 06/22/2017 |  | 06/22/2017
Lennox | Lennox | KGA048**DS** | Natural Gas | Induced Draft | False | True | 1 | False | Down | None | None | Non-Condensing | Single-Stage | Single-Speed | 0.5 | Standard |  | 65000 | 52000 |  |  | 57400 | 681 | 80 | 78 | [8 empty] | Federally-Regulated Consumer Product | 06/22/2017 |  | 06/22/2017
Lennox | Lennox | ML195UH135XP60D-* | Natural Gas | Induced Draft | False | False | 1 | False | Up |  | None | Condensing | Single-Stage |  | 1 | Standard |  | 132000 | 126000 |  |  | 114900 | 994 | 95 | 78 | [8 empty] | Federally-Regulated Consumer Product | 06/22/2017 |  | 06/22/2017
Lennox | Allied Air | 80G1UH090BP16-* | LPG | Induced Draft | False | False | 1 | False | Horizontal |  | None | Non-Condensing | Single-Stage |  | 0.5 | Standard |  | 88000 | 71000 |  |  | 76700 | 865 | 80 | 78 | [8 empty] | Federally-Regulated Consumer Product | 06/22/2017 |  | 06/22/2017
Lennox | Allied Air | 80G1UH090BE16L-* | LPG | Induced Draft | False | False | 1 | False | Up |  | None | Non-Condensing | Single-Stage |  | 0.75 | Standard |  | 88000 | 72000 |  |  | 78600 | 410 | 80 | 78 | [8 empty] | Federally-Regulated Consumer Product | 06/22/2017 |  | 06/22/2017
Lennox | Lennox | SL280UH090V36B-* | LPG | Induced Draft | False | False | 1 | False | Horizontal |  | None | Non-Condensing | Two-Stage Modulating |  | 0.5 | Standard |  | 88000 | 70000 |  |  | 77800 | 284 | 80 | 78 | [8 empty] | Federally-Regulated Consumer Product | 06/22/2017 |  | 06/22/2017
Lennox | Lennox | KGA060**DZ** | LPG | Induced Draft | False | True | 1 | False | Down | None | None | Non-Condensing | Single-Stage | Single-Speed | 0.75 | Standard |  | 150000 | 120000 |  |  | 137000 | 800 | 80 | 78 | [8 empty] | Federally-Regulated Consumer Product | 06/22/2017 |  | 06/22/2017
Lennox | Lennox | GCS16-513-100-** | Natural Gas | No Match | False | True | 3 | False | Horizontal | No Match | No Match | Non-Condensing | No Match | No Match |  | No Match |  | 100000 | 80000 |  |  | 96682 | 805 | 80.5 | 78 | [6 empty] | 80.5 | 0 | Non Federally-Regulated | 06/22/2017 |  | 06/22/2017
Lennox | Lennox | G51MP-36B-070-** | LPG | Induced Draft | False | False | 1 | False | Up |  | None | Condensing | Single-Stage |  | 0.33 | Standard |  | 66000 | 62000 |  |  | 67500 | 700 | 92.1 | 78 | [8 empty] | Federally-Regulated Consumer Product | 06/22/2017 |  | 06/22/2017
Lennox | Lennox | G60UH-24A-070-** | LPG | Induced Draft | False | False | 1 | False | Horizontal | None | None | Non-Condensing | Two-Stage Modulating |  | 0.2 | Standard |  | 66000 | 54000 |  |  | 56300 | 706 | 80 | 78 | [8 empty] | Federally-Regulated Consumer Product | 06/22/2017 |  | 06/22/2017
Lennox | Lennox | G60UH-48B-090-** | Natural Gas | Induced Draft | False | False | 1 | False | Up | None | None | Non-Condensing | Two-Stage Modulating |  | 0.5 | Standard |  | 88000 | 72000 |  |  | 74500 | 978 | 80 | 78 | [8 empty] | Federally-Regulated Consumer Product | 06/22/2017 |  | 06/22/2017
Lennox | Lennox | ML195UH045XP24B-* | LPG | Induced Draft | False | False | 1 | False | Horizontal |  | None | Condensing | Single-Stage |  | 0.2 | Standard |  | 44000 | 41000 |  |  | 32800 | 354 | 95 | 78 | [8 empty] | Federally-Regulated Consumer Product | 06/22/2017 |  | 06/22/2017
Lennox | Lennox | EL296UH045XE36B-* | LPG | Induced Draft | False | False | 1 | False | Horizontal |  | None | Condensing | Two-Stage Modulating |  | 0.5 | Standard |  | 44000 | 43000 |  |  | 48900 | 285 | 96 | 78 | [8 empty] | Federally-Regulated Consumer Product | 06/22/2017 |  | 06/22/2017
Lennox | Allied Air | A80DF1E045A12-* | Natural Gas | Induced Draft | False | False | 1 | False | Up |  | None | Non-Condensing | Single-Stage |  | 0.5 | Standard |  | 44000 | 36000 |  |  | 38900 | 341 | 80 | 78 | [8 empty] | Federally-Regulated Consumer Product | 06/22/2017 |  | 06/22/2017
Lennox | Lennox | ML195UH090XP36C-* | Natural Gas | Induced Draft | False | False | 1 | False | Up |  | None | Condensing | Single-Stage |  | 0.5 | Standard |  | 88000 | 85000 |  |  | 82100 | 738 | 95 | 78 | [8 empty] | Federally-Regulated Consumer Product | 06/22/2017 |  | 06/22/2017
Lennox | Lennox | SL280DF070V36A-* | Natural Gas | Induced Draft | False | False | 1 | False | Down |  | None | Non-Condensing | Two-Stage Modulating |  | 0.5 | Standard |  | 66000 | 52000 |  |  | 58300 | 236 | 80 | 78 | [8 empty] | Federally-Regulated Consumer Product | 06/22/2017 |  | 06/22/2017
Lennox | Armstrong | LGA360HS-** | Natural Gas | No Match | False | True | 3 | False | Down | No Match | No Match | Non-Condensing | No Match | No Match |  | No Match |  | 260000 | 209537 |  |  | 227692 | 2909 |  |  | 80.6 | 80 |  |  |  |  | 80.7 | 0 | Federally-Regulated Commercial & Industrial Equipment | 06/22/2017 |  | 06/22/2017
Lennox | Armstrong | LGA300SS-** | Natural Gas | No Match | False | True | 3 | False | Down | No Match | No Match | Non-Condensing | No Match | No Match |  | No Match |  | 260000 | 209537 |  |  | 232151 | 1955 |  |  | 80.6 | 80 |  |  |  |  | 80.7 | 0 | Federally-Regulated Commercial & Industrial Equipment | 06/22/2017 |  | 06/22/2017
Lennox | Lennox | ML193UH110XP48C-* | LPG | Induced Draft | False | False | 1 | False | Up |  | None | Condensing | Single-Stage |  | 0.5 | Standard |  | 110000 | 104000 |  |  | 100900 | 776 | 93 | 78 | [8 empty] | Federally-Regulated Consumer Product | 06/22/2017 |  | 06/22/2017
Lennox | Lennox | GCS20-513-100-** | Natural Gas | No Match | False | True | 3 | False | Horizontal | No Match | No Match | Non-Condensing | No Match | No Match |  | No Match |  | 100000 | 80000 |  |  | 96682 | 805 | 80.5 | 78 | [6 empty] | 80.5 | 0 | Non Federally-Regulated | 06/22/2017 |  | 06/22/2017
Lennox | Allied Air | 80G1UH090BP12-* | Natural Gas | Induced Draft | False | False | 1 | False | Up |  | None | Non-Condensing | Single-Stage |  | 0.33 | Standard |  | 88000 | 71000 |  |  | 76700 | 856 | 80 | 78 | [8 empty] | Federally-Regulated Consumer Product | 06/22/2017 |  | 06/22/2017
Lennox | Lennox | KGA036**BY** | Natural Gas | Induced Draft | False | True | 1 | False | Down | None | None | Non-Condensing | Single-Stage | Single-Speed | 1.5 | Standard |  | 105000 | 84000 |  |  | 97400 | 674 | 80 | 78 | [8 empty] | Federally-Regulated Consumer Product | 06/22/2017 |  | 06/22/2017
Lennox | Lennox | G61MP-60C-091-** | LPG | Induced Draft | False | False | 1 | False | Horizontal |  | None | Condensing | Two-Stage Modulating |  | 1 | Standard |  | 88000 | 83000 |  |  | 77900 | 1154 | 95 | 78 | [8 empty] | Federally-Regulated Consumer Product | 06/22/2017 |  | 06/22/2017
Lennox | Armstrong | LGA180HH-** | Natural Gas | No Match | False | True | 3 | False | Down | No Match | No Match | Non-Condensing | No Match | No Match |  | No Match |  | 470000 | 378778 |  |  | 424793 | 1069 |  |  | 80.6 | 80 |  |  |  |  | 80.7 | 0 | Federally-Regulated Commercial & Industrial Equipment | 06/22/2017 |  | 06/22/2017
Lennox | Lennox | G60UH-60D-135-** | Natural Gas | Induced Draft | False | False | 1 | False | Up | None | None | Non-Condensing | Two-Stage Modulating |  | 1 | Standard |  | 132000 | 108000 |  |  | 112300 | 1264 | 80 | 78 | [8 empty] | Federally-Regulated Consumer Product | 06/22/2017 |  | 06/22/2017
Lennox | Lennox | G60UHV-36B-090-** | Natural Gas | Induced Draft | False | False | 1 | False | Horizontal |  | None | Non-Condensing | Two-Stage Modulating |  | 0.5 | Standard |  | 88000 | 72000 |  |  | 77900 | 412 | 80 | 78 | [8 empty] | Federally-Regulated Consumer Product | 06/22/2017 |  | 06/22/2017
Lennox | Lennox | 15GCSXBV-48-110X-230-* | Natural Gas | Induced Draft | False | True | 1 | False | Down |  | None | Non-Condensing | Two-Stage Modulating |  | 0.75 | Standard |  | 110000 | 88000 |  |  | 99400 | 433 | 78 | 78 | [8 empty] | Federally-Regulated Consumer Product | 06/22/2017 |  | 06/22/2017
Lennox | Lennox | G40UH-48C-110-** | Natural Gas | Induced Draft | False | False | 1 | False | Horizontal |  | None | Non-Condensing | Single-Stage |  | 0.5 | Standard |  | 110000 | 89000 |  |  | 96500 | 939 | 80 | 78 | [8 empty] | Federally-Regulated Consumer Product | 06/22/2017 |  | 06/22/2017
Lennox | Allied Air | A95UH1D070B12*-* | LPG | Induced Draft | False | False | 1 | False | Up |  | None | Condensing | Single-Stage |  | 0.33 | Standard |  | 66000 | 64000 |  |  | 65800 | 599 | 95 | 78 | [8 empty] | Federally-Regulated Consumer Product | 06/22/2017 |  | 06/22/2017
Lennox | Lennox | G60UHV-60C-090-** | LPG | Induced Draft | False | False | 1 | False | Up |  | None | Non-Condensing | Two-Stage Modulating |  | 1 | Standard |  | 88000 | 72000 |  |  | 77000 | 460 | 80 | 78 | [8 empty] | Federally-Regulated Consumer Product | 06/22/2017 |  | 06/22/2017
Lennox | Lennox | SL280UH070XV36A-* | Natural Gas | Induced Draft | False | False | 1 | False | Up |  | None | Non-Condensing | Two-Stage Modulating |  | 0.5 | Standard |  | 66000 | 52000 |  |  | 58800 | 195 | 80 | 78 | [8 empty] | Federally-Regulated Consumer Product | 06/22/2017 |  | 06/22/2017
Lennox | Allied Air | 80G1UH045AP12-* | Natural Gas | Induced Draft | False | False | 1 | False | Up |  | None | Non-Condensing | Single-Stage |  | 0.33 | Standard |  | 44000 | 36000 |  |  | 37500 | 656 | 80 | 78 | [8 empty] | Federally-Regulated Consumer Product | 06/22/2017 |  | 06/22/2017
Lennox | Lennox | ML195UH045XP36B-* | Natural Gas | Induced Draft | False | False | 1 | False | Horizontal |  | None | Condensing | Single-Stage |  | 0.33 | Standard |  | 44000 | 42000 |  |  | 32600 | 410 | 95 | 78 | [8 empty] | Federally-Regulated Consumer Product | 06/22/2017 |  | 06/22/2017
Lennox | Lennox | G61MPV-36B-045-** | Natural Gas | Induced Draft | False | False | 1 | False | Down |  | None | Condensing | Two-Stage Modulating |  | 0.5 | Standard |  | 44000 | 39000 |  |  | 32000 | 379 | 94.1 | 78 | [8 empty] | Federally-Regulated Consumer Product | 06/22/2017 |  | 06/22/2017
Lennox | Lennox | ML193UH090XP48C-* | LPG | Induced Draft | False | False | 1 | False | Up |  | None | Condensing | Single-Stage |  | 0.5 | Standard |  | 88000 | 83000 |  |  | 83900 | 724 | 93 | 78 | [8 empty] | Federally-Regulated Consumer Product | 06/22/2017 |  | 06/22/2017
Lennox | Lennox | SLP98UH090XV60C-* | Natural Gas | Induced Draft | False | False | 1 | False | Horizontal |  | None | Condensing | Step Modulating |  | 1 | Standard |  | 88000 | 85000 |  |  | 78600 | 363 | 98.2 | 78 | [8 empty] | Federally-Regulated Consumer Product | 06/22/2017 |  | 06/22/2017
Lennox | Allied Air | 80G1UH090BP12-* | LPG | Induced Draft | False | False | 1 | False | Up |  | None | Non-Condensing | Single-Stage |  | 0.33 | Standard |  | 88000 | 71000 |  |  | 76700 | 856 | 80 | 78 | [8 empty] | Federally-Regulated Consumer Product | 06/22/2017 |  | 06/22/2017
Lennox | Lennox | G51MP-36B-045-** | LPG | Induced Draft | False | False | 1 | False | Down |  | None | Condensing | Single-Stage |  | 0.33 | Standard |  | 44000 | 41000 |  |  | 33400 | 499 | 92.1 | 78 | [8 empty] | Federally-Regulated Consumer Product | 06/22/2017 |  | 06/22/2017
Lennox | Allied Air | 95AF1UH045P08B-* | Natural Gas | Induced Draft | False | False | 1 | False | Horizontal |  | None | Condensing | Single-Stage |  | 0.2 | Standard |  | 44000 | 41000 |  |  | 32800 | 354 | 95 | 78 | [8 empty] | Federally-Regulated Consumer Product | 06/22/2017 |  | 06/22/2017
Lennox | Lennox | LGH094**EH** | Natural Gas | Induced Draft | False | True | 3 | False | Down |  | None | Non-Condensing | Two-Stage Modulating |  | 0 | Standard |  | 240000 | 192000 | [6 empty] | 80 | 80 | [6 empty] | Federally-Regulated Commercial & Industrial Equipment | 06/22/2017 |  | 06/22/2017
Lennox | Allied Air | A80UH1D070A08-* | Natural Gas | Induced Draft | False | False | 1 | False | Up |  | None | Non-Condensing | Single-Stage |  | 0.2 | Standard |  | 66000 | 54000 |  |  | 57900 | 566 | 80 | 78 | [8 empty] | Federally-Regulated Consumer Product | 06/22/2017 |  | 06/22/2017
Lennox | Lennox | ML193UH090XP48C-* | LPG | Induced Draft | False | False | 1 | False | Horizontal |  | None | Condensing | Single-Stage |  | 0.5 | Standard |  | 88000 | 83000 |  |  | 83900 | 724 | 93 | 78 | [8 empty] | Federally-Regulated Consumer Product | 06/22/2017 |  | 06/22/2017
Lennox | Lennox | ML195DF070XP36B-* | LPG | Induced Draft | False | False | 1 | False | Down |  | None | Condensing | Single-Stage |  | 0.33 | Standard |  | 66000 | 64000 |  |  | 65500 | 675 | 95 | 78 | [8 empty] | Federally-Regulated Consumer Product | 06/22/2017 |  | 06/22/2017
Lennox | Lennox | KGA036**DW** | LPG | Induced Draft | False | True | 1 | False | Down | None | None | Non-Condensing | Single-Stage | Single-Speed | 0.5 | Standard |  | 65000 | 52000 |  |  | 57400 | 681 | 80 | 78 | [8 empty] | Federally-Regulated Consumer Product | 06/22/2017 |  | 06/22/2017
Lennox | Allied Air | 95G1DF045BP12-* | LPG | Induced Draft | False | False | 1 | False | Down |  | None | Condensing | Single-Stage |  | 0.33 | Standard |  | 44000 | 43000 |  |  | 48700 | 663 | 95 | 78 | [8 empty] | Federally-Regulated Consumer Product | 06/22/2017 |  | 06/22/2017
Lennox | Allied Air | A80UH1D070A12L-* | Natural Gas | Induced Draft | False | False | 1 | False | Up |  | None | Non-Condensing | Single-Stage |  | 0.33 | Standard |  | 66000 | 54000 |  |  | 57400 | 698 | 80 | 78 | [8 empty] | Federally-Regulated Consumer Product | 06/22/2017 |  | 06/22/2017
Lennox | Allied Air | 80G1UH110CP20L-* | Natural Gas | Induced Draft | False | False | 1 | False | Horizontal |  | None | Non-Condensing | Single-Stage |  | 1 | Standard |  | 110000 | 89000 |  |  | 95300 | 1187 | 80 | 78 | [8 empty] | Federally-Regulated Consumer Product | 06/22/2017 |  | 06/22/2017
Lennox | Lennox | ML195DF110XP60C-* | Natural Gas | Induced Draft | False | False | 1 | False | Down |  | None | Condensing | Single-Stage |  | 1 | Standard |  | 110000 | 106000 |  |  | 98200 | 947 | 95 | 78 | [8 empty] | Federally-Regulated Consumer Product | 06/22/2017 |  | 06/22/2017
Lennox | Allied Air | A95UH1D135D20*-* | Natural Gas | Induced Draft | False | False | 1 | False | Up |  | None | Condensing | Single-Stage |  | 1 | Standard |  | 132000 | 126000 |  |  | 114900 | 994 | 95 | 78 | [8 empty] | Federally-Regulated Consumer Product | 06/22/2017 |  | 06/22/2017
Lennox | Lennox | KGA024**DS** | Natural Gas | Induced Draft | False | True | 1 | False | Down | None | None | Non-Condensing | Single-Stage | Single-Speed | 0.25 | Standard |  | 65000 | 52000 |  |  | 58400 | 450 | 80 | 78 | [8 empty] | Federally-Regulated Consumer Product | 06/22/2017 |  | 06/22/2017
Lennox | Lennox | SL280UH090V48B-* | LPG | Induced Draft | False | False | 1 | False | Up |  | None | Non-Condensing | Two-Stage Modulating |  | 1 | Standard |  | 88000 | 70000 |  |  | 78000 | 293 | 80 | 78 | [8 empty] | Federally-Regulated Consumer Product | 06/22/2017 |  | 06/22/2017
Lennox | Lennox | G43UF-48C-110H-** | Natural Gas | Induced Draft | False | False | 1 | False | Up |  | None | Condensing | Single-Stage |  | 0.5 | Standard |  | 110000 | 101000 |  |  | 104200 | 830 | 90 | 78 | [8 empty] | Federally-Regulated Consumer Product | 06/22/2017 |  | 06/22/2017
Lennox | Lennox | EL280UH070P24A-* | Natural Gas | Induced Draft | False | False | 1 | False | Up |  | None | Non-Condensing | Two-Stage Modulating |  | 0.2 | Standard |  | 66000 | 52000 |  |  | 56600 | 551 | 80 | 78 | [8 empty] | Federally-Regulated Consumer Product | 06/22/2017 |  | 06/22/2017
Lennox | Lennox | G61MP-60C111-** | Natural Gas | Induced Draft | False | False | 1 | False | Horizontal |  | None | Condensing | Two-Stage Modulating |  | 1 | Standard |  | 110000 | 104000 |  |  | 95300 | 841 | 95 | 78 | [8 empty] | Federally-Regulated Consumer Product | 06/22/2017 |  | 06/22/2017
Lennox | Allied Air | 80G1DF110CE20-* | Natural Gas | Induced Draft | False | False | 1 | False | Horizontal |  | None | Non-Condensing | Single-Stage |  | 1 | Standard |  | 110000 | 90000 |  |  | 98000 | 576 | 80 | 78 | [8 empty] | Federally-Regulated Consumer Product | 06/22/2017 |  | 06/22/2017
Lennox | Armstrong | LGA210HH-** | Natural Gas | No Match | False | True | 3 | False | Down | No Match | No Match | Non-Condensing | No Match | No Match |  | No Match |  | 470000 | 378778 |  |  | 424793 | 1365 |  |  | 80.6 | 80 |  |  |  |  | 80.7 | 0 | Federally-Regulated Commercial & Industrial Equipment | 06/22/2017 |  | 06/22/2017
Lennox | Lennox | SL280UH090XV60C-* | LPG | Induced Draft | False | False | 1 | False | Horizontal |  | None | Non-Condensing | Two-Stage Modulating |  | 1 | Standard |  | 88000 | 70000 |  |  | 78000 | 281 | 80 | 78 | [8 empty] | Federally-Regulated Consumer Product | 06/22/2017 |  | 06/22/2017
Lennox | Lennox | G60DFV-60D-135-** | LPG | Induced Draft | False | False | 1 | False | Down |  | None | Non-Condensing | Two-Stage Modulating |  | 1 | Standard |  | 132000 | 109000 |  |  | 114300 | 797 | 80 | 78 | [8 empty] | Federally-Regulated Consumer Product | 06/22/2017 |  | 06/22/2017
Lennox | Allied Air | A80UH1D045A12-* | Natural Gas | Induced Draft | False | False | 1 | False | Up |  | None | Non-Condensing | Single-Stage |  | 0.33 | Standard |  | 44000 | 36000 |  |  | 37500 | 656 | 80 | 78 | [8 empty] | Federally-Regulated Consumer Product | 06/22/2017 |  | 06/22/2017
Lennox | Allied Air | A95UH1E045B12-* | Natural Gas | Induced Draft | False | False | 1 | False | Horizontal |  | None | Condensing | Single-Stage |  | 0.5 | Standard |  | 44000 | 42000 |  |  | 33100 | 288 | 95 | 78 | [8 empty] | Federally-Regulated Consumer Product | 06/22/2017 |  | 06/22/2017
Lennox | Lennox | EL195UH135XE60D-* | Natural Gas | Induced Draft | False | False | 1 | False | Horizontal |  | None | Condensing | Single-Stage |  | 1 | Standard |  | 132000 | 126000 |  |  | 115500 | 823 | 95 | 78 | [8 empty] | Federally-Regulated Consumer Product | 06/22/2017 |  | 06/22/2017
Lennox | Allied Air | A95UH1D090C16*-* | LPG | Induced Draft | False | False | 1 | False | Up |  | None | Condensing | Single-Stage |  | 0.5 | Standard |  | 88000 | 85000 |  |  | 82100 | 732 | 95 | 78 | [8 empty] | Federally-Regulated Consumer Product | 06/22/2017 |  | 06/22/2017
Lennox | Lennox | LGA150SS-** | Natural Gas | No Match | False | True | 3 | False | Down | No Match | No Match | Non-Condensing | No Match | No Match |  | No Match |  | 130000 | 103445 |  |  | 109757 | 2246 | 80.5 | 78 | 80 | 80 |  |  |  |  | 80.5 | 0 | Non Federally-Regulated | 06/22/2017 |  | 06/22/2017
Lennox | Allied Air | A80UH1D090B16-* | LPG | Induced Draft | False | False | 1 | False | Horizontal |  | None | Non-Condensing | Single-Stage |  | 0.5 | Standard |  | 88000 | 71000 |  |  | 76700 | 865 | 80 | 78 | [8 empty] | Federally-Regulated Consumer Product | 06/22/2017 |  | 06/22/2017
Lennox | Lennox | ML193UH090XP48C-* | Natural Gas | Induced Draft | False | False | 1 | False | Up |  | None | Condensing | Single-Stage |  | 0.5 | Standard |  | 88000 | 83000 |  |  | 83900 | 724 | 93 | 78 | [8 empty] | Federally-Regulated Consumer Product | 06/22/2017 |  | 06/22/2017
Lennox | Allied Air | A80DF1E110C20-* | Natural Gas | Induced Draft | False | False | 1 | False | Down |  | None | Non-Condensing | Single-Stage |  | 1 | Standard |  | 110000 | 90000 |  |  | 98000 | 576 | 80 | 78 | [8 empty] | Federally-Regulated Consumer Product | 06/22/2017 |  | 06/22/2017
Lennox | Lennox | G61MP-48C-110-** | LPG | Induced Draft | False | False | 1 | False | Horizontal |  | None | Condensing | Two-Stage Modulating |  | 0.5 | Standard |  | 110000 | 104000 |  |  | 96400 | 885 | 94.1 | 78 | [8 empty] | Federally-Regulated Consumer Product | 06/22/2017 |  | 06/22/2017
Lennox | Lennox | G61MPV-36B-071-** | LPG | Induced Draft | False | False | 1 | False | Horizontal |  | None | Condensing | Two-Stage Modulating |  | 0.5 | Standard |  | 66000 | 62000 |  |  | 65400 | 582 | 95 | 78 | [8 empty] | Federally-Regulated Consumer Product | 06/22/2017 |  | 06/22/2017
Lennox | Allied Air | 95G1UH070BE12-* | LPG | Induced Draft | False | False | 1 | False | Up |  | None | Condensing | Single-Stage |  | 0.5 | Standard |  | 66000 | 63000 |  |  | 66600 | 377 | 95 | 78 | [8 empty] | Federally-Regulated Consumer Product | 06/22/2017 |  | 06/22/2017
Lennox | Lennox | LGA210HH-** | Natural Gas | No Match | False | True | 3 | False | Down | No Match | No Match | Non-Condensing | No Match | No Match |  | No Match |  | 470000 | 378778 |  |  | 424793 | 1365 |  |  | 80.6 | 80 |  |  |  |  | 80.7 | 0 | Federally-Regulated Commercial & Industrial Equipment | 06/22/2017 |  | 06/22/2017
Lennox | Lennox | 15GCSXAV-36-068X-230-* | LPG | Induced Draft | False | True | 1 | False | Down |  | None | Non-Condensing | Two-Stage Modulating |  | 0.33 | Standard |  | 68000 | 54000 |  |  | 59800 | 295 | 78 | 78 | [8 empty] | Federally-Regulated Consumer Product | 06/22/2017 |  | 06/22/2017
Lennox | Allied Air | 80G2UH110CV20-* | LPG | Induced Draft | False | False | 1 | False | Horizontal |  | None | Non-Condensing | Two-Stage Modulating |  | 1 | Standard |  | 110000 | 87000 |  |  | 96800 | 435 | 80 | 78 | [8 empty] | Federally-Regulated Consumer Product | 06/22/2017 |  | 06/22/2017
Lennox | Armstrong | 235GRTC240BL | Natural Gas | No Match | False | True | 3 | False | Horizontal | No Match | No Match | Non-Condensing | No Match | No Match |  | No Match |  | 235000 | 188000 |  |  | 198174 | 3361 |  |  | 80 | 80 |  |  |  |  | 80 | 0 | Federally-Regulated Commercial & Industrial Equipment | 06/22/2017 |  | 06/22/2017
Lennox | Lennox | SL280UH090V36B-* | Natural Gas | Induced Draft | False | False | 1 | False | Horizontal |  | None | Non-Condensing | Two-Stage Modulating |  | 0.5 | Standard |  | 88000 | 70000 |  |  | 77800 | 284 | 80 | 78 | [8 empty] | Federally-Regulated Consumer Product | 06/22/2017 |  | 06/22/2017
Lennox | Allied Air | A93UH1D090C12A-* | LPG | Induced Draft | False | False | 1 | False | Up |  | None | Condensing | Single-Stage |  | 0.33 | Standard |  | 88000 | 83000 |  |  | 83800 | 747 | 93 | 78 | [8 empty] | Federally-Regulated Consumer Product | 06/22/2017 |  | 06/22/2017
Lennox | Lennox | G61MPV-60C-111-** | LPG | Induced Draft | False | False | 1 | False | Down |  | None | Condensing | Two-Stage Modulating |  | 1 | Standard |  | 110000 | 103000 |  |  | 97800 | 863 | 95 | 78 | [8 empty] | Federally-Regulated Consumer Product | 06/22/2017 |  | 06/22/2017
Lennox | Lennox | GCS24D-653-78-** | Natural Gas | No Match | False | True | 3 | False | Down | No Match | No Match | Non-Condensing | No Match | No Match |  | No Match |  | 78000 | 61485 |  |  | 78100 | 913 | 78 | 78 | [6 empty] | 78 | 0 | Non Federally-Regulated | 06/22/2017 |  | 06/22/2017
Lennox | Lennox | KGA060**BH** | Natural Gas | Induced Draft | False | True | 1 | False | Horizontal | None | None | Non-Condensing | Two-Stage Modulating | Single-Speed | 1.5 | Standard |  | 150000 | 120000 |  |  | 134500 | 858 | 80 | 78 | [8 empty] | Federally-Regulated Consumer Product | 06/22/2017 |  | 06/22/2017
Lennox | Lennox | 15GCSXBV-60-138X-230-* | LPG | Induced Draft | False | True | 1 | False | Horizontal |  | None | Non-Condensing | Two-Stage Modulating |  | 0.75 | Standard |  | 138000 | 110000 |  |  | 118500 | 618 | 78 | 78 | [8 empty] | Federally-Regulated Consumer Product | 06/22/2017 |  | 06/22/2017
Lennox | Allied Air | A80UH1D135D20-* | LPG | Induced Draft | False | False | 1 | False | Horizontal |  | None | Non-Condensing | Single-Stage |  | 1 | Standard |  | 132000 | 107000 |  |  | 114400 | 1416 | 80 | 78 | [8 empty] | Federally-Regulated Consumer Product | 06/22/2017 |  | 06/22/2017
Lennox | Lennox | LGA150HH-** | Natural Gas | No Match | False | True | 3 | False | Down | No Match | No Match | Non-Condensing | No Match | No Match |  | No Match |  | 235000 | 186453 |  |  | 205245 | 3307 |  |  | 80 | 80 |  |  |  |  | 80.3 | 0 | Federally-Regulated Commercial & Industrial Equipment | 06/22/2017 |  | 06/22/2017
Lennox | Lennox | ML193UH045XP24B-* | Natural Gas | Induced Draft | False | False | 1 | False | Horizontal |  | None | Condensing | Single-Stage |  | 0.2 | Standard |  | 44000 | 41000 |  |  | 33500 | 362 | 93 | 78 | [8 empty] | Federally-Regulated Consumer Product | 06/22/2017 |  | 06/22/2017
Lennox | Allied Air | 95G1DF070BE16-* | LPG | Induced Draft | False | False | 1 | False | Down |  | None | Condensing | Single-Stage |  | 0.75 | Standard |  | 66000 | 64000 |  |  | 65800 | 596 | 95 | 78 | [8 empty] | Federally-Regulated Consumer Product | 06/22/2017 |  | 06/22/2017
Lennox | Lennox | ZGA092**MH** | LPG | Induced Draft | False | True | 3 | False | Horizontal |  | None | Non-Condensing | Two-Stage Modulating |  | 0 | Standard |  | 240000 | 192000 | [6 empty] | 80 | 80 | [6 empty] | Federally-Regulated Commercial & Industrial Equipment | 06/22/2017 |  | 06/22/2017
Lennox | Lennox | KGA036**DW** | Natural Gas | Induced Draft | False | True | 1 | False | Down | None | None | Non-Condensing | Single-Stage | Single-Speed | 0.5 | Standard |  | 65000 | 52000 |  |  | 57400 | 681 | 80 | 78 | [8 empty] | Federally-Regulated Consumer Product | 06/22/2017 |  | 06/22/2017
Lennox | Allied Air | A80UH1E110C20L-* | Natural Gas | Induced Draft | False | False | 1 | False | Up |  | None | Non-Condensing | Single-Stage |  | 1 | Standard |  | 110000 | 90000 |  |  | 97800 | 618 | 80 | 78 | [8 empty] | Federally-Regulated Consumer Product | 06/22/2017 |  | 06/22/2017
Lennox | Lennox | LGH048**EM*P | Natural Gas | Induced Draft | False | True | 1 | False | Horizontal |  | None | Non-Condensing | Single-Stage |  | 0.75 | Premium |  | 105000 | 84000 |  |  | 98300 | 512 | 80 | 78 | [8 empty] | Federally-Regulated Consumer Product | 06/22/2017 |  | 06/22/2017
Lennox | Allied Air | A80UH1E110C20-* | LPG | Induced Draft | False | False | 1 | False | Horizontal |  | None | Non-Condensing | Single-Stage |  | 1 | Standard |  | 110000 | 90000 |  |  | 97800 | 618 | 80 | 78 | [8 empty] | Federally-Regulated Consumer Product | 06/22/2017 |  | 06/22/2017
Lennox | Lennox | ML195UH135XP60D-* | LPG | Induced Draft | False | False | 1 | False | Horizontal |  | None | Condensing | Single-Stage |  | 1 | Standard |  | 132000 | 126000 |  |  | 114900 | 994 | 95 | 78 | [8 empty] | Federally-Regulated Consumer Product | 06/22/2017 |  | 06/22/2017
Lennox | Lennox | ML180DF110P60C* | LPG | Induced Draft | False | False | 1 | False | Down |  | None | Non-Condensing | Single-Stage |  | 1 | Standard |  | 110000 | 89000 |  |  | 95100 | 1236 | 80 | 78 | [8 empty] | Federally-Regulated Consumer Product | 06/22/2017 |  | 06/22/2017
Lennox | Lennox | ML193UH070XP24B-* | Natural Gas | Induced Draft | False | False | 1 | False | Horizontal |  | None | Condensing | Single-Stage |  | 0.2 | Standard |  | 66000 | 62000 |  |  | 67200 | 580 | 93 | 78 | [8 empty] | Federally-Regulated Consumer Product | 06/22/2017 |  | 06/22/2017
Lennox | Lennox | KGA048**DM** | LPG | Induced Draft | False | True | 1 | False | Horizontal | None | None | Non-Condensing | Single-Stage | Single-Speed | 0.5 | Standard |  | 105000 | 84000 |  |  | 97400 | 689 | 80 | 78 | [8 empty] | Federally-Regulated Consumer Product | 06/22/2017 |  | 06/22/2017
Lennox | Lennox | LGH094**EH** | LPG | Induced Draft | False | True | 3 | False | Horizontal |  | None | Non-Condensing | Two-Stage Modulating |  | 0 | Standard |  | 240000 | 192000 | [6 empty] | 80 | 80 | [6 empty] | Federally-Regulated Commercial & Industrial Equipment | 06/22/2017 |  | 06/22/2017
Lennox | Lennox | EL296UH090XV36C-* | Natural Gas | Induced Draft | False | False | 1 | False | Horizontal |  | None | Condensing | Two-Stage Modulating |  | 0.5 | Standard |  | 88000 | 84000 |  |  | 82000 | 293 | 96 | 78 | [8 empty] | Federally-Regulated Consumer Product | 06/22/2017 |  | 06/22/2017
Lennox | Lennox | G60UHV-60C-110-** | LPG | Induced Draft | False | False | 1 | False | Horizontal |  | None | Non-Condensing | Two-Stage Modulating |  | 1 | Standard |  | 110000 | 90000 |  |  | 96400 | 508 | 80 | 78 | [8 empty] | Federally-Regulated Consumer Product | 06/22/2017 |  | 06/22/2017
Lennox | Lennox | EL296UH090XV48C-* | LPG | Induced Draft | False | False | 1 | False | Horizontal |  | None | Condensing | Two-Stage Modulating |  | 0.75 | Standard |  | 88000 | 85000 |  |  | 81300 | 353 | 96 | 78 | [8 empty] | Federally-Regulated Consumer Product | 06/22/2017 |  | 06/22/2017
Lennox | Lennox | KGA060**BM** | LPG | Induced Draft | False | True | 1 | False | Down | None | None | Non-Condensing | Single-Stage | Single-Speed | 1.5 | Standard |  | 105000 | 84000 |  |  | 97100 | 755 | 80 | 78 | [8 empty] | Federally-Regulated Consumer Product | 06/22/2017 |  | 06/22/2017
Lennox | Allied Air | 80G1UH070AP12L-* | LPG | Induced Draft | False | False | 1 | False | Up |  | None | Non-Condensing | Single-Stage |  | 0.33 | Standard |  | 66000 | 54000 |  |  | 57400 | 698 | 80 | 78 | [8 empty] | Federally-Regulated Consumer Product | 06/22/2017 |  | 06/22/2017
Lennox | Lennox | GCS16-653-75-** | Natural Gas | No Match | False | True | 3 | False | Down | No Match | No Match | Non-Condensing | No Match | No Match |  | No Match |  | 75000 | 58000 |  |  | 57940 | 752 | 78.4 | 78 | [6 empty] | 78.4 | 0 | Non Federally-Regulated | 06/22/2017 |  | 06/22/2017
Lennox | Armstrong | 235GRTC225CH | Natural Gas | No Match | False | True | 3 | False | Horizontal | No Match | No Match | Non-Condensing | No Match | No Match |  | No Match |  | 235000 | 188000 |  |  | 198174 | 3361 |  |  | 80 | 80 |  |  |  |  | 80 | 0 | Federally-Regulated Commercial & Industrial Equipment | 06/22/2017 |  | 06/22/2017
Lennox | Lennox | ML180UH090P36B-* | LPG | Induced Draft | False | False | 1 | False | Horizontal |  | None | Non-Condensing | Single-Stage |  | 0.33 | Standard |  | 88000 | 71000 |  |  | 76700 | 856 | 80 | 78 | [8 empty] | Federally-Regulated Consumer Product | 06/22/2017 |  | 06/22/2017
Lennox | Lennox | KGA030**DS** | Natural Gas | Induced Draft | False | True | 1 | False | Down | None | None | Non-Condensing | Single-Stage | Single-Speed | 0.25 | Standard |  | 65000 | 52000 |  |  | 58400 | 450 | 80 | 78 | [8 empty] | Federally-Regulated Consumer Product | 06/22/2017 |  | 06/22/2017
Lennox | McQuay | GCS16-953-200-** | Natural Gas | No Match | False | True | 3 | False | Down | No Match | No Match | Non-Condensing | No Match | No Match |  | No Match |  | 200000 | 160000 |  |  | 177835 | 1340 | 78.2 | 78 | 80 | 80 |  |  |  |  | 78.2 | 0 | Non Federally-Regulated | 06/22/2017 |  | 06/22/2017
Lennox | Allied Air | A80UH1E070B12L-* | Natural Gas | Induced Draft | False | False | 1 | False | Up |  | None | Non-Condensing | Single-Stage |  | 0.5 | Standard |  | 66000 | 53000 |  |  | 59400 | 219 | 80 | 78 | [8 empty] | Federally-Regulated Consumer Product | 06/22/2017 |  | 06/22/2017
Lennox | Lennox | G61MP-48C-090-** | Natural Gas | Induced Draft | False | False | 1 | False | Up |  | None | Condensing | Two-Stage Modulating |  | 0.5 | Standard |  | 88000 | 83000 |  |  | 79700 | 893 | 94.1 | 78 | [8 empty] | Federally-Regulated Consumer Product | 06/22/2017 |  | 06/22/2017
Lennox | Allied Air | A95UH1E045B12-* | LPG | Induced Draft | False | False | 1 | False | Horizontal |  | None | Condensing | Single-Stage |  | 0.5 | Standard |  | 44000 | 42000 |  |  | 33100 | 288 | 95 | 78 | [8 empty] | Federally-Regulated Consumer Product | 06/22/2017 |  | 06/22/2017
Lennox | Lennox | EL280UH090P48B-* | Natural Gas | Induced Draft | False | False | 1 | False | Horizontal |  | None | Non-Condensing | Two-Stage Modulating |  | 0.5 | Standard |  | 88000 | 69000 |  |  | 74300 | 831 | 80 | 78 | [8 empty] | Federally-Regulated Consumer Product | 06/22/2017 |  | 06/22/2017
Lennox | Lennox | 15GCSXAV-42-110X-230-* | Natural Gas | Induced Draft | False | True | 1 | False | Horizontal |  | None | Non-Condensing | Two-Stage Modulating |  | 0.75 | Standard |  | 110000 | 88000 |  |  | 99400 | 433 | 78 | 78 | [8 empty] | Federally-Regulated Consumer Product | 06/22/2017 |  | 06/22/2017
Lennox | Allied Air | A80US2V07012-* | LPG | Induced Draft | False | False | 1 | False | Up |  | None | Non-Condensing | Two-Stage Modulating |  | 0.5 | Standard |  | 66000 | 52000 |  |  | 58800 | 195 | 80 | 78 | [8 empty] | Federally-Regulated Consumer Product | 06/22/2017 |  | 06/22/2017
Lennox | Lennox | LGA105SH-** | Natural Gas | No Match | False | True | 3 | False | Horizontal | No Match | No Match | Non-Condensing | No Match | No Match |  | No Match |  | 235000 | 186453 |  |  | 210455 | 2080 |  |  | 80 | 80 |  |  |  |  | 80.5 | 0 | Federally-Regulated Commercial & Industrial Equipment | 06/22/2017 |  | 06/22/2017
Lennox | Allied Air | 80AF1UH110P20CL-* | Natural Gas | Induced Draft | False | False | 1 | False | Up |  | None | Non-Condensing | Single-Stage |  | 1 | Standard |  | 110000 | 89000 |  |  | 95300 | 1187 | 80 | 78 | [8 empty] | Federally-Regulated Consumer Product | 06/22/2017 |  | 06/22/2017
Lennox | Lennox | G71MPP-60D-135 | Natural Gas | Induced Draft | False | False | 1 | False | Horizontal |  | None | Condensing | Step Modulating |  | 1 | Standard |  | 132000 | 123000 |  |  | 113300 | 394 | 95 | 78 | [8 empty] | Federally-Regulated Consumer Product | 06/22/2017 |  | 06/22/2017
Lennox | Lennox | KGA060**BS** | LPG | Induced Draft | False | True | 1 | False | Horizontal | None | None | Non-Condensing | Single-Stage | Single-Speed | 1.5 | Standard |  | 65000 | 52000 |  |  | 57800 | 576 | 80 | 78 | [8 empty] | Federally-Regulated Consumer Product | 06/22/2017 |  | 06/22/2017
Lennox | Armstrong | LGA360HH-** | Natural Gas | No Match | False | True | 3 | False | Down | No Match | No Match | Non-Condensing | No Match | No Match |  | No Match |  | 470000 | 378778 |  |  | 408868 | 3249 |  |  | 80.6 | 80 |  |  |  |  | 80.7 | 0 | Federally-Regulated Commercial & Industrial Equipment | 06/22/2017 |  | 06/22/2017
Lennox | Lennox | GCS24-813-130-** | Natural Gas | No Match | False | True | 3 | False | Down | No Match | No Match | Non-Condensing | No Match | No Match |  | No Match |  | 130000 | 103560 |  |  | 118400 | 1097 | 78 | 78 | [6 empty] | 78 | 0 | Non Federally-Regulated | 06/22/2017 |  | 06/22/2017
Lennox | Lennox | EL296UH110XV48C-* | Natural Gas | Induced Draft | False | False | 1 | False | Up |  | None | Condensing | Two-Stage Modulating |  | 0.75 | Standard |  | 110000 | 105000 |  |  | 98200 | 380 | 96 | 78 | [8 empty] | Federally-Regulated Consumer Product | 06/22/2017 |  | 06/22/2017
Lennox | Allied Air | ZGA120**MH** | Natural Gas | Induced Draft | False | True | 3 | False | Horizontal |  | None | Non-Condensing | Two-Stage Modulating |  | 0 | Standard |  | 240000 | 192000 | [6 empty] | 80 | 80 | [6 empty] | Federally-Regulated Commercial & Industrial Equipment | 06/22/2017 |  | 06/22/2017
Lennox | Allied Air | 80G1UH090BE16L-* | Natural Gas | Induced Draft | False | False | 1 | False | Horizontal |  | None | Non-Condensing | Single-Stage |  | 0.75 | Standard |  | 88000 | 72000 |  |  | 78600 | 410 | 80 | 78 | [8 empty] | Federally-Regulated Consumer Product | 06/22/2017 |  | 06/22/2017
Lennox | Lennox | G60DF-48C-110-* | Natural Gas | Induced Draft | False | False | 1 | False | Down |  | None | Non-Condensing | Two-Stage Modulating |  | 0.5 | Standard |  | 110000 | 90000 |  |  | 94800 | 1089 | 80 | 78 | [8 empty] | Federally-Regulated Consumer Product | 06/22/2017 |  | 06/22/2017
Lennox | Lennox | EL280UH090P36B-* | Natural Gas | Induced Draft | False | False | 1 | False | Horizontal |  | None | Non-Condensing | Two-Stage Modulating |  | 0.33 | Standard |  | 88000 | 70000 |  |  | 74300 | 819 | 80 | 78 | [8 empty] | Federally-Regulated Consumer Product | 06/22/2017 |  | 06/22/2017
Lennox | Armstrong | 200GRTC89BL | Natural Gas | No Match | False | True | 3 | False | Horizontal | No Match | No Match | Non-Condensing | No Match | No Match |  | No Match |  | 200000 | 160000 |  |  | 177835 | 1340 | 78.2 | 78 | 80 | 80 |  |  |  |  | 80 | 0 | Non Federally-Regulated | 06/22/2017 |  | 06/22/2017
Lennox | Lennox | EL296UH045XV36B-* | Natural Gas | Induced Draft | False | False | 1 | False | Up |  | None | Condensing | Two-Stage Modulating |  | 0.5 | Standard |  | 44000 | 42000 |  |  | 32700 | 154 | 96 | 78 | [8 empty] | Federally-Regulated Consumer Product | 06/22/2017 |  | 06/22/2017
Lennox | Armstrong | 235GRTC300CL | Natural Gas | No Match | False | True | 3 | False | Down | No Match | No Match | Non-Condensing | No Match | No Match |  | No Match |  | 235000 | 188000 |  |  | 198174 | 3361 |  |  | 80 | 80 |  |  |  |  | 80 | 0 | Federally-Regulated Commercial & Industrial Equipment | 06/22/2017 |  | 06/22/2017
Lennox | Allied Air | 80G1DF090BE16-* | Natural Gas | Induced Draft | False | False | 1 | False | Up |  | None | Non-Condensing | Single-Stage |  | 0.75 | Standard |  | 88000 | 72000 |  |  | 78600 | 423 | 80 | 78 | [8 empty] | Federally-Regulated Consumer Product | 06/22/2017 |  | 06/22/2017
Lennox | Lennox | SLP98UH135XV60D-* | Natural Gas | Induced Draft | False | False | 1 | False | Up |  | None | Condensing | Step Modulating |  | 1 | Standard |  | 132000 | 128000 |  |  | 128600 | 610 | 97.5 | 78 | [8 empty] | Federally-Regulated Consumer Product | 06/22/2017 |  | 06/22/2017
Lennox | Lennox | GCS20X-653-100-** | Natural Gas | No Match | False | True | 3 | False | Horizontal | No Match | No Match | Non-Condensing | No Match | No Match |  | No Match |  | 92000 | 73600 |  |  | 76376 | 791 | 80.3 | 78 | [6 empty] | 80.3 | 0 | Non Federally-Regulated | 06/22/2017 |  | 06/22/2017
Lennox | Allied Air | A80US2V070A12-* | Natural Gas | Induced Draft | False | False | 1 | False | Down |  | None | Non-Condensing | Two-Stage Modulating |  | 0.5 | Standard |  | 66000 | 52000 |  |  | 58300 | 236 | 80 | 78 | [8 empty] | Federally-Regulated Consumer Product | 06/22/2017 |  | 06/22/2017
Lennox | Lennox | ML193UH090XP48C-* | Natural Gas | Induced Draft | False | False | 1 | False | Horizontal |  | None | Condensing | Single-Stage |  | 0.5 | Standard |  | 88000 | 83000 |  |  | 83900 | 724 | 93 | 78 | [8 empty] | Federally-Regulated Consumer Product | 06/22/2017 |  | 06/22/2017
Allied Air | Airease | A95UH2V135D20*-* | LPG | Induced Draft | True | False | 1 | False | Up |  | None | Condensing | Two-Stage Modulating |  | 1 | Standard |  | 132000 | 126000 |  |  | 115000 | 367 | 95 | 78 | [8 empty] | Federally-Regulated Consumer Product | 08/01/2016 |  | 07/27/2017
Allied Air | Airease | A95UH2V135D20*-* | LPG | Induced Draft | True | False | 1 | False | Horizontal |  | None | Condensing | Two-Stage Modulating |  | 1 | Standard |  | 132000 | 126000 |  |  | 115000 | 367 | 95 | 78 | [8 empty] | Federally-Regulated Consumer Product | 08/01/2016 |  | 07/27/2017
Allied Air | Airease | A95UH2V135D20*-* | Natural Gas | Induced Draft | True | False | 1 | False | Up |  | None | Condensing | Two-Stage Modulating |  | 1 | Standard |  | 132000 | 126000 |  |  | 115000 | 367 | 95 | 78 | [8 empty] | Federally-Regulated Consumer Product | 08/01/2016 |  | 07/27/2017
Allied Air | Airease | A95UH2V135D20*-* | Natural Gas | Induced Draft | True | False | 1 | False | Horizontal |  | None | Condensing | Two-Stage Modulating |  | 1 | Standard |  | 132000 | 126000 |  |  | 115000 | 367 | 95 | 78 | [8 empty] | Federally-Regulated Consumer Product | 08/01/2016 |  | 07/27/2017
Allied Air | Airease | A95DF2V045B12*-* | LPG | Induced Draft | True | False | 1 | False | Down |  | None | Condensing | Two-Stage Modulating |  | 0.5 | Standard |  | 44000 | 43000 |  |  | 49500 | 230 | 95 | 78 | [8 empty] | Federally-Regulated Consumer Product | 08/01/2016 |  | 07/27/2017
Allied Air | Airease | A95DF2V045B12*-* | Natural Gas | Induced Draft | True | False | 1 | False | Down |  | None | Condensing | Two-Stage Modulating |  | 0.5 | Standard |  | 44000 | 43000 |  |  | 49500 | 230 | 95 | 78 | [8 empty] | Federally-Regulated Consumer Product | 08/01/2016 |  | 07/27/2017
Allied Air | Airease | A96UH2E135D20*-* | LPG | Induced Draft | True | False | 1 | False | Up |  | None | Condensing | Two-Stage Modulating |  | 1 | Standard |  | 132000 | 127000 |  |  | 111900 | 589 | 96 | 78 | [8 empty] | Federally-Regulated Consumer Product | 08/01/2016 |  | 07/27/2017
Allied Air | Airease | A96UH2E135D20*-* | LPG | Induced Draft | True | False | 1 | False | Horizontal |  | None | Condensing | Two-Stage Modulating |  | 1 | Standard |  | 132000 | 127000 |  |  | 111900 | 589 | 96 | 78 | [8 empty] | Federally-Regulated Consumer Product | 08/01/2016 |  | 07/27/2017
Allied Air | Airease | A96UH2E135D20*-* | Natural Gas | Induced Draft | True | False | 1 | False | Up |  | None | Condensing | Two-Stage Modulating |  | 1 | Standard |  | 132000 | 127000 |  |  | 111900 | 589 | 96 | 78 | [8 empty] | Federally-Regulated Consumer Product | 08/01/2016 |  | 07/27/2017
Allied Air | Airease | A96UH2E135D20*-* | Natural Gas | Induced Draft | True | False | 1 | False | Horizontal |  | None | Condensing | Two-Stage Modulating |  | 1 | Standard |  | 132000 | 127000 |  |  | 111900 | 589 | 96 | 78 | [8 empty] | Federally-Regulated Consumer Product | 08/01/2016 |  | 07/27/2017
Allied Air | AIRE-FLO | 95AF2UH135V20D-* | LPG | Induced Draft | True | False | 1 | False | Up |  | None | Condensing | Two-Stage Modulating |  | 1 | Standard |  | 132000 | 126000 |  |  | 115000 | 367 | 95 | 78 | [8 empty] | Federally-Regulated Consumer Product | 08/01/2016 |  | 07/27/2017
Allied Air | AIRE-FLO | 95AF2UH135V20D-* | LPG | Induced Draft | True | False | 1 | False | Horizontal |  | None | Condensing | Two-Stage Modulating |  | 1 | Standard |  | 132000 | 126000 |  |  | 115000 | 367 | 95 | 78 | [8 empty] | Federally-Regulated Consumer Product | 08/01/2016 |  | 07/27/2017
Allied Air | AIRE-FLO | 95AF2UH135V20D-* | Natural Gas | Induced Draft | True | False | 1 | False | Up |  | None | Condensing | Two-Stage Modulating |  | 1 | Standard |  | 132000 | 126000 |  |  | 115000 | 367 | 95 | 78 | [8 empty] | Federally-Regulated Consumer Product | 08/01/2016 |  | 07/27/2017
Allied Air | AIRE-FLO | 95AF2UH135V20D-* | Natural Gas | Induced Draft | True | False | 1 | False | Horizontal |  | None | Condensing | Two-Stage Modulating |  | 1 | Standard |  | 132000 | 126000 |  |  | 115000 | 367 | 95 | 78 | [8 empty] | Federally-Regulated Consumer Product | 08/01/2016 |  | 07/27/2017
Allied Air | AIRE-FLO | 95AF2DF045V12B-* | LPG | Induced Draft | True | False | 1 | False | Down |  | None | Condensing | Two-Stage Modulating |  | 0.5 | Standard |  | 44000 | 43000 |  |  | 49500 | 230 | 95 | 78 | [8 empty] | Federally-Regulated Consumer Product | 08/01/2016 |  | 07/27/2017
Allied Air | AIRE-FLO | 95AF2DF045V12B-* | Natural Gas | Induced Draft | True | False | 1 | False | Down |  | None | Condensing | Two-Stage Modulating |  | 0.5 | Standard |  | 44000 | 43000 |  |  | 49500 | 230 | 95 | 78 | [8 empty] | Federally-Regulated Consumer Product | 08/01/2016 |  | 07/27/2017
Rheem Sales Company, Inc. | Rheem | R801SA075317ZSA | LPG | Induced Draft | True | False | 1 | False | Down |  | None | Non-Condensing | Single-Stage |  | 0.5 | Standard |  | 75000 | 60000 |  |  | 74000 | 991 | 80 | 78 | [8 empty] | Federally-Regulated Consumer Product | 08/01/2016 |  | 07/27/2017
Rheem Sales Company, Inc. | Rheem | R801SA075317ZSA | Natural Gas | Induced Draft | True | False | 1 | False | Down |  | None | Non-Condensing | Single-Stage |  | 0.5 | Standard |  | 75000 | 60000 |  |  | 74000 | 991 | 80 | 78 | [8 empty] | Federally-Regulated Consumer Product | 08/01/2016 |  | 07/27/2017
Rheem Sales Company, Inc. | Rheem | R801SA075417ZSA | LPG | Induced Draft | True | False | 1 | False | Down |  | None | Non-Condensing | Single-Stage |  | 0.75 | Standard |  | 75000 | 60000 |  |  | 74000 | 1127 | 80 | 78 | [8 empty] | Federally-Regulated Consumer Product | 08/01/2016 |  | 07/27/2017
Rheem Sales Company, Inc. | Rheem | R801SA075417ZSA | Natural Gas | Induced Draft | True | False | 1 | False | Down |  | None | Non-Condensing | Single-Stage |  | 0.75 | Standard |  | 75000 | 60000 |  |  | 74000 | 1127 | 80 | 78 | [8 empty] | Federally-Regulated Consumer Product | 08/01/2016 |  | 07/27/2017
Rheem Sales Company, Inc. | Rheem | R801SA100317ZSA | LPG | Induced Draft | True | False | 1 | False | Down |  | None | Non-Condensing | Single-Stage |  | 0.5 | Standard |  | 100000 | 80000 |  |  | 94000 | 1220 | 80 | 78 | [8 empty] | Federally-Regulated Consumer Product | 08/01/2016 |  | 07/27/2017
Rheem Sales Company, Inc. | Rheem | R801SA100317ZSA | Natural Gas | Induced Draft | True | False | 1 | False | Down |  | None | Non-Condensing | Single-Stage |  | 0.5 | Standard |  | 100000 | 80000 |  |  | 94000 | 1220 | 80 | 78 | [8 empty] | Federally-Regulated Consumer Product | 08/01/2016 |  | 07/27/2017
Rheem Sales Company, Inc. | Rheem | R801SA100421ZSA | LPG | Induced Draft | True | False | 1 | False | Down |  | None | Non-Condensing | Single-Stage |  | 0.5 | Standard |  | 100000 | 80000 |  |  | 95600 | 1034 | 80 | 78 | [8 empty] | Federally-Regulated Consumer Product | 08/01/2016 |  | 07/27/2017
Rheem Sales Company, Inc. | Rheem | R801SA100421ZSA | Natural Gas | Induced Draft | True | False | 1 | False | Down |  | None | Non-Condensing | Single-Stage |  | 0.5 | Standard |  | 100000 | 80000 |  |  | 95600 | 1034 | 80 | 78 | [8 empty] | Federally-Regulated Consumer Product | 08/01/2016 |  | 07/27/2017
Rheem Sales Company, Inc. | Rheem | R801SA100521ZSA | LPG | Induced Draft | True | False | 1 | False | Down |  | None | Non-Condensing | Single-Stage |  | 0.75 | Standard |  | 100000 | 80000 |  |  | 95000 | 1220 | 80 | 78 | [8 empty] | Federally-Regulated Consumer Product | 08/01/2016 |  | 07/27/2017
Rheem Sales Company, Inc. | Rheem | R801SA100521ZSA | Natural Gas | Induced Draft | True | False | 1 | False | Down |  | None | Non-Condensing | Single-Stage |  | 0.75 | Standard |  | 100000 | 80000 |  |  | 95000 | 1220 | 80 | 78 | [8 empty] | Federally-Regulated Consumer Product | 08/01/2016 |  | 07/27/2017
Rheem Sales Company, Inc. | Rheem | R801SA125524ZSA | LPG | Induced Draft | True | False | 1 | False | Down |  | None | Non-Condensing | Single-Stage |  | 0.75 | Standard |  | 125000 | 100000 |  |  | 112000 | 1469 | 80 | 78 | [8 empty] | Federally-Regulated Consumer Product | 08/01/2016 |  | 07/27/2017
Rheem Sales Company, Inc. | Rheem | R801SA125524ZSA | Natural Gas | Induced Draft | True | False | 1 | False | Down |  | None | Non-Condensing | Single-Stage |  | 0.75 | Standard |  | 125000 | 100000 |  |  | 112000 | 1469 | 80 | 78 | [8 empty] | Federally-Regulated Consumer Product | 08/01/2016 |  | 07/27/2017
Rheem Sales Company, Inc. | Rheem | R801SA150524ZSA | LPG | Induced Draft | True | False | 1 | False | Down |  | None | Non-Condensing | Single-Stage |  | 0.75 | Standard |  | 150000 | 120000 |  |  | 133000 | 1463 | 80 | 78 | [8 empty] | Federally-Regulated Consumer Product | 08/01/2016 |  | 07/27/2017
Rheem Sales Company, Inc. | Rheem | R801SA150524ZSA | Natural Gas | Induced Draft | True | False | 1 | False | Down |  | None | Non-Condensing | Single-Stage |  | 0.75 | Standard |  | 150000 | 120000 |  |  | 133000 | 1463 | 80 | 78 | [8 empty] | Federally-Regulated Consumer Product | 08/01/2016 |  | 07/27/2017
Rheem Sales Company, Inc. | Rheem | R801SA050314ZXA | LPG | Induced Draft | True | False | 1 | False | Down |  | None | Non-Condensing | Single-Stage |  | 0.5 | Standard |  | 50000 | 40000 |  |  | 37000 | 657 | 80 | 78 | [8 empty] | Federally-Regulated Consumer Product | 08/01/2016 |  | 07/27/2017
Rheem Sales Company, Inc. | Rheem | R801SA050314ZXA | Natural Gas | Induced Draft | True | False | 1 | False | Down |  | None | Non-Condensing | Single-Stage |  | 0.5 | Standard |  | 50000 | 40000 |  |  | 37000 | 657 | 80 | 78 | [8 empty] | Federally-Regulated Consumer Product | 08/01/2016 |  | 07/27/2017
Rheem Sales Company, Inc. | Rheem | R801SA075317ZXA | LPG | Induced Draft | True | False | 1 | False | Down |  | None | Non-Condensing | Single-Stage |  | 0.5 | Standard |  | 75000 | 60000 |  |  | 74000 | 991 | 80 | 78 | [8 empty] | Federally-Regulated Consumer Product | 08/01/2016 |  | 07/27/2017
Rheem Sales Company, Inc. | Rheem | R801SA075317ZXA | Natural Gas | Induced Draft | True | False | 1 | False | Down |  | None | Non-Condensing | Single-Stage |  | 0.5 | Standard |  | 75000 | 60000 |  |  | 74000 | 991 | 80 | 78 | [8 empty] | Federally-Regulated Consumer Product | 08/01/2016 |  | 07/27/2017
Rheem Sales Company, Inc. | Rheem | R801SA075417ZXA | LPG | Induced Draft | True | False | 1 | False | Down |  | None | Non-Condensing | Single-Stage |  | 0.75 | Standard |  | 75000 | 60000 |  |  | 74000 | 1127 | 80 | 78 | [8 empty] | Federally-Regulated Consumer Product | 08/01/2016 |  | 07/27/2017
Rheem Sales Company, Inc. | Rheem | R801SA075417ZXA | Natural Gas | Induced Draft | True | False | 1 | False | Down |  | None | Non-Condensing | Single-Stage |  | 0.75 | Standard |  | 75000 | 60000 |  |  | 74000 | 1127 | 80 | 78 | [8 empty] | Federally-Regulated Consumer Product | 08/01/2016 |  | 07/27/2017
Rheem Sales Company, Inc. | Rheem | R801SA100317ZXA | LPG | Induced Draft | True | False | 1 | False | Down |  | None | Non-Condensing | Single-Stage |  | 0.5 | Standard |  | 100000 | 80000 |  |  | 94000 | 1220 | 80 | 78 | [8 empty] | Federally-Regulated Consumer Product | 08/01/2016 |  | 07/27/2017
Rheem Sales Company, Inc. | Rheem | R801SA100317ZXA | Natural Gas | Induced Draft | True | False | 1 | False | Down |  | None | Non-Condensing | Single-Stage |  | 0.5 | Standard |  | 100000 | 80000 |  |  | 94000 | 1220 | 80 | 78 | [8 empty] | Federally-Regulated Consumer Product | 08/01/2016 |  | 07/27/2017
Rheem Sales Company, Inc. | Rheem | R801SA100421ZXA | LPG | Induced Draft | True | False | 1 | False | Down |  | None | Non-Condensing | Single-Stage |  | 0.5 | Standard |  | 100000 | 80000 |  |  | 95600 | 1034 | 80 | 78 | [8 empty] | Federally-Regulated Consumer Product | 08/01/2016 |  | 07/27/2017
Rheem Sales Company, Inc. | Rheem | R801SA100421ZXA | Natural Gas | Induced Draft | True | False | 1 | False | Down |  | None | Non-Condensing | Single-Stage |  | 0.5 | Standard |  | 100000 | 80000 |  |  | 95600 | 1034 | 80 | 78 | [8 empty] | Federally-Regulated Consumer Product | 08/01/2016 |  | 07/27/2017
Rheem Sales Company, Inc. | Rheem | R801SA100521ZXA | LPG | Induced Draft | True | False | 1 | False | Down |  | None | Non-Condensing | Single-Stage |  | 0.75 | Standard |  | 100000 | 80000 |  |  | 95000 | 1220 | 80 | 78 | [8 empty] | Federally-Regulated Consumer Product | 08/01/2016 |  | 07/27/2017
Rheem Sales Company, Inc. | Rheem | R801SA100521ZXA | Natural Gas | Induced Draft | True | False | 1 | False | Down |  | None | Non-Condensing | Single-Stage |  | 0.75 | Standard |  | 100000 | 80000 |  |  | 95000 | 1220 | 80 | 78 | [8 empty] | Federally-Regulated Consumer Product | 08/01/2016 |  | 07/27/2017
Rheem Sales Company, Inc. | Rheem | R801SA125524ZXA | LPG | Induced Draft | True | False | 1 | False | Down |  | None | Non-Condensing | Single-Stage |  | 0.75 | Standard |  | 125000 | 100000 |  |  | 112000 | 1469 | 80 | 78 | [8 empty] | Federally-Regulated Consumer Product | 08/01/2016 |  | 07/27/2017
Rheem Sales Company, Inc. | Rheem | R801SA125524ZXA | Natural Gas | Induced Draft | True | False | 1 | False | Down |  | None | Non-Condensing | Single-Stage |  | 0.75 | Standard |  | 125000 | 100000 |  |  | 112000 | 1469 | 80 | 78 | [8 empty] | Federally-Regulated Consumer Product | 08/01/2016 |  | 07/27/2017
Rheem Sales Company, Inc. | Rheem | R801SA150524ZXA | LPG | Induced Draft | True | False | 1 | False | Down |  | None | Non-Condensing | Single-Stage |  | 0.75 | Standard |  | 150000 | 120000 |  |  | 133000 | 1463 | 80 | 78 | [8 empty] | Federally-Regulated Consumer Product | 08/01/2016 |  | 07/27/2017
Rheem Sales Company, Inc. | Rheem | R801SA150524ZXA | Natural Gas | Induced Draft | True | False | 1 | False | Down |  | None | Non-Condensing | Single-Stage |  | 0.75 | Standard |  | 150000 | 120000 |  |  | 133000 | 1463 | 80 | 78 | [8 empty] | Federally-Regulated Consumer Product | 08/01/2016 |  | 07/27/2017
Rheem Sales Company, Inc. | Thermal Zone | TZDF-424JK060AX | LPG | Induced Draft | True | True | 1 | False | Down |  | None | Non-Condensing | Single-Stage |  | 0.33 | Standard |  | 60000 | 48000 |  |  | 58200 | 435 | 81 | 78 | [8 empty] | Federally-Regulated Consumer Product | 08/01/2016 |  | 07/27/2017
Rheem Sales Company, Inc. | Thermal Zone | TZDF-424JK060AX | LPG | Induced Draft | True | True | 1 | False | Horizontal |  | None | Non-Condensing | Single-Stage |  | 0.33 | Standard |  | 60000 | 48000 |  |  | 58200 | 435 | 81 | 78 | [8 empty] | Federally-Regulated Consumer Product | 08/01/2016 |  | 07/27/2017
Rheem Sales Company, Inc. | Thermal Zone | TZDF-424JK060AX | Natural Gas | Induced Draft | True | True | 1 | False | Down |  | None | Non-Condensing | Single-Stage |  | 0.33 | Standard |  | 60000 | 48000 |  |  | 58200 | 435 | 81 | 78 | [8 empty] | Federally-Regulated Consumer Product | 08/01/2016 |  | 07/27/2017
Rheem Sales Company, Inc. | Thermal Zone | TZDF-424JK060AX | Natural Gas | Induced Draft | True | True | 1 | False | Horizontal |  | None | Non-Condensing | Single-Stage |  | 0.33 | Standard |  | 60000 | 48000 |  |  | 58200 | 435 | 81 | 78 | [8 empty] | Federally-Regulated Consumer Product | 08/01/2016 |  | 07/27/2017
Rheem Sales Company, Inc. | Thermal Zone | TZDF-436JK100A | LPG | Induced Draft | True | True | 1 | False | Down |  | None | Non-Condensing | Single-Stage |  | 0.5 | Standard |  | 100000 | 81000 |  |  | 97800 | 556 | 81 | 78 | [8 empty] | Federally-Regulated Consumer Product | 08/01/2016 |  | 07/27/2017
Rheem Sales Company, Inc. | Thermal Zone | TZDF-436JK100A | LPG | Induced Draft | True | True | 1 | False | Horizontal |  | None | Non-Condensing | Single-Stage |  | 0.5 | Standard |  | 100000 | 81000 |  |  | 97800 | 556 | 81 | 78 | [8 empty] | Federally-Regulated Consumer Product | 08/01/2016 |  | 07/27/2017
Rheem Sales Company, Inc. | Thermal Zone | TZDF-436JK100A | Natural Gas | Induced Draft | True | True | 1 | False | Down |  | None | Non-Condensing | Single-Stage |  | 0.5 | Standard |  | 100000 | 81000 |  |  | 97800 | 556 | 81 | 78 | [8 empty] | Federally-Regulated Consumer Product | 08/01/2016 |  | 07/27/2017
Rheem Sales Company, Inc. | Thermal Zone | TZDF-436JK100A | Natural Gas | Induced Draft | True | True | 1 | False | Horizontal |  | None | Non-Condensing | Single-Stage |  | 0.5 | Standard |  | 100000 | 81000 |  |  | 97800 | 556 | 81 | 78 | [8 empty] | Federally-Regulated Consumer Product | 08/01/2016 |  | 07/27/2017
Rheem Sales Company, Inc. | Thermal Zone | TZDF-436JK100AX | LPG | Induced Draft | True | True | 1 | False | Down |  | None | Non-Condensing | Single-Stage |  | 0.5 | Standard |  | 100000 | 81000 |  |  | 97800 | 556 | 81 | 78 | [8 empty] | Federally-Regulated Consumer Product | 08/01/2016 |  | 07/27/2017
Rheem Sales Company, Inc. | Thermal Zone | TZDF-436JK100AX | LPG | Induced Draft | True | True | 1 | False | Horizontal |  | None | Non-Condensing | Single-Stage |  | 0.5 | Standard |  | 100000 | 81000 |  |  | 97800 | 556 | 81 | 78 | [8 empty] | Federally-Regulated Consumer Product | 08/01/2016 |  | 07/27/2017
Rheem Sales Company, Inc. | Thermal Zone | TZDF-436JK100AX | Natural Gas | Induced Draft | True | True | 1 | False | Down |  | None | Non-Condensing | Single-Stage |  | 0.5 | Standard |  | 100000 | 81000 |  |  | 97800 | 556 | 81 | 78 | [8 empty] | Federally-Regulated Consumer Product | 08/01/2016 |  | 07/27/2017
Rheem Sales Company, Inc. | Thermal Zone | TZDF-436JK100AX | Natural Gas | Induced Draft | True | True | 1 | False | Horizontal |  | None | Non-Condensing | Single-Stage |  | 0.5 | Standard |  | 100000 | 81000 |  |  | 97800 | 556 | 81 | 78 | [8 empty] | Federally-Regulated Consumer Product | 08/01/2016 |  | 07/27/2017
Rheem Sales Company, Inc. | Thermal Zone | TZDF-442JK100A | LPG | Induced Draft | True | True | 1 | False | Down |  | None | Non-Condensing | Single-Stage |  | 0.75 | Standard |  | 100000 | 81000 |  |  | 97800 | 556 | 81 | 78 | [8 empty] | Federally-Regulated Consumer Product | 08/01/2016 |  | 07/27/2017
Rheem Sales Company, Inc. | Thermal Zone | TZDF-442JK100A | LPG | Induced Draft | True | True | 1 | False | Horizontal |  | None | Non-Condensing | Single-Stage |  | 0.75 | Standard |  | 100000 | 81000 |  |  | 97800 | 556 | 81 | 78 | [8 empty] | Federally-Regulated Consumer Product | 08/01/2016 |  | 07/27/2017
Rheem Sales Company, Inc. | Thermal Zone | TZDF-442JK100A | Natural Gas | Induced Draft | True | True | 1 | False | Down |  | None | Non-Condensing | Single-Stage |  | 0.75 | Standard |  | 100000 | 81000 |  |  | 97800 | 556 | 81 | 78 | [8 empty] | Federally-Regulated Consumer Product | 08/01/2016 |  | 07/27/2017
Rheem Sales Company, Inc. | Thermal Zone | TZDF-442JK100A | Natural Gas | Induced Draft | True | True | 1 | False | Horizontal |  | None | Non-Condensing | Single-Stage |  | 0.75 | Standard |  | 100000 | 81000 |  |  | 97800 | 556 | 81 | 78 | [8 empty] | Federally-Regulated Consumer Product | 08/01/2016 |  | 07/27/2017
Rheem Sales Company, Inc. | Thermal Zone | TZDF-442JK100AX | LPG | Induced Draft | True | True | 1 | False | Down |  | None | Non-Condensing | Single-Stage |  | 0.75 | Standard |  | 100000 | 81000 |  |  | 97800 | 556 | 81 | 78 | [8 empty] | Federally-Regulated Consumer Product | 08/01/2016 |  | 07/27/2017
Rheem Sales Company, Inc. | Thermal Zone | TZDF-442JK100AX | LPG | Induced Draft | True | True | 1 | False | Horizontal |  | None | Non-Condensing | Single-Stage |  | 0.75 | Standard |  | 100000 | 81000 |  |  | 97800 | 556 | 81 | 78 | [8 empty] | Federally-Regulated Consumer Product | 08/01/2016 |  | 07/27/2017
Rheem Sales Company, Inc. | Thermal Zone | TZDF-442JK100AX | Natural Gas | Induced Draft | True | True | 1 | False | Down |  | None | Non-Condensing | Single-Stage |  | 0.75 | Standard |  | 100000 | 81000 |  |  | 97800 | 556 | 81 | 78 | [8 empty] | Federally-Regulated Consumer Product | 08/01/2016 |  | 07/27/2017
Rheem Sales Company, Inc. | Thermal Zone | TZDF-442JK100AX | Natural Gas | Induced Draft | True | True | 1 | False | Horizontal |  | None | Non-Condensing | Single-Stage |  | 0.75 | Standard |  | 100000 | 81000 |  |  | 97800 | 556 | 81 | 78 | [8 empty] | Federally-Regulated Consumer Product | 08/01/2016 |  | 07/27/2017
Rheem Sales Company, Inc. | Thermal Zone | TZDF-448JK100A | LPG | Induced Draft | True | True | 1 | False | Down |  | None | Non-Condensing | Single-Stage |  | 0.75 | Standard |  | 100000 | 81000 |  |  | 97800 | 556 | 81 | 78 | [8 empty] | Federally-Regulated Consumer Product | 08/01/2016 |  | 07/27/2017
Rheem Sales Company, Inc. | Thermal Zone | TZDF-448JK100A | LPG | Induced Draft | True | True | 1 | False | Horizontal |  | None | Non-Condensing | Single-Stage |  | 0.75 | Standard |  | 100000 | 81000 |  |  | 97800 | 556 | 81 | 78 | [8 empty] | Federally-Regulated Consumer Product | 08/01/2016 |  | 07/27/2017
Rheem Sales Company, Inc. | Thermal Zone | TZDF-448JK100A | Natural Gas | Induced Draft | True | True | 1 | False | Down |  | None | Non-Condensing | Single-Stage |  | 0.75 | Standard |  | 100000 | 81000 |  |  | 97800 | 556 | 81 | 78 | [8 empty] | Federally-Regulated Consumer Product | 08/01/2016 |  | 07/27/2017
Rheem Sales Company, Inc. | Thermal Zone | TZDF-448JK100A | Natural Gas | Induced Draft | True | True | 1 | False | Horizontal |  | None | Non-Condensing | Single-Stage |  | 0.75 | Standard |  | 100000 | 81000 |  |  | 97800 | 556 | 81 | 78 | [8 empty] | Federally-Regulated Consumer Product | 08/01/2016 |  | 07/27/2017
Rheem Sales Company, Inc. | Thermal Zone | TZDF-448JK100AX | LPG | Induced Draft | True | True | 1 | False | Down |  | None | Non-Condensing | Single-Stage |  | 0.75 | Standard |  | 100000 | 81000 |  |  | 97800 | 556 | 81 | 78 | [8 empty] | Federally-Regulated Consumer Product | 08/01/2016 |  | 07/27/2017
Rheem Sales Company, Inc. | Thermal Zone | TZDF-448JK100AX | LPG | Induced Draft | True | True | 1 | False | Horizontal |  | None | Non-Condensing | Single-Stage |  | 0.75 | Standard |  | 100000 | 81000 |  |  | 97800 | 556 | 81 | 78 | [8 empty] | Federally-Regulated Consumer Product | 08/01/2016 |  | 07/27/2017
Rheem Sales Company, Inc. | Thermal Zone | TZDF-448JK100AX | Natural Gas | Induced Draft | True | True | 1 | False | Down |  | None | Non-Condensing | Single-Stage |  | 0.75 | Standard |  | 100000 | 81000 |  |  | 97800 | 556 | 81 | 78 | [8 empty] | Federally-Regulated Consumer Product | 08/01/2016 |  | 07/27/2017
Rheem Sales Company, Inc. | Thermal Zone | TZDF-448JK100AX | Natural Gas | Induced Draft | True | True | 1 | False | Horizontal |  | None | Non-Condensing | Single-Stage |  | 0.75 | Standard |  | 100000 | 81000 |  |  | 97800 | 556 | 81 | 78 | [8 empty] | Federally-Regulated Consumer Product | 08/01/2016 |  | 07/27/2017
Trane U.S. Inc. | Trane | 4DCY4024C1060** | LPG | Induced Draft | True | True | 1 | False | Down |  | None | Non-Condensing | Two-Stage Modulating |  | 0.5 | Standard |  | 60000 | 49000 |  |  | 58000 | 156 | 81 | 78 | [8 empty] | Federally-Regulated Consumer Product | 09/30/2015 |  | 07/27/2017
Trane U.S. Inc. | Trane | 4DCY4024C1060** | LPG | Induced Draft | True | True | 1 | False | Horizontal |  | None | Non-Condensing | Two-Stage Modulating |  | 0.5 | Standard |  | 60000 | 49000 |  |  | 58000 | 156 | 81 | 78 | [8 empty] | Federally-Regulated Consumer Product | 09/30/2015 |  | 07/27/2017
Trane U.S. Inc. | Trane | 4DCY4024C1060** | Natural Gas | Induced Draft | True | True | 1 | False | Down |  | None | Non-Condensing | Two-Stage Modulating |  | 0.5 | Standard |  | 60000 | 49000 |  |  | 58000 | 156 | 81 | 78 | [8 empty] | Federally-Regulated Consumer Product | 09/30/2015 |  | 07/27/2017
Trane U.S. Inc. | Trane | 4DCY4024C1060** | Natural Gas | Induced Draft | True | True | 1 | False | Horizontal |  | None | Non-Condensing | Two-Stage Modulating |  | 0.5 | Standard |  | 60000 | 49000 |  |  | 58000 | 156 | 81 | 78 | [8 empty] | Federally-Regulated Consumer Product | 09/30/2015 |  | 07/27/2017
Carrier Corp. - Syracuse | Carrier | 59MN7A120V24--22 | LPG | Induced Draft | True | False | 1 | False | Up |  | None | Condensing | Step Modulating |  | 1 | Standard |  | 120000 | 117000 |  |  | 109000 | 505 | 97.2 | 78 | [8 empty] | Federally-Regulated Consumer Product | 11/28/2016 |  | 08/08/2017
Carrier Corp. - Syracuse | Carrier | 59MN7A120V24--22 | LPG | Induced Draft | True | False | 1 | False | Horizontal |  | None | Condensing | Step Modulating |  | 1 | Standard |  | 120000 | 117000 |  |  | 109000 | 505 | 97.2 | 78 | [8 empty] | Federally-Regulated Consumer Product | 11/28/2016 |  | 08/08/2017
Carrier Corp. - Syracuse | Carrier | 59MN7A120V24--22 | Natural Gas | Induced Draft | True | False | 1 | False | Up |  | None | Condensing | Step Modulating |  | 1 | Standard |  | 120000 | 117000 |  |  | 109000 | 505 | 97.2 | 78 | [8 empty] | Federally-Regulated Consumer Product | 11/28/2016 |  | 08/08/2017
Carrier Corp. - Syracuse | Carrier | 59MN7A120V24--22 | Natural Gas | Induced Draft | True | False | 1 | False | Horizontal |  | None | Condensing | Step Modulating |  | 1 | Standard |  | 120000 | 117000 |  |  | 109000 | 505 | 97.2 | 78 | [8 empty] | Federally-Regulated Consumer Product | 11/28/2016 |  | 08/08/2017
Carrier Corp. - Syracuse | Carrier | 59SP5A060E17--14 | LPG | Induced Draft | True | False | 1 | False | Up |  | None | Condensing | Single-Stage |  | 0.75 | Standard |  | 60000 | 58000 |  |  | 49000 | 253 | 96.5 | 78 | [8 empty] | Federally-Regulated Consumer Product | 11/28/2016 |  | 08/08/2017
Carrier Corp. - Syracuse | Carrier | 59SP5A060E17--14 | LPG | Induced Draft | True | False | 1 | False | Horizontal |  | None | Condensing | Single-Stage |  | 0.75 | Standard |  | 60000 | 58000 |  |  | 49000 | 253 | 96.5 | 78 | [8 empty] | Federally-Regulated Consumer Product | 11/28/2016 |  | 08/08/2017
Carrier Corp. - Syracuse | Carrier | 59SP5A060E17--14 | Natural Gas | Induced Draft | True | False | 1 | False | Up |  | None | Condensing | Single-Stage |  | 0.75 | Standard |  | 60000 | 58000 |  |  | 49000 | 253 | 96.5 | 78 | [8 empty] | Federally-Regulated Consumer Product | 11/28/2016 |  | 08/08/2017
Carrier Corp. - Syracuse | Carrier | 59SP5A060E17--14 | Natural Gas | Induced Draft | True | False | 1 | False | Horizontal |  | None | Condensing | Single-Stage |  | 0.75 | Standard |  | 60000 | 58000 |  |  | 49000 | 253 | 96.5 | 78 | [8 empty] | Federally-Regulated Consumer Product | 11/28/2016 |  | 08/08/2017
Carrier Corp. - Syracuse | Carrier | 59TN6A100V21--22 | LPG | Induced Draft | True | False | 1 | False | Up |  | None | Condensing | Two-Stage Modulating |  | 1 | Standard |  | 100000 | 97000 |  |  | 96900 | 464 | 96.1 | 78 | [8 empty] | Federally-Regulated Consumer Product | 11/28/2016 |  | 08/08/2017
Carrier Corp. - Syracuse | Carrier | 59TN6A100V21--22 | LPG | Induced Draft | True | False | 1 | False | Horizontal |  | None | Condensing | Two-Stage Modulating |  | 1 | Standard |  | 100000 | 97000 |  |  | 96900 | 464 | 96.1 | 78 | [8 empty] | Federally-Regulated Consumer Product | 11/28/2016 |  | 08/08/2017
Carrier Corp. - Syracuse | Carrier | 59TN6A100V21--22 | Natural Gas | Induced Draft | True | False | 1 | False | Up |  | None | Condensing | Two-Stage Modulating |  | 1 | Standard |  | 100000 | 97000 |  |  | 96900 | 464 | 96.1 | 78 | [8 empty] | Federally-Regulated Consumer Product | 11/28/2016 |  | 08/08/2017
Carrier Corp. - Syracuse | Carrier | 59TN6A100V21--22 | Natural Gas | Induced Draft | True | False | 1 | False | Horizontal |  | None | Condensing | Two-Stage Modulating |  | 1 | Standard |  | 100000 | 97000 |  |  | 96900 | 464 | 96.1 | 78 | [8 empty] | Federally-Regulated Consumer Product | 11/28/2016 |  | 08/08/2017
Carrier Corp. - Syracuse | Carrier | 59MN7A100V21--22 | LPG | Induced Draft | True | False | 1 | False | Up |  | None | Condensing | Step Modulating |  | 1 | Standard |  | 100000 | 98000 |  |  | 94800 | 379 | 97.3 | 78 | [8 empty] | Federally-Regulated Consumer Product | 10/28/2016 |  | 08/08/2017
Carrier Corp. - Syracuse | Carrier | 59MN7A100V21--22 | LPG | Induced Draft | True | False | 1 | False | Horizontal |  | None | Condensing | Step Modulating |  | 1 | Standard |  | 100000 | 98000 |  |  | 94800 | 379 | 97.3 | 78 | [8 empty] | Federally-Regulated Consumer Product | 10/28/2016 |  | 08/08/2017
Carrier Corp. - Syracuse | Carrier | 59TP6A060E14--12 | LPG | Induced Draft | True | False | 1 | False | Up |  | None | Condensing | Two-Stage Modulating |  | 0.5 | Standard |  | 60000 | 58000 |  |  | 48400 | 248 | 95 | 78 | [8 empty] | Federally-Regulated Consumer Product | 11/17/2015 |  | 08/08/2017
Carrier Corp. - Syracuse | Carrier | 59TP6A060E14--12 | LPG | Induced Draft | True | False | 1 | False | Horizontal |  | None | Condensing | Two-Stage Modulating |  | 0.5 | Standard |  | 60000 | 58000 |  |  | 48400 | 248 | 95 | 78 | [8 empty] | Federally-Regulated Consumer Product | 11/17/2015 |  | 08/08/2017
Carrier Corp. - Syracuse | Carrier | 59TP6A060E14--12 | Natural Gas | Induced Draft | True | False | 1 | False | Up |  | None | Condensing | Two-Stage Modulating |  | 0.5 | Standard |  | 60000 | 58000 |  |  | 48400 | 248 | 95 | 78 | [8 empty] | Federally-Regulated Consumer Product | 11/17/2015 |  | 08/08/2017
Carrier Corp. - Syracuse | Carrier | 59TP6A060E14--12 | Natural Gas | Induced Draft | True | False | 1 | False | Horizontal |  | None | Condensing | Two-Stage Modulating |  | 0.5 | Standard |  | 60000 | 58000 |  |  | 48400 | 248 | 95 | 78 | [8 empty] | Federally-Regulated Consumer Product | 11/17/2015 |  | 08/08/2017
Carrier Corp. - Syracuse | Carrier | 59SC5A026S14--08 | LPG | Induced Draft | True | False | 1 | False | Up |  | None | Condensing | Single-Stage |  | 0.25 | Standard |  | 26000 | 25000 |  |  | 24300 | 271 | 95.5 | 78 | [8 empty] | Federally-Regulated Consumer Product | 10/28/2016 |  | 08/08/2017
Carrier Corp. - Syracuse | Carrier | 59SC5A026S14--08 | LPG | Induced Draft | True | False | 1 | False | Horizontal |  | None | Condensing | Single-Stage |  | 0.25 | Standard |  | 26000 | 25000 |  |  | 24300 | 271 | 95.5 | 78 | [8 empty] | Federally-Regulated Consumer Product | 10/28/2016 |  | 08/08/2017
Carrier Corp. - Syracuse | Carrier | 59SP5A026E14--10 | LPG | Induced Draft | True | False | 1 | False | Up |  | None | Condensing | Single-Stage |  | 0.33 | Standard |  | 26000 | 25000 |  |  | 24700 | 130 | 96 | 78 | [8 empty] | Federally-Regulated Consumer Product | 10/28/2016 |  | 08/08/2017
Carrier Corp. - Syracuse | Carrier | 59SP5A026E14--10 | LPG | Induced Draft | True | False | 1 | False | Horizontal |  | None | Condensing | Single-Stage |  | 0.33 | Standard |  | 26000 | 25000 |  |  | 24700 | 130 | 96 | 78 | [8 empty] | Federally-Regulated Consumer Product | 10/28/2016 |  | 08/08/2017
Carrier Corp. - Syracuse | Carrier | 59MN7A100V21--22*D | LPG | Induced Draft | True | False | 1 | False | Down |  | None | Condensing | Step Modulating |  | 1 | Standard |  | 100000 | 95000 |  |  | 98700 | 377 | 94 | 78 | [8 empty] | Federally-Regulated Consumer Product | 09/16/2016 |  | 08/08/2017
Carrier Corp. - Syracuse | Carrier | 59MN7A100V21--22*D | Natural Gas | Induced Draft | True | False | 1 | False | Down |  | None | Condensing | Step Modulating |  | 1 | Standard |  | 100000 | 95000 |  |  | 98700 | 377 | 94 | 78 | [8 empty] | Federally-Regulated Consumer Product | 09/16/2016 |  | 08/08/2017
Carrier Corp. - Syracuse | Carrier | 59SP5A060E17--14** | LPG | Induced Draft | True | False | 1 | True | Up |  | None | Condensing | Single-Stage |  | 0.75 | Standard |  | 60000 | 58000 |  |  | 49000 | 253 | 96.5 | 75 | [8 empty] | Federally-Regulated Consumer Product | 11/28/2016 |  | 08/08/2017
Carrier Corp. - Syracuse | Carrier | 59SP5A060E17--14** | LPG | Induced Draft | True | False | 1 | True | Horizontal |  | None | Condensing | Single-Stage |  | 0.75 | Standard |  | 60000 | 58000 |  |  | 49000 | 253 | 96.5 | 75 | [8 empty] | Federally-Regulated Consumer Product | 11/28/2016 |  | 08/08/2017
Carrier Corp. - Syracuse | Carrier | 59SP5A060E17--14** | Natural Gas | Induced Draft | True | False | 1 | True | Up |  | None | Condensing | Single-Stage |  | 0.75 | Standard |  | 60000 | 58000 |  |  | 49000 | 253 | 96.5 | 75 | [8 empty] | Federally-Regulated Consumer Product | 11/28/2016 |  | 08/08/2017
Carrier Corp. - Syracuse | Carrier | 59SP5A060E17--14** | Natural Gas | Induced Draft | True | False | 1 | True | Horizontal |  | None | Condensing | Single-Stage |  | 0.75 | Standard |  | 60000 | 58000 |  |  | 49000 | 253 | 96.5 | 75 | [8 empty] | Federally-Regulated Consumer Product | 11/28/2016 |  | 08/08/2017
Allied Air | Airease | FPBB050A3* | LPG | Induced Draft | True | False | 1 | False | Horizontal |  | None | Non-Condensing | Single-Stage |  | 0.33 | Standard |  | 50000 | 40000 |  |  | 38700 | 304 | 80 | 78 | [8 empty] | Federally-Regulated Consumer Product | 02/09/2017 |  | 08/14/2017
Allied Air | Airease | FPBB050A3* | Natural Gas | Induced Draft | True | False | 1 | False | Horizontal |  | None | Non-Condensing | Single-Stage |  | 0.33 | Standard |  | 50000 | 40000 |  |  | 38700 | 304 | 80 | 78 | [8 empty] | Federally-Regulated Consumer Product | 02/09/2017 |  | 08/14/2017
Allied Air | Airease | A95DF2E070B16*-* | LPG | Induced Draft | True | False | 1 | False | Down |  | None | Condensing | Two-Stage Modulating |  | 0.75 | Standard |  | 66000 | 64000 |  |  | 65500 | 281 | 95 | 78 | [8 empty] | Federally-Regulated Consumer Product | 09/30/2015 |  | 08/14/2017
Allied Air | Airease | A95DF2E070B16*-* | Natural Gas | Induced Draft | True | False | 1 | False | Down |  | None | Condensing | Two-Stage Modulating |  | 0.75 | Standard |  | 66000 | 64000 |  |  | 65500 | 281 | 95 | 78 | [8 empty] | Federally-Regulated Consumer Product | 09/30/2015 |  | 08/14/2017
Allied Air | ARMSTRONG AIR | PRPGE1624-072**-*** | LPG | Induced Draft | True | True | 1 | False | Down |  | None | Non-Condensing | Two-Stage Modulating |  | 0.5 | Standard |  | 72000 | 59000 |  |  | 57400 | 289 | 81 | 78 | [8 empty] | Federally-Regulated Consumer Product | 09/16/2016 |  | 08/14/2017
Allied Air | ARMSTRONG AIR | PRPGE1624-072**-*** | LPG | Induced Draft | True | True | 1 | False | Horizontal |  | None | Non-Condensing | Two-Stage Modulating |  | 0.5 | Standard |  | 72000 | 59000 |  |  | 57400 | 289 | 81 | 78 | [8 empty] | Federally-Regulated Consumer Product | 09/16/2016 |  | 08/14/2017
Allied Air | ARMSTRONG AIR | PRPGE1624-072**-*** | Natural Gas | Induced Draft | True | True | 1 | False | Down |  | None | Non-Condensing | Two-Stage Modulating |  | 0.5 | Standard |  | 72000 | 59000 |  |  | 57400 | 289 | 81 | 78 | [8 empty] | Federally-Regulated Consumer Product | 09/16/2016 |  | 08/14/2017
Allied Air | ARMSTRONG AIR | PRPGE1624-072**-*** | Natural Gas | Induced Draft | True | True | 1 | False | Horizontal |  | None | Non-Condensing | Two-Stage Modulating |  | 0.5 | Standard |  | 72000 | 59000 |  |  | 57400 | 289 | 81 | 78 | [8 empty] | Federally-Regulated Consumer Product | 09/16/2016 |  | 08/14/2017
Allied Air | Concord | FPBB050A3* | LPG | Induced Draft | True | False | 1 | False | Horizontal |  | None | Non-Condensing | Single-Stage |  | 0.33 | Standard |  | 50000 | 40000 |  |  | 38700 | 304 | 80 | 78 | [8 empty] | Federally-Regulated Consumer Product | 02/09/2017 |  | 08/14/2017
Allied Air | Concord | FPBB050A3* | Natural Gas | Induced Draft | True | False | 1 | False | Horizontal |  | None | Non-Condensing | Single-Stage |  | 0.33 | Standard |  | 50000 | 40000 |  |  | 38700 | 304 | 80 | 78 | [8 empty] | Federally-Regulated Consumer Product | 02/09/2017 |  | 08/14/2017
Allied Air | Concord | 92G1UH070BP08-* | LPG | Induced Draft | True | False | 1 | False | Up |  | None | Condensing | Single-Stage |  | 0.2 | Standard |  | 66000 | 62000 |  |  | 67900 | 585 | 92.1 | 78 | [8 empty] | Federally-Regulated Consumer Product | 02/09/2017 |  | 08/14/2017
Allied Air | Concord | 92G1UH070BP08-* | LPG | Induced Draft | True | False | 1 | False | Horizontal |  | None | Condensing | Single-Stage |  | 0.2 | Standard |  | 66000 | 62000 |  |  | 67900 | 585 | 92.1 | 78 | [8 empty] | Federally-Regulated Consumer Product | 02/09/2017 |  | 08/14/2017
Allied Air | Concord | 92G1UH070BP08-* | Natural Gas | Induced Draft | True | False | 1 | False | Up |  | None | Condensing | Single-Stage |  | 0.2 | Standard |  | 66000 | 62000 |  |  | 67900 | 585 | 92.1 | 78 | [8 empty] | Federally-Regulated Consumer Product | 02/09/2017 |  | 08/14/2017
Allied Air | Concord | 92G1UH070BP08-* | Natural Gas | Induced Draft | True | False | 1 | False | Horizontal |  | None | Condensing | Single-Stage |  | 0.2 | Standard |  | 66000 | 62000 |  |  | 67900 | 585 | 92.1 | 78 | [8 empty] | Federally-Regulated Consumer Product | 02/09/2017 |  | 08/14/2017
Allied Air | Ducane | FPBB050A3* | LPG | Induced Draft | True | False | 1 | False | Horizontal |  | None | Non-Condensing | Single-Stage |  | 0.33 | Standard |  | 50000 | 40000 |  |  | 38700 | 304 | 80 | 78 | [8 empty] | Federally-Regulated Consumer Product | 02/09/2017 |  | 08/14/2017
Allied Air | Ducane | FPBB050A3* | Natural Gas | Induced Draft | True | False | 1 | False | Horizontal |  | None | Non-Condensing | Single-Stage |  | 0.33 | Standard |  | 50000 | 40000 |  |  | 38700 | 304 | 80 | 78 | [8 empty] | Federally-Regulated Consumer Product | 02/09/2017 |  | 08/14/2017
Allied Air | Ducane | 92G1UH070BP08-* | LPG | Induced Draft | True | False | 1 | False | Up |  | None | Condensing | Single-Stage |  | 0.2 | Standard |  | 66000 | 62000 |  |  | 67900 | 585 | 92.1 | 78 | [8 empty] | Federally-Regulated Consumer Product | 02/09/2017 |  | 08/14/2017
Allied Air | Ducane | 92G1UH070BP08-* | LPG | Induced Draft | True | False | 1 | False | Horizontal |  | None | Condensing | Single-Stage |  | 0.2 | Standard |  | 66000 | 62000 |  |  | 67900 | 585 | 92.1 | 78 | [8 empty] | Federally-Regulated Consumer Product | 02/09/2017 |  | 08/14/2017
Allied Air | Ducane | 92G1UH070BP08-* | Natural Gas | Induced Draft | True | False | 1 | False | Up |  | None | Condensing | Single-Stage |  | 0.2 | Standard |  | 66000 | 62000 |  |  | 67900 | 585 | 92.1 | 78 | [8 empty] | Federally-Regulated Consumer Product | 02/09/2017 |  | 08/14/2017
Allied Air | Ducane | 92G1UH070BP08-* | Natural Gas | Induced Draft | True | False | 1 | False | Horizontal |  | None | Condensing | Single-Stage |  | 0.2 | Standard |  | 66000 | 62000 |  |  | 67900 | 585 | 92.1 | 78 | [8 empty] | Federally-Regulated Consumer Product | 02/09/2017 |  | 08/14/2017
Carrier Corp. - Syracuse | Bryant | 925SA36060E14* | LPG | Induced Draft | True | False | 1 | False | Up |  | None | Condensing | Single-Stage |  | 0.5 | Standard |  | 60000 | 58000 |  |  | 49400 | 289 | 95.5 | 78 | [8 empty] | Federally-Regulated Consumer Product | 08/16/2016 |  | 08/14/2017
Carrier Corp. - Syracuse | Bryant | 925SA36060E14* | LPG | Induced Draft | True | False | 1 | False | Down |  | None | Condensing | Single-Stage |  | 0.5 | Standard |  | 60000 | 58000 |  |  | 49400 | 289 | 95.5 | 78 | [8 empty] | Federally-Regulated Consumer Product | 08/16/2016 |  | 08/14/2017
Carrier Corp. - Syracuse | Bryant | 925SA36060E14* | LPG | Induced Draft | True | False | 1 | False | Horizontal |  | None | Condensing | Single-Stage |  | 0.5 | Standard |  | 60000 | 58000 |  |  | 49400 | 289 | 95.5 | 78 | [8 empty] | Federally-Regulated Consumer Product | 08/16/2016 |  | 08/14/2017
Carrier Corp. - Syracuse | Bryant | 925SA36060E14* | Natural Gas | Induced Draft | True | False | 1 | False | Up |  | None | Condensing | Single-Stage |  | 0.5 | Standard |  | 60000 | 58000 |  |  | 49400 | 289 | 95.5 | 78 | [8 empty] | Federally-Regulated Consumer Product | 08/16/2016 |  | 08/14/2017
Carrier Corp. - Syracuse | Bryant | 925SA36060E14* | Natural Gas | Induced Draft | True | False | 1 | False | Down |  | None | Condensing | Single-Stage |  | 0.5 | Standard |  | 60000 | 58000 |  |  | 49400 | 289 | 95.5 | 78 | [8 empty] | Federally-Regulated Consumer Product | 08/16/2016 |  | 08/14/2017
Carrier Corp. - Syracuse | Bryant | 925SA36060E14* | Natural Gas | Induced Draft | True | False | 1 | False | Horizontal |  | None | Condensing | Single-Stage |  | 0.5 | Standard |  | 60000 | 58000 |  |  | 49400 | 289 | 95.5 | 78 | [8 empty] | Federally-Regulated Consumer Product | 08/16/2016 |  | 08/14/2017
Carrier Corp. - Syracuse | Carrier | 58STA135-22 | LPG | Induced Draft | True | False | 1 | False | Up |  | None | Non-Condensing | Single-Stage |  | 0.75 | Standard |  | 132000 | 107000 |  |  | 114600 | 1340 | 80 | 78 | [8 empty] | Federally-Regulated Consumer Product | 05/24/2016 |  | 08/14/2017
Carrier Corp. - Syracuse | Carrier | 58STA135-22 | LPG | Induced Draft | True | False | 1 | False | Down |  | None | Non-Condensing | Single-Stage |  | 0.75 | Standard |  | 132000 | 107000 |  |  | 114600 | 1340 | 80 | 78 | [8 empty] | Federally-Regulated Consumer Product | 05/24/2016 |  | 08/14/2017
Carrier Corp. - Syracuse | Carrier | 58STA135-22 | LPG | Induced Draft | True | False | 1 | False | Horizontal |  | None | Non-Condensing | Single-Stage |  | 0.75 | Standard |  | 132000 | 107000 |  |  | 114600 | 1340 | 80 | 78 | [8 empty] | Federally-Regulated Consumer Product | 05/24/2016 |  | 08/14/2017
Carrier Corp. - Syracuse | Carrier | 58STA135-22 | Natural Gas | Induced Draft | True | False | 1 | False | Up |  | None | Non-Condensing | Single-Stage |  | 0.75 | Standard |  | 132000 | 107000 |  |  | 114600 | 1340 | 80 | 78 | [8 empty] | Federally-Regulated Consumer Product | 05/24/2016 |  | 08/14/2017
Carrier Corp. - Syracuse | Carrier | 58STA135-22 | Natural Gas | Induced Draft | True | False | 1 | False | Down |  | None | Non-Condensing | Single-Stage |  | 0.75 | Standard |  | 132000 | 107000 |  |  | 114600 | 1340 | 80 | 78 | [8 empty] | Federally-Regulated Consumer Product | 05/24/2016 |  | 08/14/2017
Carrier Corp. - Syracuse | Carrier | 58STA135-22 | Natural Gas | Induced Draft | True | False | 1 | False | Horizontal |  | None | Non-Condensing | Single-Stage |  | 0.75 | Standard |  | 132000 | 107000 |  |  | 114600 | 1340 | 80 | 78 | [8 empty] | Federally-Regulated Consumer Product | 05/24/2016 |  | 08/14/2017
Carrier Corp. - Syracuse | Carrier | 58STX135-22 | LPG | Induced Draft | True | False | 1 | False | Up |  | None | Non-Condensing | Single-Stage |  | 0.75 | Standard |  | 132000 | 107000 |  |  | 114600 | 1340 | 80 | 78 | [8 empty] | Federally-Regulated Consumer Product | 05/24/2016 |  | 08/14/2017
Carrier Corp. - Syracuse | Carrier | 58STX135-22 | Natural Gas | Induced Draft | True | False | 1 | False | Up |  | None | Non-Condensing | Single-Stage |  | 0.75 | Standard |  | 132000 | 107000 |  |  | 114600 | 1340 | 80 | 78 | [8 empty] | Federally-Regulated Consumer Product | 05/24/2016 |  | 08/14/2017
Carrier Corp. - Syracuse | Carrier | 58STX135-22* | LPG | Induced Draft | True | False | 1 | False | Down |  | None | Non-Condensing | Single-Stage |  | 0.75 | Standard |  | 126000 | 102000 |  |  | 114300 | 1403 | 80 | 78 | [8 empty] | Federally-Regulated Consumer Product | 05/24/2016 |  | 08/14/2017
Carrier Corp. - Syracuse | Carrier | 58STX135-22* | LPG | Induced Draft | True | False | 1 | False | Horizontal |  | None | Non-Condensing | Single-Stage |  | 0.75 | Standard |  | 126000 | 102000 |  |  | 114300 | 1403 | 80 | 78 | [8 empty] | Federally-Regulated Consumer Product | 05/24/2016 |  | 08/14/2017
Carrier Corp. - Syracuse | Carrier | 58STX135-22* | Natural Gas | Induced Draft | True | False | 1 | False | Down |  | None | Non-Condensing | Single-Stage |  | 0.75 | Standard |  | 126000 | 102000 |  |  | 114300 | 1403 | 80 | 78 | [8 empty] | Federally-Regulated Consumer Product | 05/24/2016 |  | 08/14/2017
Carrier Corp. - Syracuse | Carrier | 58STX135-22* | Natural Gas | Induced Draft | True | False | 1 | False | Horizontal |  | None | Non-Condensing | Single-Stage |  | 0.75 | Standard |  | 126000 | 102000 |  |  | 114300 | 1403 | 80 | 78 | [8 empty] | Federally-Regulated Consumer Product | 05/24/2016 |  | 08/14/2017
Carrier Corp. - Syracuse | Carrier | 58CTX090-16 | LPG | Induced Draft | True | False | 1 | False | Up |  | None | Non-Condensing | Two-Stage Modulating |  | 0.5 | Standard |  | 88000 | 71000 |  |  | 74300 | 665 | 80 | 78 | [8 empty] | Federally-Regulated Consumer Product | 04/17/2017 |  | 08/14/2017
Carrier Corp. - Syracuse | Carrier | 58CTX090-16 | Natural Gas | Induced Draft | True | False | 1 | False | Up |  | None | Non-Condensing | Two-Stage Modulating |  | 0.5 | Standard |  | 88000 | 71000 |  |  | 74300 | 665 | 80 | 78 | [8 empty] | Federally-Regulated Consumer Product | 04/17/2017 |  | 08/14/2017
Carrier Corp. - Syracuse | Carrier | 59TN6A060V17--14 | LPG | Induced Draft | True | False | 1 | False | Up |  | None | Condensing | Two-Stage Modulating |  | 0.5 | Standard |  | 60000 | 58000 |  |  | 48300 | 190 | 96.3 | 78 | [8 empty] | Federally-Regulated Consumer Product | 11/28/2016 |  | 08/14/2017
Carrier Corp. - Syracuse | Carrier | 59TN6A060V17--14 | LPG | Induced Draft | True | False | 1 | False | Horizontal |  | None | Condensing | Two-Stage Modulating |  | 0.5 | Standard |  | 60000 | 58000 |  |  | 48300 | 190 | 96.3 | 78 | [8 empty] | Federally-Regulated Consumer Product | 11/28/2016 |  | 08/14/2017
Carrier Corp. - Syracuse | Carrier | 59TN6A060V17--14 | Natural Gas | Induced Draft | True | False | 1 | False | Up |  | None | Condensing | Two-Stage Modulating |  | 0.5 | Standard |  | 60000 | 58000 |  |  | 48300 | 190 | 96.3 | 78 | [8 empty] | Federally-Regulated Consumer Product | 11/28/2016 |  | 08/14/2017
Carrier Corp. - Syracuse | Carrier | 59TN6A060V17--14 | Natural Gas | Induced Draft | True | False | 1 | False | Horizontal |  | None | Condensing | Two-Stage Modulating |  | 0.5 | Standard |  | 60000 | 58000 |  |  | 48300 | 190 | 96.3 | 78 | [8 empty] | Federally-Regulated Consumer Product | 11/28/2016 |  | 08/14/2017
Carrier Corp. - Syracuse | Carrier | 59TN6A080V17--14 | LPG | Induced Draft | True | False | 1 | False | Up |  | None | Condensing | Two-Stage Modulating |  | 0.5 | Standard |  | 80000 | 78000 |  |  | 79900 | 384 | 96.2 | 78 | [8 empty] | Federally-Regulated Consumer Product | 11/28/2016 |  | 08/14/2017
Carrier Corp. - Syracuse | Carrier | 59TN6A080V17--14 | LPG | Induced Draft | True | False | 1 | False | Horizontal |  | None | Condensing | Two-Stage Modulating |  | 0.5 | Standard |  | 80000 | 78000 |  |  | 79900 | 384 | 96.2 | 78 | [8 empty] | Federally-Regulated Consumer Product | 11/28/2016 |  | 08/14/2017
Carrier Corp. - Syracuse | Carrier | 59TN6A080V17--14 | Natural Gas | Induced Draft | True | False | 1 | False | Up |  | None | Condensing | Two-Stage Modulating |  | 0.5 | Standard |  | 80000 | 78000 |  |  | 79900 | 384 | 96.2 | 78 | [8 empty] | Federally-Regulated Consumer Product | 11/28/2016 |  | 08/14/2017
Carrier Corp. - Syracuse | Carrier | 59TN6A080V17--14 | Natural Gas | Induced Draft | True | False | 1 | False | Horizontal |  | None | Condensing | Two-Stage Modulating |  | 0.5 | Standard |  | 80000 | 78000 |  |  | 79900 | 384 | 96.2 | 78 | [8 empty] | Federally-Regulated Consumer Product | 11/28/2016 |  | 08/14/2017
Carrier Corp. - Syracuse | Carrier | 59TN6A120V24--22 | LPG | Induced Draft | True | False | 1 | False | Up |  | None | Condensing | Two-Stage Modulating |  | 1 | Standard |  | 120000 | 117000 |  |  | 111300 | 645 | 96.5 | 78 | [8 empty] | Federally-Regulated Consumer Product | 11/28/2016 |  | 08/14/2017
Carrier Corp. - Syracuse | Carrier | 59TN6A120V24--22 | LPG | Induced Draft | True | False | 1 | False | Horizontal |  | None | Condensing | Two-Stage Modulating |  | 1 | Standard |  | 120000 | 117000 |  |  | 111300 | 645 | 96.5 | 78 | [8 empty] | Federally-Regulated Consumer Product | 11/28/2016 |  | 08/14/2017
Carrier Corp. - Syracuse | Carrier | 59TN6A120V24--22 | Natural Gas | Induced Draft | True | False | 1 | False | Up |  | None | Condensing | Two-Stage Modulating |  | 1 | Standard |  | 120000 | 117000 |  |  | 111300 | 645 | 96.5 | 78 | [8 empty] | Federally-Regulated Consumer Product | 11/28/2016 |  | 08/14/2017
Carrier Corp. - Syracuse | Carrier | 59TN6A120V24--22 | Natural Gas | Induced Draft | True | False | 1 | False | Horizontal |  | None | Condensing | Two-Stage Modulating |  | 1 | Standard |  | 120000 | 117000 |  |  | 111300 | 645 | 96.5 | 78 | [8 empty] | Federally-Regulated Consumer Product | 11/28/2016 |  | 08/14/2017
Carrier Corp. - Syracuse | Carrier | 59MN7A060V17--14 | LPG | Induced Draft | True | False | 1 | False | Up |  | None | Condensing | Step Modulating |  | 0.5 | Standard |  | 60000 | 59000 |  |  | 46700 | 154 | 97.4 | 78 | [8 empty] | Federally-Regulated Consumer Product | 11/28/2016 |  | 08/14/2017
Carrier Corp. - Syracuse | Carrier | 59MN7A060V17--14 | LPG | Induced Draft | True | False | 1 | False | Horizontal |  | None | Condensing | Step Modulating |  | 0.5 | Standard |  | 60000 | 59000 |  |  | 46700 | 154 | 97.4 | 78 | [8 empty] | Federally-Regulated Consumer Product | 11/28/2016 |  | 08/14/2017
Carrier Corp. - Syracuse | Carrier | 59MN7A060V17--14 | Natural Gas | Induced Draft | True | False | 1 | False | Up |  | None | Condensing | Step Modulating |  | 0.5 | Standard |  | 60000 | 59000 |  |  | 46700 | 154 | 97.4 | 78 | [8 empty] | Federally-Regulated Consumer Product | 11/28/2016 |  | 08/14/2017
Carrier Corp. - Syracuse | Carrier | 59MN7A060V17--14 | Natural Gas | Induced Draft | True | False | 1 | False | Horizontal |  | None | Condensing | Step Modulating |  | 0.5 | Standard |  | 60000 | 59000 |  |  | 46700 | 154 | 97.4 | 78 | [8 empty] | Federally-Regulated Consumer Product | 11/28/2016 |  | 08/14/2017
Carrier Corp. - Syracuse | Carrier | 59MN7A080V17--14 | LPG | Induced Draft | True | False | 1 | False | Up |  | None | Condensing | Step Modulating |  | 0.5 | Standard |  | 80000 | 78000 |  |  | 77400 | 458 | 97.4 | 78 | [8 empty] | Federally-Regulated Consumer Product | 11/28/2016 |  | 08/14/2017
Carrier Corp. - Syracuse | Carrier | 59MN7A080V17--14 | LPG | Induced Draft | True | False | 1 | False | Horizontal |  | None | Condensing | Step Modulating |  | 0.5 | Standard |  | 80000 | 78000 |  |  | 77400 | 458 | 97.4 | 78 | [8 empty] | Federally-Regulated Consumer Product | 11/28/2016 |  | 08/14/2017
Carrier Corp. - Syracuse | Carrier | 59MN7A080V17--14 | Natural Gas | Induced Draft | True | False | 1 | False | Up |  | None | Condensing | Step Modulating |  | 0.5 | Standard |  | 80000 | 78000 |  |  | 77400 | 458 | 97.4 | 78 | [8 empty] | Federally-Regulated Consumer Product | 11/28/2016 |  | 08/14/2017
Carrier Corp. - Syracuse | Carrier | 59MN7A080V17--14 | Natural Gas | Induced Draft | True | False | 1 | False | Horizontal |  | None | Condensing | Step Modulating |  | 0.5 | Standard |  | 80000 | 78000 |  |  | 77400 | 458 | 97.4 | 78 | [8 empty] | Federally-Regulated Consumer Product | 11/28/2016 |  | 08/14/2017
Carrier Corp. - Syracuse | Carrier | 59MN7A120V24--22 | LPG | Induced Draft | True | False | 1 | False | Up |  | None | Condensing | Step Modulating |  | 1 | Standard |  | 120000 | 117000 |  |  | 109200 | 503 | 97.2 | 78 | [8 empty] | Federally-Regulated Consumer Product | 08/08/2017 |  | 08/14/2017
Carrier Corp. - Syracuse | Carrier | 59MN7A120V24--22 | LPG | Induced Draft | True | False | 1 | False | Horizontal |  | None | Condensing | Step Modulating |  | 1 | Standard |  | 120000 | 117000 |  |  | 109200 | 503 | 97.2 | 78 | [8 empty] | Federally-Regulated Consumer Product | 08/08/2017 |  | 08/14/2017
Carrier Corp. - Syracuse | Carrier | 59MN7A120V24--22 | Natural Gas | Induced Draft | True | False | 1 | False | Up |  | None | Condensing | Step Modulating |  | 1 | Standard |  | 120000 | 117000 |  |  | 109200 | 503 | 97.2 | 78 | [8 empty] | Federally-Regulated Consumer Product | 08/08/2017 |  | 08/14/2017
Carrier Corp. - Syracuse | Carrier | 59MN7A120V24--22 | Natural Gas | Induced Draft | True | False | 1 | False | Horizontal |  | None | Condensing | Step Modulating |  | 1 | Standard |  | 120000 | 117000 |  |  | 109200 | 503 | 97.2 | 78 | [8 empty] | Federally-Regulated Consumer Product | 08/08/2017 |  | 08/14/2017
Carrier Corp. - Syracuse | Carrier | 59SP5A040E14--10 | LPG | Induced Draft | True | False | 1 | False | Up |  | None | Condensing | Single-Stage |  | 0.5 | Standard |  | 40000 | 39000 |  |  | 32600 | 194 | 96.5 | 78 | [8 empty] | Federally-Regulated Consumer Product | 11/28/2016 |  | 08/14/2017
Carrier Corp. - Syracuse | Carrier | 59SP5A040E14--10 | LPG | Induced Draft | True | False | 1 | False | Horizontal |  | None | Condensing | Single-Stage |  | 0.5 | Standard |  | 40000 | 39000 |  |  | 32600 | 194 | 96.5 | 78 | [8 empty] | Federally-Regulated Consumer Product | 11/28/2016 |  | 08/14/2017
Carrier Corp. - Syracuse | Carrier | 59SP5A040E14--10 | Natural Gas | Induced Draft | True | False | 1 | False | Up |  | None | Condensing | Single-Stage |  | 0.5 | Standard |  | 40000 | 39000 |  |  | 32600 | 194 | 96.5 | 78 | [8 empty] | Federally-Regulated Consumer Product | 11/28/2016 |  | 08/14/2017
Carrier Corp. - Syracuse | Carrier | 59SP5A040E14--10 | Natural Gas | Induced Draft | True | False | 1 | False | Horizontal |  | None | Condensing | Single-Stage |  | 0.5 | Standard |  | 40000 | 39000 |  |  | 32600 | 194 | 96.5 | 78 | [8 empty] | Federally-Regulated Consumer Product | 11/28/2016 |  | 08/14/2017
Carrier Corp. - Syracuse | Carrier | 59SP5A060E17--14 | LPG | Induced Draft | True | False | 1 | False | Up |  | None | Condensing | Single-Stage |  | 0.75 | Standard |  | 60000 | 58000 |  |  | 49100 | 251 | 96.5 | 78 | [8 empty] | Federally-Regulated Consumer Product | 08/08/2017 |  | 08/14/2017
Carrier Corp. - Syracuse | Carrier | 59SP5A060E17--14 | LPG | Induced Draft | True | False | 1 | False | Horizontal |  | None | Condensing | Single-Stage |  | 0.75 | Standard |  | 60000 | 58000 |  |  | 49100 | 251 | 96.5 | 78 | [8 empty] | Federally-Regulated Consumer Product | 08/08/2017 |  | 08/14/2017
Carrier Corp. - Syracuse | Carrier | 59SP5A060E17--14 | Natural Gas | Induced Draft | True | False | 1 | False | Up |  | None | Condensing | Single-Stage |  | 0.75 | Standard |  | 60000 | 58000 |  |  | 49100 | 251 | 96.5 | 78 | [8 empty] | Federally-Regulated Consumer Product | 08/08/2017 |  | 08/14/2017
Carrier Corp. - Syracuse | Carrier | 59SP5A060E17--14 | Natural Gas | Induced Draft | True | False | 1 | False | Horizontal |  | None | Condensing | Single-Stage |  | 0.75 | Standard |  | 60000 | 58000 |  |  | 49100 | 251 | 96.5 | 78 | [8 empty] | Federally-Regulated Consumer Product | 08/08/2017 |  | 08/14/2017
Carrier Corp. - Syracuse | Carrier | 59SP5A080E17--16 | LPG | Induced Draft | True | False | 1 | False | Up |  | None | Condensing | Single-Stage |  | 0.75 | Standard |  | 80000 | 78000 |  |  | 81500 | 480 | 96.5 | 78 | [8 empty] | Federally-Regulated Consumer Product | 11/28/2016 |  | 08/14/2017
Carrier Corp. - Syracuse | Carrier | 59SP5A080E17--16 | LPG | Induced Draft | True | False | 1 | False | Horizontal |  | None | Condensing | Single-Stage |  | 0.75 | Standard |  | 80000 | 78000 |  |  | 81500 | 480 | 96.5 | 78 | [8 empty] | Federally-Regulated Consumer Product | 11/28/2016 |  | 08/14/2017
Carrier Corp. - Syracuse | Carrier | 59SP5A080E17--16 | Natural Gas | Induced Draft | True | False | 1 | False | Up |  | None | Condensing | Single-Stage |  | 0.75 | Standard |  | 80000 | 78000 |  |  | 81500 | 480 | 96.5 | 78 | [8 empty] | Federally-Regulated Consumer Product | 11/28/2016 |  | 08/14/2017
Carrier Corp. - Syracuse | Carrier | 59SP5A080E17--16 | Natural Gas | Induced Draft | True | False | 1 | False | Horizontal |  | None | Condensing | Single-Stage |  | 0.75 | Standard |  | 80000 | 78000 |  |  | 81500 | 480 | 96.5 | 78 | [8 empty] | Federally-Regulated Consumer Product | 11/28/2016 |  | 08/14/2017
Carrier Corp. - Syracuse | Carrier | 59SP5A120E24--22 | LPG | Induced Draft | True | False | 1 | False | Up |  | None | Condensing | Single-Stage |  | 1 | Standard |  | 120000 | 117000 |  |  | 112900 | 985 | 96.5 | 78 | [8 empty] | Federally-Regulated Consumer Product | 11/28/2016 |  | 08/14/2017
Carrier Corp. - Syracuse | Carrier | 59SP5A120E24--22 | LPG | Induced Draft | True | False | 1 | False | Horizontal |  | None | Condensing | Single-Stage |  | 1 | Standard |  | 120000 | 117000 |  |  | 112900 | 985 | 96.5 | 78 | [8 empty] | Federally-Regulated Consumer Product | 11/28/2016 |  | 08/14/2017
Carrier Corp. - Syracuse | Carrier | 59SP5A120E24--22 | Natural Gas | Induced Draft | True | False | 1 | False | Up |  | None | Condensing | Single-Stage |  | 1 | Standard |  | 120000 | 117000 |  |  | 112900 | 985 | 96.5 | 78 | [8 empty] | Federally-Regulated Consumer Product | 11/28/2016 |  | 08/14/2017
Carrier Corp. - Syracuse | Carrier | 59SP5A120E24--22 | Natural Gas | Induced Draft | True | False | 1 | False | Horizontal |  | None | Condensing | Single-Stage |  | 1 | Standard |  | 120000 | 117000 |  |  | 112900 | 985 | 96.5 | 78 | [8 empty] | Federally-Regulated Consumer Product | 11/28/2016 |  | 08/14/2017
Carrier Corp. - Syracuse | Carrier | AMV98-042060 | LPG | Induced Draft | True | False | 1 | False | Up |  | None | Condensing | Step Modulating |  | 0.5 | Standard |  | 60000 | 59000 |  |  | 46900 | 155 | 97 | 78 | [8 empty] | Federally-Regulated Consumer Product | 11/28/2016 |  | 08/14/2017
Carrier Corp. - Syracuse | Carrier | AMV98-042060 | LPG | Induced Draft | True | False | 1 | False | Horizontal |  | None | Condensing | Step Modulating |  | 0.5 | Standard |  | 60000 | 59000 |  |  | 46900 | 155 | 97 | 78 | [8 empty] | Federally-Regulated Consumer Product | 11/28/2016 |  | 08/14/2017
Carrier Corp. - Syracuse | Carrier | AMV98-042060 | Natural Gas | Induced Draft | True | False | 1 | False | Up |  | None | Condensing | Step Modulating |  | 0.5 | Standard |  | 60000 | 59000 |  |  | 46900 | 155 | 97 | 78 | [8 empty] | Federally-Regulated Consumer Product | 11/28/2016 |  | 08/14/2017
Carrier Corp. - Syracuse | Carrier | AMV98-042060 | Natural Gas | Induced Draft | True | False | 1 | False | Horizontal |  | None | Condensing | Step Modulating |  | 0.5 | Standard |  | 60000 | 59000 |  |  | 46900 | 155 | 97 | 78 | [8 empty] | Federally-Regulated Consumer Product | 11/28/2016 |  | 08/14/2017
Carrier Corp. - Syracuse | Carrier | AMV98-042080 | LPG | Induced Draft | True | False | 1 | False | Up |  | None | Condensing | Step Modulating |  | 0.5 | Standard |  | 80000 | 78000 |  |  | 77700 | 460 | 97 | 78 | [8 empty] | Federally-Regulated Consumer Product | 11/28/2016 |  | 08/14/2017
Carrier Corp. - Syracuse | Carrier | AMV98-042080 | LPG | Induced Draft | True | False | 1 | False | Horizontal |  | None | Condensing | Step Modulating |  | 0.5 | Standard |  | 80000 | 78000 |  |  | 77700 | 460 | 97 | 78 | [8 empty] | Federally-Regulated Consumer Product | 11/28/2016 |  | 08/14/2017
Carrier Corp. - Syracuse | Carrier | AMV98-042080 | Natural Gas | Induced Draft | True | False | 1 | False | Up |  | None | Condensing | Step Modulating |  | 0.5 | Standard |  | 80000 | 78000 |  |  | 77700 | 460 | 97 | 78 | [8 empty] | Federally-Regulated Consumer Product | 11/28/2016 |  | 08/14/2017
Carrier Corp. - Syracuse | Carrier | AMV98-042080 | Natural Gas | Induced Draft | True | False | 1 | False | Horizontal |  | None | Condensing | Step Modulating |  | 0.5 | Standard |  | 80000 | 78000 |  |  | 77700 | 460 | 97 | 78 | [8 empty] | Federally-Regulated Consumer Product | 11/28/2016 |  | 08/14/2017
Carrier Corp. - Syracuse | Carrier | AMV098-066120 | LPG | Induced Draft | True | False | 1 | False | Up |  | None | Condensing | Step Modulating |  | 1 | Standard |  | 120000 | 117000 |  |  | 109200 | 506 | 97 | 78 | [8 empty] | Federally-Regulated Consumer Product | 11/28/2016 |  | 08/14/2017
Carrier Corp. - Syracuse | Carrier | AMV098-066120 | LPG | Induced Draft | True | False | 1 | False | Horizontal |  | None | Condensing | Step Modulating |  | 1 | Standard |  | 120000 | 117000 |  |  | 109200 | 506 | 97 | 78 | [8 empty] | Federally-Regulated Consumer Product | 11/28/2016 |  | 08/14/2017
Carrier Corp. - Syracuse | Carrier | AMV098-066120 | Natural Gas | Induced Draft | True | False | 1 | False | Up |  | None | Condensing | Step Modulating |  | 1 | Standard |  | 120000 | 117000 |  |  | 109200 | 506 | 97 | 78 | [8 empty] | Federally-Regulated Consumer Product | 11/28/2016 |  | 08/14/2017
Carrier Corp. - Syracuse | Carrier | AMV098-066120 | Natural Gas | Induced Draft | True | False | 1 | False | Horizontal |  | None | Condensing | Step Modulating |  | 1 | Standard |  | 120000 | 117000 |  |  | 109200 | 506 | 97 | 78 | [8 empty] | Federally-Regulated Consumer Product | 11/28/2016 |  | 08/14/2017
Carrier Corp. - Syracuse | Carrier | A2X95-30040 | LPG | Induced Draft | True | False | 1 | False | Up |  | None | Condensing | Two-Stage Modulating |  | 0.5 | Standard |  | 40000 | 39000 |  |  | 32400 | 167 | 95.5 | 78 | [8 empty] | Federally-Regulated Consumer Product | 11/28/2016 |  | 08/14/2017
Carrier Corp. - Syracuse | Carrier | A2X95-30040 | LPG | Induced Draft | True | False | 1 | False | Horizontal |  | None | Condensing | Two-Stage Modulating |  | 0.5 | Standard |  | 40000 | 39000 |  |  | 32400 | 167 | 95.5 | 78 | [8 empty] | Federally-Regulated Consumer Product | 11/28/2016 |  | 08/14/2017
Carrier Corp. - Syracuse | Carrier | A2X95-30040 | Natural Gas | Induced Draft | True | False | 1 | False | Up |  | None | Condensing | Two-Stage Modulating |  | 0.5 | Standard |  | 40000 | 39000 |  |  | 32400 | 167 | 95.5 | 78 | [8 empty] | Federally-Regulated Consumer Product | 11/28/2016 |  | 08/14/2017
Carrier Corp. - Syracuse | Carrier | A2X95-30040 | Natural Gas | Induced Draft | True | False | 1 | False | Horizontal |  | None | Condensing | Two-Stage Modulating |  | 0.5 | Standard |  | 40000 | 39000 |  |  | 32400 | 167 | 95.5 | 78 | [8 empty] | Federally-Regulated Consumer Product | 11/28/2016 |  | 08/14/2017
Carrier Corp. - Syracuse | Carrier | A2X95-48060 | LPG | Induced Draft | True | False | 1 | False | Up |  | None | Condensing | Two-Stage Modulating |  | 0.75 | Standard |  | 60000 | 58000 |  |  | 48800 | 190 | 95.5 | 78 | [8 empty] | Federally-Regulated Consumer Product | 11/28/2016 |  | 08/14/2017
Carrier Corp. - Syracuse | Carrier | A2X95-48060 | LPG | Induced Draft | True | False | 1 | False | Horizontal |  | None | Condensing | Two-Stage Modulating |  | 0.75 | Standard |  | 60000 | 58000 |  |  | 48800 | 190 | 95.5 | 78 | [8 empty] | Federally-Regulated Consumer Product | 11/28/2016 |  | 08/14/2017
Carrier Corp. - Syracuse | Carrier | A2X95-48060 | Natural Gas | Induced Draft | True | False | 1 | False | Up |  | None | Condensing | Two-Stage Modulating |  | 0.75 | Standard |  | 60000 | 58000 |  |  | 48800 | 190 | 95.5 | 78 | [8 empty] | Federally-Regulated Consumer Product | 11/28/2016 |  | 08/14/2017
Carrier Corp. - Syracuse | Carrier | A2X95-48060 | Natural Gas | Induced Draft | True | False | 1 | False | Horizontal |  | None | Condensing | Two-Stage Modulating |  | 0.75 | Standard |  | 60000 | 58000 |  |  | 48800 | 190 | 95.5 | 78 | [8 empty] | Federally-Regulated Consumer Product | 11/28/2016 |  | 08/14/2017
Carrier Corp. - Syracuse | Carrier | A2X95-48080 | LPG | Induced Draft | True | False | 1 | False | Up |  | None | Condensing | Two-Stage Modulating |  | 0.75 | Standard |  | 80000 | 78000 |  |  | 80600 | 371 | 95.5 | 78 | [8 empty] | Federally-Regulated Consumer Product | 11/28/2016 |  | 08/14/2017
Carrier Corp. - Syracuse | Carrier | A2X95-48080 | LPG | Induced Draft | True | False | 1 | False | Horizontal |  | None | Condensing | Two-Stage Modulating |  | 0.75 | Standard |  | 80000 | 78000 |  |  | 80600 | 371 | 95.5 | 78 | [8 empty] | Federally-Regulated Consumer Product | 11/28/2016 |  | 08/14/2017
Carrier Corp. - Syracuse | Carrier | A2X95-48080 | Natural Gas | Induced Draft | True | False | 1 | False | Up |  | None | Condensing | Two-Stage Modulating |  | 0.75 | Standard |  | 80000 | 78000 |  |  | 80600 | 371 | 95.5 | 78 | [8 empty] | Federally-Regulated Consumer Product | 11/28/2016 |  | 08/14/2017
Carrier Corp. - Syracuse | Carrier | A2X95-48080 | Natural Gas | Induced Draft | True | False | 1 | False | Horizontal |  | None | Condensing | Two-Stage Modulating |  | 0.75 | Standard |  | 80000 | 78000 |  |  | 80600 | 371 | 95.5 | 78 | [8 empty] | Federally-Regulated Consumer Product | 11/28/2016 |  | 08/14/2017
Carrier Corp. - Syracuse | Carrier | A2X95-66120 | LPG | Induced Draft | True | False | 1 | False | Up |  | None | Condensing | Two-Stage Modulating |  | 1 | Standard |  | 120000 | 117000 |  |  | 111000 | 603 | 95.5 | 78 | [8 empty] | Federally-Regulated Consumer Product | 11/28/2016 |  | 08/14/2017
Carrier Corp. - Syracuse | Carrier | A2X95-66120 | LPG | Induced Draft | True | False | 1 | False | Horizontal |  | None | Condensing | Two-Stage Modulating |  | 1 | Standard |  | 120000 | 117000 |  |  | 111000 | 603 | 95.5 | 78 | [8 empty] | Federally-Regulated Consumer Product | 11/28/2016 |  | 08/14/2017
Carrier Corp. - Syracuse | Carrier | A2X95-66120 | Natural Gas | Induced Draft | True | False | 1 | False | Up |  | None | Condensing | Two-Stage Modulating |  | 1 | Standard |  | 120000 | 117000 |  |  | 111000 | 603 | 95.5 | 78 | [8 empty] | Federally-Regulated Consumer Product | 11/28/2016 |  | 08/14/2017
Carrier Corp. - Syracuse | Carrier | A2X95-66120 | Natural Gas | Induced Draft | True | False | 1 | False | Horizontal |  | None | Condensing | Two-Stage Modulating |  | 1 | Standard |  | 120000 | 117000 |  |  | 111000 | 603 | 95.5 | 78 | [8 empty] | Federally-Regulated Consumer Product | 11/28/2016 |  | 08/14/2017
Carrier Corp. - Syracuse | Carrier | A1X95-030040 | LPG | Induced Draft | True | False | 1 | False | Up |  | None | Condensing | Single-Stage |  | 0.5 | Standard |  | 40000 | 39000 |  |  | 32700 | 194 | 96.2 | 78 | [8 empty] | Federally-Regulated Consumer Product | 11/28/2016 |  | 08/14/2017
Carrier Corp. - Syracuse | Carrier | A1X95-030040 | LPG | Induced Draft | True | False | 1 | False | Horizontal |  | None | Condensing | Single-Stage |  | 0.5 | Standard |  | 40000 | 39000 |  |  | 32700 | 194 | 96.2 | 78 | [8 empty] | Federally-Regulated Consumer Product | 11/28/2016 |  | 08/14/2017
Carrier Corp. - Syracuse | Carrier | A1X95-030040 | Natural Gas | Induced Draft | True | False | 1 | False | Up |  | None | Condensing | Single-Stage |  | 0.5 | Standard |  | 40000 | 39000 |  |  | 32700 | 194 | 96.2 | 78 | [8 empty] | Federally-Regulated Consumer Product | 11/28/2016 |  | 08/14/2017
Carrier Corp. - Syracuse | Carrier | A1X95-030040 | Natural Gas | Induced Draft | True | False | 1 | False | Horizontal |  | None | Condensing | Single-Stage |  | 0.5 | Standard |  | 40000 | 39000 |  |  | 32700 | 194 | 96.2 | 78 | [8 empty] | Federally-Regulated Consumer Product | 11/28/2016 |  | 08/14/2017
Carrier Corp. - Syracuse | Carrier | A1X95-048060 | LPG | Induced Draft | True | False | 1 | False | Up |  | None | Condensing | Single-Stage |  | 0.75 | Standard |  | 60000 | 58000 |  |  | 49200 | 254 | 96.2 | 78 | [8 empty] | Federally-Regulated Consumer Product | 11/28/2016 |  | 08/14/2017
Carrier Corp. - Syracuse | Carrier | A1X95-048060 | LPG | Induced Draft | True | False | 1 | False | Horizontal |  | None | Condensing | Single-Stage |  | 0.75 | Standard |  | 60000 | 58000 |  |  | 49200 | 254 | 96.2 | 78 | [8 empty] | Federally-Regulated Consumer Product | 11/28/2016 |  | 08/14/2017
Carrier Corp. - Syracuse | Carrier | A1X95-048060 | Natural Gas | Induced Draft | True | False | 1 | False | Up |  | None | Condensing | Single-Stage |  | 0.75 | Standard |  | 60000 | 58000 |  |  | 49200 | 254 | 96.2 | 78 | [8 empty] | Federally-Regulated Consumer Product | 11/28/2016 |  | 08/14/2017
Carrier Corp. - Syracuse | Carrier | A1X95-048060 | Natural Gas | Induced Draft | True | False | 1 | False | Horizontal |  | None | Condensing | Single-Stage |  | 0.75 | Standard |  | 60000 | 58000 |  |  | 49200 | 254 | 96.2 | 78 | [8 empty] | Federally-Regulated Consumer Product | 11/28/2016 |  | 08/14/2017
Carrier Corp. - Syracuse | Carrier | A1X95-066120 | LPG | Induced Draft | True | False | 1 | False | Up |  | None | Condensing | Single-Stage |  | 1 | Standard |  | 120000 | 117000 |  |  | 113200 | 988 | 96.2 | 78 | [8 empty] | Federally-Regulated Consumer Product | 11/28/2016 |  | 08/14/2017
Carrier Corp. - Syracuse | Carrier | A1X95-066120 | LPG | Induced Draft | True | False | 1 | False | Horizontal |  | None | Condensing | Single-Stage |  | 1 | Standard |  | 120000 | 117000 |  |  | 113200 | 988 | 96.2 | 78 | [8 empty] | Federally-Regulated Consumer Product | 11/28/2016 |  | 08/14/2017
Carrier Corp. - Syracuse | Carrier | 59SP5A040E14--10* | LPG | Induced Draft | True | False | 1 | False | Up |  | None | Condensing | Single-Stage |  | 0.5 | Standard |  | 40000 | 39000 |  |  | 32600 | 147 | 96.5 | 78 | [8 empty] | Federally-Regulated Consumer Product | 08/16/2016 |  | 08/14/2017
Carrier Corp. - Syracuse | Carrier | 59SP5A040E14--10* | LPG | Induced Draft | True | False | 1 | False | Down |  | None | Condensing | Single-Stage |  | 0.5 | Standard |  | 40000 | 39000 |  |  | 32600 | 147 | 96.5 | 78 | [8 empty] | Federally-Regulated Consumer Product | 08/16/2016 |  | 08/14/2017
Carrier Corp. - Syracuse | Carrier | 59SP5A040E14--10* | LPG | Induced Draft | True | False | 1 | False | Horizontal |  | None | Condensing | Single-Stage |  | 0.5 | Standard |  | 40000 | 39000 |  |  | 32600 | 147 | 96.5 | 78 | [8 empty] | Federally-Regulated Consumer Product | 08/16/2016 |  | 08/14/2017
Carrier Corp. - Syracuse | Carrier | 59SP5A040E14--10* | Natural Gas | Induced Draft | True | False | 1 | False | Up |  | None | Condensing | Single-Stage |  | 0.5 | Standard |  | 40000 | 39000 |  |  | 32600 | 147 | 96.5 | 78 | [8 empty] | Federally-Regulated Consumer Product | 08/16/2016 |  | 08/14/2017
Carrier Corp. - Syracuse | Carrier | 59SP5A040E14--10* | Natural Gas | Induced Draft | True | False | 1 | False | Down |  | None | Condensing | Single-Stage |  | 0.5 | Standard |  | 40000 | 39000 |  |  | 32600 | 147 | 96.5 | 78 | [8 empty] | Federally-Regulated Consumer Product | 08/16/2016 |  | 08/14/2017
Carrier Corp. - Syracuse | Carrier | 59SP5A040E14--10* | Natural Gas | Induced Draft | True | False | 1 | False | Horizontal |  | None | Condensing | Single-Stage |  | 0.5 | Standard |  | 40000 | 39000 |  |  | 32600 | 147 | 96.5 | 78 | [8 empty] | Federally-Regulated Consumer Product | 08/16/2016 |  | 08/14/2017
Carrier Corp. - Syracuse | Carrier | 59SP5A060E17--14* | LPG | Induced Draft | True | False | 1 | False | Up |  | None | Condensing | Single-Stage |  | 0.75 | Standard |  | 60000 | 58000 |  |  | 49000 | 189 | 96.5 | 78 | [8 empty] | Federally-Regulated Consumer Product | 08/16/2016 |  | 08/14/2017
Carrier Corp. - Syracuse | Carrier | 59SP5A060E17--14* | LPG | Induced Draft | True | False | 1 | False | Down |  | None | Condensing | Single-Stage |  | 0.75 | Standard |  | 60000 | 58000 |  |  | 49000 | 189 | 96.5 | 78 | [8 empty] | Federally-Regulated Consumer Product | 08/16/2016 |  | 08/14/2017
Carrier Corp. - Syracuse | Carrier | 59SP5A060E17--14* | LPG | Induced Draft | True | False | 1 | False | Horizontal |  | None | Condensing | Single-Stage |  | 0.75 | Standard |  | 60000 | 58000 |  |  | 49000 | 189 | 96.5 | 78 | [8 empty] | Federally-Regulated Consumer Product | 08/16/2016 |  | 08/14/2017
Carrier Corp. - Syracuse | Carrier | 59SP5A060E17--14* | Natural Gas | Induced Draft | True | False | 1 | False | Up |  | None | Condensing | Single-Stage |  | 0.75 | Standard |  | 60000 | 58000 |  |  | 49000 | 189 | 96.5 | 78 | [8 empty] | Federally-Regulated Consumer Product | 08/16/2016 |  | 08/14/2017
Carrier Corp. - Syracuse | Carrier | 59SP5A060E17--14* | Natural Gas | Induced Draft | True | False | 1 | False | Down |  | None | Condensing | Single-Stage |  | 0.75 | Standard |  | 60000 | 58000 |  |  | 49000 | 189 | 96.5 | 78 | [8 empty] | Federally-Regulated Consumer Product | 08/16/2016 |  | 08/14/2017
Carrier Corp. - Syracuse | Carrier | 59SP5A060E17--14* | Natural Gas | Induced Draft | True | False | 1 | False | Horizontal |  | None | Condensing | Single-Stage |  | 0.75 | Standard |  | 60000 | 58000 |  |  | 49000 | 189 | 96.5 | 78 | [8 empty] | Federally-Regulated Consumer Product | 08/16/2016 |  | 08/14/2017
Carrier Corp. - Syracuse | Carrier | 59SP5A080E17--16* | LPG | Induced Draft | True | False | 1 | False | Up |  | None | Condensing | Single-Stage |  | 0.75 | Standard |  | 80000 | 78000 |  |  | 81100 | 415 | 96.5 | 78 | [8 empty] | Federally-Regulated Consumer Product | 08/16/2016 |  | 08/14/2017
Carrier Corp. - Syracuse | Carrier | 59SP5A080E17--16* | LPG | Induced Draft | True | False | 1 | False | Down |  | None | Condensing | Single-Stage |  | 0.75 | Standard |  | 80000 | 78000 |  |  | 81100 | 415 | 96.5 | 78 | [8 empty] | Federally-Regulated Consumer Product | 08/16/2016 |  | 08/14/2017
Carrier Corp. - Syracuse | Carrier | 59SP5A080E17--16* | LPG | Induced Draft | True | False | 1 | False | Horizontal |  | None | Condensing | Single-Stage |  | 0.75 | Standard |  | 80000 | 78000 |  |  | 81100 | 415 | 96.5 | 78 | [8 empty] | Federally-Regulated Consumer Product | 08/16/2016 |  | 08/14/2017
Carrier Corp. - Syracuse | Carrier | 59SP5A060E14--12* | LPG | Induced Draft | True | False | 1 | False | Up |  | None | Condensing | Single-Stage |  | 0.5 | Standard |  | 60000 | 58000 |  |  | 49400 | 289 | 95.5 | 78 | [8 empty] | Federally-Regulated Consumer Product | 08/16/2016 |  | 08/14/2017
Carrier Corp. - Syracuse | Carrier | 59SP5A060E14--12* | LPG | Induced Draft | True | False | 1 | False | Down |  | None | Condensing | Single-Stage |  | 0.5 | Standard |  | 60000 | 58000 |  |  | 49400 | 289 | 95.5 | 78 | [8 empty] | Federally-Regulated Consumer Product | 08/16/2016 |  | 08/14/2017
Carrier Corp. - Syracuse | Carrier | 59SP5A060E14--12* | LPG | Induced Draft | True | False | 1 | False | Horizontal |  | None | Condensing | Single-Stage |  | 0.5 | Standard |  | 60000 | 58000 |  |  | 49400 | 289 | 95.5 | 78 | [8 empty] | Federally-Regulated Consumer Product | 08/16/2016 |  | 08/14/2017
Carrier Corp. - Syracuse | Carrier | 59SP5A060E14--12* | Natural Gas | Induced Draft | True | False | 1 | False | Up |  | None | Condensing | Single-Stage |  | 0.5 | Standard |  | 60000 | 58000 |  |  | 49400 | 289 | 95.5 | 78 | [8 empty] | Federally-Regulated Consumer Product | 08/16/2016 |  | 08/14/2017
Carrier Corp. - Syracuse | Carrier | 59SP5A060E14--12* | Natural Gas | Induced Draft | True | False | 1 | False | Down |  | None | Condensing | Single-Stage |  | 0.5 | Standard |  | 60000 | 58000 |  |  | 49400 | 289 | 95.5 | 78 | [8 empty] | Federally-Regulated Consumer Product | 08/16/2016 |  | 08/14/2017
Carrier Corp. - Syracuse | Carrier | 59SP5A060E14--12* | Natural Gas | Induced Draft | True | False | 1 | False | Horizontal |  | None | Condensing | Single-Stage |  | 0.5 | Standard |  | 60000 | 58000 |  |  | 49400 | 289 | 95.5 | 78 | [8 empty] | Federally-Regulated Consumer Product | 08/16/2016 |  | 08/14/2017
Carrier Corp. - Syracuse | Carrier | 59SP5A080E17--16* | Natural Gas | Induced Draft | True | False | 1 | False | Up |  | None | Condensing | Single-Stage |  | 0.75 | Standard |  | 80000 | 78000 |  |  | 81100 | 415 | 96.5 | 78 | [8 empty] | Federally-Regulated Consumer Product | 08/16/2016 |  | 08/14/2017
Carrier Corp. - Syracuse | Carrier | 59SP5A080E17--16* | Natural Gas | Induced Draft | True | False | 1 | False | Down |  | None | Condensing | Single-Stage |  | 0.75 | Standard |  | 80000 | 78000 |  |  | 81100 | 415 | 96.5 | 78 | [8 empty] | Federally-Regulated Consumer Product | 08/16/2016 |  | 08/14/2017
Carrier Corp. - Syracuse | Carrier | 59SP5A080E17--16* | Natural Gas | Induced Draft | True | False | 1 | False | Horizontal |  | None | Condensing | Single-Stage |  | 0.75 | Standard |  | 80000 | 78000 |  |  | 81100 | 415 | 96.5 | 78 | [8 empty] | Federally-Regulated Consumer Product | 08/16/2016 |  | 08/14/2017
Carrier Corp. - Syracuse | Carrier | 59SP5A120E24--22* | LPG | Induced Draft | True | False | 1 | False | Up |  | None | Condensing | Single-Stage |  | 1 | Standard |  | 120000 | 117000 |  |  | 112900 | 933 | 96.5 | 78 | [8 empty] | Federally-Regulated Consumer Product | 08/16/2016 |  | 08/14/2017
Carrier Corp. - Syracuse | Carrier | 59SP5A120E24--22* | LPG | Induced Draft | True | False | 1 | False | Down |  | None | Condensing | Single-Stage |  | 1 | Standard |  | 120000 | 117000 |  |  | 112900 | 933 | 96.5 | 78 | [8 empty] | Federally-Regulated Consumer Product | 08/16/2016 |  | 08/14/2017
Carrier Corp. - Syracuse | Carrier | 59SP5A120E24--22* | LPG | Induced Draft | True | False | 1 | False | Horizontal |  | None | Condensing | Single-Stage |  | 1 | Standard |  | 120000 | 117000 |  |  | 112900 | 933 | 96.5 | 78 | [8 empty] | Federally-Regulated Consumer Product | 08/16/2016 |  | 08/14/2017
Carrier Corp. - Syracuse | Carrier | 59SP5A120E24--22* | Natural Gas | Induced Draft | True | False | 1 | False | Up |  | None | Condensing | Single-Stage |  | 1 | Standard |  | 120000 | 117000 |  |  | 112900 | 933 | 96.5 | 78 | [8 empty] | Federally-Regulated Consumer Product | 08/16/2016 |  | 08/14/2017
Carrier Corp. - Syracuse | Carrier | 59SP5A120E24--22* | Natural Gas | Induced Draft | True | False | 1 | False | Down |  | None | Condensing | Single-Stage |  | 1 | Standard |  | 120000 | 117000 |  |  | 112900 | 933 | 96.5 | 78 | [8 empty] | Federally-Regulated Consumer Product | 08/16/2016 |  | 08/14/2017
Carrier Corp. - Syracuse | Carrier | 59SP5A120E24--22* | Natural Gas | Induced Draft | True | False | 1 | False | Horizontal |  | None | Condensing | Single-Stage |  | 1 | Standard |  | 120000 | 117000 |  |  | 112900 | 933 | 96.5 | 78 | [8 empty] | Federally-Regulated Consumer Product | 08/16/2016 |  | 08/14/2017
Carrier Corp. - Syracuse | Carrier | 59SP5A080E21--20* | LPG | Induced Draft | True | False | 1 | False | Up |  | None | Condensing | Single-Stage |  | 1 | Standard |  | 80000 | 78000 |  |  | 81600 | 442 | 96.5 | 78 | [8 empty] | Federally-Regulated Consumer Product | 08/16/2016 |  | 08/14/2017
Carrier Corp. - Syracuse | Carrier | 59SP5A080E21--20* | LPG | Induced Draft | True | False | 1 | False | Down |  | None | Condensing | Single-Stage |  | 1 | Standard |  | 80000 | 78000 |  |  | 81600 | 442 | 96.5 | 78 | [8 empty] | Federally-Regulated Consumer Product | 08/16/2016 |  | 08/14/2017
Carrier Corp. - Syracuse | Carrier | 59SP5A080E21--20* | LPG | Induced Draft | True | False | 1 | False | Horizontal |  | None | Condensing | Single-Stage |  | 1 | Standard |  | 80000 | 78000 |  |  | 81600 | 442 | 96.5 | 78 | [8 empty] | Federally-Regulated Consumer Product | 08/16/2016 |  | 08/14/2017
Carrier Corp. - Syracuse | Carrier | 59SP5A100E21--20* | LPG | Induced Draft | True | False | 1 | False | Up |  | None | Condensing | Single-Stage |  | 1 | Standard |  | 100000 | 97000 |  |  | 97700 | 641 | 96.3 | 78 | [8 empty] | Federally-Regulated Consumer Product | 08/16/2016 |  | 08/14/2017
Carrier Corp. - Syracuse | Carrier | 59SP5A100E21--20* | LPG | Induced Draft | True | False | 1 | False | Down |  | None | Condensing | Single-Stage |  | 1 | Standard |  | 100000 | 97000 |  |  | 97700 | 641 | 96.3 | 78 | [8 empty] | Federally-Regulated Consumer Product | 08/16/2016 |  | 08/14/2017
Carrier Corp. - Syracuse | Carrier | 59SP5A100E21--20* | LPG | Induced Draft | True | False | 1 | False | Horizontal |  | None | Condensing | Single-Stage |  | 1 | Standard |  | 100000 | 97000 |  |  | 97700 | 641 | 96.3 | 78 | [8 empty] | Federally-Regulated Consumer Product | 08/16/2016 |  | 08/14/2017
Carrier Corp. - Syracuse | Carrier | 59SC2C060S17--16* | LPG | Induced Draft | True | False | 1 | True | Up |  | None | Condensing | Single-Stage |  | 0.5 | Standard |  | 60000 | 56000 |  |  | 50100 | 605 | 92.1 | 75 | [8 empty] | Federally-Regulated Consumer Product | 11/28/2016 |  | 08/14/2017
Carrier Corp. - Syracuse | Carrier | 59SC2C060S17--16* | LPG | Induced Draft | True | False | 1 | True | Down |  | None | Condensing | Single-Stage |  | 0.5 | Standard |  | 60000 | 56000 |  |  | 50100 | 605 | 92.1 | 75 | [8 empty] | Federally-Regulated Consumer Product | 11/28/2016 |  | 08/14/2017
Carrier Corp. - Syracuse | Carrier | 59SC2C060S17--16* | LPG | Induced Draft | True | False | 1 | True | Horizontal |  | None | Condensing | Single-Stage |  | 0.5 | Standard |  | 60000 | 56000 |  |  | 50100 | 605 | 92.1 | 75 | [8 empty] | Federally-Regulated Consumer Product | 11/28/2016 |  | 08/14/2017
Carrier Corp. - Syracuse | Carrier | 59SC2C060S17--16* | Natural Gas | Induced Draft | True | False | 1 | True | Up |  | None | Condensing | Single-Stage |  | 0.5 | Standard |  | 60000 | 56000 |  |  | 50100 | 605 | 92.1 | 75 | [8 empty] | Federally-Regulated Consumer Product | 11/28/2016 |  | 08/14/2017
Carrier Corp. - Syracuse | Carrier | 59SC2C060S17--16* | Natural Gas | Induced Draft | True | False | 1 | True | Down |  | None | Condensing | Single-Stage |  | 0.5 | Standard |  | 60000 | 56000 |  |  | 50100 | 605 | 92.1 | 75 | [8 empty] | Federally-Regulated Consumer Product | 11/28/2016 |  | 08/14/2017
Carrier Corp. - Syracuse | Carrier | 59SC2C060S17--16* | Natural Gas | Induced Draft | True | False | 1 | True | Horizontal |  | None | Condensing | Single-Stage |  | 0.5 | Standard |  | 60000 | 56000 |  |  | 50100 | 605 | 92.1 | 75 | [8 empty] | Federally-Regulated Consumer Product | 11/28/2016 |  | 08/14/2017
Carrier Corp. - Syracuse | Carrier | 59SC2C080S21--20* | LPG | Induced Draft | True | False | 1 | True | Up |  | None | Condensing | Single-Stage |  | 0.75 | Standard |  | 80000 | 75000 |  |  | 66900 | 775 | 92.1 | 75 | [8 empty] | Federally-Regulated Consumer Product | 11/28/2016 |  | 08/14/2017
Carrier Corp. - Syracuse | Carrier | 59SC2C080S21--20* | LPG | Induced Draft | True | False | 1 | True | Down |  | None | Condensing | Single-Stage |  | 0.75 | Standard |  | 80000 | 75000 |  |  | 66900 | 775 | 92.1 | 75 | [8 empty] | Federally-Regulated Consumer Product | 11/28/2016 |  | 08/14/2017
Carrier Corp. - Syracuse | Carrier | 59SC2C080S21--20* | LPG | Induced Draft | True | False | 1 | True | Horizontal |  | None | Condensing | Single-Stage |  | 0.75 | Standard |  | 80000 | 75000 |  |  | 66900 | 775 | 92.1 | 75 | [8 empty] | Federally-Regulated Consumer Product | 11/28/2016 |  | 08/14/2017
Carrier Corp. - Syracuse | Carrier | 59SC2C080S21--20* | Natural Gas | Induced Draft | True | False | 1 | True | Up |  | None | Condensing | Single-Stage |  | 0.75 | Standard |  | 80000 | 75000 |  |  | 66900 | 775 | 92.1 | 75 | [8 empty] | Federally-Regulated Consumer Product | 11/28/2016 |  | 08/14/2017
Carrier Corp. - Syracuse | Carrier | 59SC2C080S21--20* | Natural Gas | Induced Draft | True | False | 1 | True | Down |  | None | Condensing | Single-Stage |  | 0.75 | Standard |  | 80000 | 75000 |  |  | 66900 | 775 | 92.1 | 75 | [8 empty] | Federally-Regulated Consumer Product | 11/28/2016 |  | 08/14/2017
Carrier Corp. - Syracuse | Carrier | 59SC2C080S21--20* | Natural Gas | Induced Draft | True | False | 1 | True | Horizontal |  | None | Condensing | Single-Stage |  | 0.75 | Standard |  | 80000 | 75000 |  |  | 66900 | 775 | 92.1 | 75 | [8 empty] | Federally-Regulated Consumer Product | 11/28/2016 |  | 08/14/2017
Carrier Corp. - Syracuse | Carrier | 59SC2C100S21--16* | LPG | Induced Draft | True | False | 1 | True | Up |  | None | Condensing | Single-Stage |  | 0.5 | Standard |  | 100000 | 94000 |  |  | 100900 | 994 | 92.1 | 75 | [8 empty] | Federally-Regulated Consumer Product | 02/14/2017 |  | 08/14/2017
Carrier Corp. - Syracuse | Carrier | 59SC2C100S21--16* | LPG | Induced Draft | True | False | 1 | True | Down |  | None | Condensing | Single-Stage |  | 0.5 | Standard |  | 100000 | 94000 |  |  | 100900 | 994 | 92.1 | 75 | [8 empty] | Federally-Regulated Consumer Product | 02/14/2017 |  | 08/14/2017
Carrier Corp. - Syracuse | Carrier | 59SC2C100S21--16* | LPG | Induced Draft | True | False | 1 | True | Horizontal |  | None | Condensing | Single-Stage |  | 0.5 | Standard |  | 100000 | 94000 |  |  | 100900 | 994 | 92.1 | 75 | [8 empty] | Federally-Regulated Consumer Product | 02/14/2017 |  | 08/14/2017
Carrier Corp. - Syracuse | Carrier | 59SC2C100S21--16* | Natural Gas | Induced Draft | True | False | 1 | True | Up |  | None | Condensing | Single-Stage |  | 0.5 | Standard |  | 100000 | 94000 |  |  | 100900 | 994 | 92.1 | 75 | [8 empty] | Federally-Regulated Consumer Product | 02/14/2017 |  | 08/14/2017
Carrier Corp. - Syracuse | Carrier | 59SC2C100S21--16* | Natural Gas | Induced Draft | True | False | 1 | True | Down |  | None | Condensing | Single-Stage |  | 0.5 | Standard |  | 100000 | 94000 |  |  | 100900 | 994 | 92.1 | 75 | [8 empty] | Federally-Regulated Consumer Product | 02/14/2017 |  | 08/14/2017
Carrier Corp. - Syracuse | Carrier | 59SC2C100S21--16* | Natural Gas | Induced Draft | True | False | 1 | True | Horizontal |  | None | Condensing | Single-Stage |  | 0.5 | Standard |  | 100000 | 94000 |  |  | 100900 | 994 | 92.1 | 75 | [8 empty] | Federally-Regulated Consumer Product | 02/14/2017 |  | 08/14/2017
Carrier Corp. - Syracuse | Carrier | 59SC2C100S21--20* | LPG | Induced Draft | True | False | 1 | True | Up |  | None | Condensing | Single-Stage |  | 0.75 | Standard |  | 100000 | 94000 |  |  | 100800 | 1030 | 92.1 | 75 | [8 empty] | Federally-Regulated Consumer Product | 02/14/2017 |  | 08/14/2017
Carrier Corp. - Syracuse | Carrier | 59SC2C100S21--20* | LPG | Induced Draft | True | False | 1 | True | Down |  | None | Condensing | Single-Stage |  | 0.75 | Standard |  | 100000 | 94000 |  |  | 100800 | 1030 | 92.1 | 75 | [8 empty] | Federally-Regulated Consumer Product | 02/14/2017 |  | 08/14/2017
Carrier Corp. - Syracuse | Carrier | 59SC2C100S21--20* | LPG | Induced Draft | True | False | 1 | True | Horizontal |  | None | Condensing | Single-Stage |  | 0.75 | Standard |  | 100000 | 94000 |  |  | 100800 | 1030 | 92.1 | 75 | [8 empty] | Federally-Regulated Consumer Product | 02/14/2017 |  | 08/14/2017
Carrier Corp. - Syracuse | Carrier | 59SC2C100S21--20* | Natural Gas | Induced Draft | True | False | 1 | True | Up |  | None | Condensing | Single-Stage |  | 0.75 | Standard |  | 100000 | 94000 |  |  | 100800 | 1030 | 92.1 | 75 | [8 empty] | Federally-Regulated Consumer Product | 02/14/2017 |  | 08/14/2017
Carrier Corp. - Syracuse | Carrier | 59SC2C100S21--20* | Natural Gas | Induced Draft | True | False | 1 | True | Down |  | None | Condensing | Single-Stage |  | 0.75 | Standard |  | 100000 | 94000 |  |  | 100800 | 1030 | 92.1 | 75 | [8 empty] | Federally-Regulated Consumer Product | 02/14/2017 |  | 08/14/2017
Carrier Corp. - Syracuse | Carrier | 59SC2C100S21--20* | Natural Gas | Induced Draft | True | False | 1 | True | Horizontal |  | None | Condensing | Single-Stage |  | 0.75 | Standard |  | 100000 | 94000 |  |  | 100800 | 1030 | 92.1 | 75 | [8 empty] | Federally-Regulated Consumer Product | 02/14/2017 |  | 08/14/2017
Carrier Corp. - Syracuse | Carrier | 59SC2C120S24--20* | LPG | Induced Draft | True | False | 1 | True | Up |  | None | Condensing | Single-Stage |  | 0.75 | Standard |  | 120000 | 112000 |  |  | 117400 | 1247 | 92.1 | 75 | [8 empty] | Federally-Regulated Consumer Product | 02/14/2017 |  | 08/14/2017
Carrier Corp. - Syracuse | Carrier | 59SC2C120S24--20* | LPG | Induced Draft | True | False | 1 | True | Down |  | None | Condensing | Single-Stage |  | 0.75 | Standard |  | 120000 | 112000 |  |  | 117400 | 1247 | 92.1 | 75 | [8 empty] | Federally-Regulated Consumer Product | 02/14/2017 |  | 08/14/2017
Carrier Corp. - Syracuse | Carrier | 59SC2C120S24--20* | LPG | Induced Draft | True | False | 1 | True | Horizontal |  | None | Condensing | Single-Stage |  | 0.75 | Standard |  | 120000 | 112000 |  |  | 117400 | 1247 | 92.1 | 75 | [8 empty] | Federally-Regulated Consumer Product | 02/14/2017 |  | 08/14/2017
Carrier Corp. - Syracuse | Carrier | 59SC2C120S24--20* | Natural Gas | Induced Draft | True | False | 1 | True | Up |  | None | Condensing | Single-Stage |  | 0.75 | Standard |  | 120000 | 112000 |  |  | 117400 | 1247 | 92.1 | 75 | [8 empty] | Federally-Regulated Consumer Product | 02/14/2017 |  | 08/14/2017
Carrier Corp. - Syracuse | Carrier | 59SC2C120S24--20* | Natural Gas | Induced Draft | True | False | 1 | True | Down |  | None | Condensing | Single-Stage |  | 0.75 | Standard |  | 120000 | 112000 |  |  | 117400 | 1247 | 92.1 | 75 | [8 empty] | Federally-Regulated Consumer Product | 02/14/2017 |  | 08/14/2017
Carrier Corp. - Syracuse | Carrier | 59SC2C120S24--20* | Natural Gas | Induced Draft | True | False | 1 | True | Horizontal |  | None | Condensing | Single-Stage |  | 0.75 | Standard |  | 120000 | 112000 |  |  | 117400 | 1247 | 92.1 | 75 | [8 empty] | Federally-Regulated Consumer Product | 02/14/2017 |  | 08/14/2017
Carrier Corp. - Syracuse | Carrier | 59SC5A080S17--16* | LPG | Induced Draft | True | False | 1 | True | Up |  | None | Condensing | Single-Stage |  | 0.75 | Standard |  | 80000 | 78000 |  |  | 80800 | 903 | 95.5 | 75 | [8 empty] | Federally-Regulated Consumer Product | 11/28/2016 |  | 08/14/2017
Carrier Corp. - Syracuse | Carrier | 59SC5A080S17--16* | LPG | Induced Draft | True | False | 1 | True | Horizontal |  | None | Condensing | Single-Stage |  | 0.75 | Standard |  | 80000 | 78000 |  |  | 80800 | 903 | 95.5 | 75 | [8 empty] | Federally-Regulated Consumer Product | 11/28/2016 |  | 08/14/2017
Carrier Corp. - Syracuse | Carrier | 59SC5A080S17--16* | Natural Gas | Induced Draft | True | False | 1 | True | Up |  | None | Condensing | Single-Stage |  | 0.75 | Standard |  | 80000 | 78000 |  |  | 80800 | 903 | 95.5 | 75 | [8 empty] | Federally-Regulated Consumer Product | 11/28/2016 |  | 08/14/2017
Carrier Corp. - Syracuse | Carrier | 59SC5A080S17--16* | Natural Gas | Induced Draft | True | False | 1 | True | Horizontal |  | None | Condensing | Single-Stage |  | 0.75 | Standard |  | 80000 | 78000 |  |  | 80800 | 903 | 95.5 | 75 | [8 empty] | Federally-Regulated Consumer Product | 11/28/2016 |  | 08/14/2017
Carrier Corp. - Syracuse | Carrier | 59SC5A100S21--14* | LPG | Induced Draft | True | False | 1 | True | Up |  | None | Condensing | Single-Stage |  | 0.75 | Standard |  | 100000 | 97000 |  |  | 96700 | 1162 | 95.5 | 75 | [8 empty] | Federally-Regulated Consumer Product | 11/28/2016 |  | 08/14/2017
Carrier Corp. - Syracuse | Carrier | 59SC5A100S21--14* | LPG | Induced Draft | True | False | 1 | True | Horizontal |  | None | Condensing | Single-Stage |  | 0.75 | Standard |  | 100000 | 97000 |  |  | 96700 | 1162 | 95.5 | 75 | [8 empty] | Federally-Regulated Consumer Product | 11/28/2016 |  | 08/14/2017
Carrier Corp. - Syracuse | Carrier | 59SC5A100S21--14* | Natural Gas | Induced Draft | True | False | 1 | True | Up |  | None | Condensing | Single-Stage |  | 0.75 | Standard |  | 100000 | 97000 |  |  | 96700 | 1162 | 95.5 | 75 | [8 empty] | Federally-Regulated Consumer Product | 11/28/2016 |  | 08/14/2017
Carrier Corp. - Syracuse | Carrier | 59SC5A100S21--14* | Natural Gas | Induced Draft | True | False | 1 | True | Horizontal |  | None | Condensing | Single-Stage |  | 0.75 | Standard |  | 100000 | 97000 |  |  | 96700 | 1162 | 95.5 | 75 | [8 empty] | Federally-Regulated Consumer Product | 11/28/2016 |  | 08/14/2017
Carrier Corp. - Syracuse | Carrier | 59SC5A100S21--20* | LPG | Induced Draft | True | False | 1 | True | Up |  | None | Condensing | Single-Stage |  | 0.75 | Standard |  | 100000 | 97000 |  |  | 96700 | 1155 | 95.5 | 75 | [8 empty] | Federally-Regulated Consumer Product | 11/28/2016 |  | 08/14/2017
Carrier Corp. - Syracuse | Carrier | 59SC5A100S21--20* | LPG | Induced Draft | True | False | 1 | True | Horizontal |  | None | Condensing | Single-Stage |  | 0.75 | Standard |  | 100000 | 97000 |  |  | 96700 | 1155 | 95.5 | 75 | [8 empty] | Federally-Regulated Consumer Product | 11/28/2016 |  | 08/14/2017
Carrier Corp. - Syracuse | Carrier | 59SC5A100S21--20* | Natural Gas | Induced Draft | True | False | 1 | True | Up |  | None | Condensing | Single-Stage |  | 0.75 | Standard |  | 100000 | 97000 |  |  | 96700 | 1155 | 95.5 | 75 | [8 empty] | Federally-Regulated Consumer Product | 11/28/2016 |  | 08/14/2017
Carrier Corp. - Syracuse | Carrier | 59SC5A100S21--20* | Natural Gas | Induced Draft | True | False | 1 | True | Horizontal |  | None | Condensing | Single-Stage |  | 0.75 | Standard |  | 100000 | 97000 |  |  | 96700 | 1155 | 95.5 | 75 | [8 empty] | Federally-Regulated Consumer Product | 11/28/2016 |  | 08/14/2017
Carrier Corp. - Syracuse | Carrier | 59SC5A120S24--20* | LPG | Induced Draft | True | False | 1 | True | Up |  | None | Condensing | Single-Stage |  | 0.75 | Standard |  | 120000 | 117000 |  |  | 112800 | 1336 | 95.5 | 75 | [8 empty] | Federally-Regulated Consumer Product | 11/28/2016 |  | 08/14/2017
Carrier Corp. - Syracuse | Carrier | 59SC5A120S24--20* | LPG | Induced Draft | True | False | 1 | True | Horizontal |  | None | Condensing | Single-Stage |  | 0.75 | Standard |  | 120000 | 117000 |  |  | 112800 | 1336 | 95.5 | 75 | [8 empty] | Federally-Regulated Consumer Product | 11/28/2016 |  | 08/14/2017
Carrier Corp. - Syracuse | Carrier | 59SC5A120S24--20* | Natural Gas | Induced Draft | True | False | 1 | True | Up |  | None | Condensing | Single-Stage |  | 0.75 | Standard |  | 120000 | 117000 |  |  | 112800 | 1336 | 95.5 | 75 | [8 empty] | Federally-Regulated Consumer Product | 11/28/2016 |  | 08/14/2017
Carrier Corp. - Syracuse | Carrier | 59SC5A120S24--20* | Natural Gas | Induced Draft | True | False | 1 | True | Horizontal |  | None | Condensing | Single-Stage |  | 0.75 | Standard |  | 120000 | 117000 |  |  | 112800 | 1336 | 95.5 | 75 | [8 empty] | Federally-Regulated Consumer Product | 11/28/2016 |  | 08/14/2017
Carrier Corp. - Syracuse | Carrier | 59SC5A040S14--10**D | LPG | Induced Draft | True | False | 1 | True | Down |  | None | Condensing | Single-Stage |  | 0.5 | Standard |  | 40000 | 39000 |  |  | 32500 | 374 | 95 | 75 | [8 empty] | Federally-Regulated Consumer Product | 02/14/2017 |  | 08/14/2017
Carrier Corp. - Syracuse | Carrier | 59SC5A040S14--10**D | Natural Gas | Induced Draft | True | False | 1 | True | Down |  | None | Condensing | Single-Stage |  | 0.5 | Standard |  | 40000 | 39000 |  |  | 32500 | 374 | 95 | 75 | [8 empty] | Federally-Regulated Consumer Product | 02/14/2017 |  | 08/14/2017
Carrier Corp. - Syracuse | Carrier | 59SC5A040S17--12**D | LPG | Induced Draft | True | False | 1 | True | Down |  | None | Condensing | Single-Stage |  | 0.5 | Standard |  | 40000 | 39000 |  |  | 32100 | 502 | 95 | 75 | [8 empty] | Federally-Regulated Consumer Product | 11/28/2016 |  | 08/14/2017
Carrier Corp. - Syracuse | Carrier | 59SC5A040S17--12**D | Natural Gas | Induced Draft | True | False | 1 | True | Down |  | None | Condensing | Single-Stage |  | 0.5 | Standard |  | 40000 | 39000 |  |  | 32100 | 502 | 95 | 75 | [8 empty] | Federally-Regulated Consumer Product | 11/28/2016 |  | 08/14/2017
Carrier Corp. - Syracuse | Carrier | 59SC5A060S14--10**D | LPG | Induced Draft | True | False | 1 | True | Down |  | None | Condensing | Single-Stage |  | 0.5 | Standard |  | 60000 | 58000 |  |  | 48900 | 521 | 95 | 75 | [8 empty] | Federally-Regulated Consumer Product | 11/28/2016 |  | 08/14/2017
Carrier Corp. - Syracuse | Carrier | 59SC5A060S14--10**D | Natural Gas | Induced Draft | True | False | 1 | True | Down |  | None | Condensing | Single-Stage |  | 0.5 | Standard |  | 60000 | 58000 |  |  | 48900 | 521 | 95 | 75 | [8 empty] | Federally-Regulated Consumer Product | 11/28/2016 |  | 08/14/2017
Carrier Corp. - Syracuse | Carrier | 59SC5A060S17--14**D | LPG | Induced Draft | True | False | 1 | True | Down |  | None | Condensing | Single-Stage |  | 0.5 | Standard |  | 60000 | 58000 |  |  | 48600 | 598 | 95 | 75 | [8 empty] | Federally-Regulated Consumer Product | 11/28/2016 |  | 08/14/2017
Carrier Corp. - Syracuse | Carrier | 59SC5A060S17--14**D | Natural Gas | Induced Draft | True | False | 1 | True | Down |  | None | Condensing | Single-Stage |  | 0.5 | Standard |  | 60000 | 58000 |  |  | 48600 | 598 | 95 | 75 | [8 empty] | Federally-Regulated Consumer Product | 11/28/2016 |  | 08/14/2017
Carrier Corp. - Syracuse | Carrier | 59SC5A080S17--16**D | LPG | Induced Draft | True | False | 1 | True | Down |  | None | Condensing | Single-Stage |  | 0.75 | Standard |  | 80000 | 78000 |  |  | 81300 | 913 | 95 | 75 | [8 empty] | Federally-Regulated Consumer Product | 02/14/2017 |  | 08/14/2017
Carrier Corp. - Syracuse | Carrier | 59SC5A080S17--16**D | Natural Gas | Induced Draft | True | False | 1 | True | Down |  | None | Condensing | Single-Stage |  | 0.75 | Standard |  | 80000 | 78000 |  |  | 81300 | 913 | 95 | 75 | [8 empty] | Federally-Regulated Consumer Product | 02/14/2017 |  | 08/14/2017
Carrier Corp. - Syracuse | Carrier | 59SC5A080S21--20**D | LPG | Induced Draft | True | False | 1 | True | Down |  | None | Condensing | Single-Stage |  | 0.75 | Standard |  | 80000 | 78000 |  |  | 81100 | 948 | 95 | 75 | [8 empty] | Federally-Regulated Consumer Product | 11/28/2016 |  | 08/14/2017
Carrier Corp. - Syracuse | Carrier | 59SC5A080S21--20**D | Natural Gas | Induced Draft | True | False | 1 | True | Down |  | None | Condensing | Single-Stage |  | 0.75 | Standard |  | 80000 | 78000 |  |  | 81100 | 948 | 95 | 75 | [8 empty] | Federally-Regulated Consumer Product | 11/28/2016 |  | 08/14/2017
Carrier Corp. - Syracuse | Carrier | 59SC5A100S21--14**D | LPG | Induced Draft | True | False | 1 | True | Down |  | None | Condensing | Single-Stage |  | 0.75 | Standard |  | 100000 | 97000 |  |  | 97200 | 1182 | 95 | 75 | [8 empty] | Federally-Regulated Consumer Product | 02/14/2017 |  | 08/14/2017
Carrier Corp. - Syracuse | Carrier | 59SC5A100S21--14**D | Natural Gas | Induced Draft | True | False | 1 | True | Down |  | None | Condensing | Single-Stage |  | 0.75 | Standard |  | 100000 | 97000 |  |  | 97200 | 1182 | 95 | 75 | [8 empty] | Federally-Regulated Consumer Product | 02/14/2017 |  | 08/14/2017
Carrier Corp. - Syracuse | Carrier | 59SC5A100S21--20**D | LPG | Induced Draft | True | False | 1 | True | Down |  | None | Condensing | Single-Stage |  | 0.75 | Standard |  | 100000 | 97000 |  |  | 97200 | 1175 | 95 | 75 | [8 empty] | Federally-Regulated Consumer Product | 02/14/2017 |  | 08/14/2017
Carrier Corp. - Syracuse | Carrier | 59SC5A100S21--20**D | Natural Gas | Induced Draft | True | False | 1 | True | Down |  | None | Condensing | Single-Stage |  | 0.75 | Standard |  | 100000 | 97000 |  |  | 97200 | 1175 | 95 | 75 | [8 empty] | Federally-Regulated Consumer Product | 02/14/2017 |  | 08/14/2017
Carrier Corp. - Syracuse | Carrier | 59SC5A120S24--20**D | LPG | Induced Draft | True | False | 1 | True | Down |  | None | Condensing | Single-Stage |  | 0.75 | Standard |  | 120000 | 116000 |  |  | 113400 | 1348 | 95 | 75 | [8 empty] | Federally-Regulated Consumer Product | 11/28/2016 |  | 08/14/2017
Carrier Corp. - Syracuse | Carrier | 59SC5A120S24--20**D | Natural Gas | Induced Draft | True | False | 1 | True | Down |  | None | Condensing | Single-Stage |  | 0.75 | Standard |  | 120000 | 116000 |  |  | 113400 | 1348 | 95 | 75 | [8 empty] | Federally-Regulated Consumer Product | 11/28/2016 |  | 08/14/2017
Carrier Corp. - Syracuse | Carrier | 59SC5A040S14--10* | LPG | Induced Draft | True | False | 1 | True | Up |  | None | Condensing | Single-Stage |  | 0.5 | Standard |  | 40000 | 39000 |  |  | 32300 | 373 | 95.5 | 75 | [8 empty] | Federally-Regulated Consumer Product | 11/28/2016 |  | 08/14/2017
Carrier Corp. - Syracuse | Carrier | 59SC5A040S14--10* | LPG | Induced Draft | True | False | 1 | True | Horizontal |  | None | Condensing | Single-Stage |  | 0.5 | Standard |  | 40000 | 39000 |  |  | 32300 | 373 | 95.5 | 75 | [8 empty] | Federally-Regulated Consumer Product | 11/28/2016 |  | 08/14/2017
Carrier Corp. - Syracuse | Carrier | 59SC5A040S14--10* | Natural Gas | Induced Draft | True | False | 1 | True | Up |  | None | Condensing | Single-Stage |  | 0.5 | Standard |  | 40000 | 39000 |  |  | 32300 | 373 | 95.5 | 75 | [8 empty] | Federally-Regulated Consumer Product | 11/28/2016 |  | 08/14/2017
Carrier Corp. - Syracuse | Carrier | 59SC5A040S14--10* | Natural Gas | Induced Draft | True | False | 1 | True | Horizontal |  | None | Condensing | Single-Stage |  | 0.5 | Standard |  | 40000 | 39000 |  |  | 32300 | 373 | 95.5 | 75 | [8 empty] | Federally-Regulated Consumer Product | 11/28/2016 |  | 08/14/2017
Carrier Corp. - Syracuse | Carrier | 59SC5A060S14--10* | LPG | Induced Draft | True | False | 1 | True | Up |  | None | Condensing | Single-Stage |  | 0.5 | Standard |  | 60000 | 58000 |  |  | 48600 | 515 | 95.5 | 75 | [8 empty] | Federally-Regulated Consumer Product | 11/28/2016 |  | 08/14/2017
Carrier Corp. - Syracuse | Carrier | 59SC5A060S14--10* | LPG | Induced Draft | True | False | 1 | True | Horizontal |  | None | Condensing | Single-Stage |  | 0.5 | Standard |  | 60000 | 58000 |  |  | 48600 | 515 | 95.5 | 75 | [8 empty] | Federally-Regulated Consumer Product | 11/28/2016 |  | 08/14/2017
Carrier Corp. - Syracuse | Carrier | 59SC5A060S14--10* | Natural Gas | Induced Draft | True | False | 1 | True | Up |  | None | Condensing | Single-Stage |  | 0.5 | Standard |  | 60000 | 58000 |  |  | 48600 | 515 | 95.5 | 75 | [8 empty] | Federally-Regulated Consumer Product | 11/28/2016 |  | 08/14/2017
Carrier Corp. - Syracuse | Carrier | 59SC5A060S14--10* | Natural Gas | Induced Draft | True | False | 1 | True | Horizontal |  | None | Condensing | Single-Stage |  | 0.5 | Standard |  | 60000 | 58000 |  |  | 48600 | 515 | 95.5 | 75 | [8 empty] | Federally-Regulated Consumer Product | 11/28/2016 |  | 08/14/2017
Carrier Corp. - Syracuse | Carrier | 59SC5A060S17--14* | LPG | Induced Draft | True | False | 1 | True | Up |  | None | Condensing | Single-Stage |  | 0.5 | Standard |  | 60000 | 58000 |  |  | 48300 | 592 | 95.5 | 75 | [8 empty] | Federally-Regulated Consumer Product | 11/28/2016 |  | 08/14/2017
Carrier Corp. - Syracuse | Carrier | 59SC5A060S17--14* | LPG | Induced Draft | True | False | 1 | True | Horizontal |  | None | Condensing | Single-Stage |  | 0.5 | Standard |  | 60000 | 58000 |  |  | 48300 | 592 | 95.5 | 75 | [8 empty] | Federally-Regulated Consumer Product | 11/28/2016 |  | 08/14/2017
Carrier Corp. - Syracuse | Carrier | 59SC5A060S17--14* | Natural Gas | Induced Draft | True | False | 1 | True | Up |  | None | Condensing | Single-Stage |  | 0.5 | Standard |  | 60000 | 58000 |  |  | 48300 | 592 | 95.5 | 75 | [8 empty] | Federally-Regulated Consumer Product | 11/28/2016 |  | 08/14/2017
Carrier Corp. - Syracuse | Carrier | 59SC5A060S17--14* | Natural Gas | Induced Draft | True | False | 1 | True | Horizontal |  | None | Condensing | Single-Stage |  | 0.5 | Standard |  | 60000 | 58000 |  |  | 48300 | 592 | 95.5 | 75 | [8 empty] | Federally-Regulated Consumer Product | 11/28/2016 |  | 08/14/2017
Carrier Corp. - Syracuse | Carrier | 59SC5A080S21--20* | LPG | Induced Draft | True | False | 1 | True | Up |  | None | Condensing | Single-Stage |  | 0.75 | Standard |  | 80000 | 78000 |  |  | 80700 | 939 | 95.5 | 75 | [8 empty] | Federally-Regulated Consumer Product | 11/28/2016 |  | 08/14/2017
Carrier Corp. - Syracuse | Carrier | 59SC5A080S21--20* | LPG | Induced Draft | True | False | 1 | True | Horizontal |  | None | Condensing | Single-Stage |  | 0.75 | Standard |  | 80000 | 78000 |  |  | 80700 | 939 | 95.5 | 75 | [8 empty] | Federally-Regulated Consumer Product | 11/28/2016 |  | 08/14/2017
Carrier Corp. - Syracuse | Carrier | 59SC5A080S21--20* | Natural Gas | Induced Draft | True | False | 1 | True | Up |  | None | Condensing | Single-Stage |  | 0.75 | Standard |  | 80000 | 78000 |  |  | 80700 | 939 | 95.5 | 75 | [8 empty] | Federally-Regulated Consumer Product | 11/28/2016 |  | 08/14/2017
Carrier Corp. - Syracuse | Carrier | 59SC5A080S21--20* | Natural Gas | Induced Draft | True | False | 1 | True | Horizontal |  | None | Condensing | Single-Stage |  | 0.75 | Standard |  | 80000 | 78000 |  |  | 80700 | 939 | 95.5 | 75 | [8 empty] | Federally-Regulated Consumer Product | 11/28/2016 |  | 08/14/2017
Carrier Corp. - Syracuse | Carrier | 59SC5A040S17--12** | LPG | Induced Draft | True | False | 1 | True | Up |  | None | Condensing | Single-Stage |  | 0.5 | Standard |  | 40000 | 39000 |  |  | 32200 | 426 | 95.5 | 75 | [8 empty] | Federally-Regulated Consumer Product | 11/28/2016 |  | 08/14/2017
Carrier Corp. - Syracuse | Carrier | 59SC5A040S17--12** | LPG | Induced Draft | True | False | 1 | True | Horizontal |  | None | Condensing | Single-Stage |  | 0.5 | Standard |  | 40000 | 39000 |  |  | 32200 | 426 | 95.5 | 75 | [8 empty] | Federally-Regulated Consumer Product | 11/28/2016 |  | 08/14/2017
Carrier Corp. - Syracuse | Carrier | 59SC5A040S17--12** | Natural Gas | Induced Draft | True | False | 1 | True | Up |  | None | Condensing | Single-Stage |  | 0.5 | Standard |  | 40000 | 39000 |  |  | 32200 | 426 | 95.5 | 75 | [8 empty] | Federally-Regulated Consumer Product | 11/28/2016 |  | 08/14/2017
Carrier Corp. - Syracuse | Carrier | 59SC5A040S17--12** | Natural Gas | Induced Draft | True | False | 1 | True | Horizontal |  | None | Condensing | Single-Stage |  | 0.5 | Standard |  | 40000 | 39000 |  |  | 32200 | 426 | 95.5 | 75 | [8 empty] | Federally-Regulated Consumer Product | 11/28/2016 |  | 08/14/2017
Carrier Corp. - Syracuse | Carrier | 59SP2A080E17--16* | LPG | Induced Draft | True | False | 1 | True | Up |  | None | Condensing | Single-Stage |  | 0.5 | Standard |  | 80000 | 75000 |  |  | 68500 | 336 | 92.1 | 75 | [8 empty] | Federally-Regulated Consumer Product | 11/28/2016 |  | 08/14/2017
Carrier Corp. - Syracuse | Carrier | 59SP2A080E17--16* | LPG | Induced Draft | True | False | 1 | True | Down |  | None | Condensing | Single-Stage |  | 0.5 | Standard |  | 80000 | 75000 |  |  | 68500 | 336 | 92.1 | 75 | [8 empty] | Federally-Regulated Consumer Product | 11/28/2016 |  | 08/14/2017
Carrier Corp. - Syracuse | Carrier | 59SP2A080E17--16* | LPG | Induced Draft | True | False | 1 | True | Horizontal |  | None | Condensing | Single-Stage |  | 0.5 | Standard |  | 80000 | 75000 |  |  | 68500 | 336 | 92.1 | 75 | [8 empty] | Federally-Regulated Consumer Product | 11/28/2016 |  | 08/14/2017
Carrier Corp. - Syracuse | Carrier | 59SP2A080E17--16* | Natural Gas | Induced Draft | True | False | 1 | True | Up |  | None | Condensing | Single-Stage |  | 0.5 | Standard |  | 80000 | 75000 |  |  | 68500 | 336 | 92.1 | 75 | [8 empty] | Federally-Regulated Consumer Product | 11/28/2016 |  | 08/14/2017
Carrier Corp. - Syracuse | Carrier | 59SP2A080E17--16* | Natural Gas | Induced Draft | True | False | 1 | True | Down |  | None | Condensing | Single-Stage |  | 0.5 | Standard |  | 80000 | 75000 |  |  | 68500 | 336 | 92.1 | 75 | [8 empty] | Federally-Regulated Consumer Product | 11/28/2016 |  | 08/14/2017
Carrier Corp. - Syracuse | Carrier | 59SP2A080E17--16* | Natural Gas | Induced Draft | True | False | 1 | True | Horizontal |  | None | Condensing | Single-Stage |  | 0.5 | Standard |  | 80000 | 75000 |  |  | 68500 | 336 | 92.1 | 75 | [8 empty] | Federally-Regulated Consumer Product | 11/28/2016 |  | 08/14/2017
Carrier Corp. - Syracuse | Carrier | 59SP2A040E14--10* | LPG | Induced Draft | True | False | 1 | True | Up |  | None | Condensing | Single-Stage |  | 0.5 | Standard |  | 40000 | 37000 |  |  | 34200 | 192 | 92.1 | 75 | [8 empty] | Federally-Regulated Consumer Product | 11/28/2016 |  | 08/14/2017
Carrier Corp. - Syracuse | Carrier | 59SP2A040E14--10* | LPG | Induced Draft | True | False | 1 | True | Down |  | None | Condensing | Single-Stage |  | 0.5 | Standard |  | 40000 | 37000 |  |  | 34200 | 192 | 92.1 | 75 | [8 empty] | Federally-Regulated Consumer Product | 11/28/2016 |  | 08/14/2017
Carrier Corp. - Syracuse | Carrier | 59SP2A040E14--10* | LPG | Induced Draft | True | False | 1 | True | Horizontal |  | None | Condensing | Single-Stage |  | 0.5 | Standard |  | 40000 | 37000 |  |  | 34200 | 192 | 92.1 | 75 | [8 empty] | Federally-Regulated Consumer Product | 11/28/2016 |  | 08/14/2017
Carrier Corp. - Syracuse | Carrier | 59SP2A040E14--10* | Natural Gas | Induced Draft | True | False | 1 | True | Up |  | None | Condensing | Single-Stage |  | 0.5 | Standard |  | 40000 | 37000 |  |  | 34200 | 192 | 92.1 | 75 | [8 empty] | Federally-Regulated Consumer Product | 11/28/2016 |  | 08/14/2017
Carrier Corp. - Syracuse | Carrier | 59SP2A040E14--10* | Natural Gas | Induced Draft | True | False | 1 | True | Down |  | None | Condensing | Single-Stage |  | 0.5 | Standard |  | 40000 | 37000 |  |  | 34200 | 192 | 92.1 | 75 | [8 empty] | Federally-Regulated Consumer Product | 11/28/2016 |  | 08/14/2017
Carrier Corp. - Syracuse | Carrier | 59SP2A040E14--10* | Natural Gas | Induced Draft | True | False | 1 | True | Horizontal |  | None | Condensing | Single-Stage |  | 0.5 | Standard |  | 40000 | 37000 |  |  | 34200 | 192 | 92.1 | 75 | [8 empty] | Federally-Regulated Consumer Product | 11/28/2016 |  | 08/14/2017
Carrier Corp. - Syracuse | Carrier | 59SP2A040E17--12* | LPG | Induced Draft | True | False | 1 | True | Up |  | None | Condensing | Single-Stage |  | 0.5 | Standard |  | 40000 | 37000 |  |  | 34200 | 194 | 92.1 | 75 | [8 empty] | Federally-Regulated Consumer Product | 11/28/2016 |  | 08/14/2017
Carrier Corp. - Syracuse | Carrier | 59SP2A040E17--12* | LPG | Induced Draft | True | False | 1 | True | Down |  | None | Condensing | Single-Stage |  | 0.5 | Standard |  | 40000 | 37000 |  |  | 34200 | 194 | 92.1 | 75 | [8 empty] | Federally-Regulated Consumer Product | 11/28/2016 |  | 08/14/2017
Carrier Corp. - Syracuse | Carrier | 59SP2A040E17--12* | LPG | Induced Draft | True | False | 1 | True | Horizontal |  | None | Condensing | Single-Stage |  | 0.5 | Standard |  | 40000 | 37000 |  |  | 34200 | 194 | 92.1 | 75 | [8 empty] | Federally-Regulated Consumer Product | 11/28/2016 |  | 08/14/2017
Carrier Corp. - Syracuse | Carrier | 59SP2A040E17--12* | Natural Gas | Induced Draft | True | False | 1 | True | Up |  | None | Condensing | Single-Stage |  | 0.5 | Standard |  | 40000 | 37000 |  |  | 34200 | 194 | 92.1 | 75 | [8 empty] | Federally-Regulated Consumer Product | 11/28/2016 |  | 08/14/2017
Carrier Corp. - Syracuse | Carrier | 59SP2A040E17--12* | Natural Gas | Induced Draft | True | False | 1 | True | Down |  | None | Condensing | Single-Stage |  | 0.5 | Standard |  | 40000 | 37000 |  |  | 34200 | 194 | 92.1 | 75 | [8 empty] | Federally-Regulated Consumer Product | 11/28/2016 |  | 08/14/2017
Carrier Corp. - Syracuse | Carrier | 59SP2A040E17--12* | Natural Gas | Induced Draft | True | False | 1 | True | Horizontal |  | None | Condensing | Single-Stage |  | 0.5 | Standard |  | 40000 | 37000 |  |  | 34200 | 194 | 92.1 | 75 | [8 empty] | Federally-Regulated Consumer Product | 11/28/2016 |  | 08/14/2017
Carrier Corp. - Syracuse | Carrier | 59SP2A060E14--12* | LPG | Induced Draft | True | False | 1 | True | Up |  | None | Condensing | Single-Stage |  | 0.5 | Standard |  | 60000 | 56000 |  |  | 51200 | 320 | 92.1 | 75 | [8 empty] | Federally-Regulated Consumer Product | 11/28/2016 |  | 08/14/2017
Carrier Corp. - Syracuse | Carrier | 59SP2A060E14--12* | LPG | Induced Draft | True | False | 1 | True | Down |  | None | Condensing | Single-Stage |  | 0.5 | Standard |  | 60000 | 56000 |  |  | 51200 | 320 | 92.1 | 75 | [8 empty] | Federally-Regulated Consumer Product | 11/28/2016 |  | 08/14/2017
Carrier Corp. - Syracuse | Carrier | 59SP2A060E14--12* | LPG | Induced Draft | True | False | 1 | True | Horizontal |  | None | Condensing | Single-Stage |  | 0.5 | Standard |  | 60000 | 56000 |  |  | 51200 | 320 | 92.1 | 75 | [8 empty] | Federally-Regulated Consumer Product | 11/28/2016 |  | 08/14/2017
Carrier Corp. - Syracuse | Carrier | 59SP2A060E14--12* | Natural Gas | Induced Draft | True | False | 1 | True | Up |  | None | Condensing | Single-Stage |  | 0.5 | Standard |  | 60000 | 56000 |  |  | 51200 | 320 | 92.1 | 75 | [8 empty] | Federally-Regulated Consumer Product | 11/28/2016 |  | 08/14/2017
Carrier Corp. - Syracuse | Carrier | 59SP2A060E14--12* | Natural Gas | Induced Draft | True | False | 1 | True | Down |  | None | Condensing | Single-Stage |  | 0.5 | Standard |  | 60000 | 56000 |  |  | 51200 | 320 | 92.1 | 75 | [8 empty] | Federally-Regulated Consumer Product | 11/28/2016 |  | 08/14/2017
Carrier Corp. - Syracuse | Carrier | 59SP2A060E14--12* | Natural Gas | Induced Draft | True | False | 1 | True | Horizontal |  | None | Condensing | Single-Stage |  | 0.5 | Standard |  | 60000 | 56000 |  |  | 51200 | 320 | 92.1 | 75 | [8 empty] | Federally-Regulated Consumer Product | 11/28/2016 |  | 08/14/2017
Carrier Corp. - Syracuse | Carrier | 59SP2A060E17--14* | LPG | Induced Draft | True | False | 1 | True | Up |  | None | Condensing | Single-Stage |  | 0.5 | Standard |  | 60000 | 56000 |  |  | 51700 | 187 | 92.1 | 75 | [8 empty] | Federally-Regulated Consumer Product | 11/28/2016 |  | 08/14/2017
Carrier Corp. - Syracuse | Carrier | 59SP2A060E17--14* | LPG | Induced Draft | True | False | 1 | True | Down |  | None | Condensing | Single-Stage |  | 0.5 | Standard |  | 60000 | 56000 |  |  | 51700 | 187 | 92.1 | 75 | [8 empty] | Federally-Regulated Consumer Product | 11/28/2016 |  | 08/14/2017
Carrier Corp. - Syracuse | Carrier | 59SP2A060E17--14* | LPG | Induced Draft | True | False | 1 | True | Horizontal |  | None | Condensing | Single-Stage |  | 0.5 | Standard |  | 60000 | 56000 |  |  | 51700 | 187 | 92.1 | 75 | [8 empty] | Federally-Regulated Consumer Product | 11/28/2016 |  | 08/14/2017
Carrier Corp. - Syracuse | Carrier | 59SP2A060E17--14* | Natural Gas | Induced Draft | True | False | 1 | True | Up |  | None | Condensing | Single-Stage |  | 0.5 | Standard |  | 60000 | 56000 |  |  | 51700 | 187 | 92.1 | 75 | [8 empty] | Federally-Regulated Consumer Product | 11/28/2016 |  | 08/14/2017
Carrier Corp. - Syracuse | Carrier | 59SP2A060E17--14* | Natural Gas | Induced Draft | True | False | 1 | True | Down |  | None | Condensing | Single-Stage |  | 0.5 | Standard |  | 60000 | 56000 |  |  | 51700 | 187 | 92.1 | 75 | [8 empty] | Federally-Regulated Consumer Product | 11/28/2016 |  | 08/14/2017
Carrier Corp. - Syracuse | Carrier | 59SP2A060E17--14* | Natural Gas | Induced Draft | True | False | 1 | True | Horizontal |  | None | Condensing | Single-Stage |  | 0.5 | Standard |  | 60000 | 56000 |  |  | 51700 | 187 | 92.1 | 75 | [8 empty] | Federally-Regulated Consumer Product | 11/28/2016 |  | 08/14/2017
Carrier Corp. - Syracuse | Carrier | 59SP2A080E21--20* | LPG | Induced Draft | True | False | 1 | True | Up |  | None | Condensing | Single-Stage |  | 0.75 | Standard |  | 80000 | 75000 |  |  | 68600 | 319 | 92.1 | 75 | [8 empty] | Federally-Regulated Consumer Product | 11/28/2016 |  | 08/14/2017
Carrier Corp. - Syracuse | Carrier | 59SP2A080E21--20* | LPG | Induced Draft | True | False | 1 | True | Down |  | None | Condensing | Single-Stage |  | 0.75 | Standard |  | 80000 | 75000 |  |  | 68600 | 319 | 92.1 | 75 | [8 empty] | Federally-Regulated Consumer Product | 11/28/2016 |  | 08/14/2017
Carrier Corp. - Syracuse | Carrier | 59SP2A080E21--20* | LPG | Induced Draft | True | False | 1 | True | Horizontal |  | None | Condensing | Single-Stage |  | 0.75 | Standard |  | 80000 | 75000 |  |  | 68600 | 319 | 92.1 | 75 | [8 empty] | Federally-Regulated Consumer Product | 11/28/2016 |  | 08/14/2017
Carrier Corp. - Syracuse | Carrier | 59SP2A080E21--20* | Natural Gas | Induced Draft | True | False | 1 | True | Up |  | None | Condensing | Single-Stage |  | 0.75 | Standard |  | 80000 | 75000 |  |  | 68600 | 319 | 92.1 | 75 | [8 empty] | Federally-Regulated Consumer Product | 11/28/2016 |  | 08/14/2017
Carrier Corp. - Syracuse | Carrier | 59SP2A080E21--20* | Natural Gas | Induced Draft | True | False | 1 | True | Down |  | None | Condensing | Single-Stage |  | 0.75 | Standard |  | 80000 | 75000 |  |  | 68600 | 319 | 92.1 | 75 | [8 empty] | Federally-Regulated Consumer Product | 11/28/2016 |  | 08/14/2017
Carrier Corp. - Syracuse | Carrier | 59SP2A080E21--20* | Natural Gas | Induced Draft | True | False | 1 | True | Horizontal |  | None | Condensing | Single-Stage |  | 0.75 | Standard |  | 80000 | 75000 |  |  | 68600 | 319 | 92.1 | 75 | [8 empty] | Federally-Regulated Consumer Product | 11/28/2016 |  | 08/14/2017
Carrier Corp. - Syracuse | Carrier | 59SP2A100E21--20* | LPG | Induced Draft | True | False | 1 | True | Up |  | None | Condensing | Single-Stage |  | 0.75 | Standard |  | 100000 | 94000 |  |  | 102600 | 554 | 92.1 | 75 | [8 empty] | Federally-Regulated Consumer Product | 02/14/2017 |  | 08/14/2017
Carrier Corp. - Syracuse | Carrier | 59SP2A100E21--20* | LPG | Induced Draft | True | False | 1 | True | Down |  | None | Condensing | Single-Stage |  | 0.75 | Standard |  | 100000 | 94000 |  |  | 102600 | 554 | 92.1 | 75 | [8 empty] | Federally-Regulated Consumer Product | 02/14/2017 |  | 08/14/2017
Carrier Corp. - Syracuse | Carrier | 59SP2A100E21--20* | LPG | Induced Draft | True | False | 1 | True | Horizontal |  | None | Condensing | Single-Stage |  | 0.75 | Standard |  | 100000 | 94000 |  |  | 102600 | 554 | 92.1 | 75 | [8 empty] | Federally-Regulated Consumer Product | 02/14/2017 |  | 08/14/2017
Carrier Corp. - Syracuse | Carrier | 59SP2A100E21--20* | Natural Gas | Induced Draft | True | False | 1 | True | Up |  | None | Condensing | Single-Stage |  | 0.75 | Standard |  | 100000 | 94000 |  |  | 102600 | 554 | 92.1 | 75 | [8 empty] | Federally-Regulated Consumer Product | 02/14/2017 |  | 08/14/2017
Carrier Corp. - Syracuse | Carrier | 59SP2A100E21--20* | Natural Gas | Induced Draft | True | False | 1 | True | Down |  | None | Condensing | Single-Stage |  | 0.75 | Standard |  | 100000 | 94000 |  |  | 102600 | 554 | 92.1 | 75 | [8 empty] | Federally-Regulated Consumer Product | 02/14/2017 |  | 08/14/2017
Carrier Corp. - Syracuse | Carrier | 59SP2A100E21--20* | Natural Gas | Induced Draft | True | False | 1 | True | Horizontal |  | None | Condensing | Single-Stage |  | 0.75 | Standard |  | 100000 | 94000 |  |  | 102600 | 554 | 92.1 | 75 | [8 empty] | Federally-Regulated Consumer Product | 02/14/2017 |  | 08/14/2017
Carrier Corp. - Syracuse | Carrier | 59SP2A120E24--20* | LPG | Induced Draft | True | False | 1 | True | Up |  | None | Condensing | Single-Stage |  | 0.75 | Standard |  | 120000 | 112000 |  |  | 119600 | 650 | 92.1 | 75 | [8 empty] | Federally-Regulated Consumer Product | 02/14/2017 |  | 08/14/2017
Carrier Corp. - Syracuse | Carrier | 59SP2A120E24--20* | LPG | Induced Draft | True | False | 1 | True | Down |  | None | Condensing | Single-Stage |  | 0.75 | Standard |  | 120000 | 112000 |  |  | 119600 | 650 | 92.1 | 75 | [8 empty] | Federally-Regulated Consumer Product | 02/14/2017 |  | 08/14/2017
Carrier Corp. - Syracuse | Carrier | 59SP2A120E24--20* | LPG | Induced Draft | True | False | 1 | True | Horizontal |  | None | Condensing | Single-Stage |  | 0.75 | Standard |  | 120000 | 112000 |  |  | 119600 | 650 | 92.1 | 75 | [8 empty] | Federally-Regulated Consumer Product | 02/14/2017 |  | 08/14/2017
Carrier Corp. - Syracuse | Carrier | 59SP2A120E24--20* | Natural Gas | Induced Draft | True | False | 1 | True | Up |  | None | Condensing | Single-Stage |  | 0.75 | Standard |  | 120000 | 112000 |  |  | 119600 | 650 | 92.1 | 75 | [8 empty] | Federally-Regulated Consumer Product | 02/14/2017 |  | 08/14/2017
Carrier Corp. - Syracuse | Carrier | 59SP2A120E24--20* | Natural Gas | Induced Draft | True | False | 1 | True | Down |  | None | Condensing | Single-Stage |  | 0.75 | Standard |  | 120000 | 112000 |  |  | 119600 | 650 | 92.1 | 75 | [8 empty] | Federally-Regulated Consumer Product | 02/14/2017 |  | 08/14/2017
Carrier Corp. - Syracuse | Carrier | 59SP2A120E24--20* | Natural Gas | Induced Draft | True | False | 1 | True | Horizontal |  | None | Condensing | Single-Stage |  | 0.75 | Standard |  | 120000 | 112000 |  |  | 119600 | 650 | 92.1 | 75 | [8 empty] | Federally-Regulated Consumer Product | 02/14/2017 |  | 08/14/2017
Carrier Corp. - Syracuse | Carrier | 59SP5A040E14--10** | LPG | Induced Draft | True | False | 1 | True | Up |  | None | Condensing | Single-Stage |  | 0.5 | Standard |  | 40000 | 39000 |  |  | 32600 | 194 | 96.5 | 75 | [8 empty] | Federally-Regulated Consumer Product | 11/28/2016 |  | 08/14/2017
Carrier Corp. - Syracuse | Carrier | 59SP5A040E14--10** | LPG | Induced Draft | True | False | 1 | True | Horizontal |  | None | Condensing | Single-Stage |  | 0.5 | Standard |  | 40000 | 39000 |  |  | 32600 | 194 | 96.5 | 75 | [8 empty] | Federally-Regulated Consumer Product | 11/28/2016 |  | 08/14/2017
Carrier Corp. - Syracuse | Carrier | 59SP5A040E14--10** | Natural Gas | Induced Draft | True | False | 1 | True | Up |  | None | Condensing | Single-Stage |  | 0.5 | Standard |  | 40000 | 39000 |  |  | 32600 | 194 | 96.5 | 75 | [8 empty] | Federally-Regulated Consumer Product | 11/28/2016 |  | 08/14/2017
Carrier Corp. - Syracuse | Carrier | 59SP5A040E14--10** | Natural Gas | Induced Draft | True | False | 1 | True | Horizontal |  | None | Condensing | Single-Stage |  | 0.5 | Standard |  | 40000 | 39000 |  |  | 32600 | 194 | 96.5 | 75 | [8 empty] | Federally-Regulated Consumer Product | 11/28/2016 |  | 08/14/2017
Carrier Corp. - Syracuse | Carrier | 59SP5A060E17--14** | LPG | Induced Draft | True | False | 1 | True | Up |  | None | Condensing | Single-Stage |  | 0.75 | Standard |  | 60000 | 58000 |  |  | 49100 | 251 | 96.5 | 75 | [8 empty] | Federally-Regulated Consumer Product | 08/08/2017 |  | 08/14/2017
Carrier Corp. - Syracuse | Carrier | 59SP5A060E17--14** | LPG | Induced Draft | True | False | 1 | True | Horizontal |  | None | Condensing | Single-Stage |  | 0.75 | Standard |  | 60000 | 58000 |  |  | 49100 | 251 | 96.5 | 75 | [8 empty] | Federally-Regulated Consumer Product | 08/08/2017 |  | 08/14/2017
Carrier Corp. - Syracuse | Carrier | 59SP5A060E17--14** | Natural Gas | Induced Draft | True | False | 1 | True | Up |  | None | Condensing | Single-Stage |  | 0.75 | Standard |  | 60000 | 58000 |  |  | 49100 | 251 | 96.5 | 75 | [8 empty] | Federally-Regulated Consumer Product | 08/08/2017 |  | 08/14/2017
Carrier Corp. - Syracuse | Carrier | 59SP5A060E17--14** | Natural Gas | Induced Draft | True | False | 1 | True | Horizontal |  | None | Condensing | Single-Stage |  | 0.75 | Standard |  | 60000 | 58000 |  |  | 49100 | 251 | 96.5 | 75 | [8 empty] | Federally-Regulated Consumer Product | 08/08/2017 |  | 08/14/2017
Carrier Corp. - Syracuse | Carrier | 59SP5A080E17--16** | LPG | Induced Draft | True | False | 1 | True | Up |  | None | Condensing | Single-Stage |  | 0.75 | Standard |  | 80000 | 78000 |  |  | 81500 | 480 | 96.5 | 75 | [8 empty] | Federally-Regulated Consumer Product | 11/28/2016 |  | 08/14/2017
Carrier Corp. - Syracuse | Carrier | 59SP5A080E17--16** | LPG | Induced Draft | True | False | 1 | True | Horizontal |  | None | Condensing | Single-Stage |  | 0.75 | Standard |  | 80000 | 78000 |  |  | 81500 | 480 | 96.5 | 75 | [8 empty] | Federally-Regulated Consumer Product | 11/28/2016 |  | 08/14/2017
Carrier Corp. - Syracuse | Carrier | 59SP5A080E17--16** | Natural Gas | Induced Draft | True | False | 1 | True | Up |  | None | Condensing | Single-Stage |  | 0.75 | Standard |  | 80000 | 78000 |  |  | 81500 | 480 | 96.5 | 75 | [8 empty] | Federally-Regulated Consumer Product | 11/28/2016 |  | 08/14/2017
Carrier Corp. - Syracuse | Carrier | 59SP5A080E17--16** | Natural Gas | Induced Draft | True | False | 1 | True | Horizontal |  | None | Condensing | Single-Stage |  | 0.75 | Standard |  | 80000 | 78000 |  |  | 81500 | 480 | 96.5 | 75 | [8 empty] | Federally-Regulated Consumer Product | 11/28/2016 |  | 08/14/2017
Carrier Corp. - Syracuse | Carrier | 59SP5A120E24--22** | LPG | Induced Draft | True | False | 1 | True | Up |  | None | Condensing | Single-Stage |  | 1 | Standard |  | 120000 | 117000 |  |  | 112900 | 985 | 96.5 | 75 | [8 empty] | Federally-Regulated Consumer Product | 11/28/2016 |  | 08/14/2017
Carrier Corp. - Syracuse | Carrier | 59SP5A120E24--22** | LPG | Induced Draft | True | False | 1 | True | Horizontal |  | None | Condensing | Single-Stage |  | 1 | Standard |  | 120000 | 117000 |  |  | 112900 | 985 | 96.5 | 75 | [8 empty] | Federally-Regulated Consumer Product | 11/28/2016 |  | 08/14/2017
Carrier Corp. - Syracuse | Carrier | 59SP5A120E24--22** | Natural Gas | Induced Draft | True | False | 1 | True | Up |  | None | Condensing | Single-Stage |  | 1 | Standard |  | 120000 | 117000 |  |  | 112900 | 985 | 96.5 | 75 | [8 empty] | Federally-Regulated Consumer Product | 11/28/2016 |  | 08/14/2017
Carrier Corp. - Syracuse | Carrier | 59SP5A120E24--22** | Natural Gas | Induced Draft | True | False | 1 | True | Horizontal |  | None | Condensing | Single-Stage |  | 1 | Standard |  | 120000 | 117000 |  |  | 112900 | 985 | 96.5 | 75 | [8 empty] | Federally-Regulated Consumer Product | 11/28/2016 |  | 08/14/2017
Carrier Corp. - Syracuse | Carrier | 59SP5A060E14--12** | LPG | Induced Draft | True | False | 1 | True | Up |  | None | Condensing | Single-Stage |  | 0.5 | Standard |  | 60000 | 58000 |  |  | 49400 | 307 | 95.5 | 75 | [8 empty] | Federally-Regulated Consumer Product | 11/28/2016 |  | 08/14/2017
Carrier Corp. - Syracuse | Carrier | 59SP5A060E14--12** | LPG | Induced Draft | True | False | 1 | True | Horizontal |  | None | Condensing | Single-Stage |  | 0.5 | Standard |  | 60000 | 58000 |  |  | 49400 | 307 | 95.5 | 75 | [8 empty] | Federally-Regulated Consumer Product | 11/28/2016 |  | 08/14/2017
Carrier Corp. - Syracuse | Carrier | 59SP5A060E14--12** | Natural Gas | Induced Draft | True | False | 1 | True | Up |  | None | Condensing | Single-Stage |  | 0.5 | Standard |  | 60000 | 58000 |  |  | 49400 | 307 | 95.5 | 75 | [8 empty] | Federally-Regulated Consumer Product | 11/28/2016 |  | 08/14/2017
Carrier Corp. - Syracuse | Carrier | 59SP5A060E14--12** | Natural Gas | Induced Draft | True | False | 1 | True | Horizontal |  | None | Condensing | Single-Stage |  | 0.5 | Standard |  | 60000 | 58000 |  |  | 49400 | 307 | 95.5 | 75 | [8 empty] | Federally-Regulated Consumer Product | 11/28/2016 |  | 08/14/2017
Carrier Corp. - Syracuse | Carrier | 59SP5A040E14--10**D | LPG | Induced Draft | True | False | 1 | True | Down |  | None | Condensing | Single-Stage |  | 0.5 | Standard |  | 40000 | 39000 |  |  | 33200 | 188 | 95 | 75 | [8 empty] | Federally-Regulated Consumer Product | 11/28/2016 |  | 08/14/2017
Carrier Corp. - Syracuse | Carrier | 59SP5A040E14--10**D | Natural Gas | Induced Draft | True | False | 1 | True | Down |  | None | Condensing | Single-Stage |  | 0.5 | Standard |  | 40000 | 39000 |  |  | 33200 | 188 | 95 | 75 | [8 empty] | Federally-Regulated Consumer Product | 11/28/2016 |  | 08/14/2017
Carrier Corp. - Syracuse | Carrier | 59SP5A040E17--12**D | LPG | Induced Draft | True | False | 1 | True | Down |  | None | Condensing | Single-Stage |  | 0.5 | Standard |  | 40000 | 39000 |  |  | 33200 | 183 | 95 | 75 | [8 empty] | Federally-Regulated Consumer Product | 11/28/2016 |  | 08/14/2017
Carrier Corp. - Syracuse | Carrier | 59SP5A040E17--12**D | Natural Gas | Induced Draft | True | False | 1 | True | Down |  | None | Condensing | Single-Stage |  | 0.5 | Standard |  | 40000 | 39000 |  |  | 33200 | 183 | 95 | 75 | [8 empty] | Federally-Regulated Consumer Product | 11/28/2016 |  | 08/14/2017
Carrier Corp. - Syracuse | Carrier | 59SP5A060E14--12**D | LPG | Induced Draft | True | False | 1 | True | Down |  | None | Condensing | Single-Stage |  | 0.5 | Standard |  | 60000 | 58000 |  |  | 49500 | 344 | 95 | 75 | [8 empty] | Federally-Regulated Consumer Product | 11/28/2016 |  | 08/14/2017
Carrier Corp. - Syracuse | Carrier | 59SP5A060E14--12**D | Natural Gas | Induced Draft | True | False | 1 | True | Down |  | None | Condensing | Single-Stage |  | 0.5 | Standard |  | 60000 | 58000 |  |  | 49500 | 344 | 95 | 75 | [8 empty] | Federally-Regulated Consumer Product | 11/28/2016 |  | 08/14/2017
Carrier Corp. - Syracuse | Carrier | 59SP5A060E17--14**D | LPG | Induced Draft | True | False | 1 | True | Down |  | None | Condensing | Single-Stage |  | 0.75 | Standard |  | 60000 | 58000 |  |  | 49800 | 263 | 95 | 75 | [8 empty] | Federally-Regulated Consumer Product | 11/28/2016 |  | 08/14/2017
Carrier Corp. - Syracuse | Carrier | 59SP5A060E17--14**D | Natural Gas | Induced Draft | True | False | 1 | True | Down |  | None | Condensing | Single-Stage |  | 0.75 | Standard |  | 60000 | 58000 |  |  | 49800 | 263 | 95 | 75 | [8 empty] | Federally-Regulated Consumer Product | 11/28/2016 |  | 08/14/2017
Carrier Corp. - Syracuse | Carrier | 59SP5A080E17--16**D | LPG | Induced Draft | True | False | 1 | True | Down |  | None | Condensing | Single-Stage |  | 0.75 | Standard |  | 80000 | 78000 |  |  | 82500 | 558 | 95 | 75 | [8 empty] | Federally-Regulated Consumer Product | 11/28/2016 |  | 08/14/2017
Carrier Corp. - Syracuse | Carrier | 59SP5A080E17--16**D | Natural Gas | Induced Draft | True | False | 1 | True | Down |  | None | Condensing | Single-Stage |  | 0.75 | Standard |  | 80000 | 78000 |  |  | 82500 | 558 | 95 | 75 | [8 empty] | Federally-Regulated Consumer Product | 11/28/2016 |  | 08/14/2017
Carrier Corp. - Syracuse | Carrier | 59SP5A080E21--20**D | LPG | Induced Draft | True | False | 1 | True | Down |  | None | Condensing | Single-Stage |  | 1 | Standard |  | 80000 | 78000 |  |  | 83000 | 418 | 95 | 75 | [8 empty] | Federally-Regulated Consumer Product | 11/28/2016 |  | 08/14/2017
Carrier Corp. - Syracuse | Carrier | 59SP5A080E21--20**D | Natural Gas | Induced Draft | True | False | 1 | True | Down |  | None | Condensing | Single-Stage |  | 1 | Standard |  | 80000 | 78000 |  |  | 83000 | 418 | 95 | 75 | [8 empty] | Federally-Regulated Consumer Product | 11/28/2016 |  | 08/14/2017
Carrier Corp. - Syracuse | Carrier | 59SP5A100E21--20**D | LPG | Induced Draft | True | False | 1 | True | Down |  | None | Condensing | Single-Stage |  | 1 | Standard |  | 100000 | 97000 |  |  | 99200 | 614 | 95 | 75 | [8 empty] | Federally-Regulated Consumer Product | 02/14/2017 |  | 08/14/2017
Carrier Corp. - Syracuse | Carrier | 59SP5A100E21--20**D | Natural Gas | Induced Draft | True | False | 1 | True | Down |  | None | Condensing | Single-Stage |  | 1 | Standard |  | 100000 | 97000 |  |  | 99200 | 614 | 95 | 75 | [8 empty] | Federally-Regulated Consumer Product | 02/14/2017 |  | 08/14/2017
Carrier Corp. - Syracuse | Carrier | 59SP5A120E24--22**D | LPG | Induced Draft | True | False | 1 | True | Down |  | None | Condensing | Single-Stage |  | 1 | Standard |  | 120000 | 116000 |  |  | 114500 | 1047 | 95 | 75 | [8 empty] | Federally-Regulated Consumer Product | 11/28/2016 |  | 08/14/2017
Carrier Corp. - Syracuse | Carrier | 59SP5A120E24--22**D | Natural Gas | Induced Draft | True | False | 1 | True | Down |  | None | Condensing | Single-Stage |  | 1 | Standard |  | 120000 | 116000 |  |  | 114500 | 1047 | 95 | 75 | [8 empty] | Federally-Regulated Consumer Product | 11/28/2016 |  | 08/14/2017
Carrier Corp. - Syracuse | Carrier | 59SP5A080E21--20** | LPG | Induced Draft | True | False | 1 | True | Up |  | None | Condensing | Single-Stage |  | 1 | Standard |  | 80000 | 78000 |  |  | 81600 | 442 | 96.5 | 75 | [8 empty] | Federally-Regulated Consumer Product | 11/28/2016 |  | 08/14/2017
Carrier Corp. - Syracuse | Carrier | 59SP5A080E21--20** | LPG | Induced Draft | True | False | 1 | True | Horizontal |  | None | Condensing | Single-Stage |  | 1 | Standard |  | 80000 | 78000 |  |  | 81600 | 442 | 96.5 | 75 | [8 empty] | Federally-Regulated Consumer Product | 11/28/2016 |  | 08/14/2017
Carrier Corp. - Syracuse | Carrier | 59SP5A080E21--20** | Natural Gas | Induced Draft | True | False | 1 | True | Up |  | None | Condensing | Single-Stage |  | 1 | Standard |  | 80000 | 78000 |  |  | 81600 | 442 | 96.5 | 75 | [8 empty] | Federally-Regulated Consumer Product | 11/28/2016 |  | 08/14/2017
Carrier Corp. - Syracuse | Carrier | 59SP5A080E21--20** | Natural Gas | Induced Draft | True | False | 1 | True | Horizontal |  | None | Condensing | Single-Stage |  | 1 | Standard |  | 80000 | 78000 |  |  | 81600 | 442 | 96.5 | 75 | [8 empty] | Federally-Regulated Consumer Product | 11/28/2016 |  | 08/14/2017
Carrier Corp. - Syracuse | Carrier | 59SP5A100E21--20** | LPG | Induced Draft | True | False | 1 | True | Up |  | None | Condensing | Single-Stage |  | 1 | Standard |  | 100000 | 97000 |  |  | 97900 | 581 | 96.3 | 75 | [8 empty] | Federally-Regulated Consumer Product | 11/28/2016 |  | 08/14/2017
Carrier Corp. - Syracuse | Carrier | 59SP5A100E21--20** | LPG | Induced Draft | True | False | 1 | True | Horizontal |  | None | Condensing | Single-Stage |  | 1 | Standard |  | 100000 | 97000 |  |  | 97900 | 581 | 96.3 | 75 | [8 empty] | Federally-Regulated Consumer Product | 11/28/2016 |  | 08/14/2017
Carrier Corp. - Syracuse | Carrier | 59SP5A100E21--20** | Natural Gas | Induced Draft | True | False | 1 | True | Up |  | None | Condensing | Single-Stage |  | 1 | Standard |  | 100000 | 97000 |  |  | 97900 | 581 | 96.3 | 75 | [8 empty] | Federally-Regulated Consumer Product | 11/28/2016 |  | 08/14/2017
Carrier Corp. - Syracuse | Carrier | 59SP5A100E21--20** | Natural Gas | Induced Draft | True | False | 1 | True | Horizontal |  | None | Condensing | Single-Stage |  | 1 | Standard |  | 100000 | 97000 |  |  | 97900 | 581 | 96.3 | 75 | [8 empty] | Federally-Regulated Consumer Product | 11/28/2016 |  | 08/14/2017
Carrier Corp. - Syracuse | Carrier | 59SP5A040E17--12** | LPG | Induced Draft | True | False | 1 | True | Up |  | None | Condensing | Single-Stage |  | 0.5 | Standard |  | 40000 | 39000 |  |  | 32700 | 175 | 96.5 | 75 | [8 empty] | Federally-Regulated Consumer Product | 11/28/2016 |  | 08/14/2017
Carrier Corp. - Syracuse | Carrier | 59SP5A040E17--12** | LPG | Induced Draft | True | False | 1 | True | Horizontal |  | None | Condensing | Single-Stage |  | 0.5 | Standard |  | 40000 | 39000 |  |  | 32700 | 175 | 96.5 | 75 | [8 empty] | Federally-Regulated Consumer Product | 11/28/2016 |  | 08/14/2017
Carrier Corp. - Syracuse | Carrier | 59SP5A040E17--12** | Natural Gas | Induced Draft | True | False | 1 | True | Up |  | None | Condensing | Single-Stage |  | 0.5 | Standard |  | 40000 | 39000 |  |  | 32700 | 175 | 96.5 | 75 | [8 empty] | Federally-Regulated Consumer Product | 11/28/2016 |  | 08/14/2017
Carrier Corp. - Syracuse | Carrier | 59SP5A040E17--12** | Natural Gas | Induced Draft | True | False | 1 | True | Horizontal |  | None | Condensing | Single-Stage |  | 0.5 | Standard |  | 40000 | 39000 |  |  | 32700 | 175 | 96.5 | 75 | [8 empty] | Federally-Regulated Consumer Product | 11/28/2016 |  | 08/14/2017
Carrier Corp. - Syracuse | Carrier | A1X95-030040* | LPG | Induced Draft | True | False | 1 | True | Up |  | None | Condensing | Single-Stage |  | 0.5 | Standard |  | 40000 | 39000 |  |  | 32700 | 194 | 96.2 | 75 | [8 empty] | Federally-Regulated Consumer Product | 11/28/2016 |  | 08/14/2017
Carrier Corp. - Syracuse | Carrier | A1X95-030040* | LPG | Induced Draft | True | False | 1 | True | Horizontal |  | None | Condensing | Single-Stage |  | 0.5 | Standard |  | 40000 | 39000 |  |  | 32700 | 194 | 96.2 | 75 | [8 empty] | Federally-Regulated Consumer Product | 11/28/2016 |  | 08/14/2017
Carrier Corp. - Syracuse | Carrier | A1X95-030040* | Natural Gas | Induced Draft | True | False | 1 | True | Up |  | None | Condensing | Single-Stage |  | 0.5 | Standard |  | 40000 | 39000 |  |  | 32700 | 194 | 96.2 | 75 | [8 empty] | Federally-Regulated Consumer Product | 11/28/2016 |  | 08/14/2017
Carrier Corp. - Syracuse | Carrier | A1X95-030040* | Natural Gas | Induced Draft | True | False | 1 | True | Horizontal |  | None | Condensing | Single-Stage |  | 0.5 | Standard |  | 40000 | 39000 |  |  | 32700 | 194 | 96.2 | 75 | [8 empty] | Federally-Regulated Consumer Product | 11/28/2016 |  | 08/14/2017
Carrier Corp. - Syracuse | Carrier | A1X95-048060* | LPG | Induced Draft | True | False | 1 | True | Up |  | None | Condensing | Single-Stage |  | 0.75 | Standard |  | 60000 | 58000 |  |  | 49200 | 254 | 96.2 | 75 | [8 empty] | Federally-Regulated Consumer Product | 11/28/2016 |  | 08/14/2017
Carrier Corp. - Syracuse | Carrier | A1X95-048060* | LPG | Induced Draft | True | False | 1 | True | Horizontal |  | None | Condensing | Single-Stage |  | 0.75 | Standard |  | 60000 | 58000 |  |  | 49200 | 254 | 96.2 | 75 | [8 empty] | Federally-Regulated Consumer Product | 11/28/2016 |  | 08/14/2017
Carrier Corp. - Syracuse | Carrier | A1X95-048060* | Natural Gas | Induced Draft | True | False | 1 | True | Up |  | None | Condensing | Single-Stage |  | 0.75 | Standard |  | 60000 | 58000 |  |  | 49200 | 254 | 96.2 | 75 | [8 empty] | Federally-Regulated Consumer Product | 11/28/2016 |  | 08/14/2017
Carrier Corp. - Syracuse | Carrier | A1X95-048060* | Natural Gas | Induced Draft | True | False | 1 | True | Horizontal |  | None | Condensing | Single-Stage |  | 0.75 | Standard |  | 60000 | 58000 |  |  | 49200 | 254 | 96.2 | 75 | [8 empty] | Federally-Regulated Consumer Product | 11/28/2016 |  | 08/14/2017
Carrier Corp. - Syracuse | Carrier | A1X95-066120* | LPG | Induced Draft | True | False | 1 | True | Up |  | None | Condensing | Single-Stage |  | 1 | Standard |  | 120000 | 117000 |  |  | 113200 | 988 | 96.2 | 75 | [8 empty] | Federally-Regulated Consumer Product | 11/28/2016 |  | 08/14/2017
Carrier Corp. - Syracuse | Carrier | A1X95-066120* | LPG | Induced Draft | True | False | 1 | True | Horizontal |  | None | Condensing | Single-Stage |  | 1 | Standard |  | 120000 | 117000 |  |  | 113200 | 988 | 96.2 | 75 | [8 empty] | Federally-Regulated Consumer Product | 11/28/2016 |  | 08/14/2017
Carrier Corp. - Syracuse | Carrier | A1X95-066120* | Natural Gas | Induced Draft | True | False | 1 | True | Up |  | None | Condensing | Single-Stage |  | 1 | Standard |  | 120000 | 117000 |  |  | 113200 | 988 | 96.2 | 75 | [8 empty] | Federally-Regulated Consumer Product | 11/28/2016 |  | 08/14/2017
Carrier Corp. - Syracuse | Carrier | A1X95-066120* | Natural Gas | Induced Draft | True | False | 1 | True | Horizontal |  | None | Condensing | Single-Stage |  | 1 | Standard |  | 120000 | 117000 |  |  | 113200 | 988 | 96.2 | 75 | [8 empty] | Federally-Regulated Consumer Product | 11/28/2016 |  | 08/14/2017
Carrier Corp. - Syracuse | Carrier | A1X95-048080* | LPG | Induced Draft | True | False | 1 | True | Up |  | None | Condensing | Single-Stage |  | 0.75 | Standard |  | 80000 | 78000 |  |  | 81700 | 482 | 96.2 | 75 | [8 empty] | Federally-Regulated Consumer Product | 11/28/2016 |  | 08/14/2017
Carrier Corp. - Syracuse | Carrier | A1X95-048080* | LPG | Induced Draft | True | False | 1 | True | Horizontal |  | None | Condensing | Single-Stage |  | 0.75 | Standard |  | 80000 | 78000 |  |  | 81700 | 482 | 96.2 | 75 | [8 empty] | Federally-Regulated Consumer Product | 11/28/2016 |  | 08/14/2017
Carrier Corp. - Syracuse | Carrier | A1X95-048080* | Natural Gas | Induced Draft | True | False | 1 | True | Up |  | None | Condensing | Single-Stage |  | 0.75 | Standard |  | 80000 | 78000 |  |  | 81700 | 482 | 96.2 | 75 | [8 empty] | Federally-Regulated Consumer Product | 11/28/2016 |  | 08/14/2017
Carrier Corp. - Syracuse | Carrier | A1X95-048080* | Natural Gas | Induced Draft | True | False | 1 | True | Horizontal |  | None | Condensing | Single-Stage |  | 0.75 | Standard |  | 80000 | 78000 |  |  | 81700 | 482 | 96.2 | 75 | [8 empty] | Federally-Regulated Consumer Product | 11/28/2016 |  | 08/14/2017
Carrier Corp. - Syracuse | Carrier | A1X95-060080* | LPG | Induced Draft | True | False | 1 | True | Up |  | None | Condensing | Single-Stage |  | 1 | Standard |  | 80000 | 78000 |  |  | 81900 | 443 | 96.2 | 75 | [8 empty] | Federally-Regulated Consumer Product | 11/28/2016 |  | 08/14/2017
Carrier Corp. - Syracuse | Carrier | A1X95-060080* | LPG | Induced Draft | True | False | 1 | True | Horizontal |  | None | Condensing | Single-Stage |  | 1 | Standard |  | 80000 | 78000 |  |  | 81900 | 443 | 96.2 | 75 | [8 empty] | Federally-Regulated Consumer Product | 11/28/2016 |  | 08/14/2017
Carrier Corp. - Syracuse | Carrier | A1X95-060080* | Natural Gas | Induced Draft | True | False | 1 | True | Up |  | None | Condensing | Single-Stage |  | 1 | Standard |  | 80000 | 78000 |  |  | 81900 | 443 | 96.2 | 75 | [8 empty] | Federally-Regulated Consumer Product | 11/28/2016 |  | 08/14/2017
Carrier Corp. - Syracuse | Carrier | A1X95-060080* | Natural Gas | Induced Draft | True | False | 1 | True | Horizontal |  | None | Condensing | Single-Stage |  | 1 | Standard |  | 80000 | 78000 |  |  | 81900 | 443 | 96.2 | 75 | [8 empty] | Federally-Regulated Consumer Product | 11/28/2016 |  | 08/14/2017
Carrier Corp. - Syracuse | Carrier | A1X95-060100* | LPG | Induced Draft | True | False | 1 | True | Up |  | None | Condensing | Single-Stage |  | 1 | Standard |  | 100000 | 97000 |  |  | 98000 | 582 | 96.2 | 75 | [8 empty] | Federally-Regulated Consumer Product | 11/28/2016 |  | 08/14/2017
Carrier Corp. - Syracuse | Carrier | A1X95-060100* | LPG | Induced Draft | True | False | 1 | True | Horizontal |  | None | Condensing | Single-Stage |  | 1 | Standard |  | 100000 | 97000 |  |  | 98000 | 582 | 96.2 | 75 | [8 empty] | Federally-Regulated Consumer Product | 11/28/2016 |  | 08/14/2017
Carrier Corp. - Syracuse | Carrier | A1X95-060100* | Natural Gas | Induced Draft | True | False | 1 | True | Up |  | None | Condensing | Single-Stage |  | 1 | Standard |  | 100000 | 97000 |  |  | 98000 | 582 | 96.2 | 75 | [8 empty] | Federally-Regulated Consumer Product | 11/28/2016 |  | 08/14/2017
Carrier Corp. - Syracuse | Carrier | A1X95-060100* | Natural Gas | Induced Draft | True | False | 1 | True | Horizontal |  | None | Condensing | Single-Stage |  | 1 | Standard |  | 100000 | 97000 |  |  | 98000 | 582 | 96.2 | 75 | [8 empty] | Federally-Regulated Consumer Product | 11/28/2016 |  | 08/14/2017
Carrier Corp. - Syracuse | Carrier | A1X95-036040* | LPG | Induced Draft | True | False | 1 | True | Up |  | None | Condensing | Single-Stage |  | 0.5 | Standard |  | 40000 | 39000 |  |  | 32800 | 175 | 96.2 | 75 | [8 empty] | Federally-Regulated Consumer Product | 11/28/2016 |  | 08/14/2017
Carrier Corp. - Syracuse | Carrier | A1X95-036040* | LPG | Induced Draft | True | False | 1 | True | Horizontal |  | None | Condensing | Single-Stage |  | 0.5 | Standard |  | 40000 | 39000 |  |  | 32800 | 175 | 96.2 | 75 | [8 empty] | Federally-Regulated Consumer Product | 11/28/2016 |  | 08/14/2017
Carrier Corp. - Syracuse | Carrier | A1X95-036040* | Natural Gas | Induced Draft | True | False | 1 | True | Up |  | None | Condensing | Single-Stage |  | 0.5 | Standard |  | 40000 | 39000 |  |  | 32800 | 175 | 96.2 | 75 | [8 empty] | Federally-Regulated Consumer Product | 11/28/2016 |  | 08/14/2017
Carrier Corp. - Syracuse | Carrier | A1X95-036040* | Natural Gas | Induced Draft | True | False | 1 | True | Horizontal |  | None | Condensing | Single-Stage |  | 0.5 | Standard |  | 40000 | 39000 |  |  | 32800 | 175 | 96.2 | 75 | [8 empty] | Federally-Regulated Consumer Product | 11/28/2016 |  | 08/14/2017
Carrier Corp. - Syracuse | Carrier | 48VRNC240403* | LPG | Induced Draft | True | True | 1 | False | Down |  | None | Non-Condensing | Two-Stage Modulating |  | 0.5 | Standard |  | 40000 | 33000 |  |  | 38200 | 168 | 81 | 78 | [8 empty] | Federally-Regulated Consumer Product | 04/17/2017 |  | 08/14/2017
Carrier Corp. - Syracuse | Carrier | 48VRNC240403* | LPG | Induced Draft | True | True | 1 | False | Horizontal |  | None | Non-Condensing | Two-Stage Modulating |  | 0.5 | Standard |  | 40000 | 33000 |  |  | 38200 | 168 | 81 | 78 | [8 empty] | Federally-Regulated Consumer Product | 04/17/2017 |  | 08/14/2017
Carrier Corp. - Syracuse | Carrier | 48VRNC240403* | Natural Gas | Induced Draft | True | True | 1 | False | Down |  | None | Non-Condensing | Two-Stage Modulating |  | 0.5 | Standard |  | 40000 | 33000 |  |  | 38200 | 168 | 81 | 78 | [8 empty] | Federally-Regulated Consumer Product | 04/17/2017 |  | 08/14/2017
Carrier Corp. - Syracuse | Carrier | 48VRNC240403* | Natural Gas | Induced Draft | True | True | 1 | False | Horizontal |  | None | Non-Condensing | Two-Stage Modulating |  | 0.5 | Standard |  | 40000 | 33000 |  |  | 38200 | 168 | 81 | 78 | [8 empty] | Federally-Regulated Consumer Product | 04/17/2017 |  | 08/14/2017
Carrier Corp. - Syracuse | Carrier | 48VRNC240603* | LPG | Induced Draft | True | True | 1 | False | Down |  | None | Non-Condensing | Two-Stage Modulating |  | 0.5 | Standard |  | 60000 | 49000 |  |  | 56300 | 182 | 81 | 78 | [8 empty] | Federally-Regulated Consumer Product | 04/17/2017 |  | 08/14/2017
Carrier Corp. - Syracuse | Carrier | 48VRNC240603* | LPG | Induced Draft | True | True | 1 | False | Horizontal |  | None | Non-Condensing | Two-Stage Modulating |  | 0.5 | Standard |  | 60000 | 49000 |  |  | 56300 | 182 | 81 | 78 | [8 empty] | Federally-Regulated Consumer Product | 04/17/2017 |  | 08/14/2017
Carrier Corp. - Syracuse | Carrier | 48VRNC240603* | Natural Gas | Induced Draft | True | True | 1 | False | Down |  | None | Non-Condensing | Two-Stage Modulating |  | 0.5 | Standard |  | 60000 | 49000 |  |  | 56300 | 182 | 81 | 78 | [8 empty] | Federally-Regulated Consumer Product | 04/17/2017 |  | 08/14/2017
Carrier Corp. - Syracuse | Carrier | 48VRNC240603* | Natural Gas | Induced Draft | True | True | 1 | False | Horizontal |  | None | Non-Condensing | Two-Stage Modulating |  | 0.5 | Standard |  | 60000 | 49000 |  |  | 56300 | 182 | 81 | 78 | [8 empty] | Federally-Regulated Consumer Product | 04/17/2017 |  | 08/14/2017
Carrier Corp. - Syracuse | Carrier | 48VRNC300403* | LPG | Induced Draft | True | True | 1 | False | Down |  | None | Non-Condensing | Two-Stage Modulating |  | 0.5 | Standard |  | 40000 | 33000 |  |  | 38200 | 168 | 81 | 78 | [8 empty] | Federally-Regulated Consumer Product | 04/17/2017 |  | 08/14/2017
Carrier Corp. - Syracuse | Carrier | 48VRNC300403* | LPG | Induced Draft | True | True | 1 | False | Horizontal |  | None | Non-Condensing | Two-Stage Modulating |  | 0.5 | Standard |  | 40000 | 33000 |  |  | 38200 | 168 | 81 | 78 | [8 empty] | Federally-Regulated Consumer Product | 04/17/2017 |  | 08/14/2017
Carrier Corp. - Syracuse | Carrier | 48VRNC300403* | Natural Gas | Induced Draft | True | True | 1 | False | Down |  | None | Non-Condensing | Two-Stage Modulating |  | 0.5 | Standard |  | 40000 | 33000 |  |  | 38200 | 168 | 81 | 78 | [8 empty] | Federally-Regulated Consumer Product | 04/17/2017 |  | 08/14/2017
Carrier Corp. - Syracuse | Carrier | 48VRNC300403* | Natural Gas | Induced Draft | True | True | 1 | False | Horizontal |  | None | Non-Condensing | Two-Stage Modulating |  | 0.5 | Standard |  | 40000 | 33000 |  |  | 38200 | 168 | 81 | 78 | [8 empty] | Federally-Regulated Consumer Product | 04/17/2017 |  | 08/14/2017
Carrier Corp. - Syracuse | Carrier | 48VRNC300603* | LPG | Induced Draft | True | True | 1 | False | Down |  | None | Non-Condensing | Two-Stage Modulating |  | 0.5 | Standard |  | 60000 | 49000 |  |  | 56300 | 182 | 81 | 78 | [8 empty] | Federally-Regulated Consumer Product | 04/17/2017 |  | 08/14/2017
Carrier Corp. - Syracuse | Carrier | 48VRNC300603* | LPG | Induced Draft | True | True | 1 | False | Horizontal |  | None | Non-Condensing | Two-Stage Modulating |  | 0.5 | Standard |  | 60000 | 49000 |  |  | 56300 | 182 | 81 | 78 | [8 empty] | Federally-Regulated Consumer Product | 04/17/2017 |  | 08/14/2017
Carrier Corp. - Syracuse | Carrier | 48VRNC300603* | Natural Gas | Induced Draft | True | True | 1 | False | Down |  | None | Non-Condensing | Two-Stage Modulating |  | 0.5 | Standard |  | 60000 | 49000 |  |  | 56300 | 182 | 81 | 78 | [8 empty] | Federally-Regulated Consumer Product | 04/17/2017 |  | 08/14/2017
Carrier Corp. - Syracuse | Carrier | 48VRNC300603* | Natural Gas | Induced Draft | True | True | 1 | False | Horizontal |  | None | Non-Condensing | Two-Stage Modulating |  | 0.5 | Standard |  | 60000 | 49000 |  |  | 56300 | 182 | 81 | 78 | [8 empty] | Federally-Regulated Consumer Product | 04/17/2017 |  | 08/14/2017
Carrier Corp. - Syracuse | Carrier | 48VR-C240403* | LPG | Induced Draft | True | True | 1 | False | Down |  | None | Non-Condensing | Two-Stage Modulating |  | 0.5 | Standard |  | 40000 | 33000 |  |  | 38200 | 168 | 81 | 78 | [8 empty] | Federally-Regulated Consumer Product | 04/17/2017 |  | 08/14/2017
Carrier Corp. - Syracuse | Carrier | 48VR-C240403* | LPG | Induced Draft | True | True | 1 | False | Horizontal |  | None | Non-Condensing | Two-Stage Modulating |  | 0.5 | Standard |  | 40000 | 33000 |  |  | 38200 | 168 | 81 | 78 | [8 empty] | Federally-Regulated Consumer Product | 04/17/2017 |  | 08/14/2017
Carrier Corp. - Syracuse | Carrier | 48VR-C240403* | Natural Gas | Induced Draft | True | True | 1 | False | Down |  | None | Non-Condensing | Two-Stage Modulating |  | 0.5 | Standard |  | 40000 | 33000 |  |  | 38200 | 168 | 81 | 78 | [8 empty] | Federally-Regulated Consumer Product | 04/17/2017 |  | 08/14/2017
Carrier Corp. - Syracuse | Carrier | 48VR-C240403* | Natural Gas | Induced Draft | True | True | 1 | False | Horizontal |  | None | Non-Condensing | Two-Stage Modulating |  | 0.5 | Standard |  | 40000 | 33000 |  |  | 38200 | 168 | 81 | 78 | [8 empty] | Federally-Regulated Consumer Product | 04/17/2017 |  | 08/14/2017
Carrier Corp. - Syracuse | Carrier | 48VR-C240603* | LPG | Induced Draft | True | True | 1 | False | Down |  | None | Non-Condensing | Two-Stage Modulating |  | 0.5 | Standard |  | 60000 | 49000 |  |  | 56300 | 182 | 81 | 78 | [8 empty] | Federally-Regulated Consumer Product | 04/17/2017 |  | 08/14/2017
Carrier Corp. - Syracuse | Carrier | 48VR-C240603* | LPG | Induced Draft | True | True | 1 | False | Horizontal |  | None | Non-Condensing | Two-Stage Modulating |  | 0.5 | Standard |  | 60000 | 49000 |  |  | 56300 | 182 | 81 | 78 | [8 empty] | Federally-Regulated Consumer Product | 04/17/2017 |  | 08/14/2017
Carrier Corp. - Syracuse | Carrier | 48VR-C240603* | Natural Gas | Induced Draft | True | True | 1 | False | Down |  | None | Non-Condensing | Two-Stage Modulating |  | 0.5 | Standard |  | 60000 | 49000 |  |  | 56300 | 182 | 81 | 78 | [8 empty] | Federally-Regulated Consumer Product | 04/17/2017 |  | 08/14/2017
Carrier Corp. - Syracuse | Carrier | 48VR-C240603* | Natural Gas | Induced Draft | True | True | 1 | False | Horizontal |  | None | Non-Condensing | Two-Stage Modulating |  | 0.5 | Standard |  | 60000 | 49000 |  |  | 56300 | 182 | 81 | 78 | [8 empty] | Federally-Regulated Consumer Product | 04/17/2017 |  | 08/14/2017
Carrier Corp. - Syracuse | Carrier | 48VR-C300403* | LPG | Induced Draft | True | True | 1 | False | Down |  | None | Non-Condensing | Two-Stage Modulating |  | 0.5 | Standard |  | 40000 | 33000 |  |  | 38200 | 168 | 81 | 78 | [8 empty] | Federally-Regulated Consumer Product | 04/17/2017 |  | 08/14/2017
Carrier Corp. - Syracuse | Carrier | 48VR-C300403* | LPG | Induced Draft | True | True | 1 | False | Horizontal |  | None | Non-Condensing | Two-Stage Modulating |  | 0.5 | Standard |  | 40000 | 33000 |  |  | 38200 | 168 | 81 | 78 | [8 empty] | Federally-Regulated Consumer Product | 04/17/2017 |  | 08/14/2017
Carrier Corp. - Syracuse | Carrier | 48VR-C300403* | Natural Gas | Induced Draft | True | True | 1 | False | Down |  | None | Non-Condensing | Two-Stage Modulating |  | 0.5 | Standard |  | 40000 | 33000 |  |  | 38200 | 168 | 81 | 78 | [8 empty] | Federally-Regulated Consumer Product | 04/17/2017 |  | 08/14/2017
Carrier Corp. - Syracuse | Carrier | 48VR-C300403* | Natural Gas | Induced Draft | True | True | 1 | False | Horizontal |  | None | Non-Condensing | Two-Stage Modulating |  | 0.5 | Standard |  | 40000 | 33000 |  |  | 38200 | 168 | 81 | 78 | [8 empty] | Federally-Regulated Consumer Product | 04/17/2017 |  | 08/14/2017
Carrier Corp. - Syracuse | Carrier | 48VR-C300603* | LPG | Induced Draft | True | True | 1 | False | Down |  | None | Non-Condensing | Two-Stage Modulating |  | 0.5 | Standard |  | 60000 | 49000 |  |  | 56300 | 182 | 81 | 78 | [8 empty] | Federally-Regulated Consumer Product | 04/17/2017 |  | 08/14/2017
Carrier Corp. - Syracuse | Carrier | 48VR-C300603* | LPG | Induced Draft | True | True | 1 | False | Horizontal |  | None | Non-Condensing | Two-Stage Modulating |  | 0.5 | Standard |  | 60000 | 49000 |  |  | 56300 | 182 | 81 | 78 | [8 empty] | Federally-Regulated Consumer Product | 04/17/2017 |  | 08/14/2017
Carrier Corp. - Syracuse | Carrier | 48VR-C300603* | Natural Gas | Induced Draft | True | True | 1 | False | Down |  | None | Non-Condensing | Two-Stage Modulating |  | 0.5 | Standard |  | 60000 | 49000 |  |  | 56300 | 182 | 81 | 78 | [8 empty] | Federally-Regulated Consumer Product | 04/17/2017 |  | 08/14/2017
Carrier Corp. - Syracuse | Carrier | 48VR-C300603* | Natural Gas | Induced Draft | True | True | 1 | False | Horizontal |  | None | Non-Condensing | Two-Stage Modulating |  | 0.5 | Standard |  | 60000 | 49000 |  |  | 56300 | 182 | 81 | 78 | [8 empty] | Federally-Regulated Consumer Product | 04/17/2017 |  | 08/14/2017
International Comfort Products | Airquest | N9MSE0401410A* | LPG | Induced Draft | True | False | 1 | True | Up |  | None | Condensing | Single-Stage |  | 0.5 | Standard |  | 40000 | 39000 |  |  | 32300 | 373 | 95.5 | 75 | [8 empty] | Federally-Regulated Consumer Product | 11/28/2016 |  | 08/15/2017
International Comfort Products | Airquest | N9MSE0401410A* | LPG | Induced Draft | True | False | 1 | True | Horizontal |  | None | Condensing | Single-Stage |  | 0.5 | Standard |  | 40000 | 39000 |  |  | 32300 | 373 | 95.5 | 75 | [8 empty] | Federally-Regulated Consumer Product | 11/28/2016 |  | 08/15/2017
International Comfort Products | Airquest | N9MSE0601410A* | LPG | Induced Draft | True | False | 1 | False | Up |  | None | Condensing | Single-Stage |  | 0.5 | Standard |  | 60000 | 58000 |  |  | 48600 | 515 | 95.5 | 78 | [8 empty] | Federally-Regulated Consumer Product | 08/16/2016 |  | 08/15/2017
International Comfort Products | Airquest | N9MSE0601410A* | LPG | Induced Draft | True | False | 1 | False | Down |  | None | Condensing | Single-Stage |  | 0.5 | Standard |  | 60000 | 58000 |  |  | 48600 | 515 | 95.5 | 78 | [8 empty] | Federally-Regulated Consumer Product | 08/16/2016 |  | 08/15/2017
International Comfort Products | Airquest | N9MSE0601410A* | LPG | Induced Draft | True | False | 1 | False | Horizontal |  | None | Condensing | Single-Stage |  | 0.5 | Standard |  | 60000 | 58000 |  |  | 48600 | 515 | 95.5 | 78 | [8 empty] | Federally-Regulated Consumer Product | 08/16/2016 |  | 08/15/2017
International Comfort Products | Airquest | N9MSE0601714A* | LPG | Induced Draft | True | False | 1 | False | Up |  | None | Condensing | Single-Stage |  | 0.5 | Standard |  | 60000 | 58000 |  |  | 48300 | 592 | 95.5 | 78 | [8 empty] | Federally-Regulated Consumer Product | 08/16/2016 |  | 08/15/2017
International Comfort Products | Airquest | N9MSE0601714A* | LPG | Induced Draft | True | False | 1 | False | Down |  | None | Condensing | Single-Stage |  | 0.5 | Standard |  | 60000 | 58000 |  |  | 48300 | 592 | 95.5 | 78 | [8 empty] | Federally-Regulated Consumer Product | 08/16/2016 |  | 08/15/2017
International Comfort Products | Airquest | N9MSE0601714A* | LPG | Induced Draft | True | False | 1 | False | Horizontal |  | None | Condensing | Single-Stage |  | 0.5 | Standard |  | 60000 | 58000 |  |  | 48300 | 592 | 95.5 | 78 | [8 empty] | Federally-Regulated Consumer Product | 08/16/2016 |  | 08/15/2017
International Comfort Products | Airquest | N9MSE0801716A* | LPG | Induced Draft | True | False | 1 | False | Up |  | None | Condensing | Single-Stage |  | 0.75 | Standard |  | 80000 | 78000 |  |  | 80800 | 903 | 95.5 | 78 | [8 empty] | Federally-Regulated Consumer Product | 08/16/2016 |  | 08/15/2017
International Comfort Products | Airquest | N9MSE0801716A* | LPG | Induced Draft | True | False | 1 | False | Down |  | None | Condensing | Single-Stage |  | 0.75 | Standard |  | 80000 | 78000 |  |  | 80800 | 903 | 95.5 | 78 | [8 empty] | Federally-Regulated Consumer Product | 08/16/2016 |  | 08/15/2017
International Comfort Products | Airquest | N9MSE0801716A* | LPG | Induced Draft | True | False | 1 | False | Horizontal |  | None | Condensing | Single-Stage |  | 0.75 | Standard |  | 80000 | 78000 |  |  | 80800 | 903 | 95.5 | 78 | [8 empty] | Federally-Regulated Consumer Product | 08/16/2016 |  | 08/15/2017
International Comfort Products | Airquest | N9MSE1002114A* | LPG | Induced Draft | True | False | 1 | False | Up |  | None | Condensing | Single-Stage |  | 0.75 | Standard |  | 100000 | 97000 |  |  | 96700 | 1162 | 95.5 | 78 | [8 empty] | Federally-Regulated Consumer Product | 08/16/2016 |  | 08/15/2017
International Comfort Products | Airquest | N9MSE1002114A* | LPG | Induced Draft | True | False | 1 | False | Down |  | None | Condensing | Single-Stage |  | 0.75 | Standard |  | 100000 | 97000 |  |  | 96700 | 1162 | 95.5 | 78 | [8 empty] | Federally-Regulated Consumer Product | 08/16/2016 |  | 08/15/2017
International Comfort Products | Airquest | N9MSE1002114A* | LPG | Induced Draft | True | False | 1 | False | Horizontal |  | None | Condensing | Single-Stage |  | 0.75 | Standard |  | 100000 | 97000 |  |  | 96700 | 1162 | 95.5 | 78 | [8 empty] | Federally-Regulated Consumer Product | 08/16/2016 |  | 08/15/2017
International Comfort Products | Airquest | N9MSE1002120A* | LPG | Induced Draft | True | False | 1 | False | Up |  | None | Condensing | Single-Stage |  | 0.75 | Standard |  | 100000 | 97000 |  |  | 96700 | 1155 | 95.5 | 78 | [8 empty] | Federally-Regulated Consumer Product | 08/16/2016 |  | 08/15/2017
International Comfort Products | Airquest | N9MSE1002120A* | LPG | Induced Draft | True | False | 1 | False | Down |  | None | Condensing | Single-Stage |  | 0.75 | Standard |  | 100000 | 97000 |  |  | 96700 | 1155 | 95.5 | 78 | [8 empty] | Federally-Regulated Consumer Product | 08/16/2016 |  | 08/15/2017
International Comfort Products | Airquest | N9MSE1002120A* | LPG | Induced Draft | True | False | 1 | False | Horizontal |  | None | Condensing | Single-Stage |  | 0.75 | Standard |  | 100000 | 97000 |  |  | 96700 | 1155 | 95.5 | 78 | [8 empty] | Federally-Regulated Consumer Product | 08/16/2016 |  | 08/15/2017
International Comfort Products | Airquest | N9MSE1202420A* | LPG | Induced Draft | True | False | 1 | False | Up |  | None | Condensing | Single-Stage |  | 0.75 | Standard |  | 120000 | 117000 |  |  | 112800 | 1336 | 95.5 | 78 | [8 empty] | Federally-Regulated Consumer Product | 08/16/2016 |  | 08/15/2017
International Comfort Products | Airquest | N9MSE1202420A* | LPG | Induced Draft | True | False | 1 | False | Down |  | None | Condensing | Single-Stage |  | 0.75 | Standard |  | 120000 | 117000 |  |  | 112800 | 1336 | 95.5 | 78 | [8 empty] | Federally-Regulated Consumer Product | 08/16/2016 |  | 08/15/2017
International Comfort Products | Airquest | N9MSE1202420A* | LPG | Induced Draft | True | False | 1 | False | Horizontal |  | None | Condensing | Single-Stage |  | 0.75 | Standard |  | 120000 | 117000 |  |  | 112800 | 1336 | 95.5 | 78 | [8 empty] | Federally-Regulated Consumer Product | 08/16/2016 |  | 08/15/2017
International Comfort Products | Airquest | N9MSE0401712A* | LPG | Induced Draft | True | False | 1 | False | Up |  | None | Condensing | Single-Stage |  | 0.5 | Standard |  | 40000 | 39000 |  |  | 32200 | 426 | 95.5 | 78 | [8 empty] | Federally-Regulated Consumer Product | 08/16/2016 |  | 08/15/2017
International Comfort Products | Airquest | N9MSE0401712A* | LPG | Induced Draft | True | False | 1 | False | Horizontal |  | None | Condensing | Single-Stage |  | 0.5 | Standard |  | 40000 | 39000 |  |  | 32200 | 426 | 95.5 | 78 | [8 empty] | Federally-Regulated Consumer Product | 08/16/2016 |  | 08/15/2017
International Comfort Products | Airquest | N9MSE0401712A* | Natural Gas | Induced Draft | True | False | 1 | False | Up |  | None | Condensing | Single-Stage |  | 0.5 | Standard |  | 40000 | 39000 |  |  | 32200 | 426 | 95.5 | 78 | [8 empty] | Federally-Regulated Consumer Product | 08/16/2016 |  | 08/15/2017
International Comfort Products | Airquest | N9MSE0401712A* | Natural Gas | Induced Draft | True | False | 1 | False | Horizontal |  | None | Condensing | Single-Stage |  | 0.5 | Standard |  | 40000 | 39000 |  |  | 32200 | 426 | 95.5 | 78 | [8 empty] | Federally-Regulated Consumer Product | 08/16/2016 |  | 08/15/2017
International Comfort Products | Arcoaire | F9MXE1202422A* | Natural Gas | Induced Draft | True | False | 1 | False | Up |  | None | Condensing | Single-Stage |  | 1 | Standard |  | 120000 | 117000 |  |  | 113500 | 938 | 96 | 78 | [8 empty] | Federally-Regulated Consumer Product | 08/17/2016 |  | 08/15/2017
International Comfort Products | Arcoaire | F9MXE1202422A* | Natural Gas | Induced Draft | True | False | 1 | False | Down |  | None | Condensing | Single-Stage |  | 1 | Standard |  | 120000 | 117000 |  |  | 113500 | 938 | 96 | 78 | [8 empty] | Federally-Regulated Consumer Product | 08/17/2016 |  | 08/15/2017
International Comfort Products | Arcoaire | F9MXE1202422A* | Natural Gas | Induced Draft | True | False | 1 | False | Horizontal |  | None | Condensing | Single-Stage |  | 1 | Standard |  | 120000 | 117000 |  |  | 113500 | 938 | 96 | 78 | [8 empty] | Federally-Regulated Consumer Product | 08/17/2016 |  | 08/15/2017
International Comfort Products | Arcoaire | F9MXE0801716A* | LPG | Induced Draft | True | False | 1 | False | Up |  | None | Condensing | Single-Stage |  | 0.75 | Standard |  | 80000 | 78000 |  |  | 81900 | 420 | 96 | 78 | [8 empty] | Federally-Regulated Consumer Product | 08/17/2016 |  | 08/15/2017
International Comfort Products | Arcoaire | F9MXE0801716A* | LPG | Induced Draft | True | False | 1 | False | Down |  | None | Condensing | Single-Stage |  | 0.75 | Standard |  | 80000 | 78000 |  |  | 81900 | 420 | 96 | 78 | [8 empty] | Federally-Regulated Consumer Product | 08/17/2016 |  | 08/15/2017
International Comfort Products | Arcoaire | F9MXE0801716A* | LPG | Induced Draft | True | False | 1 | False | Horizontal |  | None | Condensing | Single-Stage |  | 0.75 | Standard |  | 80000 | 78000 |  |  | 81900 | 420 | 96 | 78 | [8 empty] | Federally-Regulated Consumer Product | 08/17/2016 |  | 08/15/2017
International Comfort Products | Arcoaire | F9MXE0801716A* | Natural Gas | Induced Draft | True | False | 1 | False | Up |  | None | Condensing | Single-Stage |  | 0.75 | Standard |  | 80000 | 78000 |  |  | 81900 | 420 | 96 | 78 | [8 empty] | Federally-Regulated Consumer Product | 08/17/2016 |  | 08/15/2017
International Comfort Products | Arcoaire | F9MXE0801716A* | Natural Gas | Induced Draft | True | False | 1 | False | Down |  | None | Condensing | Single-Stage |  | 0.75 | Standard |  | 80000 | 78000 |  |  | 81900 | 420 | 96 | 78 | [8 empty] | Federally-Regulated Consumer Product | 08/17/2016 |  | 08/15/2017
International Comfort Products | Arcoaire | F9MXE0801716A* | Natural Gas | Induced Draft | True | False | 1 | False | Horizontal |  | None | Condensing | Single-Stage |  | 0.75 | Standard |  | 80000 | 78000 |  |  | 81900 | 420 | 96 | 78 | [8 empty] | Federally-Regulated Consumer Product | 08/17/2016 |  | 08/15/2017
International Comfort Products | Arcoaire | F9MXE0802120A* | LPG | Induced Draft | True | False | 1 | False | Up |  | None | Condensing | Single-Stage |  | 1 | Standard |  | 80000 | 78000 |  |  | 82000 | 444 | 96 | 78 | [8 empty] | Federally-Regulated Consumer Product | 08/17/2016 |  | 08/15/2017
International Comfort Products | Arcoaire | F9MXE0802120A* | LPG | Induced Draft | True | False | 1 | False | Down |  | None | Condensing | Single-Stage |  | 1 | Standard |  | 80000 | 78000 |  |  | 82000 | 444 | 96 | 78 | [8 empty] | Federally-Regulated Consumer Product | 08/17/2016 |  | 08/15/2017
International Comfort Products | Arcoaire | F9MXE0802120A* | LPG | Induced Draft | True | False | 1 | False | Horizontal |  | None | Condensing | Single-Stage |  | 1 | Standard |  | 80000 | 78000 |  |  | 82000 | 444 | 96 | 78 | [8 empty] | Federally-Regulated Consumer Product | 08/17/2016 |  | 08/15/2017
International Comfort Products | Arcoaire | F9MXE1002120A* | LPG | Induced Draft | True | False | 1 | False | Up |  | None | Condensing | Single-Stage |  | 1 | Standard |  | 100000 | 97000 |  |  | 98000 | 643 | 96 | 78 | [8 empty] | Federally-Regulated Consumer Product | 08/17/2016 |  | 08/15/2017
International Comfort Products | Arcoaire | F9MXE1002120A* | LPG | Induced Draft | True | False | 1 | False | Down |  | None | Condensing | Single-Stage |  | 1 | Standard |  | 100000 | 97000 |  |  | 98000 | 643 | 96 | 78 | [8 empty] | Federally-Regulated Consumer Product | 08/17/2016 |  | 08/15/2017
International Comfort Products | Arcoaire | F9MXE1002120A* | LPG | Induced Draft | True | False | 1 | False | Horizontal |  | None | Condensing | Single-Stage |  | 1 | Standard |  | 100000 | 97000 |  |  | 98000 | 643 | 96 | 78 | [8 empty] | Federally-Regulated Consumer Product | 08/17/2016 |  | 08/15/2017
International Comfort Products | Arcoaire | N9MSE0401410A* | LPG | Induced Draft | True | False | 1 | True | Up |  | None | Condensing | Single-Stage |  | 0.5 | Standard |  | 40000 | 39000 |  |  | 32300 | 373 | 95.5 | 75 | [8 empty] | Federally-Regulated Consumer Product | 11/28/2016 |  | 08/15/2017
International Comfort Products | Arcoaire | N9MSE0401410A* | LPG | Induced Draft | True | False | 1 | True | Horizontal |  | None | Condensing | Single-Stage |  | 0.5 | Standard |  | 40000 | 39000 |  |  | 32300 | 373 | 95.5 | 75 | [8 empty] | Federally-Regulated Consumer Product | 11/28/2016 |  | 08/15/2017
International Comfort Products | Arcoaire | N9MSE0601410A* | LPG | Induced Draft | True | False | 1 | False | Up |  | None | Condensing | Single-Stage |  | 0.5 | Standard |  | 60000 | 58000 |  |  | 48600 | 515 | 95.5 | 78 | [8 empty] | Federally-Regulated Consumer Product | 08/17/2016 |  | 08/15/2017
International Comfort Products | Arcoaire | N9MSE0601410A* | LPG | Induced Draft | True | False | 1 | False | Down |  | None | Condensing | Single-Stage |  | 0.5 | Standard |  | 60000 | 58000 |  |  | 48600 | 515 | 95.5 | 78 | [8 empty] | Federally-Regulated Consumer Product | 08/17/2016 |  | 08/15/2017
International Comfort Products | Arcoaire | N9MSE0601410A* | LPG | Induced Draft | True | False | 1 | False | Horizontal |  | None | Condensing | Single-Stage |  | 0.5 | Standard |  | 60000 | 58000 |  |  | 48600 | 515 | 95.5 | 78 | [8 empty] | Federally-Regulated Consumer Product | 08/17/2016 |  | 08/15/2017
International Comfort Products | Arcoaire | N9MSE0601714A* | LPG | Induced Draft | True | False | 1 | False | Up |  | None | Condensing | Single-Stage |  | 0.5 | Standard |  | 60000 | 58000 |  |  | 48300 | 592 | 95.5 | 78 | [8 empty] | Federally-Regulated Consumer Product | 08/17/2016 |  | 08/15/2017
International Comfort Products | Arcoaire | N9MSE0601714A* | LPG | Induced Draft | True | False | 1 | False | Down |  | None | Condensing | Single-Stage |  | 0.5 | Standard |  | 60000 | 58000 |  |  | 48300 | 592 | 95.5 | 78 | [8 empty] | Federally-Regulated Consumer Product | 08/17/2016 |  | 08/15/2017
International Comfort Products | Arcoaire | N9MSE0601714A* | LPG | Induced Draft | True | False | 1 | False | Horizontal |  | None | Condensing | Single-Stage |  | 0.5 | Standard |  | 60000 | 58000 |  |  | 48300 | 592 | 95.5 | 78 | [8 empty] | Federally-Regulated Consumer Product | 08/17/2016 |  | 08/15/2017
International Comfort Products | Arcoaire | N9MSE0801716A* | LPG | Induced Draft | True | False | 1 | False | Up |  | None | Condensing | Single-Stage |  | 0.75 | Standard |  | 80000 | 78000 |  |  | 80800 | 903 | 95.5 | 78 | [8 empty] | Federally-Regulated Consumer Product | 08/17/2016 |  | 08/15/2017
International Comfort Products | Arcoaire | N9MSE0801716A* | LPG | Induced Draft | True | False | 1 | False | Down |  | None | Condensing | Single-Stage |  | 0.75 | Standard |  | 80000 | 78000 |  |  | 80800 | 903 | 95.5 | 78 | [8 empty] | Federally-Regulated Consumer Product | 08/17/2016 |  | 08/15/2017
International Comfort Products | Arcoaire | N9MSE0801716A* | LPG | Induced Draft | True | False | 1 | False | Horizontal |  | None | Condensing | Single-Stage |  | 0.75 | Standard |  | 80000 | 78000 |  |  | 80800 | 903 | 95.5 | 78 | [8 empty] | Federally-Regulated Consumer Product | 08/17/2016 |  | 08/15/2017
International Comfort Products | Arcoaire | N9MSE1002114A* | LPG | Induced Draft | True | False | 1 | False | Up |  | None | Condensing | Single-Stage |  | 0.75 | Standard |  | 100000 | 97000 |  |  | 96700 | 1162 | 95.5 | 78 | [8 empty] | Federally-Regulated Consumer Product | 08/17/2016 |  | 08/15/2017
International Comfort Products | Arcoaire | N9MSE1002114A* | LPG | Induced Draft | True | False | 1 | False | Down |  | None | Condensing | Single-Stage |  | 0.75 | Standard |  | 100000 | 97000 |  |  | 96700 | 1162 | 95.5 | 78 | [8 empty] | Federally-Regulated Consumer Product | 08/17/2016 |  | 08/15/2017
International Comfort Products | Arcoaire | N9MSE1002114A* | LPG | Induced Draft | True | False | 1 | False | Horizontal |  | None | Condensing | Single-Stage |  | 0.75 | Standard |  | 100000 | 97000 |  |  | 96700 | 1162 | 95.5 | 78 | [8 empty] | Federally-Regulated Consumer Product | 08/17/2016 |  | 08/15/2017
International Comfort Products | Arcoaire | N9MSE1002120A* | LPG | Induced Draft | True | False | 1 | False | Up |  | None | Condensing | Single-Stage |  | 0.75 | Standard |  | 100000 | 97000 |  |  | 96700 | 1155 | 95.5 | 78 | [8 empty] | Federally-Regulated Consumer Product | 08/17/2016 |  | 08/15/2017
International Comfort Products | Arcoaire | N9MSE1002120A* | LPG | Induced Draft | True | False | 1 | False | Down |  | None | Condensing | Single-Stage |  | 0.75 | Standard |  | 100000 | 97000 |  |  | 96700 | 1155 | 95.5 | 78 | [8 empty] | Federally-Regulated Consumer Product | 08/17/2016 |  | 08/15/2017
International Comfort Products | Arcoaire | N9MSE1002120A* | LPG | Induced Draft | True | False | 1 | False | Horizontal |  | None | Condensing | Single-Stage |  | 0.75 | Standard |  | 100000 | 97000 |  |  | 96700 | 1155 | 95.5 | 78 | [8 empty] | Federally-Regulated Consumer Product | 08/17/2016 |  | 08/15/2017
International Comfort Products | Arcoaire | N9MSE1202420A* | LPG | Induced Draft | True | False | 1 | False | Up |  | None | Condensing | Single-Stage |  | 0.75 | Standard |  | 120000 | 117000 |  |  | 112800 | 1336 | 95.5 | 78 | [8 empty] | Federally-Regulated Consumer Product | 08/17/2016 |  | 08/15/2017
International Comfort Products | Arcoaire | N9MSE1202420A* | LPG | Induced Draft | True | False | 1 | False | Down |  | None | Condensing | Single-Stage |  | 0.75 | Standard |  | 120000 | 117000 |  |  | 112800 | 1336 | 95.5 | 78 | [8 empty] | Federally-Regulated Consumer Product | 08/17/2016 |  | 08/15/2017
International Comfort Products | Arcoaire | N9MSE1202420A* | LPG | Induced Draft | True | False | 1 | False | Horizontal |  | None | Condensing | Single-Stage |  | 0.75 | Standard |  | 120000 | 117000 |  |  | 112800 | 1336 | 95.5 | 78 | [8 empty] | Federally-Regulated Consumer Product | 08/17/2016 |  | 08/15/2017
International Comfort Products | Arcoaire | F9MXE0601412A* | LPG | Induced Draft | True | False | 1 | True | Up |  | None | Condensing | Single-Stage |  | 0.5 | Standard |  | 60000 | 58000 |  |  | 49400 | 289 | 95.5 | 75 | [8 empty] | Federally-Regulated Consumer Product | 11/28/2016 |  | 08/15/2017
International Comfort Products | Arcoaire | F9MXE0601412A* | LPG | Induced Draft | True | False | 1 | True | Down |  | None | Condensing | Single-Stage |  | 0.5 | Standard |  | 60000 | 58000 |  |  | 49400 | 289 | 95.5 | 75 | [8 empty] | Federally-Regulated Consumer Product | 11/28/2016 |  | 08/15/2017
International Comfort Products | Arcoaire | F9MXE0601412A* | LPG | Induced Draft | True | False | 1 | True | Horizontal |  | None | Condensing | Single-Stage |  | 0.5 | Standard |  | 60000 | 58000 |  |  | 49400 | 289 | 95.5 | 75 | [8 empty] | Federally-Regulated Consumer Product | 11/28/2016 |  | 08/15/2017
International Comfort Products | Arcoaire | F9MXE0601412A* | Natural Gas | Induced Draft | True | False | 1 | True | Up |  | None | Condensing | Single-Stage |  | 0.5 | Standard |  | 60000 | 58000 |  |  | 49400 | 289 | 95.5 | 75 | [8 empty] | Federally-Regulated Consumer Product | 11/28/2016 |  | 08/15/2017
International Comfort Products | Arcoaire | F9MXE0601412A* | Natural Gas | Induced Draft | True | False | 1 | True | Down |  | None | Condensing | Single-Stage |  | 0.5 | Standard |  | 60000 | 58000 |  |  | 49400 | 289 | 95.5 | 75 | [8 empty] | Federally-Regulated Consumer Product | 11/28/2016 |  | 08/15/2017
International Comfort Products | Arcoaire | F9MXE0601412A* | Natural Gas | Induced Draft | True | False | 1 | True | Horizontal |  | None | Condensing | Single-Stage |  | 0.5 | Standard |  | 60000 | 58000 |  |  | 49400 | 289 | 95.5 | 75 | [8 empty] | Federally-Regulated Consumer Product | 11/28/2016 |  | 08/15/2017
International Comfort Products | Arcoaire | F9MXE0401712A* | LPG | Induced Draft | True | False | 1 | False | Up |  | None | Condensing | Single-Stage |  | 0.5 | Standard |  | 40000 | 39000 |  |  | 32900 | 166 | 96 | 78 | [8 empty] | Federally-Regulated Consumer Product | 08/17/2016 |  | 08/15/2017
International Comfort Products | Arcoaire | F9MXE0401712A* | LPG | Induced Draft | True | False | 1 | False | Down |  | None | Condensing | Single-Stage |  | 0.5 | Standard |  | 40000 | 39000 |  |  | 32900 | 166 | 96 | 78 | [8 empty] | Federally-Regulated Consumer Product | 08/17/2016 |  | 08/15/2017
International Comfort Products | Arcoaire | F9MXE0401712A* | LPG | Induced Draft | True | False | 1 | False | Horizontal |  | None | Condensing | Single-Stage |  | 0.5 | Standard |  | 40000 | 39000 |  |  | 32900 | 166 | 96 | 78 | [8 empty] | Federally-Regulated Consumer Product | 08/17/2016 |  | 08/15/2017
International Comfort Products | Arcoaire | F9MXE0401712A* | Natural Gas | Induced Draft | True | False | 1 | False | Up |  | None | Condensing | Single-Stage |  | 0.5 | Standard |  | 40000 | 39000 |  |  | 32900 | 166 | 96 | 78 | [8 empty] | Federally-Regulated Consumer Product | 08/17/2016 |  | 08/15/2017
International Comfort Products | Arcoaire | F9MXE0401712A* | Natural Gas | Induced Draft | True | False | 1 | False | Down |  | None | Condensing | Single-Stage |  | 0.5 | Standard |  | 40000 | 39000 |  |  | 32900 | 166 | 96 | 78 | [8 empty] | Federally-Regulated Consumer Product | 08/17/2016 |  | 08/15/2017
International Comfort Products | Arcoaire | F9MXE0401712A* | Natural Gas | Induced Draft | True | False | 1 | False | Horizontal |  | None | Condensing | Single-Stage |  | 0.5 | Standard |  | 40000 | 39000 |  |  | 32900 | 166 | 96 | 78 | [8 empty] | Federally-Regulated Consumer Product | 08/17/2016 |  | 08/15/2017
International Comfort Products | Arcoaire | F9MXT0401712A* | LPG | Induced Draft | True | False | 1 | False | Up |  | None | Condensing | Two-Stage Modulating |  | 0.5 | Standard |  | 40000 | 39000 |  |  | 32400 | 144 | 96 | 78 | [8 empty] | Federally-Regulated Consumer Product | 08/17/2016 |  | 08/15/2017
International Comfort Products | Arcoaire | F9MXT0401712A* | LPG | Induced Draft | True | False | 1 | False | Down |  | None | Condensing | Two-Stage Modulating |  | 0.5 | Standard |  | 40000 | 39000 |  |  | 32400 | 144 | 96 | 78 | [8 empty] | Federally-Regulated Consumer Product | 08/17/2016 |  | 08/15/2017
International Comfort Products | Arcoaire | F9MXT0401712A* | LPG | Induced Draft | True | False | 1 | False | Horizontal |  | None | Condensing | Two-Stage Modulating |  | 0.5 | Standard |  | 40000 | 39000 |  |  | 32400 | 144 | 96 | 78 | [8 empty] | Federally-Regulated Consumer Product | 08/17/2016 |  | 08/15/2017
International Comfort Products | Arcoaire | F9MXT0401712A* | Natural Gas | Induced Draft | True | False | 1 | False | Up |  | None | Condensing | Two-Stage Modulating |  | 0.5 | Standard |  | 40000 | 39000 |  |  | 32400 | 144 | 96 | 78 | [8 empty] | Federally-Regulated Consumer Product | 08/17/2016 |  | 08/15/2017
International Comfort Products | Arcoaire | F9MXT0401712A* | Natural Gas | Induced Draft | True | False | 1 | False | Down |  | None | Condensing | Two-Stage Modulating |  | 0.5 | Standard |  | 40000 | 39000 |  |  | 32400 | 144 | 96 | 78 | [8 empty] | Federally-Regulated Consumer Product | 08/17/2016 |  | 08/15/2017
International Comfort Products | Arcoaire | F9MXT0401712A* | Natural Gas | Induced Draft | True | False | 1 | False | Horizontal |  | None | Condensing | Two-Stage Modulating |  | 0.5 | Standard |  | 40000 | 39000 |  |  | 32400 | 144 | 96 | 78 | [8 empty] | Federally-Regulated Consumer Product | 08/17/2016 |  | 08/15/2017
International Comfort Products | Arcoaire | N9MSE0401712A* | LPG | Induced Draft | True | False | 1 | False | Up |  | None | Condensing | Single-Stage |  | 0.5 | Standard |  | 40000 | 39000 |  |  | 32200 | 426 | 95.5 | 78 | [8 empty] | Federally-Regulated Consumer Product | 08/17/2016 |  | 08/15/2017
International Comfort Products | Arcoaire | N9MSE0401712A* | LPG | Induced Draft | True | False | 1 | False | Horizontal |  | None | Condensing | Single-Stage |  | 0.5 | Standard |  | 40000 | 39000 |  |  | 32200 | 426 | 95.5 | 78 | [8 empty] | Federally-Regulated Consumer Product | 08/17/2016 |  | 08/15/2017
International Comfort Products | Arcoaire | N9MSE0401712A* | Natural Gas | Induced Draft | True | False | 1 | False | Up |  | None | Condensing | Single-Stage |  | 0.5 | Standard |  | 40000 | 39000 |  |  | 32200 | 426 | 95.5 | 78 | [8 empty] | Federally-Regulated Consumer Product | 08/17/2016 |  | 08/15/2017
International Comfort Products | Arcoaire | N9MSE0401712A* | Natural Gas | Induced Draft | True | False | 1 | False | Horizontal |  | None | Condensing | Single-Stage |  | 0.5 | Standard |  | 40000 | 39000 |  |  | 32200 | 426 | 95.5 | 78 | [8 empty] | Federally-Regulated Consumer Product | 08/17/2016 |  | 08/15/2017
International Comfort Products | Arcoaire | F9MXE1202422A* | LPG | Induced Draft | True | False | 1 | False | Up |  | None | Condensing | Single-Stage |  | 1 | Standard |  | 120000 | 117000 |  |  | 113500 | 938 | 96 | 78 | [8 empty] | Federally-Regulated Consumer Product | 08/17/2016 |  | 08/15/2017
International Comfort Products | Arcoaire | F9MXE1202422A* | LPG | Induced Draft | True | False | 1 | False | Down |  | None | Condensing | Single-Stage |  | 1 | Standard |  | 120000 | 117000 |  |  | 113500 | 938 | 96 | 78 | [8 empty] | Federally-Regulated Consumer Product | 08/17/2016 |  | 08/15/2017
International Comfort Products | Arcoaire | F9MXE1202422A* | LPG | Induced Draft | True | False | 1 | False | Horizontal |  | None | Condensing | Single-Stage |  | 1 | Standard |  | 120000 | 117000 |  |  | 113500 | 938 | 96 | 78 | [8 empty] | Federally-Regulated Consumer Product | 08/17/2016 |  | 08/15/2017
International Comfort Products | Comfortmaker | N9MSE0401410A* | LPG | Induced Draft | True | False | 1 | True | Up |  | None | Condensing | Single-Stage |  | 0.5 | Standard |  | 40000 | 39000 |  |  | 32300 | 373 | 95.5 | 75 | [8 empty] | Federally-Regulated Consumer Product | 11/28/2016 |  | 08/15/2017
International Comfort Products | Comfortmaker | N9MSE0401410A* | LPG | Induced Draft | True | False | 1 | True | Horizontal |  | None | Condensing | Single-Stage |  | 0.5 | Standard |  | 40000 | 39000 |  |  | 32300 | 373 | 95.5 | 75 | [8 empty] | Federally-Regulated Consumer Product | 11/28/2016 |  | 08/15/2017
International Comfort Products | Comfortmaker | N9MSE0601410A* | LPG | Induced Draft | True | False | 1 | False | Up |  | None | Condensing | Single-Stage |  | 0.5 | Standard |  | 60000 | 58000 |  |  | 48600 | 515 | 95.5 | 78 | [8 empty] | Federally-Regulated Consumer Product | 08/17/2016 |  | 08/15/2017
International Comfort Products | Comfortmaker | N9MSE0601410A* | LPG | Induced Draft | True | False | 1 | False | Down |  | None | Condensing | Single-Stage |  | 0.5 | Standard |  | 60000 | 58000 |  |  | 48600 | 515 | 95.5 | 78 | [8 empty] | Federally-Regulated Consumer Product | 08/17/2016 |  | 08/15/2017
International Comfort Products | Comfortmaker | N9MSE0601410A* | LPG | Induced Draft | True | False | 1 | False | Horizontal |  | None | Condensing | Single-Stage |  | 0.5 | Standard |  | 60000 | 58000 |  |  | 48600 | 515 | 95.5 | 78 | [8 empty] | Federally-Regulated Consumer Product | 08/17/2016 |  | 08/15/2017
International Comfort Products | Comfortmaker | N9MSE0601714A* | LPG | Induced Draft | True | False | 1 | False | Up |  | None | Condensing | Single-Stage |  | 0.5 | Standard |  | 60000 | 58000 |  |  | 48300 | 592 | 95.5 | 78 | [8 empty] | Federally-Regulated Consumer Product | 08/17/2016 |  | 08/15/2017
International Comfort Products | Comfortmaker | N9MSE0601714A* | LPG | Induced Draft | True | False | 1 | False | Down |  | None | Condensing | Single-Stage |  | 0.5 | Standard |  | 60000 | 58000 |  |  | 48300 | 592 | 95.5 | 78 | [8 empty] | Federally-Regulated Consumer Product | 08/17/2016 |  | 08/15/2017
International Comfort Products | Comfortmaker | N9MSE0601714A* | LPG | Induced Draft | True | False | 1 | False | Horizontal |  | None | Condensing | Single-Stage |  | 0.5 | Standard |  | 60000 | 58000 |  |  | 48300 | 592 | 95.5 | 78 | [8 empty] | Federally-Regulated Consumer Product | 08/17/2016 |  | 08/15/2017
International Comfort Products | Comfortmaker | N9MSE0801716A* | LPG | Induced Draft | True | False | 1 | False | Up |  | None | Condensing | Single-Stage |  | 0.75 | Standard |  | 80000 | 78000 |  |  | 80800 | 903 | 95.5 | 78 | [8 empty] | Federally-Regulated Consumer Product | 08/17/2016 |  | 08/15/2017
International Comfort Products | Comfortmaker | N9MSE0801716A* | LPG | Induced Draft | True | False | 1 | False | Down |  | None | Condensing | Single-Stage |  | 0.75 | Standard |  | 80000 | 78000 |  |  | 80800 | 903 | 95.5 | 78 | [8 empty] | Federally-Regulated Consumer Product | 08/17/2016 |  | 08/15/2017
International Comfort Products | Comfortmaker | N9MSE0801716A* | LPG | Induced Draft | True | False | 1 | False | Horizontal |  | None | Condensing | Single-Stage |  | 0.75 | Standard |  | 80000 | 78000 |  |  | 80800 | 903 | 95.5 | 78 | [8 empty] | Federally-Regulated Consumer Product | 08/17/2016 |  | 08/15/2017
International Comfort Products | Comfortmaker | N9MSE1002114A* | LPG | Induced Draft | True | False | 1 | False | Up |  | None | Condensing | Single-Stage |  | 0.75 | Standard |  | 100000 | 97000 |  |  | 96700 | 1162 | 95.5 | 78 | [8 empty] | Federally-Regulated Consumer Product | 08/17/2016 |  | 08/15/2017
International Comfort Products | Comfortmaker | N9MSE1002114A* | LPG | Induced Draft | True | False | 1 | False | Down |  | None | Condensing | Single-Stage |  | 0.75 | Standard |  | 100000 | 97000 |  |  | 96700 | 1162 | 95.5 | 78 | [8 empty] | Federally-Regulated Consumer Product | 08/17/2016 |  | 08/15/2017
International Comfort Products | Comfortmaker | N9MSE1002114A* | LPG | Induced Draft | True | False | 1 | False | Horizontal |  | None | Condensing | Single-Stage |  | 0.75 | Standard |  | 100000 | 97000 |  |  | 96700 | 1162 | 95.5 | 78 | [8 empty] | Federally-Regulated Consumer Product | 08/17/2016 |  | 08/15/2017
International Comfort Products | Comfortmaker | N9MSE1002120A* | LPG | Induced Draft | True | False | 1 | False | Up |  | None | Condensing | Single-Stage |  | 0.75 | Standard |  | 100000 | 97000 |  |  | 96700 | 1155 | 95.5 | 78 | [8 empty] | Federally-Regulated Consumer Product | 08/17/2016 |  | 08/15/2017
International Comfort Products | Comfortmaker | N9MSE1002120A* | LPG | Induced Draft | True | False | 1 | False | Down |  | None | Condensing | Single-Stage |  | 0.75 | Standard |  | 100000 | 97000 |  |  | 96700 | 1155 | 95.5 | 78 | [8 empty] | Federally-Regulated Consumer Product | 08/17/2016 |  | 08/15/2017
International Comfort Products | Comfortmaker | N9MSE1002120A* | LPG | Induced Draft | True | False | 1 | False | Horizontal |  | None | Condensing | Single-Stage |  | 0.75 | Standard |  | 100000 | 97000 |  |  | 96700 | 1155 | 95.5 | 78 | [8 empty] | Federally-Regulated Consumer Product | 08/17/2016 |  | 08/15/2017
International Comfort Products | Comfortmaker | N9MSE1202420A* | LPG | Induced Draft | True | False | 1 | False | Up |  | None | Condensing | Single-Stage |  | 0.75 | Standard |  | 120000 | 117000 |  |  | 112800 | 1336 | 95.5 | 78 | [8 empty] | Federally-Regulated Consumer Product | 08/17/2016 |  | 08/15/2017
International Comfort Products | Comfortmaker | N9MSE1202420A* | LPG | Induced Draft | True | False | 1 | False | Down |  | None | Condensing | Single-Stage |  | 0.75 | Standard |  | 120000 | 117000 |  |  | 112800 | 1336 | 95.5 | 78 | [8 empty] | Federally-Regulated Consumer Product | 08/17/2016 |  | 08/15/2017
International Comfort Products | Comfortmaker | N9MSE1202420A* | LPG | Induced Draft | True | False | 1 | False | Horizontal |  | None | Condensing | Single-Stage |  | 0.75 | Standard |  | 120000 | 117000 |  |  | 112800 | 1336 | 95.5 | 78 | [8 empty] | Federally-Regulated Consumer Product | 08/17/2016 |  | 08/15/2017
International Comfort Products | Comfortmaker | N9MSE0401712A* | LPG | Induced Draft | True | False | 1 | False | Up |  | None | Condensing | Single-Stage |  | 0.5 | Standard |  | 40000 | 39000 |  |  | 32200 | 426 | 95.5 | 78 | [8 empty] | Federally-Regulated Consumer Product | 08/17/2016 |  | 08/15/2017
International Comfort Products | Comfortmaker | N9MSE0401712A* | LPG | Induced Draft | True | False | 1 | False | Horizontal |  | None | Condensing | Single-Stage |  | 0.5 | Standard |  | 40000 | 39000 |  |  | 32200 | 426 | 95.5 | 78 | [8 empty] | Federally-Regulated Consumer Product | 08/17/2016 |  | 08/15/2017
International Comfort Products | Comfortmaker | N9MSE0401712A* | Natural Gas | Induced Draft | True | False | 1 | False | Up |  | None | Condensing | Single-Stage |  | 0.5 | Standard |  | 40000 | 39000 |  |  | 32200 | 426 | 95.5 | 78 | [8 empty] | Federally-Regulated Consumer Product | 08/17/2016 |  | 08/15/2017
International Comfort Products | Comfortmaker | N9MSE0401712A* | Natural Gas | Induced Draft | True | False | 1 | False | Horizontal |  | None | Condensing | Single-Stage |  | 0.5 | Standard |  | 40000 | 39000 |  |  | 32200 | 426 | 95.5 | 78 | [8 empty] | Federally-Regulated Consumer Product | 08/17/2016 |  | 08/15/2017
International Comfort Products | Day & Night | N9MSE0401410A* | LPG | Induced Draft | True | False | 1 | True | Up |  | None | Condensing | Single-Stage |  | 0.5 | Standard |  | 40000 | 39000 |  |  | 32300 | 373 | 95.5 | 75 | [8 empty] | Federally-Regulated Consumer Product | 11/28/2016 |  | 08/15/2017
International Comfort Products | Day & Night | N9MSE0401410A* | LPG | Induced Draft | True | False | 1 | True | Horizontal |  | None | Condensing | Single-Stage |  | 0.5 | Standard |  | 40000 | 39000 |  |  | 32300 | 373 | 95.5 | 75 | [8 empty] | Federally-Regulated Consumer Product | 11/28/2016 |  | 08/15/2017
International Comfort Products | Day & Night | N9MSE0601410A* | LPG | Induced Draft | True | False | 1 | False | Up |  | None | Condensing | Single-Stage |  | 0.5 | Standard |  | 60000 | 58000 |  |  | 48600 | 515 | 95.5 | 78 | [8 empty] | Federally-Regulated Consumer Product | 08/17/2016 |  | 08/15/2017
International Comfort Products | Day & Night | N9MSE0601410A* | LPG | Induced Draft | True | False | 1 | False | Down |  | None | Condensing | Single-Stage |  | 0.5 | Standard |  | 60000 | 58000 |  |  | 48600 | 515 | 95.5 | 78 | [8 empty] | Federally-Regulated Consumer Product | 08/17/2016 |  | 08/15/2017
International Comfort Products | Day & Night | N9MSE0601410A* | LPG | Induced Draft | True | False | 1 | False | Horizontal |  | None | Condensing | Single-Stage |  | 0.5 | Standard |  | 60000 | 58000 |  |  | 48600 | 515 | 95.5 | 78 | [8 empty] | Federally-Regulated Consumer Product | 08/17/2016 |  | 08/15/2017
International Comfort Products | Day & Night | N9MSE0601714A* | LPG | Induced Draft | True | False | 1 | False | Up |  | None | Condensing | Single-Stage |  | 0.5 | Standard |  | 60000 | 58000 |  |  | 48300 | 592 | 95.5 | 78 | [8 empty] | Federally-Regulated Consumer Product | 08/17/2016 |  | 08/15/2017
International Comfort Products | Day & Night | N9MSE0601714A* | LPG | Induced Draft | True | False | 1 | False | Down |  | None | Condensing | Single-Stage |  | 0.5 | Standard |  | 60000 | 58000 |  |  | 48300 | 592 | 95.5 | 78 | [8 empty] | Federally-Regulated Consumer Product | 08/17/2016 |  | 08/15/2017
International Comfort Products | Day & Night | N9MSE0601714A* | LPG | Induced Draft | True | False | 1 | False | Horizontal |  | None | Condensing | Single-Stage |  | 0.5 | Standard |  | 60000 | 58000 |  |  | 48300 | 592 | 95.5 | 78 | [8 empty] | Federally-Regulated Consumer Product | 08/17/2016 |  | 08/15/2017
International Comfort Products | Day & Night | N9MSE0801716A* | LPG | Induced Draft | True | False | 1 | False | Up |  | None | Condensing | Single-Stage |  | 0.75 | Standard |  | 80000 | 78000 |  |  | 80800 | 903 | 95.5 | 78 | [8 empty] | Federally-Regulated Consumer Product | 08/17/2016 |  | 08/15/2017
International Comfort Products | Day & Night | N9MSE0801716A* | LPG | Induced Draft | True | False | 1 | False | Down |  | None | Condensing | Single-Stage |  | 0.75 | Standard |  | 80000 | 78000 |  |  | 80800 | 903 | 95.5 | 78 | [8 empty] | Federally-Regulated Consumer Product | 08/17/2016 |  | 08/15/2017
International Comfort Products | Day & Night | N9MSE0801716A* | LPG | Induced Draft | True | False | 1 | False | Horizontal |  | None | Condensing | Single-Stage |  | 0.75 | Standard |  | 80000 | 78000 |  |  | 80800 | 903 | 95.5 | 78 | [8 empty] | Federally-Regulated Consumer Product | 08/17/2016 |  | 08/15/2017
International Comfort Products | Day & Night | N9MSE1002114A* | LPG | Induced Draft | True | False | 1 | False | Up |  | None | Condensing | Single-Stage |  | 0.75 | Standard |  | 100000 | 97000 |  |  | 96700 | 1162 | 95.5 | 78 | [8 empty] | Federally-Regulated Consumer Product | 08/17/2016 |  | 08/15/2017
International Comfort Products | Day & Night | N9MSE1002114A* | LPG | Induced Draft | True | False | 1 | False | Down |  | None | Condensing | Single-Stage |  | 0.75 | Standard |  | 100000 | 97000 |  |  | 96700 | 1162 | 95.5 | 78 | [8 empty] | Federally-Regulated Consumer Product | 08/17/2016 |  | 08/15/2017
International Comfort Products | Day & Night | N9MSE1002114A* | LPG | Induced Draft | True | False | 1 | False | Horizontal |  | None | Condensing | Single-Stage |  | 0.75 | Standard |  | 100000 | 97000 |  |  | 96700 | 1162 | 95.5 | 78 | [8 empty] | Federally-Regulated Consumer Product | 08/17/2016 |  | 08/15/2017
International Comfort Products | Day & Night | N9MSE1002120A* | LPG | Induced Draft | True | False | 1 | False | Up |  | None | Condensing | Single-Stage |  | 0.75 | Standard |  | 100000 | 97000 |  |  | 96700 | 1155 | 95.5 | 78 | [8 empty] | Federally-Regulated Consumer Product | 08/17/2016 |  | 08/15/2017
International Comfort Products | Day & Night | N9MSE1002120A* | LPG | Induced Draft | True | False | 1 | False | Down |  | None | Condensing | Single-Stage |  | 0.75 | Standard |  | 100000 | 97000 |  |  | 96700 | 1155 | 95.5 | 78 | [8 empty] | Federally-Regulated Consumer Product | 08/17/2016 |  | 08/15/2017
International Comfort Products | Day & Night | N9MSE1002120A* | LPG | Induced Draft | True | False | 1 | False | Horizontal |  | None | Condensing | Single-Stage |  | 0.75 | Standard |  | 100000 | 97000 |  |  | 96700 | 1155 | 95.5 | 78 | [8 empty] | Federally-Regulated Consumer Product | 08/17/2016 |  | 08/15/2017
International Comfort Products | Day & Night | N9MSE1202420A* | LPG | Induced Draft | True | False | 1 | False | Up |  | None | Condensing | Single-Stage |  | 0.75 | Standard |  | 120000 | 117000 |  |  | 112800 | 1336 | 95.5 | 78 | [8 empty] | Federally-Regulated Consumer Product | 08/17/2016 |  | 08/15/2017
International Comfort Products | Day & Night | N9MSE1202420A* | LPG | Induced Draft | True | False | 1 | False | Down |  | None | Condensing | Single-Stage |  | 0.75 | Standard |  | 120000 | 117000 |  |  | 112800 | 1336 | 95.5 | 78 | [8 empty] | Federally-Regulated Consumer Product | 08/17/2016 |  | 08/15/2017
International Comfort Products | Day & Night | N9MSE1202420A* | LPG | Induced Draft | True | False | 1 | False | Horizontal |  | None | Condensing | Single-Stage |  | 0.75 | Standard |  | 120000 | 117000 |  |  | 112800 | 1336 | 95.5 | 78 | [8 empty] | Federally-Regulated Consumer Product | 08/17/2016 |  | 08/15/2017
International Comfort Products | Day & Night | N9MSE0401712A* | LPG | Induced Draft | True | False | 1 | False | Up |  | None | Condensing | Single-Stage |  | 0.5 | Standard |  | 40000 | 39000 |  |  | 32200 | 426 | 95.5 | 78 | [8 empty] | Federally-Regulated Consumer Product | 08/17/2016 |  | 08/15/2017
International Comfort Products | Day & Night | N9MSE0401712A* | LPG | Induced Draft | True | False | 1 | False | Horizontal |  | None | Condensing | Single-Stage |  | 0.5 | Standard |  | 40000 | 39000 |  |  | 32200 | 426 | 95.5 | 78 | [8 empty] | Federally-Regulated Consumer Product | 08/17/2016 |  | 08/15/2017
International Comfort Products | Day & Night | N9MSE0401712A* | Natural Gas | Induced Draft | True | False | 1 | False | Up |  | None | Condensing | Single-Stage |  | 0.5 | Standard |  | 40000 | 39000 |  |  | 32200 | 426 | 95.5 | 78 | [8 empty] | Federally-Regulated Consumer Product | 08/17/2016 |  | 08/15/2017
International Comfort Products | Day & Night | N9MSE0401712A* | Natural Gas | Induced Draft | True | False | 1 | False | Horizontal |  | None | Condensing | Single-Stage |  | 0.5 | Standard |  | 40000 | 39000 |  |  | 32200 | 426 | 95.5 | 78 | [8 empty] | Federally-Regulated Consumer Product | 08/17/2016 |  | 08/15/2017
International Comfort Products | Heil | N9MSE0401410A* | LPG | Induced Draft | True | False | 1 | True | Up |  | None | Condensing | Single-Stage |  | 0.5 | Standard |  | 40000 | 39000 |  |  | 32300 | 373 | 95.5 | 75 | [8 empty] | Federally-Regulated Consumer Product | 11/28/2016 |  | 08/15/2017
International Comfort Products | Heil | N9MSE0401410A* | LPG | Induced Draft | True | False | 1 | True | Horizontal |  | None | Condensing | Single-Stage |  | 0.5 | Standard |  | 40000 | 39000 |  |  | 32300 | 373 | 95.5 | 75 | [8 empty] | Federally-Regulated Consumer Product | 11/28/2016 |  | 08/15/2017
International Comfort Products | Heil | N9MSE0601410A* | LPG | Induced Draft | True | False | 1 | False | Up |  | None | Condensing | Single-Stage |  | 0.5 | Standard |  | 60000 | 58000 |  |  | 48600 | 515 | 95.5 | 78 | [8 empty] | Federally-Regulated Consumer Product | 08/17/2016 |  | 08/15/2017
International Comfort Products | Heil | N9MSE0601410A* | LPG | Induced Draft | True | False | 1 | False | Down |  | None | Condensing | Single-Stage |  | 0.5 | Standard |  | 60000 | 58000 |  |  | 48600 | 515 | 95.5 | 78 | [8 empty] | Federally-Regulated Consumer Product | 08/17/2016 |  | 08/15/2017
International Comfort Products | Heil | N9MSE0601410A* | LPG | Induced Draft | True | False | 1 | False | Horizontal |  | None | Condensing | Single-Stage |  | 0.5 | Standard |  | 60000 | 58000 |  |  | 48600 | 515 | 95.5 | 78 | [8 empty] | Federally-Regulated Consumer Product | 08/17/2016 |  | 08/15/2017
International Comfort Products | Heil | N9MSE0601714A* | LPG | Induced Draft | True | False | 1 | False | Up |  | None | Condensing | Single-Stage |  | 0.5 | Standard |  | 60000 | 58000 |  |  | 48300 | 592 | 95.5 | 78 | [8 empty] | Federally-Regulated Consumer Product | 08/17/2016 |  | 08/15/2017
International Comfort Products | Heil | N9MSE0601714A* | LPG | Induced Draft | True | False | 1 | False | Down |  | None | Condensing | Single-Stage |  | 0.5 | Standard |  | 60000 | 58000 |  |  | 48300 | 592 | 95.5 | 78 | [8 empty] | Federally-Regulated Consumer Product | 08/17/2016 |  | 08/15/2017
International Comfort Products | Heil | N9MSE0601714A* | LPG | Induced Draft | True | False | 1 | False | Horizontal |  | None | Condensing | Single-Stage |  | 0.5 | Standard |  | 60000 | 58000 |  |  | 48300 | 592 | 95.5 | 78 | [8 empty] | Federally-Regulated Consumer Product | 08/17/2016 |  | 08/15/2017
International Comfort Products | Heil | N9MSE0801716A* | LPG | Induced Draft | True | False | 1 | False | Up |  | None | Condensing | Single-Stage |  | 0.75 | Standard |  | 80000 | 78000 |  |  | 80800 | 903 | 95.5 | 78 | [8 empty] | Federally-Regulated Consumer Product | 08/17/2016 |  | 08/15/2017
International Comfort Products | Heil | N9MSE0801716A* | LPG | Induced Draft | True | False | 1 | False | Down |  | None | Condensing | Single-Stage |  | 0.75 | Standard |  | 80000 | 78000 |  |  | 80800 | 903 | 95.5 | 78 | [8 empty] | Federally-Regulated Consumer Product | 08/17/2016 |  | 08/15/2017
International Comfort Products | Heil | N9MSE0801716A* | LPG | Induced Draft | True | False | 1 | False | Horizontal |  | None | Condensing | Single-Stage |  | 0.75 | Standard |  | 80000 | 78000 |  |  | 80800 | 903 | 95.5 | 78 | [8 empty] | Federally-Regulated Consumer Product | 08/17/2016 |  | 08/15/2017
International Comfort Products | Heil | N9MSE1002114A* | LPG | Induced Draft | True | False | 1 | False | Up |  | None | Condensing | Single-Stage |  | 0.75 | Standard |  | 100000 | 97000 |  |  | 96700 | 1162 | 95.5 | 78 | [8 empty] | Federally-Regulated Consumer Product | 08/17/2016 |  | 08/15/2017
International Comfort Products | Heil | N9MSE1002114A* | LPG | Induced Draft | True | False | 1 | False | Down |  | None | Condensing | Single-Stage |  | 0.75 | Standard |  | 100000 | 97000 |  |  | 96700 | 1162 | 95.5 | 78 | [8 empty] | Federally-Regulated Consumer Product | 08/17/2016 |  | 08/15/2017
International Comfort Products | Heil | N9MSE1002114A* | LPG | Induced Draft | True | False | 1 | False | Horizontal |  | None | Condensing | Single-Stage |  | 0.75 | Standard |  | 100000 | 97000 |  |  | 96700 | 1162 | 95.5 | 78 | [8 empty] | Federally-Regulated Consumer Product | 08/17/2016 |  | 08/15/2017
International Comfort Products | Heil | N9MSE1002120A* | LPG | Induced Draft | True | False | 1 | False | Up |  | None | Condensing | Single-Stage |  | 0.75 | Standard |  | 100000 | 97000 |  |  | 96700 | 1155 | 95.5 | 78 | [8 empty] | Federally-Regulated Consumer Product | 08/17/2016 |  | 08/15/2017
International Comfort Products | Heil | N9MSE1002120A* | LPG | Induced Draft | True | False | 1 | False | Down |  | None | Condensing | Single-Stage |  | 0.75 | Standard |  | 100000 | 97000 |  |  | 96700 | 1155 | 95.5 | 78 | [8 empty] | Federally-Regulated Consumer Product | 08/17/2016 |  | 08/15/2017
International Comfort Products | Heil | N9MSE1002120A* | LPG | Induced Draft | True | False | 1 | False | Horizontal |  | None | Condensing | Single-Stage |  | 0.75 | Standard |  | 100000 | 97000 |  |  | 96700 | 1155 | 95.5 | 78 | [8 empty] | Federally-Regulated Consumer Product | 08/17/2016 |  | 08/15/2017
International Comfort Products | Heil | N9MSE1202420A* | LPG | Induced Draft | True | False | 1 | False | Up |  | None | Condensing | Single-Stage |  | 0.75 | Standard |  | 120000 | 117000 |  |  | 112800 | 1336 | 95.5 | 78 | [8 empty] | Federally-Regulated Consumer Product | 08/17/2016 |  | 08/15/2017
International Comfort Products | Heil | N9MSE1202420A* | LPG | Induced Draft | True | False | 1 | False | Down |  | None | Condensing | Single-Stage |  | 0.75 | Standard |  | 120000 | 117000 |  |  | 112800 | 1336 | 95.5 | 78 | [8 empty] | Federally-Regulated Consumer Product | 08/17/2016 |  | 08/15/2017
International Comfort Products | Heil | N9MSE1202420A* | LPG | Induced Draft | True | False | 1 | False | Horizontal |  | None | Condensing | Single-Stage |  | 0.75 | Standard |  | 120000 | 117000 |  |  | 112800 | 1336 | 95.5 | 78 | [8 empty] | Federally-Regulated Consumer Product | 08/17/2016 |  | 08/15/2017
International Comfort Products | Heil | N9MSE0401712A* | LPG | Induced Draft | True | False | 1 | False | Up |  | None | Condensing | Single-Stage |  | 0.5 | Standard |  | 40000 | 39000 |  |  | 32200 | 426 | 95.5 | 78 | [8 empty] | Federally-Regulated Consumer Product | 08/17/2016 |  | 08/15/2017
International Comfort Products | Heil | N9MSE0401712A* | LPG | Induced Draft | True | False | 1 | False | Horizontal |  | None | Condensing | Single-Stage |  | 0.5 | Standard |  | 40000 | 39000 |  |  | 32200 | 426 | 95.5 | 78 | [8 empty] | Federally-Regulated Consumer Product | 08/17/2016 |  | 08/15/2017
International Comfort Products | Heil | N9MSE0401712A* | Natural Gas | Induced Draft | True | False | 1 | False | Up |  | None | Condensing | Single-Stage |  | 0.5 | Standard |  | 40000 | 39000 |  |  | 32200 | 426 | 95.5 | 78 | [8 empty] | Federally-Regulated Consumer Product | 08/17/2016 |  | 08/15/2017
International Comfort Products | Heil | N9MSE0401712A* | Natural Gas | Induced Draft | True | False | 1 | False | Horizontal |  | None | Condensing | Single-Stage |  | 0.5 | Standard |  | 40000 | 39000 |  |  | 32200 | 426 | 95.5 | 78 | [8 empty] | Federally-Regulated Consumer Product | 08/17/2016 |  | 08/15/2017
International Comfort Products | ICP Commercial | F9MXE1202422A* | Natural Gas | Induced Draft | True | False | 1 | False | Up |  | None | Condensing | Single-Stage |  | 1 | Standard |  | 120000 | 117000 |  |  | 113500 | 938 | 96 | 78 | [8 empty] | Federally-Regulated Consumer Product | 08/17/2016 |  | 08/15/2017
International Comfort Products | ICP Commercial | F9MXE1202422A* | Natural Gas | Induced Draft | True | False | 1 | False | Down |  | None | Condensing | Single-Stage |  | 1 | Standard |  | 120000 | 117000 |  |  | 113500 | 938 | 96 | 78 | [8 empty] | Federally-Regulated Consumer Product | 08/17/2016 |  | 08/15/2017
International Comfort Products | ICP Commercial | F9MXE1202422A* | Natural Gas | Induced Draft | True | False | 1 | False | Horizontal |  | None | Condensing | Single-Stage |  | 1 | Standard |  | 120000 | 117000 |  |  | 113500 | 938 | 96 | 78 | [8 empty] | Federally-Regulated Consumer Product | 08/17/2016 |  | 08/15/2017
International Comfort Products | ICP Commercial | F9MXE0801716A* | LPG | Induced Draft | True | False | 1 | False | Up |  | None | Condensing | Single-Stage |  | 0.75 | Standard |  | 80000 | 78000 |  |  | 81900 | 420 | 96 | 78 | [8 empty] | Federally-Regulated Consumer Product | 08/17/2016 |  | 08/15/2017
International Comfort Products | ICP Commercial | F9MXE0801716A* | LPG | Induced Draft | True | False | 1 | False | Down |  | None | Condensing | Single-Stage |  | 0.75 | Standard |  | 80000 | 78000 |  |  | 81900 | 420 | 96 | 78 | [8 empty] | Federally-Regulated Consumer Product | 08/17/2016 |  | 08/15/2017
International Comfort Products | ICP Commercial | F9MXE0801716A* | LPG | Induced Draft | True | False | 1 | False | Horizontal |  | None | Condensing | Single-Stage |  | 0.75 | Standard |  | 80000 | 78000 |  |  | 81900 | 420 | 96 | 78 | [8 empty] | Federally-Regulated Consumer Product | 08/17/2016 |  | 08/15/2017
International Comfort Products | ICP Commercial | F9MXE0801716A* | Natural Gas | Induced Draft | True | False | 1 | False | Up |  | None | Condensing | Single-Stage |  | 0.75 | Standard |  | 80000 | 78000 |  |  | 81900 | 420 | 96 | 78 | [8 empty] | Federally-Regulated Consumer Product | 08/17/2016 |  | 08/15/2017
International Comfort Products | ICP Commercial | F9MXE0801716A* | Natural Gas | Induced Draft | True | False | 1 | False | Down |  | None | Condensing | Single-Stage |  | 0.75 | Standard |  | 80000 | 78000 |  |  | 81900 | 420 | 96 | 78 | [8 empty] | Federally-Regulated Consumer Product | 08/17/2016 |  | 08/15/2017
International Comfort Products | ICP Commercial | F9MXE0801716A* | Natural Gas | Induced Draft | True | False | 1 | False | Horizontal |  | None | Condensing | Single-Stage |  | 0.75 | Standard |  | 80000 | 78000 |  |  | 81900 | 420 | 96 | 78 | [8 empty] | Federally-Regulated Consumer Product | 08/17/2016 |  | 08/15/2017
International Comfort Products | ICP Commercial | N9MSE0401410A* | LPG | Induced Draft | True | False | 1 | True | Up |  | None | Condensing | Single-Stage |  | 0.5 | Standard |  | 40000 | 39000 |  |  | 32300 | 373 | 95.5 | 75 | [8 empty] | Federally-Regulated Consumer Product | 11/28/2016 |  | 08/15/2017
International Comfort Products | ICP Commercial | N9MSE0401410A* | LPG | Induced Draft | True | False | 1 | True | Horizontal |  | None | Condensing | Single-Stage |  | 0.5 | Standard |  | 40000 | 39000 |  |  | 32300 | 373 | 95.5 | 75 | [8 empty] | Federally-Regulated Consumer Product | 11/28/2016 |  | 08/15/2017
International Comfort Products | ICP Commercial | N9MSE0601410A* | LPG | Induced Draft | True | False | 1 | False | Up |  | None | Condensing | Single-Stage |  | 0.5 | Standard |  | 60000 | 58000 |  |  | 48600 | 515 | 95.5 | 78 | [8 empty] | Federally-Regulated Consumer Product | 08/17/2016 |  | 08/15/2017
International Comfort Products | ICP Commercial | N9MSE0601410A* | LPG | Induced Draft | True | False | 1 | False | Down |  | None | Condensing | Single-Stage |  | 0.5 | Standard |  | 60000 | 58000 |  |  | 48600 | 515 | 95.5 | 78 | [8 empty] | Federally-Regulated Consumer Product | 08/17/2016 |  | 08/15/2017
International Comfort Products | ICP Commercial | N9MSE0601410A* | LPG | Induced Draft | True | False | 1 | False | Horizontal |  | None | Condensing | Single-Stage |  | 0.5 | Standard |  | 60000 | 58000 |  |  | 48600 | 515 | 95.5 | 78 | [8 empty] | Federally-Regulated Consumer Product | 08/17/2016 |  | 08/15/2017
International Comfort Products | ICP Commercial | N9MSE0601714A* | LPG | Induced Draft | True | False | 1 | False | Up |  | None | Condensing | Single-Stage |  | 0.5 | Standard |  | 60000 | 58000 |  |  | 48300 | 592 | 95.5 | 78 | [8 empty] | Federally-Regulated Consumer Product | 08/17/2016 |  | 08/15/2017
International Comfort Products | ICP Commercial | N9MSE0601714A* | LPG | Induced Draft | True | False | 1 | False | Down |  | None | Condensing | Single-Stage |  | 0.5 | Standard |  | 60000 | 58000 |  |  | 48300 | 592 | 95.5 | 78 | [8 empty] | Federally-Regulated Consumer Product | 08/17/2016 |  | 08/15/2017
International Comfort Products | ICP Commercial | N9MSE0601714A* | LPG | Induced Draft | True | False | 1 | False | Horizontal |  | None | Condensing | Single-Stage |  | 0.5 | Standard |  | 60000 | 58000 |  |  | 48300 | 592 | 95.5 | 78 | [8 empty] | Federally-Regulated Consumer Product | 08/17/2016 |  | 08/15/2017
International Comfort Products | ICP Commercial | N9MSE0801716A* | LPG | Induced Draft | True | False | 1 | False | Up |  | None | Condensing | Single-Stage |  | 0.75 | Standard |  | 80000 | 78000 |  |  | 80800 | 903 | 95.5 | 78 | [8 empty] | Federally-Regulated Consumer Product | 08/17/2016 |  | 08/15/2017
International Comfort Products | ICP Commercial | N9MSE0801716A* | LPG | Induced Draft | True | False | 1 | False | Down |  | None | Condensing | Single-Stage |  | 0.75 | Standard |  | 80000 | 78000 |  |  | 80800 | 903 | 95.5 | 78 | [8 empty] | Federally-Regulated Consumer Product | 08/17/2016 |  | 08/15/2017
International Comfort Products | ICP Commercial | N9MSE0801716A* | LPG | Induced Draft | True | False | 1 | False | Horizontal |  | None | Condensing | Single-Stage |  | 0.75 | Standard |  | 80000 | 78000 |  |  | 80800 | 903 | 95.5 | 78 | [8 empty] | Federally-Regulated Consumer Product | 08/17/2016 |  | 08/15/2017
International Comfort Products | ICP Commercial | N9MSE1002114A* | LPG | Induced Draft | True | False | 1 | False | Up |  | None | Condensing | Single-Stage |  | 0.75 | Standard |  | 100000 | 97000 |  |  | 96700 | 1162 | 95.5 | 78 | [8 empty] | Federally-Regulated Consumer Product | 08/17/2016 |  | 08/15/2017
International Comfort Products | ICP Commercial | N9MSE1002114A* | LPG | Induced Draft | True | False | 1 | False | Down |  | None | Condensing | Single-Stage |  | 0.75 | Standard |  | 100000 | 97000 |  |  | 96700 | 1162 | 95.5 | 78 | [8 empty] | Federally-Regulated Consumer Product | 08/17/2016 |  | 08/15/2017
International Comfort Products | ICP Commercial | N9MSE1002114A* | LPG | Induced Draft | True | False | 1 | False | Horizontal |  | None | Condensing | Single-Stage |  | 0.75 | Standard |  | 100000 | 97000 |  |  | 96700 | 1162 | 95.5 | 78 | [8 empty] | Federally-Regulated Consumer Product | 08/17/2016 |  | 08/15/2017
International Comfort Products | ICP Commercial | N9MSE1002120A* | LPG | Induced Draft | True | False | 1 | False | Up |  | None | Condensing | Single-Stage |  | 0.75 | Standard |  | 100000 | 97000 |  |  | 96700 | 1155 | 95.5 | 78 | [8 empty] | Federally-Regulated Consumer Product | 08/17/2016 |  | 08/15/2017
International Comfort Products | ICP Commercial | N9MSE1002120A* | LPG | Induced Draft | True | False | 1 | False | Down |  | None | Condensing | Single-Stage |  | 0.75 | Standard |  | 100000 | 97000 |  |  | 96700 | 1155 | 95.5 | 78 | [8 empty] | Federally-Regulated Consumer Product | 08/17/2016 |  | 08/15/2017
International Comfort Products | ICP Commercial | N9MSE1002120A* | LPG | Induced Draft | True | False | 1 | False | Horizontal |  | None | Condensing | Single-Stage |  | 0.75 | Standard |  | 100000 | 97000 |  |  | 96700 | 1155 | 95.5 | 78 | [8 empty] | Federally-Regulated Consumer Product | 08/17/2016 |  | 08/15/2017
International Comfort Products | ICP Commercial | N9MSE1202420A* | LPG | Induced Draft | True | False | 1 | False | Up |  | None | Condensing | Single-Stage |  | 0.75 | Standard |  | 120000 | 117000 |  |  | 112800 | 1336 | 95.5 | 78 | [8 empty] | Federally-Regulated Consumer Product | 08/17/2016 |  | 08/15/2017
International Comfort Products | ICP Commercial | N9MSE1202420A* | LPG | Induced Draft | True | False | 1 | False | Down |  | None | Condensing | Single-Stage |  | 0.75 | Standard |  | 120000 | 117000 |  |  | 112800 | 1336 | 95.5 | 78 | [8 empty] | Federally-Regulated Consumer Product | 08/17/2016 |  | 08/15/2017
International Comfort Products | ICP Commercial | N9MSE1202420A* | LPG | Induced Draft | True | False | 1 | False | Horizontal |  | None | Condensing | Single-Stage |  | 0.75 | Standard |  | 120000 | 117000 |  |  | 112800 | 1336 | 95.5 | 78 | [8 empty] | Federally-Regulated Consumer Product | 08/17/2016 |  | 08/15/2017
International Comfort Products | ICP Commercial | F9MXE0601412A* | LPG | Induced Draft | True | False | 1 | True | Up |  | None | Condensing | Single-Stage |  | 0.5 | Standard |  | 60000 | 58000 |  |  | 49400 | 289 | 95.5 | 75 | [8 empty] | Federally-Regulated Consumer Product | 11/28/2016 |  | 08/15/2017
International Comfort Products | ICP Commercial | F9MXE0601412A* | LPG | Induced Draft | True | False | 1 | True | Down |  | None | Condensing | Single-Stage |  | 0.5 | Standard |  | 60000 | 58000 |  |  | 49400 | 289 | 95.5 | 75 | [8 empty] | Federally-Regulated Consumer Product | 11/28/2016 |  | 08/15/2017
International Comfort Products | ICP Commercial | F9MXE0601412A* | LPG | Induced Draft | True | False | 1 | True | Horizontal |  | None | Condensing | Single-Stage |  | 0.5 | Standard |  | 60000 | 58000 |  |  | 49400 | 289 | 95.5 | 75 | [8 empty] | Federally-Regulated Consumer Product | 11/28/2016 |  | 08/15/2017
International Comfort Products | ICP Commercial | F9MXE0601412A* | Natural Gas | Induced Draft | True | False | 1 | True | Up |  | None | Condensing | Single-Stage |  | 0.5 | Standard |  | 60000 | 58000 |  |  | 49400 | 289 | 95.5 | 75 | [8 empty] | Federally-Regulated Consumer Product | 11/28/2016 |  | 08/15/2017
International Comfort Products | ICP Commercial | F9MXE0601412A* | Natural Gas | Induced Draft | True | False | 1 | True | Down |  | None | Condensing | Single-Stage |  | 0.5 | Standard |  | 60000 | 58000 |  |  | 49400 | 289 | 95.5 | 75 | [8 empty] | Federally-Regulated Consumer Product | 11/28/2016 |  | 08/15/2017
International Comfort Products | ICP Commercial | F9MXE0601412A* | Natural Gas | Induced Draft | True | False | 1 | True | Horizontal |  | None | Condensing | Single-Stage |  | 0.5 | Standard |  | 60000 | 58000 |  |  | 49400 | 289 | 95.5 | 75 | [8 empty] | Federally-Regulated Consumer Product | 11/28/2016 |  | 08/15/2017
International Comfort Products | ICP Commercial | F9MXE0401712A* | LPG | Induced Draft | True | False | 1 | False | Up |  | None | Condensing | Single-Stage |  | 0.5 | Standard |  | 40000 | 39000 |  |  | 32900 | 166 | 96 | 78 | [8 empty] | Federally-Regulated Consumer Product | 08/17/2016 |  | 08/15/2017
International Comfort Products | ICP Commercial | F9MXE0401712A* | LPG | Induced Draft | True | False | 1 | False | Down |  | None | Condensing | Single-Stage |  | 0.5 | Standard |  | 40000 | 39000 |  |  | 32900 | 166 | 96 | 78 | [8 empty] | Federally-Regulated Consumer Product | 08/17/2016 |  | 08/15/2017
International Comfort Products | ICP Commercial | F9MXE0401712A* | LPG | Induced Draft | True | False | 1 | False | Horizontal |  | None | Condensing | Single-Stage |  | 0.5 | Standard |  | 40000 | 39000 |  |  | 32900 | 166 | 96 | 78 | [8 empty] | Federally-Regulated Consumer Product | 08/17/2016 |  | 08/15/2017
International Comfort Products | ICP Commercial | F9MXE0401712A* | Natural Gas | Induced Draft | True | False | 1 | False | Up |  | None | Condensing | Single-Stage |  | 0.5 | Standard |  | 40000 | 39000 |  |  | 32900 | 166 | 96 | 78 | [8 empty] | Federally-Regulated Consumer Product | 08/17/2016 |  | 08/15/2017
International Comfort Products | ICP Commercial | F9MXE0401712A* | Natural Gas | Induced Draft | True | False | 1 | False | Down |  | None | Condensing | Single-Stage |  | 0.5 | Standard |  | 40000 | 39000 |  |  | 32900 | 166 | 96 | 78 | [8 empty] | Federally-Regulated Consumer Product | 08/17/2016 |  | 08/15/2017
International Comfort Products | ICP Commercial | F9MXE0401712A* | Natural Gas | Induced Draft | True | False | 1 | False | Horizontal |  | None | Condensing | Single-Stage |  | 0.5 | Standard |  | 40000 | 39000 |  |  | 32900 | 166 | 96 | 78 | [8 empty] | Federally-Regulated Consumer Product | 08/17/2016 |  | 08/15/2017
International Comfort Products | ICP Commercial | F9MXT0401712A* | LPG | Induced Draft | True | False | 1 | False | Up |  | None | Condensing | Two-Stage Modulating |  | 0.5 | Standard |  | 40000 | 39000 |  |  | 32400 | 144 | 96 | 78 | [8 empty] | Federally-Regulated Consumer Product | 08/17/2016 |  | 08/15/2017
International Comfort Products | ICP Commercial | F9MXT0401712A* | LPG | Induced Draft | True | False | 1 | False | Down |  | None | Condensing | Two-Stage Modulating |  | 0.5 | Standard |  | 40000 | 39000 |  |  | 32400 | 144 | 96 | 78 | [8 empty] | Federally-Regulated Consumer Product | 08/17/2016 |  | 08/15/2017
International Comfort Products | ICP Commercial | F9MXT0401712A* | LPG | Induced Draft | True | False | 1 | False | Horizontal |  | None | Condensing | Two-Stage Modulating |  | 0.5 | Standard |  | 40000 | 39000 |  |  | 32400 | 144 | 96 | 78 | [8 empty] | Federally-Regulated Consumer Product | 08/17/2016 |  | 08/15/2017
International Comfort Products | ICP Commercial | F9MXT0401712A* | Natural Gas | Induced Draft | True | False | 1 | False | Up |  | None | Condensing | Two-Stage Modulating |  | 0.5 | Standard |  | 40000 | 39000 |  |  | 32400 | 144 | 96 | 78 | [8 empty] | Federally-Regulated Consumer Product | 08/17/2016 |  | 08/15/2017
International Comfort Products | ICP Commercial | F9MXT0401712A* | Natural Gas | Induced Draft | True | False | 1 | False | Down |  | None | Condensing | Two-Stage Modulating |  | 0.5 | Standard |  | 40000 | 39000 |  |  | 32400 | 144 | 96 | 78 | [8 empty] | Federally-Regulated Consumer Product | 08/17/2016 |  | 08/15/2017
International Comfort Products | ICP Commercial | F9MXT0401712A* | Natural Gas | Induced Draft | True | False | 1 | False | Horizontal |  | None | Condensing | Two-Stage Modulating |  | 0.5 | Standard |  | 40000 | 39000 |  |  | 32400 | 144 | 96 | 78 | [8 empty] | Federally-Regulated Consumer Product | 08/17/2016 |  | 08/15/2017
International Comfort Products | ICP Commercial | N9MSE0401712A* | LPG | Induced Draft | True | False | 1 | False | Up |  | None | Condensing | Single-Stage |  | 0.5 | Standard |  | 40000 | 39000 |  |  | 32200 | 426 | 95.5 | 78 | [8 empty] | Federally-Regulated Consumer Product | 08/17/2016 |  | 08/15/2017
International Comfort Products | ICP Commercial | N9MSE0401712A* | LPG | Induced Draft | True | False | 1 | False | Horizontal |  | None | Condensing | Single-Stage |  | 0.5 | Standard |  | 40000 | 39000 |  |  | 32200 | 426 | 95.5 | 78 | [8 empty] | Federally-Regulated Consumer Product | 08/17/2016 |  | 08/15/2017
International Comfort Products | ICP Commercial | N9MSE0401712A* | Natural Gas | Induced Draft | True | False | 1 | False | Up |  | None | Condensing | Single-Stage |  | 0.5 | Standard |  | 40000 | 39000 |  |  | 32200 | 426 | 95.5 | 78 | [8 empty] | Federally-Regulated Consumer Product | 08/17/2016 |  | 08/15/2017
International Comfort Products | ICP Commercial | N9MSE0401712A* | Natural Gas | Induced Draft | True | False | 1 | False | Horizontal |  | None | Condensing | Single-Stage |  | 0.5 | Standard |  | 40000 | 39000 |  |  | 32200 | 426 | 95.5 | 78 | [8 empty] | Federally-Regulated Consumer Product | 08/17/2016 |  | 08/15/2017
International Comfort Products | ICP Commercial | F9MXE1202422A* | LPG | Induced Draft | True | False | 1 | False | Up |  | None | Condensing | Single-Stage |  | 1 | Standard |  | 120000 | 117000 |  |  | 113500 | 938 | 96 | 78 | [8 empty] | Federally-Regulated Consumer Product | 08/17/2016 |  | 08/15/2017
International Comfort Products | ICP Commercial | F9MXE1202422A* | LPG | Induced Draft | True | False | 1 | False | Down |  | None | Condensing | Single-Stage |  | 1 | Standard |  | 120000 | 117000 |  |  | 113500 | 938 | 96 | 78 | [8 empty] | Federally-Regulated Consumer Product | 08/17/2016 |  | 08/15/2017
International Comfort Products | ICP Commercial | F9MXE1202422A* | LPG | Induced Draft | True | False | 1 | False | Horizontal |  | None | Condensing | Single-Stage |  | 1 | Standard |  | 120000 | 117000 |  |  | 113500 | 938 | 96 | 78 | [8 empty] | Federally-Regulated Consumer Product | 08/17/2016 |  | 08/15/2017
International Comfort Products | Keeprite | N9MSE0401410A* | LPG | Induced Draft | True | False | 1 | True | Up |  | None | Condensing | Single-Stage |  | 0.5 | Standard |  | 40000 | 39000 |  |  | 32300 | 373 | 95.5 | 75 | [8 empty] | Federally-Regulated Consumer Product | 11/28/2016 |  | 08/15/2017
International Comfort Products | Keeprite | N9MSE0401410A* | LPG | Induced Draft | True | False | 1 | True | Horizontal |  | None | Condensing | Single-Stage |  | 0.5 | Standard |  | 40000 | 39000 |  |  | 32300 | 373 | 95.5 | 75 | [8 empty] | Federally-Regulated Consumer Product | 11/28/2016 |  | 08/15/2017
International Comfort Products | Keeprite | N9MSE0601410A* | LPG | Induced Draft | True | False | 1 | False | Up |  | None | Condensing | Single-Stage |  | 0.5 | Standard |  | 60000 | 58000 |  |  | 48600 | 515 | 95.5 | 78 | [8 empty] | Federally-Regulated Consumer Product | 08/17/2016 |  | 08/15/2017
International Comfort Products | Keeprite | N9MSE0601410A* | LPG | Induced Draft | True | False | 1 | False | Down |  | None | Condensing | Single-Stage |  | 0.5 | Standard |  | 60000 | 58000 |  |  | 48600 | 515 | 95.5 | 78 | [8 empty] | Federally-Regulated Consumer Product | 08/17/2016 |  | 08/15/2017
International Comfort Products | Keeprite | N9MSE0601410A* | LPG | Induced Draft | True | False | 1 | False | Horizontal |  | None | Condensing | Single-Stage |  | 0.5 | Standard |  | 60000 | 58000 |  |  | 48600 | 515 | 95.5 | 78 | [8 empty] | Federally-Regulated Consumer Product | 08/17/2016 |  | 08/15/2017
International Comfort Products | Keeprite | N9MSE0601714A* | LPG | Induced Draft | True | False | 1 | False | Up |  | None | Condensing | Single-Stage |  | 0.5 | Standard |  | 60000 | 58000 |  |  | 48300 | 592 | 95.5 | 78 | [8 empty] | Federally-Regulated Consumer Product | 08/17/2016 |  | 08/15/2017
International Comfort Products | Keeprite | N9MSE0601714A* | LPG | Induced Draft | True | False | 1 | False | Down |  | None | Condensing | Single-Stage |  | 0.5 | Standard |  | 60000 | 58000 |  |  | 48300 | 592 | 95.5 | 78 | [8 empty] | Federally-Regulated Consumer Product | 08/17/2016 |  | 08/15/2017
International Comfort Products | Keeprite | N9MSE0601714A* | LPG | Induced Draft | True | False | 1 | False | Horizontal |  | None | Condensing | Single-Stage |  | 0.5 | Standard |  | 60000 | 58000 |  |  | 48300 | 592 | 95.5 | 78 | [8 empty] | Federally-Regulated Consumer Product | 08/17/2016 |  | 08/15/2017
International Comfort Products | Keeprite | N9MSE0801716A* | LPG | Induced Draft | True | False | 1 | False | Up |  | None | Condensing | Single-Stage |  | 0.75 | Standard |  | 80000 | 78000 |  |  | 80800 | 903 | 95.5 | 78 | [8 empty] | Federally-Regulated Consumer Product | 08/17/2016 |  | 08/15/2017
International Comfort Products | Keeprite | N9MSE0801716A* | LPG | Induced Draft | True | False | 1 | False | Down |  | None | Condensing | Single-Stage |  | 0.75 | Standard |  | 80000 | 78000 |  |  | 80800 | 903 | 95.5 | 78 | [8 empty] | Federally-Regulated Consumer Product | 08/17/2016 |  | 08/15/2017
International Comfort Products | Keeprite | N9MSE0801716A* | LPG | Induced Draft | True | False | 1 | False | Horizontal |  | None | Condensing | Single-Stage |  | 0.75 | Standard |  | 80000 | 78000 |  |  | 80800 | 903 | 95.5 | 78 | [8 empty] | Federally-Regulated Consumer Product | 08/17/2016 |  | 08/15/2017
International Comfort Products | Keeprite | N9MSE1002114A* | LPG | Induced Draft | True | False | 1 | False | Up |  | None | Condensing | Single-Stage |  | 0.75 | Standard |  | 100000 | 97000 |  |  | 96700 | 1162 | 95.5 | 78 | [8 empty] | Federally-Regulated Consumer Product | 08/17/2016 |  | 08/15/2017
International Comfort Products | Keeprite | N9MSE1002114A* | LPG | Induced Draft | True | False | 1 | False | Down |  | None | Condensing | Single-Stage |  | 0.75 | Standard |  | 100000 | 97000 |  |  | 96700 | 1162 | 95.5 | 78 | [8 empty] | Federally-Regulated Consumer Product | 08/17/2016 |  | 08/15/2017
International Comfort Products | Keeprite | N9MSE1002114A* | LPG | Induced Draft | True | False | 1 | False | Horizontal |  | None | Condensing | Single-Stage |  | 0.75 | Standard |  | 100000 | 97000 |  |  | 96700 | 1162 | 95.5 | 78 | [8 empty] | Federally-Regulated Consumer Product | 08/17/2016 |  | 08/15/2017
International Comfort Products | Keeprite | N9MSE1002120A* | LPG | Induced Draft | True | False | 1 | False | Up |  | None | Condensing | Single-Stage |  | 0.75 | Standard |  | 100000 | 97000 |  |  | 96700 | 1155 | 95.5 | 78 | [8 empty] | Federally-Regulated Consumer Product | 08/17/2016 |  | 08/15/2017
International Comfort Products | Keeprite | N9MSE1002120A* | LPG | Induced Draft | True | False | 1 | False | Down |  | None | Condensing | Single-Stage |  | 0.75 | Standard |  | 100000 | 97000 |  |  | 96700 | 1155 | 95.5 | 78 | [8 empty] | Federally-Regulated Consumer Product | 08/17/2016 |  | 08/15/2017
International Comfort Products | Keeprite | N9MSE1002120A* | LPG | Induced Draft | True | False | 1 | False | Horizontal |  | None | Condensing | Single-Stage |  | 0.75 | Standard |  | 100000 | 97000 |  |  | 96700 | 1155 | 95.5 | 78 | [8 empty] | Federally-Regulated Consumer Product | 08/17/2016 |  | 08/15/2017
International Comfort Products | Keeprite | N9MSE1202420A* | LPG | Induced Draft | True | False | 1 | False | Up |  | None | Condensing | Single-Stage |  | 0.75 | Standard |  | 120000 | 117000 |  |  | 112800 | 1336 | 95.5 | 78 | [8 empty] | Federally-Regulated Consumer Product | 08/17/2016 |  | 08/15/2017
International Comfort Products | Keeprite | N9MSE1202420A* | LPG | Induced Draft | True | False | 1 | False | Down |  | None | Condensing | Single-Stage |  | 0.75 | Standard |  | 120000 | 117000 |  |  | 112800 | 1336 | 95.5 | 78 | [8 empty] | Federally-Regulated Consumer Product | 08/17/2016 |  | 08/15/2017
International Comfort Products | Keeprite | N9MSE1202420A* | LPG | Induced Draft | True | False | 1 | False | Horizontal |  | None | Condensing | Single-Stage |  | 0.75 | Standard |  | 120000 | 117000 |  |  | 112800 | 1336 | 95.5 | 78 | [8 empty] | Federally-Regulated Consumer Product | 08/17/2016 |  | 08/15/2017
International Comfort Products | Keeprite | F9MXT0401712A* | LPG | Induced Draft | True | False | 1 | False | Up |  | None | Condensing | Two-Stage Modulating |  | 0.5 | Standard |  | 40000 | 39000 |  |  | 32400 | 144 | 96 | 78 | [8 empty] | Federally-Regulated Consumer Product | 08/17/2016 |  | 08/15/2017
International Comfort Products | Keeprite | F9MXT0401712A* | LPG | Induced Draft | True | False | 1 | False | Down |  | None | Condensing | Two-Stage Modulating |  | 0.5 | Standard |  | 40000 | 39000 |  |  | 32400 | 144 | 96 | 78 | [8 empty] | Federally-Regulated Consumer Product | 08/17/2016 |  | 08/15/2017
International Comfort Products | Keeprite | F9MXT0401712A* | LPG | Induced Draft | True | False | 1 | False | Horizontal |  | None | Condensing | Two-Stage Modulating |  | 0.5 | Standard |  | 40000 | 39000 |  |  | 32400 | 144 | 96 | 78 | [8 empty] | Federally-Regulated Consumer Product | 08/17/2016 |  | 08/15/2017
International Comfort Products | Keeprite | F9MXT0401712A* | Natural Gas | Induced Draft | True | False | 1 | False | Up |  | None | Condensing | Two-Stage Modulating |  | 0.5 | Standard |  | 40000 | 39000 |  |  | 32400 | 144 | 96 | 78 | [8 empty] | Federally-Regulated Consumer Product | 08/17/2016 |  | 08/15/2017
International Comfort Products | Keeprite | F9MXT0401712A* | Natural Gas | Induced Draft | True | False | 1 | False | Down |  | None | Condensing | Two-Stage Modulating |  | 0.5 | Standard |  | 40000 | 39000 |  |  | 32400 | 144 | 96 | 78 | [8 empty] | Federally-Regulated Consumer Product | 08/17/2016 |  | 08/15/2017
International Comfort Products | Keeprite | F9MXT0401712A* | Natural Gas | Induced Draft | True | False | 1 | False | Horizontal |  | None | Condensing | Two-Stage Modulating |  | 0.5 | Standard |  | 40000 | 39000 |  |  | 32400 | 144 | 96 | 78 | [8 empty] | Federally-Regulated Consumer Product | 08/17/2016 |  | 08/15/2017
International Comfort Products | Keeprite | N9MSE0401712A* | LPG | Induced Draft | True | False | 1 | False | Up |  | None | Condensing | Single-Stage |  | 0.5 | Standard |  | 40000 | 39000 |  |  | 32200 | 426 | 95.5 | 78 | [8 empty] | Federally-Regulated Consumer Product | 08/17/2016 |  | 08/15/2017
International Comfort Products | Keeprite | N9MSE0401712A* | LPG | Induced Draft | True | False | 1 | False | Horizontal |  | None | Condensing | Single-Stage |  | 0.5 | Standard |  | 40000 | 39000 |  |  | 32200 | 426 | 95.5 | 78 | [8 empty] | Federally-Regulated Consumer Product | 08/17/2016 |  | 08/15/2017
International Comfort Products | Keeprite | N9MSE0401712A* | Natural Gas | Induced Draft | True | False | 1 | False | Up |  | None | Condensing | Single-Stage |  | 0.5 | Standard |  | 40000 | 39000 |  |  | 32200 | 426 | 95.5 | 78 | [8 empty] | Federally-Regulated Consumer Product | 08/17/2016 |  | 08/15/2017
International Comfort Products | Keeprite | N9MSE0401712A* | Natural Gas | Induced Draft | True | False | 1 | False | Horizontal |  | None | Condensing | Single-Stage |  | 0.5 | Standard |  | 40000 | 39000 |  |  | 32200 | 426 | 95.5 | 78 | [8 empty] | Federally-Regulated Consumer Product | 08/17/2016 |  | 08/15/2017
International Comfort Products | Kenmore | F9MXE1202422A* | Natural Gas | Induced Draft | True | False | 1 | False | Up |  | None | Condensing | Single-Stage |  | 1 | Standard |  | 120000 | 117000 |  |  | 113500 | 938 | 96 | 78 | [8 empty] | Federally-Regulated Consumer Product | 08/17/2016 |  | 08/15/2017
International Comfort Products | Kenmore | F9MXE1202422A* | Natural Gas | Induced Draft | True | False | 1 | False | Down |  | None | Condensing | Single-Stage |  | 1 | Standard |  | 120000 | 117000 |  |  | 113500 | 938 | 96 | 78 | [8 empty] | Federally-Regulated Consumer Product | 08/17/2016 |  | 08/15/2017
International Comfort Products | Kenmore | F9MXE1202422A* | Natural Gas | Induced Draft | True | False | 1 | False | Horizontal |  | None | Condensing | Single-Stage |  | 1 | Standard |  | 120000 | 117000 |  |  | 113500 | 938 | 96 | 78 | [8 empty] | Federally-Regulated Consumer Product | 08/17/2016 |  | 08/15/2017
International Comfort Products | Kenmore | F9MXE0801716A* | LPG | Induced Draft | True | False | 1 | False | Up |  | None | Condensing | Single-Stage |  | 0.75 | Standard |  | 80000 | 78000 |  |  | 81900 | 420 | 96 | 78 | [8 empty] | Federally-Regulated Consumer Product | 08/17/2016 |  | 08/15/2017
International Comfort Products | Kenmore | F9MXE0801716A* | LPG | Induced Draft | True | False | 1 | False | Down |  | None | Condensing | Single-Stage |  | 0.75 | Standard |  | 80000 | 78000 |  |  | 81900 | 420 | 96 | 78 | [8 empty] | Federally-Regulated Consumer Product | 08/17/2016 |  | 08/15/2017
International Comfort Products | Kenmore | F9MXE0801716A* | LPG | Induced Draft | True | False | 1 | False | Horizontal |  | None | Condensing | Single-Stage |  | 0.75 | Standard |  | 80000 | 78000 |  |  | 81900 | 420 | 96 | 78 | [8 empty] | Federally-Regulated Consumer Product | 08/17/2016 |  | 08/15/2017
International Comfort Products | Kenmore | F9MXE0801716A* | Natural Gas | Induced Draft | True | False | 1 | False | Up |  | None | Condensing | Single-Stage |  | 0.75 | Standard |  | 80000 | 78000 |  |  | 81900 | 420 | 96 | 78 | [8 empty] | Federally-Regulated Consumer Product | 08/17/2016 |  | 08/15/2017
International Comfort Products | Kenmore | F9MXE0801716A* | Natural Gas | Induced Draft | True | False | 1 | False | Down |  | None | Condensing | Single-Stage |  | 0.75 | Standard |  | 80000 | 78000 |  |  | 81900 | 420 | 96 | 78 | [8 empty] | Federally-Regulated Consumer Product | 08/17/2016 |  | 08/15/2017
International Comfort Products | Kenmore | F9MXE0801716A* | Natural Gas | Induced Draft | True | False | 1 | False | Horizontal |  | None | Condensing | Single-Stage |  | 0.75 | Standard |  | 80000 | 78000 |  |  | 81900 | 420 | 96 | 78 | [8 empty] | Federally-Regulated Consumer Product | 08/17/2016 |  | 08/15/2017
International Comfort Products | Kenmore | F9MXE0802120A* | LPG | Induced Draft | True | False | 1 | False | Up |  | None | Condensing | Single-Stage |  | 1 | Standard |  | 80000 | 78000 |  |  | 82000 | 444 | 96 | 78 | [8 empty] | Federally-Regulated Consumer Product | 08/17/2016 |  | 08/15/2017
International Comfort Products | Kenmore | F9MXE0802120A* | LPG | Induced Draft | True | False | 1 | False | Down |  | None | Condensing | Single-Stage |  | 1 | Standard |  | 80000 | 78000 |  |  | 82000 | 444 | 96 | 78 | [8 empty] | Federally-Regulated Consumer Product | 08/17/2016 |  | 08/15/2017
International Comfort Products | Kenmore | F9MXE0802120A* | LPG | Induced Draft | True | False | 1 | False | Horizontal |  | None | Condensing | Single-Stage |  | 1 | Standard |  | 80000 | 78000 |  |  | 82000 | 444 | 96 | 78 | [8 empty] | Federally-Regulated Consumer Product | 08/17/2016 |  | 08/15/2017
International Comfort Products | Kenmore | F9MXE1002120A* | LPG | Induced Draft | True | False | 1 | False | Up |  | None | Condensing | Single-Stage |  | 1 | Standard |  | 100000 | 97000 |  |  | 98000 | 643 | 96 | 78 | [8 empty] | Federally-Regulated Consumer Product | 08/17/2016 |  | 08/15/2017
International Comfort Products | Kenmore | F9MXE1002120A* | LPG | Induced Draft | True | False | 1 | False | Down |  | None | Condensing | Single-Stage |  | 1 | Standard |  | 100000 | 97000 |  |  | 98000 | 643 | 96 | 78 | [8 empty] | Federally-Regulated Consumer Product | 08/17/2016 |  | 08/15/2017
International Comfort Products | Kenmore | F9MXE1002120A* | LPG | Induced Draft | True | False | 1 | False | Horizontal |  | None | Condensing | Single-Stage |  | 1 | Standard |  | 100000 | 97000 |  |  | 98000 | 643 | 96 | 78 | [8 empty] | Federally-Regulated Consumer Product | 08/17/2016 |  | 08/15/2017
International Comfort Products | Kenmore | N9MSE0401410A* | LPG | Induced Draft | True | False | 1 | True | Up |  | None | Condensing | Single-Stage |  | 0.5 | Standard |  | 40000 | 39000 |  |  | 32300 | 373 | 95.5 | 75 | [8 empty] | Federally-Regulated Consumer Product | 11/29/2016 |  | 08/15/2017
International Comfort Products | Kenmore | N9MSE0401410A* | LPG | Induced Draft | True | False | 1 | True | Horizontal |  | None | Condensing | Single-Stage |  | 0.5 | Standard |  | 40000 | 39000 |  |  | 32300 | 373 | 95.5 | 75 | [8 empty] | Federally-Regulated Consumer Product | 11/29/2016 |  | 08/15/2017
International Comfort Products | Kenmore | N9MSE0601410A* | LPG | Induced Draft | True | False | 1 | False | Up |  | None | Condensing | Single-Stage |  | 0.5 | Standard |  | 60000 | 58000 |  |  | 48600 | 515 | 95.5 | 78 | [8 empty] | Federally-Regulated Consumer Product | 08/17/2016 |  | 08/15/2017
International Comfort Products | Kenmore | N9MSE0601410A* | LPG | Induced Draft | True | False | 1 | False | Down |  | None | Condensing | Single-Stage |  | 0.5 | Standard |  | 60000 | 58000 |  |  | 48600 | 515 | 95.5 | 78 | [8 empty] | Federally-Regulated Consumer Product | 08/17/2016 |  | 08/15/2017
International Comfort Products | Kenmore | N9MSE0601410A* | LPG | Induced Draft | True | False | 1 | False | Horizontal |  | None | Condensing | Single-Stage |  | 0.5 | Standard |  | 60000 | 58000 |  |  | 48600 | 515 | 95.5 | 78 | [8 empty] | Federally-Regulated Consumer Product | 08/17/2016 |  | 08/15/2017
International Comfort Products | Kenmore | N9MSE0601714A* | LPG | Induced Draft | True | False | 1 | False | Up |  | None | Condensing | Single-Stage |  | 0.5 | Standard |  | 60000 | 58000 |  |  | 48300 | 592 | 95.5 | 78 | [8 empty] | Federally-Regulated Consumer Product | 08/17/2016 |  | 08/15/2017
International Comfort Products | Kenmore | N9MSE0601714A* | LPG | Induced Draft | True | False | 1 | False | Down |  | None | Condensing | Single-Stage |  | 0.5 | Standard |  | 60000 | 58000 |  |  | 48300 | 592 | 95.5 | 78 | [8 empty] | Federally-Regulated Consumer Product | 08/17/2016 |  | 08/15/2017
International Comfort Products | Kenmore | N9MSE0601714A* | LPG | Induced Draft | True | False | 1 | False | Horizontal |  | None | Condensing | Single-Stage |  | 0.5 | Standard |  | 60000 | 58000 |  |  | 48300 | 592 | 95.5 | 78 | [8 empty] | Federally-Regulated Consumer Product | 08/17/2016 |  | 08/15/2017
International Comfort Products | Kenmore | N9MSE0801716A* | LPG | Induced Draft | True | False | 1 | False | Up |  | None | Condensing | Single-Stage |  | 0.75 | Standard |  | 80000 | 78000 |  |  | 80800 | 903 | 95.5 | 78 | [8 empty] | Federally-Regulated Consumer Product | 08/17/2016 |  | 08/15/2017
International Comfort Products | Kenmore | N9MSE0801716A* | LPG | Induced Draft | True | False | 1 | False | Down |  | None | Condensing | Single-Stage |  | 0.75 | Standard |  | 80000 | 78000 |  |  | 80800 | 903 | 95.5 | 78 | [8 empty] | Federally-Regulated Consumer Product | 08/17/2016 |  | 08/15/2017
International Comfort Products | Kenmore | N9MSE0801716A* | LPG | Induced Draft | True | False | 1 | False | Horizontal |  | None | Condensing | Single-Stage |  | 0.75 | Standard |  | 80000 | 78000 |  |  | 80800 | 903 | 95.5 | 78 | [8 empty] | Federally-Regulated Consumer Product | 08/17/2016 |  | 08/15/2017
International Comfort Products | Kenmore | N9MSE1002114A* | LPG | Induced Draft | True | False | 1 | False | Up |  | None | Condensing | Single-Stage |  | 0.75 | Standard |  | 100000 | 97000 |  |  | 96700 | 1162 | 95.5 | 78 | [8 empty] | Federally-Regulated Consumer Product | 08/17/2016 |  | 08/15/2017
International Comfort Products | Kenmore | N9MSE1002114A* | LPG | Induced Draft | True | False | 1 | False | Down |  | None | Condensing | Single-Stage |  | 0.75 | Standard |  | 100000 | 97000 |  |  | 96700 | 1162 | 95.5 | 78 | [8 empty] | Federally-Regulated Consumer Product | 08/17/2016 |  | 08/15/2017
International Comfort Products | Kenmore | N9MSE1002114A* | LPG | Induced Draft | True | False | 1 | False | Horizontal |  | None | Condensing | Single-Stage |  | 0.75 | Standard |  | 100000 | 97000 |  |  | 96700 | 1162 | 95.5 | 78 | [8 empty] | Federally-Regulated Consumer Product | 08/17/2016 |  | 08/15/2017
International Comfort Products | Kenmore | N9MSE1002120A* | LPG | Induced Draft | True | False | 1 | False | Up |  | None | Condensing | Single-Stage |  | 0.75 | Standard |  | 100000 | 97000 |  |  | 96700 | 1155 | 95.5 | 78 | [8 empty] | Federally-Regulated Consumer Product | 08/17/2016 |  | 08/15/2017
International Comfort Products | Kenmore | N9MSE1002120A* | LPG | Induced Draft | True | False | 1 | False | Down |  | None | Condensing | Single-Stage |  | 0.75 | Standard |  | 100000 | 97000 |  |  | 96700 | 1155 | 95.5 | 78 | [8 empty] | Federally-Regulated Consumer Product | 08/17/2016 |  | 08/15/2017
International Comfort Products | Kenmore | N9MSE1002120A* | LPG | Induced Draft | True | False | 1 | False | Horizontal |  | None | Condensing | Single-Stage |  | 0.75 | Standard |  | 100000 | 97000 |  |  | 96700 | 1155 | 95.5 | 78 | [8 empty] | Federally-Regulated Consumer Product | 08/17/2016 |  | 08/15/2017
International Comfort Products | Kenmore | N9MSE1202420A* | LPG | Induced Draft | True | False | 1 | False | Up |  | None | Condensing | Single-Stage |  | 0.75 | Standard |  | 120000 | 117000 |  |  | 112800 | 1336 | 95.5 | 78 | [8 empty] | Federally-Regulated Consumer Product | 08/17/2016 |  | 08/15/2017
International Comfort Products | Kenmore | N9MSE1202420A* | LPG | Induced Draft | True | False | 1 | False | Down |  | None | Condensing | Single-Stage |  | 0.75 | Standard |  | 120000 | 117000 |  |  | 112800 | 1336 | 95.5 | 78 | [8 empty] | Federally-Regulated Consumer Product | 08/17/2016 |  | 08/15/2017
International Comfort Products | Kenmore | N9MSE1202420A* | LPG | Induced Draft | True | False | 1 | False | Horizontal |  | None | Condensing | Single-Stage |  | 0.75 | Standard |  | 120000 | 117000 |  |  | 112800 | 1336 | 95.5 | 78 | [8 empty] | Federally-Regulated Consumer Product | 08/17/2016 |  | 08/15/2017
International Comfort Products | Kenmore | F9MXE0601412A* | LPG | Induced Draft | True | False | 1 | True | Up |  | None | Condensing | Single-Stage |  | 0.5 | Standard |  | 60000 | 58000 |  |  | 49400 | 289 | 95.5 | 75 | [8 empty] | Federally-Regulated Consumer Product | 11/29/2016 |  | 08/15/2017
International Comfort Products | Kenmore | F9MXE0601412A* | LPG | Induced Draft | True | False | 1 | True | Down |  | None | Condensing | Single-Stage |  | 0.5 | Standard |  | 60000 | 58000 |  |  | 49400 | 289 | 95.5 | 75 | [8 empty] | Federally-Regulated Consumer Product | 11/29/2016 |  | 08/15/2017
International Comfort Products | Kenmore | F9MXE0601412A* | LPG | Induced Draft | True | False | 1 | True | Horizontal |  | None | Condensing | Single-Stage |  | 0.5 | Standard |  | 60000 | 58000 |  |  | 49400 | 289 | 95.5 | 75 | [8 empty] | Federally-Regulated Consumer Product | 11/29/2016 |  | 08/15/2017
International Comfort Products | Kenmore | F9MXE0601412A* | Natural Gas | Induced Draft | True | False | 1 | True | Up |  | None | Condensing | Single-Stage |  | 0.5 | Standard |  | 60000 | 58000 |  |  | 49400 | 289 | 95.5 | 75 | [8 empty] | Federally-Regulated Consumer Product | 11/29/2016 |  | 08/15/2017
International Comfort Products | Kenmore | F9MXE0601412A* | Natural Gas | Induced Draft | True | False | 1 | True | Down |  | None | Condensing | Single-Stage |  | 0.5 | Standard |  | 60000 | 58000 |  |  | 49400 | 289 | 95.5 | 75 | [8 empty] | Federally-Regulated Consumer Product | 11/29/2016 |  | 08/15/2017
International Comfort Products | Kenmore | F9MXE0601412A* | Natural Gas | Induced Draft | True | False | 1 | True | Horizontal |  | None | Condensing | Single-Stage |  | 0.5 | Standard |  | 60000 | 58000 |  |  | 49400 | 289 | 95.5 | 75 | [8 empty] | Federally-Regulated Consumer Product | 11/29/2016 |  | 08/15/2017
International Comfort Products | Kenmore | F9MXE0401712A* | LPG | Induced Draft | True | False | 1 | False | Up |  | None | Condensing | Single-Stage |  | 0.5 | Standard |  | 40000 | 39000 |  |  | 32900 | 166 | 96 | 78 | [8 empty] | Federally-Regulated Consumer Product | 08/17/2016 |  | 08/15/2017
International Comfort Products | Kenmore | F9MXE0401712A* | LPG | Induced Draft | True | False | 1 | False | Down |  | None | Condensing | Single-Stage |  | 0.5 | Standard |  | 40000 | 39000 |  |  | 32900 | 166 | 96 | 78 | [8 empty] | Federally-Regulated Consumer Product | 08/17/2016 |  | 08/15/2017
International Comfort Products | Kenmore | F9MXE0401712A* | LPG | Induced Draft | True | False | 1 | False | Horizontal |  | None | Condensing | Single-Stage |  | 0.5 | Standard |  | 40000 | 39000 |  |  | 32900 | 166 | 96 | 78 | [8 empty] | Federally-Regulated Consumer Product | 08/17/2016 |  | 08/15/2017
International Comfort Products | Kenmore | F9MXE0401712A* | Natural Gas | Induced Draft | True | False | 1 | False | Up |  | None | Condensing | Single-Stage |  | 0.5 | Standard |  | 40000 | 39000 |  |  | 32900 | 166 | 96 | 78 | [8 empty] | Federally-Regulated Consumer Product | 08/17/2016 |  | 08/15/2017
International Comfort Products | Kenmore | F9MXE0401712A* | Natural Gas | Induced Draft | True | False | 1 | False | Down |  | None | Condensing | Single-Stage |  | 0.5 | Standard |  | 40000 | 39000 |  |  | 32900 | 166 | 96 | 78 | [8 empty] | Federally-Regulated Consumer Product | 08/17/2016 |  | 08/15/2017
International Comfort Products | Kenmore | F9MXE0401712A* | Natural Gas | Induced Draft | True | False | 1 | False | Horizontal |  | None | Condensing | Single-Stage |  | 0.5 | Standard |  | 40000 | 39000 |  |  | 32900 | 166 | 96 | 78 | [8 empty] | Federally-Regulated Consumer Product | 08/17/2016 |  | 08/15/2017
International Comfort Products | Kenmore | F9MXT0401712A* | LPG | Induced Draft | True | False | 1 | False | Up |  | None | Condensing | Two-Stage Modulating |  | 0.5 | Standard |  | 40000 | 39000 |  |  | 32400 | 144 | 96 | 78 | [8 empty] | Federally-Regulated Consumer Product | 08/17/2016 |  | 08/15/2017
International Comfort Products | Kenmore | F9MXT0401712A* | LPG | Induced Draft | True | False | 1 | False | Down |  | None | Condensing | Two-Stage Modulating |  | 0.5 | Standard |  | 40000 | 39000 |  |  | 32400 | 144 | 96 | 78 | [8 empty] | Federally-Regulated Consumer Product | 08/17/2016 |  | 08/15/2017
International Comfort Products | Kenmore | F9MXT0401712A* | LPG | Induced Draft | True | False | 1 | False | Horizontal |  | None | Condensing | Two-Stage Modulating |  | 0.5 | Standard |  | 40000 | 39000 |  |  | 32400 | 144 | 96 | 78 | [8 empty] | Federally-Regulated Consumer Product | 08/17/2016 |  | 08/15/2017
International Comfort Products | Kenmore | F9MXT0401712A* | Natural Gas | Induced Draft | True | False | 1 | False | Up |  | None | Condensing | Two-Stage Modulating |  | 0.5 | Standard |  | 40000 | 39000 |  |  | 32400 | 144 | 96 | 78 | [8 empty] | Federally-Regulated Consumer Product | 08/17/2016 |  | 08/15/2017
International Comfort Products | Kenmore | F9MXT0401712A* | Natural Gas | Induced Draft | True | False | 1 | False | Down |  | None | Condensing | Two-Stage Modulating |  | 0.5 | Standard |  | 40000 | 39000 |  |  | 32400 | 144 | 96 | 78 | [8 empty] | Federally-Regulated Consumer Product | 08/17/2016 |  | 08/15/2017
International Comfort Products | Kenmore | F9MXT0401712A* | Natural Gas | Induced Draft | True | False | 1 | False | Horizontal |  | None | Condensing | Two-Stage Modulating |  | 0.5 | Standard |  | 40000 | 39000 |  |  | 32400 | 144 | 96 | 78 | [8 empty] | Federally-Regulated Consumer Product | 08/17/2016 |  | 08/15/2017
International Comfort Products | Kenmore | N9MSE0401712A* | LPG | Induced Draft | True | False | 1 | False | Up |  | None | Condensing | Single-Stage |  | 0.5 | Standard |  | 40000 | 39000 |  |  | 32200 | 426 | 95.5 | 78 | [8 empty] | Federally-Regulated Consumer Product | 08/17/2016 |  | 08/15/2017
International Comfort Products | Kenmore | N9MSE0401712A* | LPG | Induced Draft | True | False | 1 | False | Horizontal |  | None | Condensing | Single-Stage |  | 0.5 | Standard |  | 40000 | 39000 |  |  | 32200 | 426 | 95.5 | 78 | [8 empty] | Federally-Regulated Consumer Product | 08/17/2016 |  | 08/15/2017
International Comfort Products | Kenmore | N9MSE0401712A* | Natural Gas | Induced Draft | True | False | 1 | False | Up |  | None | Condensing | Single-Stage |  | 0.5 | Standard |  | 40000 | 39000 |  |  | 32200 | 426 | 95.5 | 78 | [8 empty] | Federally-Regulated Consumer Product | 08/17/2016 |  | 08/15/2017
International Comfort Products | Kenmore | N9MSE0401712A* | Natural Gas | Induced Draft | True | False | 1 | False | Horizontal |  | None | Condensing | Single-Stage |  | 0.5 | Standard |  | 40000 | 39000 |  |  | 32200 | 426 | 95.5 | 78 | [8 empty] | Federally-Regulated Consumer Product | 08/17/2016 |  | 08/15/2017
International Comfort Products | Kenmore | F9MXE1202422A* | LPG | Induced Draft | True | False | 1 | False | Up |  | None | Condensing | Single-Stage |  | 1 | Standard |  | 120000 | 117000 |  |  | 113500 | 938 | 96 | 78 | [8 empty] | Federally-Regulated Consumer Product | 08/17/2016 |  | 08/15/2017
International Comfort Products | Kenmore | F9MXE1202422A* | LPG | Induced Draft | True | False | 1 | False | Down |  | None | Condensing | Single-Stage |  | 1 | Standard |  | 120000 | 117000 |  |  | 113500 | 938 | 96 | 78 | [8 empty] | Federally-Regulated Consumer Product | 08/17/2016 |  | 08/15/2017
International Comfort Products | Kenmore | F9MXE1202422A* | LPG | Induced Draft | True | False | 1 | False | Horizontal |  | None | Condensing | Single-Stage |  | 1 | Standard |  | 120000 | 117000 |  |  | 113500 | 938 | 96 | 78 | [8 empty] | Federally-Regulated Consumer Product | 08/17/2016 |  | 08/15/2017
International Comfort Products | Maratherm | N9MSE0401410A* | LPG | Induced Draft | True | False | 1 | True | Up |  | None | Condensing | Single-Stage |  | 0.5 | Standard |  | 40000 | 39000 |  |  | 32300 | 373 | 95.5 | 75 | [8 empty] | Federally-Regulated Consumer Product | 11/29/2016 |  | 08/15/2017
International Comfort Products | Maratherm | N9MSE0401410A* | LPG | Induced Draft | True | False | 1 | True | Horizontal |  | None | Condensing | Single-Stage |  | 0.5 | Standard |  | 40000 | 39000 |  |  | 32300 | 373 | 95.5 | 75 | [8 empty] | Federally-Regulated Consumer Product | 11/29/2016 |  | 08/15/2017
International Comfort Products | Maratherm | N9MSE0601410A* | LPG | Induced Draft | True | False | 1 | False | Up |  | None | Condensing | Single-Stage |  | 0.5 | Standard |  | 60000 | 58000 |  |  | 48600 | 515 | 95.5 | 78 | [8 empty] | Federally-Regulated Consumer Product | 08/17/2016 |  | 08/15/2017
International Comfort Products | Maratherm | N9MSE0601410A* | LPG | Induced Draft | True | False | 1 | False | Down |  | None | Condensing | Single-Stage |  | 0.5 | Standard |  | 60000 | 58000 |  |  | 48600 | 515 | 95.5 | 78 | [8 empty] | Federally-Regulated Consumer Product | 08/17/2016 |  | 08/15/2017
International Comfort Products | Maratherm | N9MSE0601410A* | LPG | Induced Draft | True | False | 1 | False | Horizontal |  | None | Condensing | Single-Stage |  | 0.5 | Standard |  | 60000 | 58000 |  |  | 48600 | 515 | 95.5 | 78 | [8 empty] | Federally-Regulated Consumer Product | 08/17/2016 |  | 08/15/2017
International Comfort Products | Maratherm | N9MSE0601714A* | LPG | Induced Draft | True | False | 1 | False | Up |  | None | Condensing | Single-Stage |  | 0.5 | Standard |  | 60000 | 58000 |  |  | 48300 | 592 | 95.5 | 78 | [8 empty] | Federally-Regulated Consumer Product | 08/17/2016 |  | 08/15/2017
International Comfort Products | Maratherm | N9MSE0601714A* | LPG | Induced Draft | True | False | 1 | False | Down |  | None | Condensing | Single-Stage |  | 0.5 | Standard |  | 60000 | 58000 |  |  | 48300 | 592 | 95.5 | 78 | [8 empty] | Federally-Regulated Consumer Product | 08/17/2016 |  | 08/15/2017
International Comfort Products | Maratherm | N9MSE0601714A* | LPG | Induced Draft | True | False | 1 | False | Horizontal |  | None | Condensing | Single-Stage |  | 0.5 | Standard |  | 60000 | 58000 |  |  | 48300 | 592 | 95.5 | 78 | [8 empty] | Federally-Regulated Consumer Product | 08/17/2016 |  | 08/15/2017
International Comfort Products | Maratherm | N9MSE0801716A* | LPG | Induced Draft | True | False | 1 | False | Up |  | None | Condensing | Single-Stage |  | 0.75 | Standard |  | 80000 | 78000 |  |  | 80800 | 903 | 95.5 | 78 | [8 empty] | Federally-Regulated Consumer Product | 08/17/2016 |  | 08/15/2017
International Comfort Products | Maratherm | N9MSE0801716A* | LPG | Induced Draft | True | False | 1 | False | Down |  | None | Condensing | Single-Stage |  | 0.75 | Standard |  | 80000 | 78000 |  |  | 80800 | 903 | 95.5 | 78 | [8 empty] | Federally-Regulated Consumer Product | 08/17/2016 |  | 08/15/2017
International Comfort Products | Maratherm | N9MSE0801716A* | LPG | Induced Draft | True | False | 1 | False | Horizontal |  | None | Condensing | Single-Stage |  | 0.75 | Standard |  | 80000 | 78000 |  |  | 80800 | 903 | 95.5 | 78 | [8 empty] | Federally-Regulated Consumer Product | 08/17/2016 |  | 08/15/2017
International Comfort Products | Maratherm | N9MSE1002114A* | LPG | Induced Draft | True | False | 1 | False | Up |  | None | Condensing | Single-Stage |  | 0.75 | Standard |  | 100000 | 97000 |  |  | 96700 | 1162 | 95.5 | 78 | [8 empty] | Federally-Regulated Consumer Product | 08/17/2016 |  | 08/15/2017
International Comfort Products | Maratherm | N9MSE1002114A* | LPG | Induced Draft | True | False | 1 | False | Down |  | None | Condensing | Single-Stage |  | 0.75 | Standard |  | 100000 | 97000 |  |  | 96700 | 1162 | 95.5 | 78 | [8 empty] | Federally-Regulated Consumer Product | 08/17/2016 |  | 08/15/2017
International Comfort Products | Maratherm | N9MSE1002114A* | LPG | Induced Draft | True | False | 1 | False | Horizontal |  | None | Condensing | Single-Stage |  | 0.75 | Standard |  | 100000 | 97000 |  |  | 96700 | 1162 | 95.5 | 78 | [8 empty] | Federally-Regulated Consumer Product | 08/17/2016 |  | 08/15/2017
International Comfort Products | Maratherm | N9MSE1002120A* | LPG | Induced Draft | True | False | 1 | False | Up |  | None | Condensing | Single-Stage |  | 0.75 | Standard |  | 100000 | 97000 |  |  | 96700 | 1155 | 95.5 | 78 | [8 empty] | Federally-Regulated Consumer Product | 08/17/2016 |  | 08/15/2017
International Comfort Products | Maratherm | N9MSE1002120A* | LPG | Induced Draft | True | False | 1 | False | Down |  | None | Condensing | Single-Stage |  | 0.75 | Standard |  | 100000 | 97000 |  |  | 96700 | 1155 | 95.5 | 78 | [8 empty] | Federally-Regulated Consumer Product | 08/17/2016 |  | 08/15/2017
International Comfort Products | Maratherm | N9MSE1002120A* | LPG | Induced Draft | True | False | 1 | False | Horizontal |  | None | Condensing | Single-Stage |  | 0.75 | Standard |  | 100000 | 97000 |  |  | 96700 | 1155 | 95.5 | 78 | [8 empty] | Federally-Regulated Consumer Product | 08/17/2016 |  | 08/15/2017
International Comfort Products | Maratherm | N9MSE1202420A* | LPG | Induced Draft | True | False | 1 | False | Up |  | None | Condensing | Single-Stage |  | 0.75 | Standard |  | 120000 | 117000 |  |  | 112800 | 1336 | 95.5 | 78 | [8 empty] | Federally-Regulated Consumer Product | 08/17/2016 |  | 08/15/2017
International Comfort Products | Maratherm | N9MSE1202420A* | LPG | Induced Draft | True | False | 1 | False | Down |  | None | Condensing | Single-Stage |  | 0.75 | Standard |  | 120000 | 117000 |  |  | 112800 | 1336 | 95.5 | 78 | [8 empty] | Federally-Regulated Consumer Product | 08/17/2016 |  | 08/15/2017
International Comfort Products | Maratherm | N9MSE1202420A* | LPG | Induced Draft | True | False | 1 | False | Horizontal |  | None | Condensing | Single-Stage |  | 0.75 | Standard |  | 120000 | 117000 |  |  | 112800 | 1336 | 95.5 | 78 | [8 empty] | Federally-Regulated Consumer Product | 08/17/2016 |  | 08/15/2017
International Comfort Products | Maratherm | N9MSE0401712A* | LPG | Induced Draft | True | False | 1 | False | Up |  | None | Condensing | Single-Stage |  | 0.5 | Standard |  | 40000 | 39000 |  |  | 32200 | 426 | 95.5 | 78 | [8 empty] | Federally-Regulated Consumer Product | 08/17/2016 |  | 08/15/2017
International Comfort Products | Maratherm | N9MSE0401712A* | LPG | Induced Draft | True | False | 1 | False | Horizontal |  | None | Condensing | Single-Stage |  | 0.5 | Standard |  | 40000 | 39000 |  |  | 32200 | 426 | 95.5 | 78 | [8 empty] | Federally-Regulated Consumer Product | 08/17/2016 |  | 08/15/2017
International Comfort Products | Maratherm | N9MSE0401712A* | Natural Gas | Induced Draft | True | False | 1 | False | Up |  | None | Condensing | Single-Stage |  | 0.5 | Standard |  | 40000 | 39000 |  |  | 32200 | 426 | 95.5 | 78 | [8 empty] | Federally-Regulated Consumer Product | 08/17/2016 |  | 08/15/2017
International Comfort Products | Maratherm | N9MSE0401712A* | Natural Gas | Induced Draft | True | False | 1 | False | Horizontal |  | None | Condensing | Single-Stage |  | 0.5 | Standard |  | 40000 | 39000 |  |  | 32200 | 426 | 95.5 | 78 | [8 empty] | Federally-Regulated Consumer Product | 08/17/2016 |  | 08/15/2017
International Comfort Products | Tempstar | F9MXE1202422A* | Natural Gas | Induced Draft | True | False | 1 | False | Up |  | None | Condensing | Single-Stage |  | 1 | Standard |  | 120000 | 117000 |  |  | 113500 | 938 | 96 | 78 | [8 empty] | Federally-Regulated Consumer Product | 08/17/2016 |  | 08/15/2017
International Comfort Products | Tempstar | F9MXE1202422A* | Natural Gas | Induced Draft | True | False | 1 | False | Down |  | None | Condensing | Single-Stage |  | 1 | Standard |  | 120000 | 117000 |  |  | 113500 | 938 | 96 | 78 | [8 empty] | Federally-Regulated Consumer Product | 08/17/2016 |  | 08/15/2017
International Comfort Products | Tempstar | F9MXE1202422A* | Natural Gas | Induced Draft | True | False | 1 | False | Horizontal |  | None | Condensing | Single-Stage |  | 1 | Standard |  | 120000 | 117000 |  |  | 113500 | 938 | 96 | 78 | [8 empty] | Federally-Regulated Consumer Product | 08/17/2016 |  | 08/15/2017
International Comfort Products | Tempstar | F9MXE0801716A* | LPG | Induced Draft | True | False | 1 | False | Up |  | None | Condensing | Single-Stage |  | 0.75 | Standard |  | 80000 | 78000 |  |  | 81900 | 420 | 96 | 78 | [8 empty] | Federally-Regulated Consumer Product | 08/17/2016 |  | 08/15/2017
International Comfort Products | Tempstar | F9MXE0801716A* | LPG | Induced Draft | True | False | 1 | False | Down |  | None | Condensing | Single-Stage |  | 0.75 | Standard |  | 80000 | 78000 |  |  | 81900 | 420 | 96 | 78 | [8 empty] | Federally-Regulated Consumer Product | 08/17/2016 |  | 08/15/2017
International Comfort Products | Tempstar | F9MXE0801716A* | LPG | Induced Draft | True | False | 1 | False | Horizontal |  | None | Condensing | Single-Stage |  | 0.75 | Standard |  | 80000 | 78000 |  |  | 81900 | 420 | 96 | 78 | [8 empty] | Federally-Regulated Consumer Product | 08/17/2016 |  | 08/15/2017
International Comfort Products | Tempstar | F9MXE0801716A* | Natural Gas | Induced Draft | True | False | 1 | False | Up |  | None | Condensing | Single-Stage |  | 0.75 | Standard |  | 80000 | 78000 |  |  | 81900 | 420 | 96 | 78 | [8 empty] | Federally-Regulated Consumer Product | 08/17/2016 |  | 08/15/2017
International Comfort Products | Tempstar | F9MXE0801716A* | Natural Gas | Induced Draft | True | False | 1 | False | Down |  | None | Condensing | Single-Stage |  | 0.75 | Standard |  | 80000 | 78000 |  |  | 81900 | 420 | 96 | 78 | [8 empty] | Federally-Regulated Consumer Product | 08/17/2016 |  | 08/15/2017
International Comfort Products | Tempstar | F9MXE0801716A* | Natural Gas | Induced Draft | True | False | 1 | False | Horizontal |  | None | Condensing | Single-Stage |  | 0.75 | Standard |  | 80000 | 78000 |  |  | 81900 | 420 | 96 | 78 | [8 empty] | Federally-Regulated Consumer Product | 08/17/2016 |  | 08/15/2017
International Comfort Products | Tempstar | F9MXE0802120A* | LPG | Induced Draft | True | False | 1 | False | Up |  | None | Condensing | Single-Stage |  | 1 | Standard |  | 80000 | 78000 |  |  | 82000 | 444 | 96 | 78 | [8 empty] | Federally-Regulated Consumer Product | 08/17/2016 |  | 08/15/2017
International Comfort Products | Tempstar | F9MXE0802120A* | LPG | Induced Draft | True | False | 1 | False | Down |  | None | Condensing | Single-Stage |  | 1 | Standard |  | 80000 | 78000 |  |  | 82000 | 444 | 96 | 78 | [8 empty] | Federally-Regulated Consumer Product | 08/17/2016 |  | 08/15/2017
International Comfort Products | Tempstar | F9MXE0802120A* | LPG | Induced Draft | True | False | 1 | False | Horizontal |  | None | Condensing | Single-Stage |  | 1 | Standard |  | 80000 | 78000 |  |  | 82000 | 444 | 96 | 78 | [8 empty] | Federally-Regulated Consumer Product | 08/17/2016 |  | 08/15/2017
International Comfort Products | Tempstar | F9MXE1002120A* | LPG | Induced Draft | True | False | 1 | False | Up |  | None | Condensing | Single-Stage |  | 1 | Standard |  | 100000 | 97000 |  |  | 98000 | 643 | 96 | 78 | [8 empty] | Federally-Regulated Consumer Product | 08/17/2016 |  | 08/15/2017
International Comfort Products | Tempstar | F9MXE1002120A* | LPG | Induced Draft | True | False | 1 | False | Down |  | None | Condensing | Single-Stage |  | 1 | Standard |  | 100000 | 97000 |  |  | 98000 | 643 | 96 | 78 | [8 empty] | Federally-Regulated Consumer Product | 08/17/2016 |  | 08/15/2017
International Comfort Products | Tempstar | F9MXE1002120A* | LPG | Induced Draft | True | False | 1 | False | Horizontal |  | None | Condensing | Single-Stage |  | 1 | Standard |  | 100000 | 97000 |  |  | 98000 | 643 | 96 | 78 | [8 empty] | Federally-Regulated Consumer Product | 08/17/2016 |  | 08/15/2017
International Comfort Products | Tempstar | N9MSE0401410A* | LPG | Induced Draft | True | False | 1 | True | Up |  | None | Condensing | Single-Stage |  | 0.5 | Standard |  | 40000 | 39000 |  |  | 32300 | 373 | 95.5 | 75 | [8 empty] | Federally-Regulated Consumer Product | 11/29/2016 |  | 08/15/2017
International Comfort Products | Tempstar | N9MSE0401410A* | LPG | Induced Draft | True | False | 1 | True | Horizontal |  | None | Condensing | Single-Stage |  | 0.5 | Standard |  | 40000 | 39000 |  |  | 32300 | 373 | 95.5 | 75 | [8 empty] | Federally-Regulated Consumer Product | 11/29/2016 |  | 08/15/2017
International Comfort Products | Tempstar | N9MSE0601410A* | LPG | Induced Draft | True | False | 1 | False | Up |  | None | Condensing | Single-Stage |  | 0.5 | Standard |  | 60000 | 58000 |  |  | 48600 | 515 | 95.5 | 78 | [8 empty] | Federally-Regulated Consumer Product | 08/17/2016 |  | 08/15/2017
International Comfort Products | Tempstar | N9MSE0601410A* | LPG | Induced Draft | True | False | 1 | False | Down |  | None | Condensing | Single-Stage |  | 0.5 | Standard |  | 60000 | 58000 |  |  | 48600 | 515 | 95.5 | 78 | [8 empty] | Federally-Regulated Consumer Product | 08/17/2016 |  | 08/15/2017
International Comfort Products | Tempstar | N9MSE0601410A* | LPG | Induced Draft | True | False | 1 | False | Horizontal |  | None | Condensing | Single-Stage |  | 0.5 | Standard |  | 60000 | 58000 |  |  | 48600 | 515 | 95.5 | 78 | [8 empty] | Federally-Regulated Consumer Product | 08/17/2016 |  | 08/15/2017
International Comfort Products | Tempstar | N9MSE0601714A* | LPG | Induced Draft | True | False | 1 | False | Up |  | None | Condensing | Single-Stage |  | 0.5 | Standard |  | 60000 | 58000 |  |  | 48300 | 592 | 95.5 | 78 | [8 empty] | Federally-Regulated Consumer Product | 08/17/2016 |  | 08/15/2017
International Comfort Products | Tempstar | N9MSE0601714A* | LPG | Induced Draft | True | False | 1 | False | Down |  | None | Condensing | Single-Stage |  | 0.5 | Standard |  | 60000 | 58000 |  |  | 48300 | 592 | 95.5 | 78 | [8 empty] | Federally-Regulated Consumer Product | 08/17/2016 |  | 08/15/2017
International Comfort Products | Tempstar | N9MSE0601714A* | LPG | Induced Draft | True | False | 1 | False | Horizontal |  | None | Condensing | Single-Stage |  | 0.5 | Standard |  | 60000 | 58000 |  |  | 48300 | 592 | 95.5 | 78 | [8 empty] | Federally-Regulated Consumer Product | 08/17/2016 |  | 08/15/2017
International Comfort Products | Tempstar | N9MSE0801716A* | LPG | Induced Draft | True | False | 1 | False | Up |  | None | Condensing | Single-Stage |  | 0.75 | Standard |  | 80000 | 78000 |  |  | 80800 | 903 | 95.5 | 78 | [8 empty] | Federally-Regulated Consumer Product | 08/17/2016 |  | 08/15/2017
International Comfort Products | Tempstar | N9MSE0801716A* | LPG | Induced Draft | True | False | 1 | False | Down |  | None | Condensing | Single-Stage |  | 0.75 | Standard |  | 80000 | 78000 |  |  | 80800 | 903 | 95.5 | 78 | [8 empty] | Federally-Regulated Consumer Product | 08/17/2016 |  | 08/15/2017
International Comfort Products | Tempstar | N9MSE0801716A* | LPG | Induced Draft | True | False | 1 | False | Horizontal |  | None | Condensing | Single-Stage |  | 0.75 | Standard |  | 80000 | 78000 |  |  | 80800 | 903 | 95.5 | 78 | [8 empty] | Federally-Regulated Consumer Product | 08/17/2016 |  | 08/15/2017
International Comfort Products | Tempstar | N9MSE1002114A* | LPG | Induced Draft | True | False | 1 | False | Up |  | None | Condensing | Single-Stage |  | 0.75 | Standard |  | 100000 | 97000 |  |  | 96700 | 1162 | 95.5 | 78 | [8 empty] | Federally-Regulated Consumer Product | 08/17/2016 |  | 08/15/2017
International Comfort Products | Tempstar | N9MSE1002114A* | LPG | Induced Draft | True | False | 1 | False | Down |  | None | Condensing | Single-Stage |  | 0.75 | Standard |  | 100000 | 97000 |  |  | 96700 | 1162 | 95.5 | 78 | [8 empty] | Federally-Regulated Consumer Product | 08/17/2016 |  | 08/15/2017
International Comfort Products | Tempstar | N9MSE1002114A* | LPG | Induced Draft | True | False | 1 | False | Horizontal |  | None | Condensing | Single-Stage |  | 0.75 | Standard |  | 100000 | 97000 |  |  | 96700 | 1162 | 95.5 | 78 | [8 empty] | Federally-Regulated Consumer Product | 08/17/2016 |  | 08/15/2017
International Comfort Products | Tempstar | N9MSE1002120A* | LPG | Induced Draft | True | False | 1 | False | Up |  | None | Condensing | Single-Stage |  | 0.75 | Standard |  | 100000 | 97000 |  |  | 96700 | 1155 | 95.5 | 78 | [8 empty] | Federally-Regulated Consumer Product | 08/17/2016 |  | 08/15/2017
International Comfort Products | Tempstar | N9MSE1002120A* | LPG | Induced Draft | True | False | 1 | False | Down |  | None | Condensing | Single-Stage |  | 0.75 | Standard |  | 100000 | 97000 |  |  | 96700 | 1155 | 95.5 | 78 | [8 empty] | Federally-Regulated Consumer Product | 08/17/2016 |  | 08/15/2017
International Comfort Products | Tempstar | N9MSE1002120A* | LPG | Induced Draft | True | False | 1 | False | Horizontal |  | None | Condensing | Single-Stage |  | 0.75 | Standard |  | 100000 | 97000 |  |  | 96700 | 1155 | 95.5 | 78 | [8 empty] | Federally-Regulated Consumer Product | 08/17/2016 |  | 08/15/2017
International Comfort Products | Tempstar | N9MSE1202420A* | LPG | Induced Draft | True | False | 1 | False | Up |  | None | Condensing | Single-Stage |  | 0.75 | Standard |  | 120000 | 117000 |  |  | 112800 | 1336 | 95.5 | 78 | [8 empty] | Federally-Regulated Consumer Product | 08/17/2016 |  | 08/15/2017
International Comfort Products | Tempstar | N9MSE1202420A* | LPG | Induced Draft | True | False | 1 | False | Down |  | None | Condensing | Single-Stage |  | 0.75 | Standard |  | 120000 | 117000 |  |  | 112800 | 1336 | 95.5 | 78 | [8 empty] | Federally-Regulated Consumer Product | 08/17/2016 |  | 08/15/2017
International Comfort Products | Tempstar | N9MSE1202420A* | LPG | Induced Draft | True | False | 1 | False | Horizontal |  | None | Condensing | Single-Stage |  | 0.75 | Standard |  | 120000 | 117000 |  |  | 112800 | 1336 | 95.5 | 78 | [8 empty] | Federally-Regulated Consumer Product | 08/17/2016 |  | 08/15/2017
International Comfort Products | Tempstar | F9MXE0601412A* | LPG | Induced Draft | True | False | 1 | True | Up |  | None | Condensing | Single-Stage |  | 0.5 | Standard |  | 60000 | 58000 |  |  | 49400 | 289 | 95.5 | 75 | [8 empty] | Federally-Regulated Consumer Product | 11/29/2016 |  | 08/15/2017
International Comfort Products | Tempstar | F9MXE0601412A* | LPG | Induced Draft | True | False | 1 | True | Down |  | None | Condensing | Single-Stage |  | 0.5 | Standard |  | 60000 | 58000 |  |  | 49400 | 289 | 95.5 | 75 | [8 empty] | Federally-Regulated Consumer Product | 11/29/2016 |  | 08/15/2017
International Comfort Products | Tempstar | F9MXE0601412A* | LPG | Induced Draft | True | False | 1 | True | Horizontal |  | None | Condensing | Single-Stage |  | 0.5 | Standard |  | 60000 | 58000 |  |  | 49400 | 289 | 95.5 | 75 | [8 empty] | Federally-Regulated Consumer Product | 11/29/2016 |  | 08/15/2017
International Comfort Products | Tempstar | F9MXE0601412A* | Natural Gas | Induced Draft | True | False | 1 | True | Up |  | None | Condensing | Single-Stage |  | 0.5 | Standard |  | 60000 | 58000 |  |  | 49400 | 289 | 95.5 | 75 | [8 empty] | Federally-Regulated Consumer Product | 11/29/2016 |  | 08/15/2017
International Comfort Products | Tempstar | F9MXE0601412A* | Natural Gas | Induced Draft | True | False | 1 | True | Down |  | None | Condensing | Single-Stage |  | 0.5 | Standard |  | 60000 | 58000 |  |  | 49400 | 289 | 95.5 | 75 | [8 empty] | Federally-Regulated Consumer Product | 11/29/2016 |  | 08/15/2017
International Comfort Products | Tempstar | F9MXE0601412A* | Natural Gas | Induced Draft | True | False | 1 | True | Horizontal |  | None | Condensing | Single-Stage |  | 0.5 | Standard |  | 60000 | 58000 |  |  | 49400 | 289 | 95.5 | 75 | [8 empty] | Federally-Regulated Consumer Product | 11/29/2016 |  | 08/15/2017
International Comfort Products | Tempstar | F9MXE0401712A* | LPG | Induced Draft | True | False | 1 | False | Up |  | None | Condensing | Single-Stage |  | 0.5 | Standard |  | 40000 | 39000 |  |  | 32900 | 166 | 96 | 78 | [8 empty] | Federally-Regulated Consumer Product | 08/17/2016 |  | 08/15/2017
International Comfort Products | Tempstar | F9MXE0401712A* | LPG | Induced Draft | True | False | 1 | False | Down |  | None | Condensing | Single-Stage |  | 0.5 | Standard |  | 40000 | 39000 |  |  | 32900 | 166 | 96 | 78 | [8 empty] | Federally-Regulated Consumer Product | 08/17/2016 |  | 08/15/2017
International Comfort Products | Tempstar | F9MXE0401712A* | LPG | Induced Draft | True | False | 1 | False | Horizontal |  | None | Condensing | Single-Stage |  | 0.5 | Standard |  | 40000 | 39000 |  |  | 32900 | 166 | 96 | 78 | [8 empty] | Federally-Regulated Consumer Product | 08/17/2016 |  | 08/15/2017
International Comfort Products | Tempstar | F9MXE0401712A* | Natural Gas | Induced Draft | True | False | 1 | False | Up |  | None | Condensing | Single-Stage |  | 0.5 | Standard |  | 40000 | 39000 |  |  | 32900 | 166 | 96 | 78 | [8 empty] | Federally-Regulated Consumer Product | 08/17/2016 |  | 08/15/2017
International Comfort Products | Tempstar | F9MXE0401712A* | Natural Gas | Induced Draft | True | False | 1 | False | Down |  | None | Condensing | Single-Stage |  | 0.5 | Standard |  | 40000 | 39000 |  |  | 32900 | 166 | 96 | 78 | [8 empty] | Federally-Regulated Consumer Product | 08/17/2016 |  | 08/15/2017
International Comfort Products | Tempstar | F9MXE0401712A* | Natural Gas | Induced Draft | True | False | 1 | False | Horizontal |  | None | Condensing | Single-Stage |  | 0.5 | Standard |  | 40000 | 39000 |  |  | 32900 | 166 | 96 | 78 | [8 empty] | Federally-Regulated Consumer Product | 08/17/2016 |  | 08/15/2017
International Comfort Products | Tempstar | F9MXT0401712A* | LPG | Induced Draft | True | False | 1 | False | Up |  | None | Condensing | Two-Stage Modulating |  | 0.5 | Standard |  | 40000 | 39000 |  |  | 32400 | 144 | 96 | 78 | [8 empty] | Federally-Regulated Consumer Product | 08/17/2016 |  | 08/15/2017
International Comfort Products | Tempstar | F9MXT0401712A* | LPG | Induced Draft | True | False | 1 | False | Down |  | None | Condensing | Two-Stage Modulating |  | 0.5 | Standard |  | 40000 | 39000 |  |  | 32400 | 144 | 96 | 78 | [8 empty] | Federally-Regulated Consumer Product | 08/17/2016 |  | 08/15/2017
International Comfort Products | Tempstar | F9MXT0401712A* | LPG | Induced Draft | True | False | 1 | False | Horizontal |  | None | Condensing | Two-Stage Modulating |  | 0.5 | Standard |  | 40000 | 39000 |  |  | 32400 | 144 | 96 | 78 | [8 empty] | Federally-Regulated Consumer Product | 08/17/2016 |  | 08/15/2017
International Comfort Products | Tempstar | F9MXT0401712A* | Natural Gas | Induced Draft | True | False | 1 | False | Up |  | None | Condensing | Two-Stage Modulating |  | 0.5 | Standard |  | 40000 | 39000 |  |  | 32400 | 144 | 96 | 78 | [8 empty] | Federally-Regulated Consumer Product | 08/17/2016 |  | 08/15/2017
International Comfort Products | Tempstar | F9MXT0401712A* | Natural Gas | Induced Draft | True | False | 1 | False | Down |  | None | Condensing | Two-Stage Modulating |  | 0.5 | Standard |  | 40000 | 39000 |  |  | 32400 | 144 | 96 | 78 | [8 empty] | Federally-Regulated Consumer Product | 08/17/2016 |  | 08/15/2017
International Comfort Products | Tempstar | F9MXT0401712A* | Natural Gas | Induced Draft | True | False | 1 | False | Horizontal |  | None | Condensing | Two-Stage Modulating |  | 0.5 | Standard |  | 40000 | 39000 |  |  | 32400 | 144 | 96 | 78 | [8 empty] | Federally-Regulated Consumer Product | 08/17/2016 |  | 08/15/2017
International Comfort Products | Tempstar | N9MSE0401712A* | LPG | Induced Draft | True | False | 1 | False | Up |  | None | Condensing | Single-Stage |  | 0.5 | Standard |  | 40000 | 39000 |  |  | 32200 | 426 | 95.5 | 78 | [8 empty] | Federally-Regulated Consumer Product | 08/17/2016 |  | 08/15/2017
International Comfort Products | Tempstar | N9MSE0401712A* | LPG | Induced Draft | True | False | 1 | False | Horizontal |  | None | Condensing | Single-Stage |  | 0.5 | Standard |  | 40000 | 39000 |  |  | 32200 | 426 | 95.5 | 78 | [8 empty] | Federally-Regulated Consumer Product | 08/17/2016 |  | 08/15/2017
International Comfort Products | Tempstar | N9MSE0401712A* | Natural Gas | Induced Draft | True | False | 1 | False | Up |  | None | Condensing | Single-Stage |  | 0.5 | Standard |  | 40000 | 39000 |  |  | 32200 | 426 | 95.5 | 78 | [8 empty] | Federally-Regulated Consumer Product | 08/17/2016 |  | 08/15/2017
International Comfort Products | Tempstar | N9MSE0401712A* | Natural Gas | Induced Draft | True | False | 1 | False | Horizontal |  | None | Condensing | Single-Stage |  | 0.5 | Standard |  | 40000 | 39000 |  |  | 32200 | 426 | 95.5 | 78 | [8 empty] | Federally-Regulated Consumer Product | 08/17/2016 |  | 08/15/2017
International Comfort Products | Tempstar | F9MXE1202422A* | LPG | Induced Draft | True | False | 1 | False | Up |  | None | Condensing | Single-Stage |  | 1 | Standard |  | 120000 | 117000 |  |  | 113500 | 938 | 96 | 78 | [8 empty] | Federally-Regulated Consumer Product | 08/17/2016 |  | 08/15/2017
International Comfort Products | Tempstar | F9MXE1202422A* | LPG | Induced Draft | True | False | 1 | False | Down |  | None | Condensing | Single-Stage |  | 1 | Standard |  | 120000 | 117000 |  |  | 113500 | 938 | 96 | 78 | [8 empty] | Federally-Regulated Consumer Product | 08/17/2016 |  | 08/15/2017
International Comfort Products | Tempstar | F9MXE1202422A* | LPG | Induced Draft | True | False | 1 | False | Horizontal |  | None | Condensing | Single-Stage |  | 1 | Standard |  | 120000 | 117000 |  |  | 113500 | 938 | 96 | 78 | [8 empty] | Federally-Regulated Consumer Product | 08/17/2016 |  | 08/15/2017
Lennox Industries Inc. | LANDMARK | KDB036**EB*P | LPG | Induced Draft | True | True | 1 | False | Down |  | None | Non-Condensing | Two-Stage Modulating |  | 0.5 | Premium |  | 70000 | 57000 |  |  | 54700 | 677 | 81 | 78 | [8 empty] | Federally-Regulated Consumer Product | 03/29/2017 |  | 08/15/2017
Lennox Industries Inc. | LANDMARK | KDB036**EB*P | LPG | Induced Draft | True | True | 1 | False | Horizontal |  | None | Non-Condensing | Two-Stage Modulating |  | 0.5 | Premium |  | 70000 | 57000 |  |  | 54700 | 677 | 81 | 78 | [8 empty] | Federally-Regulated Consumer Product | 03/29/2017 |  | 08/15/2017
Lennox Industries Inc. | LANDMARK | KDB036**EB*P | Natural Gas | Induced Draft | True | True | 1 | False | Down |  | None | Non-Condensing | Two-Stage Modulating |  | 0.5 | Premium |  | 70000 | 57000 |  |  | 54700 | 677 | 81 | 78 | [8 empty] | Federally-Regulated Consumer Product | 03/29/2017 |  | 08/15/2017
Lennox Industries Inc. | LANDMARK | KDB036**EB*P | Natural Gas | Induced Draft | True | True | 1 | False | Horizontal |  | None | Non-Condensing | Two-Stage Modulating |  | 0.5 | Premium |  | 70000 | 57000 |  |  | 54700 | 677 | 81 | 78 | [8 empty] | Federally-Regulated Consumer Product | 03/29/2017 |  | 08/15/2017
Lennox Industries Inc. | LANDMARK | KDB036**EQ*P | LPG | Induced Draft | True | True | 1 | False | Down |  | None | Non-Condensing | Two-Stage Modulating |  | 0.5 | Premium |  | 108000 | 87000 |  |  | 94900 | 608 | 81 | 78 | [8 empty] | Federally-Regulated Consumer Product | 03/29/2017 |  | 08/15/2017
Lennox Industries Inc. | LANDMARK | KDB036**EQ*P | LPG | Induced Draft | True | True | 1 | False | Horizontal |  | None | Non-Condensing | Two-Stage Modulating |  | 0.5 | Premium |  | 108000 | 87000 |  |  | 94900 | 608 | 81 | 78 | [8 empty] | Federally-Regulated Consumer Product | 03/29/2017 |  | 08/15/2017
Lennox Industries Inc. | LANDMARK | KDB036**EQ*P | Natural Gas | Induced Draft | True | True | 1 | False | Down |  | None | Non-Condensing | Two-Stage Modulating |  | 0.5 | Premium |  | 108000 | 87000 |  |  | 94900 | 608 | 81 | 78 | [8 empty] | Federally-Regulated Consumer Product | 03/29/2017 |  | 08/15/2017
Lennox Industries Inc. | LANDMARK | KDB036**EQ*P | Natural Gas | Induced Draft | True | True | 1 | False | Horizontal |  | None | Non-Condensing | Two-Stage Modulating |  | 0.5 | Premium |  | 108000 | 87000 |  |  | 94900 | 608 | 81 | 78 | [8 empty] | Federally-Regulated Consumer Product | 03/29/2017 |  | 08/15/2017
Lennox Industries Inc. | LANDMARK | KDB048**EB*P | LPG | Induced Draft | True | True | 1 | False | Down |  | None | Non-Condensing | Two-Stage Modulating |  | 0.75 | Premium |  | 70000 | 57000 |  |  | 54800 | 671 | 81 | 78 | [8 empty] | Federally-Regulated Consumer Product | 03/29/2017 |  | 08/15/2017
Lennox Industries Inc. | LANDMARK | KDB048**EB*P | LPG | Induced Draft | True | True | 1 | False | Horizontal |  | None | Non-Condensing | Two-Stage Modulating |  | 0.75 | Premium |  | 70000 | 57000 |  |  | 54800 | 671 | 81 | 78 | [8 empty] | Federally-Regulated Consumer Product | 03/29/2017 |  | 08/15/2017
Lennox Industries Inc. | LANDMARK | KDB048**EB*P | Natural Gas | Induced Draft | True | True | 1 | False | Down |  | None | Non-Condensing | Two-Stage Modulating |  | 0.75 | Premium |  | 70000 | 57000 |  |  | 54800 | 671 | 81 | 78 | [8 empty] | Federally-Regulated Consumer Product | 03/29/2017 |  | 08/15/2017
Lennox Industries Inc. | LANDMARK | KDB048**EB*P | Natural Gas | Induced Draft | True | True | 1 | False | Horizontal |  | None | Non-Condensing | Two-Stage Modulating |  | 0.75 | Premium |  | 70000 | 57000 |  |  | 54800 | 671 | 81 | 78 | [8 empty] | Federally-Regulated Consumer Product | 03/29/2017 |  | 08/15/2017
Lennox Industries Inc. | LANDMARK | KDB048**EQ*P | LPG | Induced Draft | True | True | 1 | False | Down |  | None | Non-Condensing | Two-Stage Modulating |  | 0.75 | Premium |  | 108000 | 87000 |  |  | 95000 | 575 | 81 | 78 | [8 empty] | Federally-Regulated Consumer Product | 03/29/2017 |  | 08/15/2017
Lennox Industries Inc. | LANDMARK | KDB048**EQ*P | LPG | Induced Draft | True | True | 1 | False | Horizontal |  | None | Non-Condensing | Two-Stage Modulating |  | 0.75 | Premium |  | 108000 | 87000 |  |  | 95000 | 575 | 81 | 78 | [8 empty] | Federally-Regulated Consumer Product | 03/29/2017 |  | 08/15/2017
Lennox Industries Inc. | LANDMARK | KDB048**EQ*P | Natural Gas | Induced Draft | True | True | 1 | False | Down |  | None | Non-Condensing | Two-Stage Modulating |  | 0.75 | Premium |  | 108000 | 87000 |  |  | 95000 | 575 | 81 | 78 | [8 empty] | Federally-Regulated Consumer Product | 03/29/2017 |  | 08/15/2017
Lennox Industries Inc. | LANDMARK | KDB048**EQ*P | Natural Gas | Induced Draft | True | True | 1 | False | Horizontal |  | None | Non-Condensing | Two-Stage Modulating |  | 0.75 | Premium |  | 108000 | 87000 |  |  | 95000 | 575 | 81 | 78 | [8 empty] | Federally-Regulated Consumer Product | 03/29/2017 |  | 08/15/2017
Lennox Industries Inc. | LANDMARK | KDB048**EX*P | LPG | Induced Draft | True | True | 1 | False | Down |  | None | Non-Condensing | Two-Stage Modulating |  | 0.75 | Premium |  | 150000 | 121000 |  |  | 132000 | 932 | 81 | 78 | [8 empty] | Federally-Regulated Consumer Product | 03/29/2017 |  | 08/15/2017
Lennox Industries Inc. | LANDMARK | KDB048**EX*P | LPG | Induced Draft | True | True | 1 | False | Horizontal |  | None | Non-Condensing | Two-Stage Modulating |  | 0.75 | Premium |  | 150000 | 121000 |  |  | 132000 | 932 | 81 | 78 | [8 empty] | Federally-Regulated Consumer Product | 03/29/2017 |  | 08/15/2017
Lennox Industries Inc. | LANDMARK | KDB048**EX*P | Natural Gas | Induced Draft | True | True | 1 | False | Down |  | None | Non-Condensing | Two-Stage Modulating |  | 0.75 | Premium |  | 150000 | 121000 |  |  | 132000 | 932 | 81 | 78 | [8 empty] | Federally-Regulated Consumer Product | 03/29/2017 |  | 08/15/2017
Lennox Industries Inc. | LANDMARK | KDB048**EX*P | Natural Gas | Induced Draft | True | True | 1 | False | Horizontal |  | None | Non-Condensing | Two-Stage Modulating |  | 0.75 | Premium |  | 150000 | 121000 |  |  | 132000 | 932 | 81 | 78 | [8 empty] | Federally-Regulated Consumer Product | 03/29/2017 |  | 08/15/2017
Lennox Industries Inc. | LANDMARK | KDB060**EB*P | LPG | Induced Draft | True | True | 1 | False | Down |  | None | Non-Condensing | Two-Stage Modulating |  | 1 | Premium |  | 70000 | 57000 |  |  | 54600 | 693 | 81 | 78 | [8 empty] | Federally-Regulated Consumer Product | 03/29/2017 |  | 08/15/2017
Lennox Industries Inc. | LANDMARK | KDB060**EB*P | LPG | Induced Draft | True | True | 1 | False | Horizontal |  | None | Non-Condensing | Two-Stage Modulating |  | 1 | Premium |  | 70000 | 57000 |  |  | 54600 | 693 | 81 | 78 | [8 empty] | Federally-Regulated Consumer Product | 03/29/2017 |  | 08/15/2017
Lennox Industries Inc. | LANDMARK | KDB060**EB*P | Natural Gas | Induced Draft | True | True | 1 | False | Down |  | None | Non-Condensing | Two-Stage Modulating |  | 1 | Premium |  | 70000 | 57000 |  |  | 54600 | 693 | 81 | 78 | [8 empty] | Federally-Regulated Consumer Product | 03/29/2017 |  | 08/15/2017
Lennox Industries Inc. | LANDMARK | KDB060**EB*P | Natural Gas | Induced Draft | True | True | 1 | False | Horizontal |  | None | Non-Condensing | Two-Stage Modulating |  | 1 | Premium |  | 70000 | 57000 |  |  | 54600 | 693 | 81 | 78 | [8 empty] | Federally-Regulated Consumer Product | 03/29/2017 |  | 08/15/2017
Lennox Industries Inc. | LANDMARK | KDB060**EQ*P | LPG | Induced Draft | True | True | 1 | False | Down |  | None | Non-Condensing | Two-Stage Modulating |  | 1 | Premium |  | 108000 | 87000 |  |  | 94800 | 617 | 81 | 78 | [8 empty] | Federally-Regulated Consumer Product | 03/29/2017 |  | 08/15/2017
Lennox Industries Inc. | LANDMARK | KDB060**EQ*P | LPG | Induced Draft | True | True | 1 | False | Horizontal |  | None | Non-Condensing | Two-Stage Modulating |  | 1 | Premium |  | 108000 | 87000 |  |  | 94800 | 617 | 81 | 78 | [8 empty] | Federally-Regulated Consumer Product | 03/29/2017 |  | 08/15/2017
Lennox Industries Inc. | LANDMARK | KDB060**EQ*P | Natural Gas | Induced Draft | True | True | 1 | False | Down |  | None | Non-Condensing | Two-Stage Modulating |  | 1 | Premium |  | 108000 | 87000 |  |  | 94800 | 617 | 81 | 78 | [8 empty] | Federally-Regulated Consumer Product | 03/29/2017 |  | 08/15/2017
Lennox Industries Inc. | LANDMARK | KDB060**EQ*P | Natural Gas | Induced Draft | True | True | 1 | False | Horizontal |  | None | Non-Condensing | Two-Stage Modulating |  | 1 | Premium |  | 108000 | 87000 |  |  | 94800 | 617 | 81 | 78 | [8 empty] | Federally-Regulated Consumer Product | 03/29/2017 |  | 08/15/2017
Lennox Industries Inc. | LANDMARK | KDB060**EX*P | LPG | Induced Draft | True | True | 1 | False | Down |  | None | Non-Condensing | Two-Stage Modulating |  | 1 | Premium |  | 150000 | 121000 |  |  | 131300 | 1040 | 81 | 78 | [8 empty] | Federally-Regulated Consumer Product | 03/29/2017 |  | 08/15/2017
Lennox Industries Inc. | LANDMARK | KDB060**EX*P | LPG | Induced Draft | True | True | 1 | False | Horizontal |  | None | Non-Condensing | Two-Stage Modulating |  | 1 | Premium |  | 150000 | 121000 |  |  | 131300 | 1040 | 81 | 78 | [8 empty] | Federally-Regulated Consumer Product | 03/29/2017 |  | 08/15/2017
Lennox Industries Inc. | LANDMARK | KDB060**EX*P | Natural Gas | Induced Draft | True | True | 1 | False | Down |  | None | Non-Condensing | Two-Stage Modulating |  | 1 | Premium |  | 150000 | 121000 |  |  | 131300 | 1040 | 81 | 78 | [8 empty] | Federally-Regulated Consumer Product | 03/29/2017 |  | 08/15/2017
Lennox Industries Inc. | LANDMARK | KDB060**EX*P | Natural Gas | Induced Draft | True | True | 1 | False | Horizontal |  | None | Non-Condensing | Two-Stage Modulating |  | 1 | Premium |  | 150000 | 121000 |  |  | 131300 | 1040 | 81 | 78 | [8 empty] | Federally-Regulated Consumer Product | 03/29/2017 |  | 08/15/2017
Lennox Industries Inc. | LANDMARK | KGB048**DB*P | LPG | Induced Draft | True | True | 1 | False | Down |  | None | Non-Condensing | Two-Stage Modulating |  | 0.5 | Standard |  | 70000 | 57000 |  |  | 52700 | 936 | 81 | 78 | [8 empty] | Federally-Regulated Consumer Product | 03/29/2017 |  | 08/15/2017
Lennox Industries Inc. | LANDMARK | KGB048**DB*P | LPG | Induced Draft | True | True | 1 | False | Horizontal |  | None | Non-Condensing | Two-Stage Modulating |  | 0.5 | Standard |  | 70000 | 57000 |  |  | 52700 | 936 | 81 | 78 | [8 empty] | Federally-Regulated Consumer Product | 03/29/2017 |  | 08/15/2017
Lennox Industries Inc. | LANDMARK | KGB048**DB*P | Natural Gas | Induced Draft | True | True | 1 | False | Down |  | None | Non-Condensing | Two-Stage Modulating |  | 0.5 | Standard |  | 70000 | 57000 |  |  | 52700 | 936 | 81 | 78 | [8 empty] | Federally-Regulated Consumer Product | 03/29/2017 |  | 08/15/2017
Lennox Industries Inc. | LANDMARK | KGB048**DB*P | Natural Gas | Induced Draft | True | True | 1 | False | Horizontal |  | None | Non-Condensing | Two-Stage Modulating |  | 0.5 | Standard |  | 70000 | 57000 |  |  | 52700 | 936 | 81 | 78 | [8 empty] | Federally-Regulated Consumer Product | 03/29/2017 |  | 08/15/2017
Lennox Industries Inc. | LANDMARK | KGB048**BB*P | LPG | Induced Draft | True | True | 1 | False | Down |  | None | Non-Condensing | Two-Stage Modulating |  | 0.75 | Standard |  | 70000 | 57000 |  |  | 53700 | 797 | 81 | 78 | [8 empty] | Federally-Regulated Consumer Product | 03/29/2017 |  | 08/15/2017
Lennox Industries Inc. | LANDMARK | KGB048**BB*P | LPG | Induced Draft | True | True | 1 | False | Horizontal |  | None | Non-Condensing | Two-Stage Modulating |  | 0.75 | Standard |  | 70000 | 57000 |  |  | 53700 | 797 | 81 | 78 | [8 empty] | Federally-Regulated Consumer Product | 03/29/2017 |  | 08/15/2017
Lennox Industries Inc. | LANDMARK | KGB048**BB*P | Natural Gas | Induced Draft | True | True | 1 | False | Down |  | None | Non-Condensing | Two-Stage Modulating |  | 0.75 | Standard |  | 70000 | 57000 |  |  | 53700 | 797 | 81 | 78 | [8 empty] | Federally-Regulated Consumer Product | 03/29/2017 |  | 08/15/2017
Lennox Industries Inc. | LANDMARK | KGB048**BB*P | Natural Gas | Induced Draft | True | True | 1 | False | Horizontal |  | None | Non-Condensing | Two-Stage Modulating |  | 0.75 | Standard |  | 70000 | 57000 |  |  | 53700 | 797 | 81 | 78 | [8 empty] | Federally-Regulated Consumer Product | 03/29/2017 |  | 08/15/2017
Trane U.S. Inc. | Trane | TUC1B040A9241** | LPG | Induced Draft | True | False | 1 | False | Up |  | None | Condensing | Single-Stage |  | 0.2 | Standard |  | 40000 | 37000 |  |  | 33700 | 312 | 92.1 | 78 | [8 empty] | Federally-Regulated Consumer Product | 05/10/2017 |  | 08/15/2017
Trane U.S. Inc. | Trane | TUC1B040A9241** | Natural Gas | Induced Draft | True | False | 1 | False | Up |  | None | Condensing | Single-Stage |  | 0.2 | Standard |  | 40000 | 37000 |  |  | 33700 | 312 | 92.1 | 78 | [8 empty] | Federally-Regulated Consumer Product | 05/10/2017 |  | 08/15/2017
Trane U.S. Inc. | Trane | TUC1B060A9361** | LPG | Induced Draft | True | False | 1 | False | Up |  | None | Condensing | Single-Stage |  | 0.33 | Standard |  | 60000 | 56000 |  |  | 50500 | 473 | 92.1 | 78 | [8 empty] | Federally-Regulated Consumer Product | 05/10/2017 |  | 08/15/2017
Trane U.S. Inc. | Trane | TUC1B060A9361** | Natural Gas | Induced Draft | True | False | 1 | False | Up |  | None | Condensing | Single-Stage |  | 0.33 | Standard |  | 60000 | 56000 |  |  | 50500 | 473 | 92.1 | 78 | [8 empty] | Federally-Regulated Consumer Product | 05/10/2017 |  | 08/15/2017
Trane U.S. Inc. | Trane | TUC1B080A9421** | LPG | Induced Draft | True | False | 1 | False | Up |  | None | Condensing | Single-Stage |  | 0.33 | Standard |  | 80000 | 74000 |  |  | 67200 | 654 | 92.1 | 78 | [8 empty] | Federally-Regulated Consumer Product | 05/10/2017 |  | 08/15/2017
Trane U.S. Inc. | Trane | TUC1B080A9421** | Natural Gas | Induced Draft | True | False | 1 | False | Up |  | None | Condensing | Single-Stage |  | 0.33 | Standard |  | 80000 | 74000 |  |  | 67200 | 654 | 92.1 | 78 | [8 empty] | Federally-Regulated Consumer Product | 05/10/2017 |  | 08/15/2017
Trane U.S. Inc. | Trane | TUC1C100A9481** | LPG | Induced Draft | True | False | 1 | False | Up |  | None | Condensing | Single-Stage |  | 0.5 | Standard |  | 100000 | 94000 |  |  | 101000 | 943 | 92.1 | 78 | [8 empty] | Federally-Regulated Consumer Product | 05/10/2017 |  | 08/15/2017
Trane U.S. Inc. | Trane | TUC1C100A9481** | Natural Gas | Induced Draft | True | False | 1 | False | Up |  | None | Condensing | Single-Stage |  | 0.5 | Standard |  | 100000 | 94000 |  |  | 101000 | 943 | 92.1 | 78 | [8 empty] | Federally-Regulated Consumer Product | 05/10/2017 |  | 08/15/2017
Trane U.S. Inc. | Trane | TUC1D100A9601** | LPG | Induced Draft | True | False | 1 | False | Up |  | None | Condensing | Single-Stage |  | 0.75 | Standard |  | 100000 | 93000 |  |  | 83700 | 900 | 92.1 | 78 | [8 empty] | Federally-Regulated Consumer Product | 05/10/2017 |  | 08/15/2017
Trane U.S. Inc. | Trane | TUC1D100A9601** | Natural Gas | Induced Draft | True | False | 1 | False | Up |  | None | Condensing | Single-Stage |  | 0.75 | Standard |  | 100000 | 93000 |  |  | 83700 | 900 | 92.1 | 78 | [8 empty] | Federally-Regulated Consumer Product | 05/10/2017 |  | 08/15/2017
Trane U.S. Inc. | Trane | TUC1D120A9601** | LPG | Induced Draft | True | False | 1 | False | Up |  | None | Condensing | Single-Stage |  | 0.75 | Standard |  | 120000 | 113000 |  |  | 117200 | 1246 | 92.1 | 78 | [8 empty] | Federally-Regulated Consumer Product | 05/10/2017 |  | 08/15/2017
Trane U.S. Inc. | Trane | TUC1D120A9601** | Natural Gas | Induced Draft | True | False | 1 | False | Up |  | None | Condensing | Single-Stage |  | 0.75 | Standard |  | 120000 | 113000 |  |  | 117200 | 1246 | 92.1 | 78 | [8 empty] | Federally-Regulated Consumer Product | 05/10/2017 |  | 08/15/2017
Trane U.S. Inc. | Trane | TUC1B040A9241**-H | LPG | Induced Draft | True | False | 1 | False | Horizontal |  | None | Condensing | Single-Stage |  | 0.2 | Standard |  | 40000 | 37000 |  |  | 33700 | 312 | 91.3 | 78 | [8 empty] | Federally-Regulated Consumer Product | 05/10/2017 |  | 08/15/2017
Trane U.S. Inc. | Trane | TUC1B040A9241**-H | Natural Gas | Induced Draft | True | False | 1 | False | Horizontal |  | None | Condensing | Single-Stage |  | 0.2 | Standard |  | 40000 | 37000 |  |  | 33700 | 312 | 91.3 | 78 | [8 empty] | Federally-Regulated Consumer Product | 05/10/2017 |  | 08/15/2017
Trane U.S. Inc. | Trane | TUC1B060A9361**-H | LPG | Induced Draft | True | False | 1 | False | Horizontal |  | None | Condensing | Single-Stage |  | 0.33 | Standard |  | 60000 | 56000 |  |  | 50500 | 473 | 91.3 | 78 | [8 empty] | Federally-Regulated Consumer Product | 05/10/2017 |  | 08/15/2017
Trane U.S. Inc. | Trane | TUC1B060A9361**-H | Natural Gas | Induced Draft | True | False | 1 | False | Horizontal |  | None | Condensing | Single-Stage |  | 0.33 | Standard |  | 60000 | 56000 |  |  | 50500 | 473 | 91.3 | 78 | [8 empty] | Federally-Regulated Consumer Product | 05/10/2017 |  | 08/15/2017
Trane U.S. Inc. | Trane | TUC1B080A9421**-H | LPG | Induced Draft | True | False | 1 | False | Horizontal |  | None | Condensing | Single-Stage |  | 0.33 | Standard |  | 80000 | 74000 |  |  | 67200 | 654 | 91.3 | 78 | [8 empty] | Federally-Regulated Consumer Product | 05/10/2017 |  | 08/15/2017
Trane U.S. Inc. | Trane | TUC1B080A9421**-H | Natural Gas | Induced Draft | True | False | 1 | False | Horizontal |  | None | Condensing | Single-Stage |  | 0.33 | Standard |  | 80000 | 74000 |  |  | 67200 | 654 | 91.3 | 78 | [8 empty] | Federally-Regulated Consumer Product | 05/10/2017 |  | 08/15/2017
Trane U.S. Inc. | Trane | TUC1C100A9481**-H | LPG | Induced Draft | True | False | 1 | False | Horizontal |  | None | Condensing | Single-Stage |  | 0.5 | Standard |  | 100000 | 94000 |  |  | 101000 | 943 | 91.3 | 78 | [8 empty] | Federally-Regulated Consumer Product | 05/10/2017 |  | 08/15/2017
Trane U.S. Inc. | Trane | TUC1C100A9481**-H | Natural Gas | Induced Draft | True | False | 1 | False | Horizontal |  | None | Condensing | Single-Stage |  | 0.5 | Standard |  | 100000 | 94000 |  |  | 101000 | 943 | 91.3 | 78 | [8 empty] | Federally-Regulated Consumer Product | 05/10/2017 |  | 08/15/2017
Trane U.S. Inc. | Trane | TUC1D100A9601**-H | LPG | Induced Draft | True | False | 1 | False | Horizontal |  | None | Condensing | Single-Stage |  | 0.75 | Standard |  | 100000 | 93000 |  |  | 83700 | 900 | 91.3 | 78 | [8 empty] | Federally-Regulated Consumer Product | 05/10/2017 |  | 08/15/2017
Trane U.S. Inc. | Trane | TUC1D100A9601**-H | Natural Gas | Induced Draft | True | False | 1 | False | Horizontal |  | None | Condensing | Single-Stage |  | 0.75 | Standard |  | 100000 | 93000 |  |  | 83700 | 900 | 91.3 | 78 | [8 empty] | Federally-Regulated Consumer Product | 05/10/2017 |  | 08/15/2017
Trane U.S. Inc. | Trane | TUC1D120A9601**-H | LPG | Induced Draft | True | False | 1 | False | Horizontal |  | None | Condensing | Single-Stage |  | 0.75 | Standard |  | 120000 | 113000 |  |  | 117200 | 1246 | 91.3 | 78 | [8 empty] | Federally-Regulated Consumer Product | 05/10/2017 |  | 08/15/2017
Trane U.S. Inc. | Trane | TUC1D120A9601**-H | Natural Gas | Induced Draft | True | False | 1 | False | Horizontal |  | None | Condensing | Single-Stage |  | 0.75 | Standard |  | 120000 | 113000 |  |  | 117200 | 1246 | 91.3 | 78 | [8 empty] | Federally-Regulated Consumer Product | 05/10/2017 |  | 08/15/2017
Trane U.S. Inc. | Trane | TUH1C100A9H41** | LPG | Induced Draft | True | False | 1 | False | Up |  | None | Condensing | Single-Stage |  | 0.75 | Standard |  | 97000 | 92000 |  |  | 98800 | 646 | 95 | 78 | [8 empty] | Federally-Regulated Consumer Product | 05/10/2017 |  | 08/15/2017
Trane U.S. Inc. | Trane | TUH1C100A9H41** | Natural Gas | Induced Draft | True | False | 1 | False | Up |  | None | Condensing | Single-Stage |  | 0.75 | Standard |  | 97000 | 92000 |  |  | 98800 | 646 | 95 | 78 | [8 empty] | Federally-Regulated Consumer Product | 05/10/2017 |  | 08/15/2017
Trane U.S. Inc. | Trane | TUH1D120A9H51** | LPG | Induced Draft | True | False | 1 | False | Up |  | None | Condensing | Single-Stage |  | 1 | Standard |  | 110000 | 105000 |  |  | 98400 | 578 | 95 | 78 | [8 empty] | Federally-Regulated Consumer Product | 05/10/2017 |  | 08/15/2017
Trane U.S. Inc. | Trane | TUH1D120A9H51** | Natural Gas | Induced Draft | True | False | 1 | False | Up |  | None | Condensing | Single-Stage |  | 1 | Standard |  | 110000 | 105000 |  |  | 98400 | 578 | 95 | 78 | [8 empty] | Federally-Regulated Consumer Product | 05/10/2017 |  | 08/15/2017
Trane U.S. Inc. | Trane | TUH1B040A9H21** | LPG | Induced Draft | True | False | 1 | False | Up |  | None | Condensing | Single-Stage |  | 0.5 | Standard |  | 40000 | 38000 |  |  | 32800 | 210 | 95 | 78 | [8 empty] | Federally-Regulated Consumer Product | 05/10/2017 |  | 08/15/2017
Trane U.S. Inc. | Trane | TUH1B040A9H21** | Natural Gas | Induced Draft | True | False | 1 | False | Up |  | None | Condensing | Single-Stage |  | 0.5 | Standard |  | 40000 | 38000 |  |  | 32800 | 210 | 95 | 78 | [8 empty] | Federally-Regulated Consumer Product | 05/10/2017 |  | 08/15/2017
Trane U.S. Inc. | Trane | TUH1B060A9H31** | LPG | Induced Draft | True | False | 1 | False | Up |  | None | Condensing | Single-Stage |  | 0.5 | Standard |  | 60000 | 57000 |  |  | 49200 | 374 | 95 | 78 | [8 empty] | Federally-Regulated Consumer Product | 05/10/2017 |  | 08/15/2017
Trane U.S. Inc. | Trane | TUH1B060A9H31** | Natural Gas | Induced Draft | True | False | 1 | False | Up |  | None | Condensing | Single-Stage |  | 0.5 | Standard |  | 60000 | 57000 |  |  | 49200 | 374 | 95 | 78 | [8 empty] | Federally-Regulated Consumer Product | 05/10/2017 |  | 08/15/2017
Trane U.S. Inc. | Trane | TUH1B080A9H31** | LPG | Induced Draft | True | False | 1 | False | Up |  | None | Condensing | Single-Stage |  | 0.5 | Standard |  | 77000 | 73000 |  |  | 65000 | 636 | 95 | 78 | [8 empty] | Federally-Regulated Consumer Product | 05/10/2017 |  | 08/15/2017
Trane U.S. Inc. | Trane | TUH1B080A9H31** | Natural Gas | Induced Draft | True | False | 1 | False | Up |  | None | Condensing | Single-Stage |  | 0.5 | Standard |  | 77000 | 73000 |  |  | 65000 | 636 | 95 | 78 | [8 empty] | Federally-Regulated Consumer Product | 05/10/2017 |  | 08/15/2017
Trane U.S. Inc. | Trane | TUH2B060A936VA* | LPG | Induced Draft | True | False | 1 | False | Up |  | None | Condensing | Two-Stage Modulating |  | 0.33 | Standard |  | 60000 | 58000 |  |  | 54700 | 477 | 96 | 78 | [8 empty] | Federally-Regulated Consumer Product | 05/10/2017 |  | 08/15/2017
Trane U.S. Inc. | Trane | TUH2B060A936VA* | Natural Gas | Induced Draft | True | False | 1 | False | Up |  | None | Condensing | Two-Stage Modulating |  | 0.33 | Standard |  | 60000 | 58000 |  |  | 54700 | 477 | 96 | 78 | [8 empty] | Federally-Regulated Consumer Product | 05/10/2017 |  | 08/15/2017
Trane U.S. Inc. | Trane | TUH2B080A942VA* | LPG | Induced Draft | True | False | 1 | False | Up |  | None | Condensing | Two-Stage Modulating |  | 0.5 | Standard |  | 80000 | 77000 |  |  | 77300 | 832 | 96 | 78 | [8 empty] | Federally-Regulated Consumer Product | 05/10/2017 |  | 08/15/2017
Trane U.S. Inc. | Trane | TUH2B080A942VA* | Natural Gas | Induced Draft | True | False | 1 | False | Up |  | None | Condensing | Two-Stage Modulating |  | 0.5 | Standard |  | 80000 | 77000 |  |  | 77300 | 832 | 96 | 78 | [8 empty] | Federally-Regulated Consumer Product | 05/10/2017 |  | 08/15/2017
Trane U.S. Inc. | Trane | TUH2C100A948VA* | LPG | Induced Draft | True | False | 1 | False | Up |  | None | Condensing | Two-Stage Modulating |  | 0.5 | Standard |  | 100000 | 96000 |  |  | 93700 | 948 | 96 | 78 | [8 empty] | Federally-Regulated Consumer Product | 05/10/2017 |  | 08/15/2017
Trane U.S. Inc. | Trane | TUH2C100A948VA* | Natural Gas | Induced Draft | True | False | 1 | False | Up |  | None | Condensing | Two-Stage Modulating |  | 0.5 | Standard |  | 100000 | 96000 |  |  | 93700 | 948 | 96 | 78 | [8 empty] | Federally-Regulated Consumer Product | 05/10/2017 |  | 08/15/2017
Trane U.S. Inc. | Trane | TUH2D120A960V** | LPG | Induced Draft | True | False | 1 | False | Up |  | None | Condensing | Two-Stage Modulating |  | 0.75 | Standard |  | 120000 | 115000 |  |  | 108700 | 1224 | 96 | 78 | [8 empty] | Federally-Regulated Consumer Product | 05/10/2017 |  | 08/15/2017
Trane U.S. Inc. | Trane | TUH2D120A960V** | Natural Gas | Induced Draft | True | False | 1 | False | Up |  | None | Condensing | Two-Stage Modulating |  | 0.75 | Standard |  | 120000 | 115000 |  |  | 108700 | 1224 | 96 | 78 | [8 empty] | Federally-Regulated Consumer Product | 05/10/2017 |  | 08/15/2017
Trane U.S. Inc. | Trane | TUH1B040A9241C* | LPG | Induced Draft | True | False | 1 | False | Up |  | None | Condensing | Single-Stage |  | 0.2 | Standard |  | 40000 | 38000 |  |  | 34100 | 321 | 95 | 78 | [8 empty] | Federally-Regulated Consumer Product | 05/10/2017 |  | 08/15/2017
Trane U.S. Inc. | Trane | TUH1B040A9241C* | Natural Gas | Induced Draft | True | False | 1 | False | Up |  | None | Condensing | Single-Stage |  | 0.2 | Standard |  | 40000 | 38000 |  |  | 34100 | 321 | 95 | 78 | [8 empty] | Federally-Regulated Consumer Product | 05/10/2017 |  | 08/15/2017
Trane U.S. Inc. | Trane | TUH1C100A9481C* | LPG | Induced Draft | True | False | 1 | False | Up |  | None | Condensing | Single-Stage |  | 0.5 | Standard |  | 97000 | 92000 |  |  | 97600 | 826 | 95 | 78 | [8 empty] | Federally-Regulated Consumer Product | 05/10/2017 |  | 08/15/2017
Trane U.S. Inc. | Trane | TUH1C100A9481C* | Natural Gas | Induced Draft | True | False | 1 | False | Up |  | None | Condensing | Single-Stage |  | 0.5 | Standard |  | 97000 | 92000 |  |  | 97600 | 826 | 95 | 78 | [8 empty] | Federally-Regulated Consumer Product | 05/10/2017 |  | 08/15/2017
Trane U.S. Inc. | Trane | TUH1B060A9361C* | LPG | Induced Draft | True | False | 1 | False | Up |  | None | Condensing | Single-Stage |  | 0.33 | Standard |  | 60000 | 57000 |  |  | 48300 | 600 | 95 | 78 | [8 empty] | Federally-Regulated Consumer Product | 05/10/2017 |  | 08/15/2017
Trane U.S. Inc. | Trane | TUH1B060A9361C* | Natural Gas | Induced Draft | True | False | 1 | False | Up |  | None | Condensing | Single-Stage |  | 0.33 | Standard |  | 60000 | 57000 |  |  | 48300 | 600 | 95 | 78 | [8 empty] | Federally-Regulated Consumer Product | 05/10/2017 |  | 08/15/2017
Trane U.S. Inc. | Trane | TUH1D120A9601C* | LPG | Induced Draft | True | False | 1 | False | Up |  | None | Condensing | Single-Stage |  | 0.75 | Standard |  | 110000 | 105000 |  |  | 96000 | 1346 | 95 | 78 | [8 empty] | Federally-Regulated Consumer Product | 05/10/2017 |  | 08/15/2017
Trane U.S. Inc. | Trane | TUH1D120A9601C* | Natural Gas | Induced Draft | True | False | 1 | False | Up |  | None | Condensing | Single-Stage |  | 0.75 | Standard |  | 110000 | 105000 |  |  | 96000 | 1346 | 95 | 78 | [8 empty] | Federally-Regulated Consumer Product | 05/10/2017 |  | 08/15/2017
Trane U.S. Inc. | Trane | TUH1D100A9601C* | LPG | Induced Draft | True | False | 1 | False | Up |  | None | Condensing | Single-Stage |  | 0.75 | Standard |  | 97000 | 92000 |  |  | 80400 | 1014 | 95 | 78 | [8 empty] | Federally-Regulated Consumer Product | 05/10/2017 |  | 08/15/2017
Trane U.S. Inc. | Trane | TUH1D100A9601C* | Natural Gas | Induced Draft | True | False | 1 | False | Up |  | None | Condensing | Single-Stage |  | 0.75 | Standard |  | 97000 | 92000 |  |  | 80400 | 1014 | 95 | 78 | [8 empty] | Federally-Regulated Consumer Product | 05/10/2017 |  | 08/15/2017
Trane U.S. Inc. | Trane | TUH1C080A9601C* | LPG | Induced Draft | True | False | 1 | False | Up |  | None | Condensing | Single-Stage |  | 0.75 | Standard |  | 80000 | 76000 |  |  | 79700 | 1037 | 95 | 78 | [8 empty] | Federally-Regulated Consumer Product | 05/10/2017 |  | 08/15/2017
Trane U.S. Inc. | Trane | TUH1C080A9601C* | Natural Gas | Induced Draft | True | False | 1 | False | Up |  | None | Condensing | Single-Stage |  | 0.75 | Standard |  | 80000 | 76000 |  |  | 79700 | 1037 | 95 | 78 | [8 empty] | Federally-Regulated Consumer Product | 05/10/2017 |  | 08/15/2017
Trane U.S. Inc. | Trane | TUH1B080A9421C* | LPG | Induced Draft | True | False | 1 | False | Up |  | None | Condensing | Single-Stage |  | 0.5 | Standard |  | 77000 | 73000 |  |  | 64600 | 772 | 95 | 78 | [8 empty] | Federally-Regulated Consumer Product | 05/10/2017 |  | 08/15/2017
Trane U.S. Inc. | Trane | TUH1B080A9421C* | Natural Gas | Induced Draft | True | False | 1 | False | Up |  | None | Condensing | Single-Stage |  | 0.5 | Standard |  | 77000 | 73000 |  |  | 64600 | 772 | 95 | 78 | [8 empty] | Federally-Regulated Consumer Product | 05/10/2017 |  | 08/15/2017
Trane U.S. Inc. | Trane | 4YCZ6024A106** | LPG | Induced Draft | True | True | 1 | False | Down |  | None | Non-Condensing | Two-Stage Modulating |  | 0.5 | Standard |  | 60000 | 49000 |  |  | 58000 | 156 | 81 | 78 | [8 empty] | Federally-Regulated Consumer Product | 07/27/2017 |  | 08/15/2017
Trane U.S. Inc. | Trane | 4YCZ6024A106** | LPG | Induced Draft | True | True | 1 | False | Horizontal |  | None | Non-Condensing | Two-Stage Modulating |  | 0.5 | Standard |  | 60000 | 49000 |  |  | 58000 | 156 | 81 | 78 | [8 empty] | Federally-Regulated Consumer Product | 07/27/2017 |  | 08/15/2017
Trane U.S. Inc. | Trane | 4YCZ6024A106** | Natural Gas | Induced Draft | True | True | 1 | False | Down |  | None | Non-Condensing | Two-Stage Modulating |  | 0.5 | Standard |  | 60000 | 49000 |  |  | 58000 | 156 | 81 | 78 | [8 empty] | Federally-Regulated Consumer Product | 07/27/2017 |  | 08/15/2017
Trane U.S. Inc. | Trane | 4YCZ6024A106** | Natural Gas | Induced Draft | True | True | 1 | False | Horizontal |  | None | Non-Condensing | Two-Stage Modulating |  | 0.5 | Standard |  | 60000 | 49000 |  |  | 58000 | 156 | 81 | 78 | [8 empty] | Federally-Regulated Consumer Product | 07/27/2017 |  | 08/15/2017
Trane U.S. Inc. | AMERICAN STANDARD | YHC060*1*(M,Y)B | LPG | Induced Draft | True | True | 1 | False | Down |  | None | Non-Condensing | Single-Stage |  | 1 | Standard |  | 80000 | 65000 |  |  | 82000 | 678 | 81 | 78 | [8 empty] | Federally-Regulated Consumer Product | 09/30/2015 |  | 08/15/2017
Trane U.S. Inc. | AMERICAN STANDARD | YHC060*1*(M,Y)B | LPG | Induced Draft | True | True | 1 | False | Horizontal |  | None | Non-Condensing | Single-Stage |  | 1 | Standard |  | 80000 | 65000 |  |  | 82000 | 678 | 81 | 78 | [8 empty] | Federally-Regulated Consumer Product | 09/30/2015 |  | 08/15/2017
Trane U.S. Inc. | AMERICAN STANDARD | 4YCY4024C1060** | LPG | Induced Draft | True | True | 1 | False | Down |  | None | Non-Condensing | Two-Stage Modulating |  | 0.5 | Standard |  | 60000 | 49000 |  |  | 58000 | 156 | 81 | 78 | [8 empty] | Federally-Regulated Consumer Product | 09/30/2015 |  | 08/15/2017
Trane U.S. Inc. | AMERICAN STANDARD | 4YCY4024C1060** | LPG | Induced Draft | True | True | 1 | False | Horizontal |  | None | Non-Condensing | Two-Stage Modulating |  | 0.5 | Standard |  | 60000 | 49000 |  |  | 58000 | 156 | 81 | 78 | [8 empty] | Federally-Regulated Consumer Product | 09/30/2015 |  | 08/15/2017
Trane U.S. Inc. | AMERICAN STANDARD | 4YCY4024C1060** | Natural Gas | Induced Draft | True | True | 1 | False | Down |  | None | Non-Condensing | Two-Stage Modulating |  | 0.5 | Standard |  | 60000 | 49000 |  |  | 58000 | 156 | 81 | 78 | [8 empty] | Federally-Regulated Consumer Product | 09/30/2015 |  | 08/15/2017
Trane U.S. Inc. | AMERICAN STANDARD | 4YCY4024C1060** | Natural Gas | Induced Draft | True | True | 1 | False | Horizontal |  | None | Non-Condensing | Two-Stage Modulating |  | 0.5 | Standard |  | 60000 | 49000 |  |  | 58000 | 156 | 81 | 78 | [8 empty] | Federally-Regulated Consumer Product | 09/30/2015 |  | 08/15/2017
Trane U.S. Inc. | AMERICAN STANDARD | 4YCY4030C1070** | LPG | Induced Draft | True | True | 1 | False | Down |  | None | Non-Condensing | Two-Stage Modulating |  | 0.5 | Standard |  | 70000 | 57000 |  |  | 57000 | 163 | 81 | 78 | [8 empty] | Federally-Regulated Consumer Product | 09/30/2015 |  | 08/15/2017
Trane U.S. Inc. | AMERICAN STANDARD | 4YCY4030C1070** | LPG | Induced Draft | True | True | 1 | False | Horizontal |  | None | Non-Condensing | Two-Stage Modulating |  | 0.5 | Standard |  | 70000 | 57000 |  |  | 57000 | 163 | 81 | 78 | [8 empty] | Federally-Regulated Consumer Product | 09/30/2015 |  | 08/15/2017
Trane U.S. Inc. | AMERICAN STANDARD | 4YCY4030C1070** | Natural Gas | Induced Draft | True | True | 1 | False | Down |  | None | Non-Condensing | Two-Stage Modulating |  | 0.5 | Standard |  | 70000 | 57000 |  |  | 57000 | 163 | 81 | 78 | [8 empty] | Federally-Regulated Consumer Product | 09/30/2015 |  | 08/15/2017
Trane U.S. Inc. | AMERICAN STANDARD | 4YCY4030C1070** | Natural Gas | Induced Draft | True | True | 1 | False | Horizontal |  | None | Non-Condensing | Two-Stage Modulating |  | 0.5 | Standard |  | 70000 | 57000 |  |  | 57000 | 163 | 81 | 78 | [8 empty] | Federally-Regulated Consumer Product | 09/30/2015 |  | 08/15/2017
Trane U.S. Inc. | AMERICAN STANDARD | 4YCY4036C1090** | LPG | Induced Draft | True | True | 1 | False | Down |  | None | Non-Condensing | Two-Stage Modulating |  | 0.5 | Standard |  | 90000 | 73000 |  |  | 77000 | 188 | 81 | 78 | [8 empty] | Federally-Regulated Consumer Product | 09/30/2015 |  | 08/15/2017
Trane U.S. Inc. | AMERICAN STANDARD | 4YCY4036C1090** | LPG | Induced Draft | True | True | 1 | False | Horizontal |  | None | Non-Condensing | Two-Stage Modulating |  | 0.5 | Standard |  | 90000 | 73000 |  |  | 77000 | 188 | 81 | 78 | [8 empty] | Federally-Regulated Consumer Product | 09/30/2015 |  | 08/15/2017
Trane U.S. Inc. | AMERICAN STANDARD | 4YCY4036C1090** | Natural Gas | Induced Draft | True | True | 1 | False | Down |  | None | Non-Condensing | Two-Stage Modulating |  | 0.5 | Standard |  | 90000 | 73000 |  |  | 77000 | 188 | 81 | 78 | [8 empty] | Federally-Regulated Consumer Product | 09/30/2015 |  | 08/15/2017
Trane U.S. Inc. | AMERICAN STANDARD | 4YCY4036C1090** | Natural Gas | Induced Draft | True | True | 1 | False | Horizontal |  | None | Non-Condensing | Two-Stage Modulating |  | 0.5 | Standard |  | 90000 | 73000 |  |  | 77000 | 188 | 81 | 78 | [8 empty] | Federally-Regulated Consumer Product | 09/30/2015 |  | 08/15/2017
Trane U.S. Inc. | AMERICAN STANDARD | 4YCY4042C1090** | LPG | Induced Draft | True | True | 1 | False | Down |  | None | Non-Condensing | Two-Stage Modulating |  | 0.75 | Standard |  | 90000 | 73000 |  |  | 76000 | 243 | 81 | 78 | [8 empty] | Federally-Regulated Consumer Product | 09/30/2015 |  | 08/15/2017
Trane U.S. Inc. | AMERICAN STANDARD | 4YCY4042C1090** | LPG | Induced Draft | True | True | 1 | False | Horizontal |  | None | Non-Condensing | Two-Stage Modulating |  | 0.75 | Standard |  | 90000 | 73000 |  |  | 76000 | 243 | 81 | 78 | [8 empty] | Federally-Regulated Consumer Product | 09/30/2015 |  | 08/15/2017
Trane U.S. Inc. | AMERICAN STANDARD | 4YCY4042C1090** | Natural Gas | Induced Draft | True | True | 1 | False | Down |  | None | Non-Condensing | Two-Stage Modulating |  | 0.75 | Standard |  | 90000 | 73000 |  |  | 76000 | 243 | 81 | 78 | [8 empty] | Federally-Regulated Consumer Product | 09/30/2015 |  | 08/15/2017
Trane U.S. Inc. | AMERICAN STANDARD | 4YCY4042C1090** | Natural Gas | Induced Draft | True | True | 1 | False | Horizontal |  | None | Non-Condensing | Two-Stage Modulating |  | 0.75 | Standard |  | 90000 | 73000 |  |  | 76000 | 243 | 81 | 78 | [8 empty] | Federally-Regulated Consumer Product | 09/30/2015 |  | 08/15/2017
Trane U.S. Inc. | AMERICAN STANDARD | 4YCY4048C1090** | LPG | Induced Draft | True | True | 1 | False | Down |  | None | Non-Condensing | Two-Stage Modulating |  | 0.75 | Standard |  | 90000 | 73000 |  |  | 76000 | 243 | 81 | 78 | [8 empty] | Federally-Regulated Consumer Product | 09/30/2015 |  | 08/15/2017
Trane U.S. Inc. | AMERICAN STANDARD | 4YCY4048C1090** | LPG | Induced Draft | True | True | 1 | False | Horizontal |  | None | Non-Condensing | Two-Stage Modulating |  | 0.75 | Standard |  | 90000 | 73000 |  |  | 76000 | 243 | 81 | 78 | [8 empty] | Federally-Regulated Consumer Product | 09/30/2015 |  | 08/15/2017
Trane U.S. Inc. | AMERICAN STANDARD | 4YCY4048C1090** | Natural Gas | Induced Draft | True | True | 1 | False | Down |  | None | Non-Condensing | Two-Stage Modulating |  | 0.75 | Standard |  | 90000 | 73000 |  |  | 76000 | 243 | 81 | 78 | [8 empty] | Federally-Regulated Consumer Product | 09/30/2015 |  | 08/15/2017
Trane U.S. Inc. | AMERICAN STANDARD | 4YCY4048C1090** | Natural Gas | Induced Draft | True | True | 1 | False | Horizontal |  | None | Non-Condensing | Two-Stage Modulating |  | 0.75 | Standard |  | 90000 | 73000 |  |  | 76000 | 243 | 81 | 78 | [8 empty] | Federally-Regulated Consumer Product | 09/30/2015 |  | 08/15/2017
Trane U.S. Inc. | AMERICAN STANDARD | 4YCY4036C1070** | LPG | Induced Draft | True | True | 1 | False | Down |  | None | Non-Condensing | Two-Stage Modulating |  | 0.5 | Standard |  | 70000 | 57000 |  |  | 57000 | 163 | 81 | 78 | [8 empty] | Federally-Regulated Consumer Product | 09/30/2015 |  | 08/15/2017
Trane U.S. Inc. | AMERICAN STANDARD | 4YCY4036C1070** | LPG | Induced Draft | True | True | 1 | False | Horizontal |  | None | Non-Condensing | Two-Stage Modulating |  | 0.5 | Standard |  | 70000 | 57000 |  |  | 57000 | 163 | 81 | 78 | [8 empty] | Federally-Regulated Consumer Product | 09/30/2015 |  | 08/15/2017
Trane U.S. Inc. | AMERICAN STANDARD | 4YCY4036C1070** | Natural Gas | Induced Draft | True | True | 1 | False | Down |  | None | Non-Condensing | Two-Stage Modulating |  | 0.5 | Standard |  | 70000 | 57000 |  |  | 57000 | 163 | 81 | 78 | [8 empty] | Federally-Regulated Consumer Product | 09/30/2015 |  | 08/15/2017
Trane U.S. Inc. | AMERICAN STANDARD | 4YCY4036C1070** | Natural Gas | Induced Draft | True | True | 1 | False | Horizontal |  | None | Non-Condensing | Two-Stage Modulating |  | 0.5 | Standard |  | 70000 | 57000 |  |  | 57000 | 163 | 81 | 78 | [8 empty] | Federally-Regulated Consumer Product | 09/30/2015 |  | 08/15/2017
Trane U.S. Inc. | AMERICAN STANDARD | 4YCY4060C1115** | LPG | Induced Draft | True | True | 1 | False | Down |  | None | Non-Condensing | Two-Stage Modulating |  | 1 | Standard |  | 115000 | 93000 |  |  | 92000 | 467 | 81 | 78 | [8 empty] | Federally-Regulated Consumer Product | 09/30/2015 |  | 08/15/2017
Trane U.S. Inc. | AMERICAN STANDARD | 4YCY4060C1115** | LPG | Induced Draft | True | True | 1 | False | Horizontal |  | None | Non-Condensing | Two-Stage Modulating |  | 1 | Standard |  | 115000 | 93000 |  |  | 92000 | 467 | 81 | 78 | [8 empty] | Federally-Regulated Consumer Product | 09/30/2015 |  | 08/15/2017
Trane U.S. Inc. | AMERICAN STANDARD | 4YCY4060C1115** | Natural Gas | Induced Draft | True | True | 1 | False | Down |  | None | Non-Condensing | Two-Stage Modulating |  | 1 | Standard |  | 115000 | 93000 |  |  | 92000 | 467 | 81 | 78 | [8 empty] | Federally-Regulated Consumer Product | 09/30/2015 |  | 08/15/2017
Trane U.S. Inc. | AMERICAN STANDARD | 4YCY4060C1115** | Natural Gas | Induced Draft | True | True | 1 | False | Horizontal |  | None | Non-Condensing | Two-Stage Modulating |  | 1 | Standard |  | 115000 | 93000 |  |  | 92000 | 467 | 81 | 78 | [8 empty] | Federally-Regulated Consumer Product | 09/30/2015 |  | 08/15/2017
Trane U.S. Inc. | AMERICAN STANDARD | 4YCZ6036C1070** | LPG | Induced Draft | True | True | 1 | False | Down |  | None | Non-Condensing | Two-Stage Modulating |  | 0.5 | Standard |  | 70000 | 57000 |  |  | 57000 | 163 | 81 | 78 | [8 empty] | Federally-Regulated Consumer Product | 09/30/2015 |  | 08/15/2017
Trane U.S. Inc. | AMERICAN STANDARD | 4YCZ6036C1070** | LPG | Induced Draft | True | True | 1 | False | Horizontal |  | None | Non-Condensing | Two-Stage Modulating |  | 0.5 | Standard |  | 70000 | 57000 |  |  | 57000 | 163 | 81 | 78 | [8 empty] | Federally-Regulated Consumer Product | 09/30/2015 |  | 08/15/2017
Trane U.S. Inc. | AMERICAN STANDARD | 4YCZ6036C1070** | Natural Gas | Induced Draft | True | True | 1 | False | Down |  | None | Non-Condensing | Two-Stage Modulating |  | 0.5 | Standard |  | 70000 | 57000 |  |  | 57000 | 163 | 81 | 78 | [8 empty] | Federally-Regulated Consumer Product | 09/30/2015 |  | 08/15/2017
Trane U.S. Inc. | AMERICAN STANDARD | 4YCZ6036C1070** | Natural Gas | Induced Draft | True | True | 1 | False | Horizontal |  | None | Non-Condensing | Two-Stage Modulating |  | 0.5 | Standard |  | 70000 | 57000 |  |  | 57000 | 163 | 81 | 78 | [8 empty] | Federally-Regulated Consumer Product | 09/30/2015 |  | 08/15/2017
Trane U.S. Inc. | AMERICAN STANDARD | 4DCY4030C1070** | LPG | Induced Draft | True | True | 1 | False | Down |  | None | Non-Condensing | Two-Stage Modulating |  | 0.5 | Standard |  | 70000 | 57000 |  |  | 57000 | 163 | 81 | 78 | [8 empty] | Federally-Regulated Consumer Product | 09/30/2015 |  | 08/15/2017
Trane U.S. Inc. | AMERICAN STANDARD | 4DCY4030C1070** | LPG | Induced Draft | True | True | 1 | False | Horizontal |  | None | Non-Condensing | Two-Stage Modulating |  | 0.5 | Standard |  | 70000 | 57000 |  |  | 57000 | 163 | 81 | 78 | [8 empty] | Federally-Regulated Consumer Product | 09/30/2015 |  | 08/15/2017
Trane U.S. Inc. | AMERICAN STANDARD | 4DCY4030C1070** | Natural Gas | Induced Draft | True | True | 1 | False | Down |  | None | Non-Condensing | Two-Stage Modulating |  | 0.5 | Standard |  | 70000 | 57000 |  |  | 57000 | 163 | 81 | 78 | [8 empty] | Federally-Regulated Consumer Product | 09/30/2015 |  | 08/15/2017
Trane U.S. Inc. | AMERICAN STANDARD | 4DCY4030C1070** | Natural Gas | Induced Draft | True | True | 1 | False | Horizontal |  | None | Non-Condensing | Two-Stage Modulating |  | 0.5 | Standard |  | 70000 | 57000 |  |  | 57000 | 163 | 81 | 78 | [8 empty] | Federally-Regulated Consumer Product | 09/30/2015 |  | 08/15/2017
Trane U.S. Inc. | AMERICAN STANDARD | 4DCY4048C1090** | LPG | Induced Draft | True | True | 1 | False | Down |  | None | Non-Condensing | Two-Stage Modulating |  | 0.75 | Standard |  | 90000 | 73000 |  |  | 76000 | 243 | 81 | 78 | [8 empty] | Federally-Regulated Consumer Product | 09/30/2015 |  | 08/15/2017
Trane U.S. Inc. | AMERICAN STANDARD | 4DCY4048C1090** | LPG | Induced Draft | True | True | 1 | False | Horizontal |  | None | Non-Condensing | Two-Stage Modulating |  | 0.75 | Standard |  | 90000 | 73000 |  |  | 76000 | 243 | 81 | 78 | [8 empty] | Federally-Regulated Consumer Product | 09/30/2015 |  | 08/15/2017
Trane U.S. Inc. | AMERICAN STANDARD | 4DCY4048C1090** | Natural Gas | Induced Draft | True | True | 1 | False | Down |  | None | Non-Condensing | Two-Stage Modulating |  | 0.75 | Standard |  | 90000 | 73000 |  |  | 76000 | 243 | 81 | 78 | [8 empty] | Federally-Regulated Consumer Product | 09/30/2015 |  | 08/15/2017
Trane U.S. Inc. | AMERICAN STANDARD | 4DCY4048C1090** | Natural Gas | Induced Draft | True | True | 1 | False | Horizontal |  | None | Non-Condensing | Two-Stage Modulating |  | 0.75 | Standard |  | 90000 | 73000 |  |  | 76000 | 243 | 81 | 78 | [8 empty] | Federally-Regulated Consumer Product | 09/30/2015 |  | 08/15/2017
Trane U.S. Inc. | AMERICAN STANDARD | 4DCY4060C1115** | LPG | Induced Draft | True | True | 1 | False | Down |  | None | Non-Condensing | Two-Stage Modulating |  | 1 | Standard |  | 115000 | 93000 |  |  | 92000 | 467 | 81 | 78 | [8 empty] | Federally-Regulated Consumer Product | 09/30/2015 |  | 08/15/2017
Trane U.S. Inc. | AMERICAN STANDARD | 4DCY4060C1115** | LPG | Induced Draft | True | True | 1 | False | Horizontal |  | None | Non-Condensing | Two-Stage Modulating |  | 1 | Standard |  | 115000 | 93000 |  |  | 92000 | 467 | 81 | 78 | [8 empty] | Federally-Regulated Consumer Product | 09/30/2015 |  | 08/15/2017
Trane U.S. Inc. | AMERICAN STANDARD | 4DCY4060C1115** | Natural Gas | Induced Draft | True | True | 1 | False | Down |  | None | Non-Condensing | Two-Stage Modulating |  | 1 | Standard |  | 115000 | 93000 |  |  | 92000 | 467 | 81 | 78 | [8 empty] | Federally-Regulated Consumer Product | 09/30/2015 |  | 08/15/2017
Trane U.S. Inc. | AMERICAN STANDARD | 4DCY4060C1115** | Natural Gas | Induced Draft | True | True | 1 | False | Horizontal |  | None | Non-Condensing | Two-Stage Modulating |  | 1 | Standard |  | 115000 | 93000 |  |  | 92000 | 467 | 81 | 78 | [8 empty] | Federally-Regulated Consumer Product | 09/30/2015 |  | 08/15/2017
Trane U.S. Inc. | AMERICAN STANDARD | 4DCZ6036C1070** | LPG | Induced Draft | True | True | 1 | False | Down |  | None | Non-Condensing | Two-Stage Modulating |  | 0.5 | Standard |  | 70000 | 57000 |  |  | 57000 | 163 | 81 | 78 | [8 empty] | Federally-Regulated Consumer Product | 09/30/2015 |  | 08/15/2017
Trane U.S. Inc. | AMERICAN STANDARD | 4DCZ6036C1070** | LPG | Induced Draft | True | True | 1 | False | Horizontal |  | None | Non-Condensing | Two-Stage Modulating |  | 0.5 | Standard |  | 70000 | 57000 |  |  | 57000 | 163 | 81 | 78 | [8 empty] | Federally-Regulated Consumer Product | 09/30/2015 |  | 08/15/2017
Trane U.S. Inc. | AMERICAN STANDARD | 4DCZ6036C1070** | Natural Gas | Induced Draft | True | True | 1 | False | Down |  | None | Non-Condensing | Two-Stage Modulating |  | 0.5 | Standard |  | 70000 | 57000 |  |  | 57000 | 163 | 81 | 78 | [8 empty] | Federally-Regulated Consumer Product | 09/30/2015 |  | 08/15/2017
Trane U.S. Inc. | AMERICAN STANDARD | 4DCZ6036C1070** | Natural Gas | Induced Draft | True | True | 1 | False | Horizontal |  | None | Non-Condensing | Two-Stage Modulating |  | 0.5 | Standard |  | 70000 | 57000 |  |  | 57000 | 163 | 81 | 78 | [8 empty] | Federally-Regulated Consumer Product | 09/30/2015 |  | 08/15/2017
Trane U.S. Inc. | AMERICAN STANDARD | 4DCZ6048C1090** | LPG | Induced Draft | True | True | 1 | False | Down |  | None | Non-Condensing | Two-Stage Modulating |  | 0.75 | Standard |  | 90000 | 73000 |  |  | 76000 | 243 | 81 | 78 | [8 empty] | Federally-Regulated Consumer Product | 09/30/2015 |  | 08/15/2017
Trane U.S. Inc. | AMERICAN STANDARD | 4DCZ6048C1090** | LPG | Induced Draft | True | True | 1 | False | Horizontal |  | None | Non-Condensing | Two-Stage Modulating |  | 0.75 | Standard |  | 90000 | 73000 |  |  | 76000 | 243 | 81 | 78 | [8 empty] | Federally-Regulated Consumer Product | 09/30/2015 |  | 08/15/2017
Trane U.S. Inc. | AMERICAN STANDARD | 4DCZ6048C1090** | Natural Gas | Induced Draft | True | True | 1 | False | Down |  | None | Non-Condensing | Two-Stage Modulating |  | 0.75 | Standard |  | 90000 | 73000 |  |  | 76000 | 243 | 81 | 78 | [8 empty] | Federally-Regulated Consumer Product | 09/30/2015 |  | 08/15/2017
Trane U.S. Inc. | AMERICAN STANDARD | 4DCZ6048C1090** | Natural Gas | Induced Draft | True | True | 1 | False | Horizontal |  | None | Non-Condensing | Two-Stage Modulating |  | 0.75 | Standard |  | 90000 | 73000 |  |  | 76000 | 243 | 81 | 78 | [8 empty] | Federally-Regulated Consumer Product | 09/30/2015 |  | 08/15/2017
Trane U.S. Inc. | AMERICAN STANDARD | 4DCZ6060C1115** | LPG | Induced Draft | True | True | 1 | False | Down |  | None | Non-Condensing | Two-Stage Modulating |  | 1 | Standard |  | 115000 | 93000 |  |  | 92000 | 467 | 81 | 78 | [8 empty] | Federally-Regulated Consumer Product | 09/30/2015 |  | 08/15/2017
Trane U.S. Inc. | AMERICAN STANDARD | 4DCZ6060C1115** | LPG | Induced Draft | True | True | 1 | False | Horizontal |  | None | Non-Condensing | Two-Stage Modulating |  | 1 | Standard |  | 115000 | 93000 |  |  | 92000 | 467 | 81 | 78 | [8 empty] | Federally-Regulated Consumer Product | 09/30/2015 |  | 08/15/2017
Trane U.S. Inc. | AMERICAN STANDARD | 4DCZ6060C1115** | Natural Gas | Induced Draft | True | True | 1 | False | Down |  | None | Non-Condensing | Two-Stage Modulating |  | 1 | Standard |  | 115000 | 93000 |  |  | 92000 | 467 | 81 | 78 | [8 empty] | Federally-Regulated Consumer Product | 09/30/2015 |  | 08/15/2017
Trane U.S. Inc. | AMERICAN STANDARD | 4DCZ6060C1115** | Natural Gas | Induced Draft | True | True | 1 | False | Horizontal |  | None | Non-Condensing | Two-Stage Modulating |  | 1 | Standard |  | 115000 | 93000 |  |  | 92000 | 467 | 81 | 78 | [8 empty] | Federally-Regulated Consumer Product | 09/30/2015 |  | 08/15/2017
Rheem Sales Company, Inc. | DUROGUARD | D95TA0401317MSA | LPG | Induced Draft | True | False | 1 | False | Up |  | None | Condensing | Single-Stage |  | 0.5 | Premium |  | 42000 | 41000 |  |  | 32700 | 247 | 95 | 78 | [8 empty] | Federally-Regulated Consumer Product | 08/17/2016 |  | 08/31/2017
Rheem Sales Company, Inc. | DUROGUARD | D95TA0401317MSA | LPG | Induced Draft | True | False | 1 | False | Down |  | None | Condensing | Single-Stage |  | 0.5 | Premium |  | 42000 | 41000 |  |  | 32700 | 247 | 95 | 78 | [8 empty] | Federally-Regulated Consumer Product | 08/17/2016 |  | 08/31/2017
Rheem Sales Company, Inc. | DUROGUARD | D95TA0401317MSA | LPG | Induced Draft | True | False | 1 | False | Horizontal |  | None | Condensing | Single-Stage |  | 0.5 | Premium |  | 42000 | 41000 |  |  | 32700 | 247 | 95 | 78 | [8 empty] | Federally-Regulated Consumer Product | 08/17/2016 |  | 08/31/2017
Rheem Sales Company, Inc. | DUROGUARD | D95TA0401317MSA | Natural Gas | Induced Draft | True | False | 1 | False | Up |  | None | Condensing | Single-Stage |  | 0.5 | Premium |  | 42000 | 41000 |  |  | 32700 | 247 | 95 | 78 | [8 empty] | Federally-Regulated Consumer Product | 08/17/2016 |  | 08/31/2017
Rheem Sales Company, Inc. | DUROGUARD | D95TA0401317MSA | Natural Gas | Induced Draft | True | False | 1 | False | Down |  | None | Condensing | Single-Stage |  | 0.5 | Premium |  | 42000 | 41000 |  |  | 32700 | 247 | 95 | 78 | [8 empty] | Federally-Regulated Consumer Product | 08/17/2016 |  | 08/31/2017
Rheem Sales Company, Inc. | DUROGUARD | D95TA0401317MSA | Natural Gas | Induced Draft | True | False | 1 | False | Horizontal |  | None | Condensing | Single-Stage |  | 0.5 | Premium |  | 42000 | 41000 |  |  | 32700 | 247 | 95 | 78 | [8 empty] | Federally-Regulated Consumer Product | 08/17/2016 |  | 08/31/2017
Rheem Sales Company, Inc. | DUROGUARD | D95TA0701317MSA | LPG | Induced Draft | True | False | 1 | False | Up |  | None | Condensing | Single-Stage |  | 0.5 | Premium |  | 70000 | 68000 |  |  | 66000 | 470 | 95 | 78 | [8 empty] | Federally-Regulated Consumer Product | 08/17/2016 |  | 08/31/2017
Rheem Sales Company, Inc. | DUROGUARD | D95TA0701317MSA | LPG | Induced Draft | True | False | 1 | False | Down |  | None | Condensing | Single-Stage |  | 0.5 | Premium |  | 70000 | 68000 |  |  | 66000 | 470 | 95 | 78 | [8 empty] | Federally-Regulated Consumer Product | 08/17/2016 |  | 08/31/2017
Rheem Sales Company, Inc. | DUROGUARD | D95TA0701317MSA | LPG | Induced Draft | True | False | 1 | False | Horizontal |  | None | Condensing | Single-Stage |  | 0.5 | Premium |  | 70000 | 68000 |  |  | 66000 | 470 | 95 | 78 | [8 empty] | Federally-Regulated Consumer Product | 08/17/2016 |  | 08/31/2017
Rheem Sales Company, Inc. | DUROGUARD | D95TA0701317MSA | Natural Gas | Induced Draft | True | False | 1 | False | Up |  | None | Condensing | Single-Stage |  | 0.5 | Premium |  | 70000 | 68000 |  |  | 66000 | 470 | 95 | 78 | [8 empty] | Federally-Regulated Consumer Product | 08/17/2016 |  | 08/31/2017
Rheem Sales Company, Inc. | DUROGUARD | D95TA0701317MSA | Natural Gas | Induced Draft | True | False | 1 | False | Down |  | None | Condensing | Single-Stage |  | 0.5 | Premium |  | 70000 | 68000 |  |  | 66000 | 470 | 95 | 78 | [8 empty] | Federally-Regulated Consumer Product | 08/17/2016 |  | 08/31/2017
Rheem Sales Company, Inc. | DUROGUARD | D95TA0701317MSA | Natural Gas | Induced Draft | True | False | 1 | False | Horizontal |  | None | Condensing | Single-Stage |  | 0.5 | Premium |  | 70000 | 68000 |  |  | 66000 | 470 | 95 | 78 | [8 empty] | Federally-Regulated Consumer Product | 08/17/2016 |  | 08/31/2017
Dettson Industries, Inc. | Dettson | C45-M-V | LPG | Induced Draft | True | False | 1 | True | Up |  | None | Condensing | Step Modulating |  | 0.5 | Premium |  | 45000 | 43000 |  |  | 47900 | 231 | 96.5 | 75 | [8 empty] | Federally-Regulated Consumer Product | 08/16/2016 |  | 08/31/2017
Dettson Industries, Inc. | Dettson | C45-M-V | LPG | Induced Draft | True | False | 1 | True | Down |  | None | Condensing | Step Modulating |  | 0.5 | Premium |  | 45000 | 43000 |  |  | 47900 | 231 | 96.5 | 75 | [8 empty] | Federally-Regulated Consumer Product | 08/16/2016 |  | 08/31/2017
Dettson Industries, Inc. | Dettson | C45-M-V | LPG | Induced Draft | True | False | 1 | True | Horizontal |  | None | Condensing | Step Modulating |  | 0.5 | Premium |  | 45000 | 43000 |  |  | 47900 | 231 | 96.5 | 75 | [8 empty] | Federally-Regulated Consumer Product | 08/16/2016 |  | 08/31/2017
Dettson Industries, Inc. | Dettson | C45-M-V | Natural Gas | Induced Draft | True | False | 1 | True | Up |  | None | Condensing | Step Modulating |  | 0.5 | Premium |  | 45000 | 43000 |  |  | 47900 | 231 | 96.5 | 75 | [8 empty] | Federally-Regulated Consumer Product | 08/16/2016 |  | 08/31/2017
Dettson Industries, Inc. | Dettson | C45-M-V | Natural Gas | Induced Draft | True | False | 1 | True | Down |  | None | Condensing | Step Modulating |  | 0.5 | Premium |  | 45000 | 43000 |  |  | 47900 | 231 | 96.5 | 75 | [8 empty] | Federally-Regulated Consumer Product | 08/16/2016 |  | 08/31/2017
Dettson Industries, Inc. | Dettson | C45-M-V | Natural Gas | Induced Draft | True | False | 1 | True | Horizontal |  | None | Condensing | Step Modulating |  | 0.5 | Premium |  | 45000 | 43000 |  |  | 47900 | 231 | 96.5 | 75 | [8 empty] | Federally-Regulated Consumer Product | 08/16/2016 |  | 08/31/2017
Dettson Industries, Inc. | Dettson | C45-M-V* | LPG | Induced Draft | True | False | 1 | False | Up |  | None | Condensing | Step Modulating |  | 0.5 | Premium |  | 45000 | 43000 |  |  | 47900 | 231 | 96.5 | 78 | [8 empty] | Federally-Regulated Consumer Product | 08/16/2016 |  | 08/31/2017
Dettson Industries, Inc. | Dettson | C45-M-V* | LPG | Induced Draft | True | False | 1 | False | Down |  | None | Condensing | Step Modulating |  | 0.5 | Premium |  | 45000 | 43000 |  |  | 47900 | 231 | 96.5 | 78 | [8 empty] | Federally-Regulated Consumer Product | 08/16/2016 |  | 08/31/2017
Dettson Industries, Inc. | Dettson | C45-M-V* | LPG | Induced Draft | True | False | 1 | False | Horizontal |  | None | Condensing | Step Modulating |  | 0.5 | Premium |  | 45000 | 43000 |  |  | 47900 | 231 | 96.5 | 78 | [8 empty] | Federally-Regulated Consumer Product | 08/16/2016 |  | 08/31/2017
Dettson Industries, Inc. | Dettson | C45-M-V* | Natural Gas | Induced Draft | True | False | 1 | False | Up |  | None | Condensing | Step Modulating |  | 0.5 | Premium |  | 45000 | 43000 |  |  | 47900 | 231 | 96.5 | 78 | [8 empty] | Federally-Regulated Consumer Product | 08/16/2016 |  | 08/31/2017
Dettson Industries, Inc. | Dettson | C45-M-V* | Natural Gas | Induced Draft | True | False | 1 | False | Down |  | None | Condensing | Step Modulating |  | 0.5 | Premium |  | 45000 | 43000 |  |  | 47900 | 231 | 96.5 | 78 | [8 empty] | Federally-Regulated Consumer Product | 08/16/2016 |  | 08/31/2017
Dettson Industries, Inc. | Dettson | C45-M-V* | Natural Gas | Induced Draft | True | False | 1 | False | Horizontal |  | None | Condensing | Step Modulating |  | 0.5 | Premium |  | 45000 | 43000 |  |  | 47900 | 231 | 96.5 | 78 | [8 empty] | Federally-Regulated Consumer Product | 08/16/2016 |  | 08/31/2017
Trane U.S. Inc. | AMERISTAR | M951P040BU24A** | LPG | Induced Draft | True | False | 1 | False | Up |  | None | Condensing | Single-Stage |  | 0.2 | Standard |  | 40000 | 38000 |  |  | 34100 | 321 | 95 | 78 | [8 empty] | Federally-Regulated Consumer Product | 05/10/2017 |  | 08/31/2017
Trane U.S. Inc. | AMERISTAR | M951P040BU24A** | LPG | Induced Draft | True | False | 1 | False | Horizontal |  | None | Condensing | Single-Stage |  | 0.2 | Standard |  | 40000 | 38000 |  |  | 34100 | 321 | 95 | 78 | [8 empty] | Federally-Regulated Consumer Product | 05/10/2017 |  | 08/31/2017
Trane U.S. Inc. | AMERISTAR | M951P040BU24A** | Natural Gas | Induced Draft | True | False | 1 | False | Up |  | None | Condensing | Single-Stage |  | 0.2 | Standard |  | 40000 | 38000 |  |  | 34100 | 321 | 95 | 78 | [8 empty] | Federally-Regulated Consumer Product | 05/10/2017 |  | 08/31/2017
Trane U.S. Inc. | AMERISTAR | M951P040BU24A** | Natural Gas | Induced Draft | True | False | 1 | False | Horizontal |  | None | Condensing | Single-Stage |  | 0.2 | Standard |  | 40000 | 38000 |  |  | 34100 | 321 | 95 | 78 | [8 empty] | Federally-Regulated Consumer Product | 05/10/2017 |  | 08/31/2017
Trane U.S. Inc. | AMERISTAR | M951P060BU36A** | LPG | Induced Draft | True | False | 1 | False | Up |  | None | Condensing | Single-Stage |  | 0.33 | Standard |  | 60000 | 57000 |  |  | 48300 | 600 | 95 | 78 | [8 empty] | Federally-Regulated Consumer Product | 05/10/2017 |  | 08/31/2017
Trane U.S. Inc. | AMERISTAR | M951P060BU36A** | LPG | Induced Draft | True | False | 1 | False | Horizontal |  | None | Condensing | Single-Stage |  | 0.33 | Standard |  | 60000 | 57000 |  |  | 48300 | 600 | 95 | 78 | [8 empty] | Federally-Regulated Consumer Product | 05/10/2017 |  | 08/31/2017
Trane U.S. Inc. | AMERISTAR | M951P060BU36A** | Natural Gas | Induced Draft | True | False | 1 | False | Up |  | None | Condensing | Single-Stage |  | 0.33 | Standard |  | 60000 | 57000 |  |  | 48300 | 600 | 95 | 78 | [8 empty] | Federally-Regulated Consumer Product | 05/10/2017 |  | 08/31/2017
Trane U.S. Inc. | AMERISTAR | M951P060BU36A** | Natural Gas | Induced Draft | True | False | 1 | False | Horizontal |  | None | Condensing | Single-Stage |  | 0.33 | Standard |  | 60000 | 57000 |  |  | 48300 | 600 | 95 | 78 | [8 empty] | Federally-Regulated Consumer Product | 05/10/2017 |  | 08/31/2017
Trane U.S. Inc. | AMERISTAR | M951P080BU42A** | LPG | Induced Draft | True | False | 1 | False | Up |  | None | Condensing | Single-Stage |  | 0.5 | Standard |  | 77000 | 73000 |  |  | 64600 | 772 | 95 | 78 | [8 empty] | Federally-Regulated Consumer Product | 05/10/2017 |  | 08/31/2017
Trane U.S. Inc. | AMERISTAR | M951P080BU42A** | LPG | Induced Draft | True | False | 1 | False | Horizontal |  | None | Condensing | Single-Stage |  | 0.5 | Standard |  | 77000 | 73000 |  |  | 64600 | 772 | 95 | 78 | [8 empty] | Federally-Regulated Consumer Product | 05/10/2017 |  | 08/31/2017
Trane U.S. Inc. | AMERISTAR | M951P080BU42A** | Natural Gas | Induced Draft | True | False | 1 | False | Up |  | None | Condensing | Single-Stage |  | 0.5 | Standard |  | 77000 | 73000 |  |  | 64600 | 772 | 95 | 78 | [8 empty] | Federally-Regulated Consumer Product | 05/10/2017 |  | 08/31/2017
Trane U.S. Inc. | AMERISTAR | M951P080BU42A** | Natural Gas | Induced Draft | True | False | 1 | False | Horizontal |  | None | Condensing | Single-Stage |  | 0.5 | Standard |  | 77000 | 73000 |  |  | 64600 | 772 | 95 | 78 | [8 empty] | Federally-Regulated Consumer Product | 05/10/2017 |  | 08/31/2017
Trane U.S. Inc. | AMERISTAR | M951P100CU48A** | LPG | Induced Draft | True | False | 1 | False | Up |  | None | Condensing | Single-Stage |  | 0.5 | Standard |  | 97000 | 92000 |  |  | 97600 | 826 | 95 | 78 | [8 empty] | Federally-Regulated Consumer Product | 05/10/2017 |  | 08/31/2017
Trane U.S. Inc. | AMERISTAR | M951P100CU48A** | LPG | Induced Draft | True | False | 1 | False | Horizontal |  | None | Condensing | Single-Stage |  | 0.5 | Standard |  | 97000 | 92000 |  |  | 97600 | 826 | 95 | 78 | [8 empty] | Federally-Regulated Consumer Product | 05/10/2017 |  | 08/31/2017
Trane U.S. Inc. | AMERISTAR | M951P100CU48A** | Natural Gas | Induced Draft | True | False | 1 | False | Up |  | None | Condensing | Single-Stage |  | 0.5 | Standard |  | 97000 | 92000 |  |  | 97600 | 826 | 95 | 78 | [8 empty] | Federally-Regulated Consumer Product | 05/10/2017 |  | 08/31/2017
Trane U.S. Inc. | AMERISTAR | M951P100CU48A** | Natural Gas | Induced Draft | True | False | 1 | False | Horizontal |  | None | Condensing | Single-Stage |  | 0.5 | Standard |  | 97000 | 92000 |  |  | 97600 | 826 | 95 | 78 | [8 empty] | Federally-Regulated Consumer Product | 05/10/2017 |  | 08/31/2017
Trane U.S. Inc. | AMERISTAR | M951P100DU60A** | LPG | Induced Draft | True | False | 1 | False | Up |  | None | Condensing | Single-Stage |  | 0.75 | Standard |  | 97000 | 92000 |  |  | 80400 | 1014 | 95 | 78 | [8 empty] | Federally-Regulated Consumer Product | 05/10/2017 |  | 08/31/2017
Trane U.S. Inc. | AMERISTAR | M951P100DU60A** | LPG | Induced Draft | True | False | 1 | False | Horizontal |  | None | Condensing | Single-Stage |  | 0.75 | Standard |  | 97000 | 92000 |  |  | 80400 | 1014 | 95 | 78 | [8 empty] | Federally-Regulated Consumer Product | 05/10/2017 |  | 08/31/2017
Trane U.S. Inc. | AMERISTAR | M951P100DU60A** | Natural Gas | Induced Draft | True | False | 1 | False | Up |  | None | Condensing | Single-Stage |  | 0.75 | Standard |  | 97000 | 92000 |  |  | 80400 | 1014 | 95 | 78 | [8 empty] | Federally-Regulated Consumer Product | 05/10/2017 |  | 08/31/2017
Trane U.S. Inc. | AMERISTAR | M951P100DU60A** | Natural Gas | Induced Draft | True | False | 1 | False | Horizontal |  | None | Condensing | Single-Stage |  | 0.75 | Standard |  | 97000 | 92000 |  |  | 80400 | 1014 | 95 | 78 | [8 empty] | Federally-Regulated Consumer Product | 05/10/2017 |  | 08/31/2017
Trane U.S. Inc. | AMERISTAR | M951P120DU60A** | LPG | Induced Draft | True | False | 1 | False | Up |  | None | Condensing | Single-Stage |  | 0.75 | Standard |  | 110000 | 105000 |  |  | 96000 | 1346 | 95 | 78 | [8 empty] | Federally-Regulated Consumer Product | 05/10/2017 |  | 08/31/2017
Trane U.S. Inc. | AMERISTAR | M951P120DU60A** | LPG | Induced Draft | True | False | 1 | False | Horizontal |  | None | Condensing | Single-Stage |  | 0.75 | Standard |  | 110000 | 105000 |  |  | 96000 | 1346 | 95 | 78 | [8 empty] | Federally-Regulated Consumer Product | 05/10/2017 |  | 08/31/2017
Trane U.S. Inc. | AMERISTAR | M951P120DU60A** | Natural Gas | Induced Draft | True | False | 1 | False | Up |  | None | Condensing | Single-Stage |  | 0.75 | Standard |  | 110000 | 105000 |  |  | 96000 | 1346 | 95 | 78 | [8 empty] | Federally-Regulated Consumer Product | 05/10/2017 |  | 08/31/2017
Trane U.S. Inc. | AMERISTAR | M951P120DU60A** | Natural Gas | Induced Draft | True | False | 1 | False | Horizontal |  | None | Condensing | Single-Stage |  | 0.75 | Standard |  | 110000 | 105000 |  |  | 96000 | 1346 | 95 | 78 | [8 empty] | Federally-Regulated Consumer Product | 05/10/2017 |  | 08/31/2017
Trane U.S. Inc. | AMERISTAR | M951P040BU24*** | LPG | Induced Draft | True | False | 1 | False | Up |  | None | Condensing | Single-Stage |  | 0.2 | Standard |  | 40000 | 38000 |  |  | 34100 | 321 | 95 | 78 | [8 empty] | Federally-Regulated Consumer Product | 05/10/2017 |  | 08/31/2017
Trane U.S. Inc. | AMERISTAR | M951P040BU24*** | Natural Gas | Induced Draft | True | False | 1 | False | Up |  | None | Condensing | Single-Stage |  | 0.2 | Standard |  | 40000 | 38000 |  |  | 34100 | 321 | 95 | 78 | [8 empty] | Federally-Regulated Consumer Product | 05/10/2017 |  | 08/31/2017
Trane U.S. Inc. | AMERISTAR | M951P060BU36*** | LPG | Induced Draft | True | False | 1 | False | Up |  | None | Condensing | Single-Stage |  | 0.33 | Standard |  | 60000 | 57000 |  |  | 48300 | 600 | 95 | 78 | [8 empty] | Federally-Regulated Consumer Product | 05/10/2017 |  | 08/31/2017
Trane U.S. Inc. | AMERISTAR | M951P060BU36*** | Natural Gas | Induced Draft | True | False | 1 | False | Up |  | None | Condensing | Single-Stage |  | 0.33 | Standard |  | 60000 | 57000 |  |  | 48300 | 600 | 95 | 78 | [8 empty] | Federally-Regulated Consumer Product | 05/10/2017 |  | 08/31/2017
Trane U.S. Inc. | AMERISTAR | M951P080BU42*** | LPG | Induced Draft | True | False | 1 | False | Up |  | None | Condensing | Single-Stage |  | 0.5 | Standard |  | 77000 | 73000 |  |  | 64600 | 772 | 95 | 78 | [8 empty] | Federally-Regulated Consumer Product | 05/10/2017 |  | 08/31/2017
Trane U.S. Inc. | AMERISTAR | M951P080BU42*** | Natural Gas | Induced Draft | True | False | 1 | False | Up |  | None | Condensing | Single-Stage |  | 0.5 | Standard |  | 77000 | 73000 |  |  | 64600 | 772 | 95 | 78 | [8 empty] | Federally-Regulated Consumer Product | 05/10/2017 |  | 08/31/2017
Trane U.S. Inc. | AMERISTAR | M951P100CU48*** | LPG | Induced Draft | True | False | 1 | False | Up |  | None | Condensing | Single-Stage |  | 0.5 | Standard |  | 97000 | 92000 |  |  | 97600 | 826 | 95 | 78 | [8 empty] | Federally-Regulated Consumer Product | 05/10/2017 |  | 08/31/2017
Trane U.S. Inc. | AMERISTAR | M951P100CU48*** | Natural Gas | Induced Draft | True | False | 1 | False | Up |  | None | Condensing | Single-Stage |  | 0.5 | Standard |  | 97000 | 92000 |  |  | 97600 | 826 | 95 | 78 | [8 empty] | Federally-Regulated Consumer Product | 05/10/2017 |  | 08/31/2017
Trane U.S. Inc. | AMERISTAR | M951P100DU60*** | LPG | Induced Draft | True | False | 1 | False | Up |  | None | Condensing | Single-Stage |  | 0.75 | Standard |  | 97000 | 92000 |  |  | 80400 | 1014 | 95 | 78 | [8 empty] | Federally-Regulated Consumer Product | 05/10/2017 |  | 08/31/2017
Trane U.S. Inc. | AMERISTAR | M951P100DU60*** | Natural Gas | Induced Draft | True | False | 1 | False | Up |  | None | Condensing | Single-Stage |  | 0.75 | Standard |  | 97000 | 92000 |  |  | 80400 | 1014 | 95 | 78 | [8 empty] | Federally-Regulated Consumer Product | 05/10/2017 |  | 08/31/2017
Trane U.S. Inc. | AMERISTAR | M951P120DU60*** | LPG | Induced Draft | True | False | 1 | False | Up |  | None | Condensing | Single-Stage |  | 0.75 | Standard |  | 110000 | 105000 |  |  | 96000 | 1346 | 95 | 78 | [8 empty] | Federally-Regulated Consumer Product | 05/10/2017 |  | 08/31/2017
Trane U.S. Inc. | AMERISTAR | M951P120DU60*** | Natural Gas | Induced Draft | True | False | 1 | False | Up |  | None | Condensing | Single-Stage |  | 0.75 | Standard |  | 110000 | 105000 |  |  | 96000 | 1346 | 95 | 78 | [8 empty] | Federally-Regulated Consumer Product | 05/10/2017 |  | 08/31/2017
Trane U.S. Inc. | AMERISTAR | M951P040BU24***-H | LPG | Induced Draft | True | False | 1 | False | Horizontal |  | None | Condensing | Single-Stage |  | 0.2 | Standard |  | 40000 | 38000 |  |  | 34100 | 321 | 94.2 | 78 | [8 empty] | Federally-Regulated Consumer Product | 05/10/2017 |  | 08/31/2017
Trane U.S. Inc. | AMERISTAR | M951P040BU24***-H | Natural Gas | Induced Draft | True | False | 1 | False | Horizontal |  | None | Condensing | Single-Stage |  | 0.2 | Standard |  | 40000 | 38000 |  |  | 34100 | 321 | 94.2 | 78 | [8 empty] | Federally-Regulated Consumer Product | 05/10/2017 |  | 08/31/2017
Trane U.S. Inc. | AMERISTAR | M951P060BU36***-H | LPG | Induced Draft | True | False | 1 | False | Horizontal |  | None | Condensing | Single-Stage |  | 0.33 | Standard |  | 60000 | 57000 |  |  | 48300 | 600 | 94.2 | 78 | [8 empty] | Federally-Regulated Consumer Product | 05/10/2017 |  | 08/31/2017
Trane U.S. Inc. | AMERISTAR | M951P060BU36***-H | Natural Gas | Induced Draft | True | False | 1 | False | Horizontal |  | None | Condensing | Single-Stage |  | 0.33 | Standard |  | 60000 | 57000 |  |  | 48300 | 600 | 94.2 | 78 | [8 empty] | Federally-Regulated Consumer Product | 05/10/2017 |  | 08/31/2017
Trane U.S. Inc. | AMERISTAR | M951P080BU42***-H | LPG | Induced Draft | True | False | 1 | False | Horizontal |  | None | Condensing | Single-Stage |  | 0.5 | Standard |  | 77000 | 73000 |  |  | 64600 | 772 | 94.2 | 78 | [8 empty] | Federally-Regulated Consumer Product | 05/10/2017 |  | 08/31/2017
Trane U.S. Inc. | AMERISTAR | M951P080BU42***-H | Natural Gas | Induced Draft | True | False | 1 | False | Horizontal |  | None | Condensing | Single-Stage |  | 0.5 | Standard |  | 77000 | 73000 |  |  | 64600 | 772 | 94.2 | 78 | [8 empty] | Federally-Regulated Consumer Product | 05/10/2017 |  | 08/31/2017
Trane U.S. Inc. | AMERISTAR | M951P100CU48***-H | LPG | Induced Draft | True | False | 1 | False | Horizontal |  | None | Condensing | Single-Stage |  | 0.5 | Standard |  | 97000 | 92000 |  |  | 97600 | 826 | 94.2 | 78 | [8 empty] | Federally-Regulated Consumer Product | 05/10/2017 |  | 08/31/2017
Trane U.S. Inc. | AMERISTAR | M951P100CU48***-H | Natural Gas | Induced Draft | True | False | 1 | False | Horizontal |  | None | Condensing | Single-Stage |  | 0.5 | Standard |  | 97000 | 92000 |  |  | 97600 | 826 | 94.2 | 78 | [8 empty] | Federally-Regulated Consumer Product | 05/10/2017 |  | 08/31/2017
Trane U.S. Inc. | AMERISTAR | M951P100DU60***-H | LPG | Induced Draft | True | False | 1 | False | Horizontal |  | None | Condensing | Single-Stage |  | 0.75 | Standard |  | 97000 | 92000 |  |  | 80400 | 1014 | 94.2 | 78 | [8 empty] | Federally-Regulated Consumer Product | 05/10/2017 |  | 08/31/2017
Trane U.S. Inc. | AMERISTAR | M951P100DU60***-H | Natural Gas | Induced Draft | True | False | 1 | False | Horizontal |  | None | Condensing | Single-Stage |  | 0.75 | Standard |  | 97000 | 92000 |  |  | 80400 | 1014 | 94.2 | 78 | [8 empty] | Federally-Regulated Consumer Product | 05/10/2017 |  | 08/31/2017
Trane U.S. Inc. | AMERISTAR | M951P120DU60***-H | LPG | Induced Draft | True | False | 1 | False | Horizontal |  | None | Condensing | Single-Stage |  | 0.75 | Standard |  | 110000 | 105000 |  |  | 96000 | 1346 | 94.2 | 78 | [8 empty] | Federally-Regulated Consumer Product | 05/10/2017 |  | 08/31/2017
Trane U.S. Inc. | AMERISTAR | M951P120DU60***-H | Natural Gas | Induced Draft | True | False | 1 | False | Horizontal |  | None | Condensing | Single-Stage |  | 0.75 | Standard |  | 110000 | 105000 |  |  | 96000 | 1346 | 94.2 | 78 | [8 empty] | Federally-Regulated Consumer Product | 05/10/2017 |  | 08/31/2017
Lennox Industries Inc. | Lennox | LGH060**EY*P | LPG | Induced Draft | True | True | 1 | False | Down |  | None | Non-Condensing | Single-Stage |  | 1 | Premium |  | 108000 | 87000 |  |  | 96500 | 658 | 81 | 78 | [8 empty] | Federally-Regulated Consumer Product | 02/09/2017 |  | 08/31/2017
Lennox Industries Inc. | Lennox | LGH060**EY*P | LPG | Induced Draft | True | True | 1 | False | Horizontal |  | None | Non-Condensing | Single-Stage |  | 1 | Premium |  | 108000 | 87000 |  |  | 96500 | 658 | 81 | 78 | [8 empty] | Federally-Regulated Consumer Product | 02/09/2017 |  | 08/31/2017
Lennox Industries Inc. | Lennox | LGH060**EY*P | Natural Gas | Induced Draft | True | True | 1 | False | Down |  | None | Non-Condensing | Single-Stage |  | 1 | Premium |  | 108000 | 87000 |  |  | 96500 | 658 | 81 | 78 | [8 empty] | Federally-Regulated Consumer Product | 02/09/2017 |  | 08/31/2017
Lennox Industries Inc. | Lennox | LGH060**EY*P | Natural Gas | Induced Draft | True | True | 1 | False | Horizontal |  | None | Non-Condensing | Single-Stage |  | 1 | Premium |  | 108000 | 87000 |  |  | 96500 | 658 | 81 | 78 | [8 empty] | Federally-Regulated Consumer Product | 02/09/2017 |  | 08/31/2017
Lennox Industries Inc. | Lennox | LGH060**EZ*P | LPG | Induced Draft | True | True | 1 | False | Down |  | None | Non-Condensing | Single-Stage |  | 1 | Premium |  | 150000 | 121000 |  |  | 134200 | 1096 | 81 | 78 | [8 empty] | Federally-Regulated Consumer Product | 02/09/2017 |  | 08/31/2017
Lennox Industries Inc. | Lennox | LGH060**EZ*P | LPG | Induced Draft | True | True | 1 | False | Horizontal |  | None | Non-Condensing | Single-Stage |  | 1 | Premium |  | 150000 | 121000 |  |  | 134200 | 1096 | 81 | 78 | [8 empty] | Federally-Regulated Consumer Product | 02/09/2017 |  | 08/31/2017
Lennox Industries Inc. | Lennox | LGH060**EZ*P | Natural Gas | Induced Draft | True | True | 1 | False | Down |  | None | Non-Condensing | Single-Stage |  | 1 | Premium |  | 150000 | 121000 |  |  | 134200 | 1096 | 81 | 78 | [8 empty] | Federally-Regulated Consumer Product | 02/09/2017 |  | 08/31/2017
Lennox Industries Inc. | Lennox | LGH060**EZ*P | Natural Gas | Induced Draft | True | True | 1 | False | Horizontal |  | None | Non-Condensing | Single-Stage |  | 1 | Premium |  | 150000 | 121000 |  |  | 134200 | 1096 | 81 | 78 | [8 empty] | Federally-Regulated Consumer Product | 02/09/2017 |  | 08/31/2017
Lennox Industries Inc. | Lennox | SL280DF090V60C-* | LPG | Induced Draft | True | False | 1 | False | Down |  | None | Non-Condensing | Two-Stage Modulating |  | 1 | Standard |  | 88000 | 70000 |  |  | 77800 | 324 | 80 | 78 | [8 empty] | Federally-Regulated Consumer Product | 02/09/2017 |  | 08/31/2017
Lennox Industries Inc. | Lennox | SL280DF090V60C-* | Natural Gas | Induced Draft | True | False | 1 | False | Down |  | None | Non-Condensing | Two-Stage Modulating |  | 1 | Standard |  | 88000 | 70000 |  |  | 77800 | 324 | 80 | 78 | [8 empty] | Federally-Regulated Consumer Product | 02/09/2017 |  | 08/31/2017
Lennox Industries Inc. | Lennox | SL280UH090V36B-* | LPG | Induced Draft | True | False | 1 | False | Up |  | None | Non-Condensing | Two-Stage Modulating |  | 0.5 | Standard |  | 88000 | 70000 |  |  | 77800 | 284 | 80 | 78 | [8 empty] | Federally-Regulated Consumer Product | 02/09/2017 |  | 08/31/2017
Lennox Industries Inc. | Lennox | SL280UH090V36B-* | LPG | Induced Draft | True | False | 1 | False | Horizontal |  | None | Non-Condensing | Two-Stage Modulating |  | 0.5 | Standard |  | 88000 | 70000 |  |  | 77800 | 284 | 80 | 78 | [8 empty] | Federally-Regulated Consumer Product | 02/09/2017 |  | 08/31/2017
Lennox Industries Inc. | Lennox | SL280UH090V36B-* | Natural Gas | Induced Draft | True | False | 1 | False | Up |  | None | Non-Condensing | Two-Stage Modulating |  | 0.5 | Standard |  | 88000 | 70000 |  |  | 77800 | 284 | 80 | 78 | [8 empty] | Federally-Regulated Consumer Product | 02/09/2017 |  | 08/31/2017
Lennox Industries Inc. | Lennox | SL280UH090V36B-* | Natural Gas | Induced Draft | True | False | 1 | False | Horizontal |  | None | Non-Condensing | Two-Stage Modulating |  | 0.5 | Standard |  | 88000 | 70000 |  |  | 77800 | 284 | 80 | 78 | [8 empty] | Federally-Regulated Consumer Product | 02/09/2017 |  | 08/31/2017
Lennox Industries Inc. | Lennox | SL280UH090V48B-* | LPG | Induced Draft | True | False | 1 | False | Up |  | None | Non-Condensing | Two-Stage Modulating |  | 1 | Standard |  | 88000 | 70000 |  |  | 78000 | 293 | 80 | 78 | [8 empty] | Federally-Regulated Consumer Product | 02/09/2017 |  | 08/31/2017
Lennox Industries Inc. | Lennox | SL280UH090V48B-* | LPG | Induced Draft | True | False | 1 | False | Horizontal |  | None | Non-Condensing | Two-Stage Modulating |  | 1 | Standard |  | 88000 | 70000 |  |  | 78000 | 293 | 80 | 78 | [8 empty] | Federally-Regulated Consumer Product | 02/09/2017 |  | 08/31/2017
Lennox Industries Inc. | Lennox | SL280UH090V48B-* | Natural Gas | Induced Draft | True | False | 1 | False | Up |  | None | Non-Condensing | Two-Stage Modulating |  | 1 | Standard |  | 88000 | 70000 |  |  | 78000 | 293 | 80 | 78 | [8 empty] | Federally-Regulated Consumer Product | 02/09/2017 |  | 08/31/2017
Lennox Industries Inc. | Lennox | SL280UH090V48B-* | Natural Gas | Induced Draft | True | False | 1 | False | Horizontal |  | None | Non-Condensing | Two-Stage Modulating |  | 1 | Standard |  | 88000 | 70000 |  |  | 78000 | 293 | 80 | 78 | [8 empty] | Federally-Regulated Consumer Product | 02/09/2017 |  | 08/31/2017
Lennox Industries Inc. | Lennox | SL280UH090XV48B-* | LPG | Induced Draft | True | False | 1 | False | Up |  | None | Non-Condensing | Two-Stage Modulating |  | 1 | Standard |  | 88000 | 70000 |  |  | 78000 | 293 | 80 | 78 | [8 empty] | Federally-Regulated Consumer Product | 02/09/2017 |  | 08/31/2017
Lennox Industries Inc. | Lennox | SL280UH090XV48B-* | LPG | Induced Draft | True | False | 1 | False | Horizontal |  | None | Non-Condensing | Two-Stage Modulating |  | 1 | Standard |  | 88000 | 70000 |  |  | 78000 | 293 | 80 | 78 | [8 empty] | Federally-Regulated Consumer Product | 02/09/2017 |  | 08/31/2017
Lennox Industries Inc. | Lennox | SL280UH090V60C-* | LPG | Induced Draft | True | False | 1 | False | Up |  | None | Non-Condensing | Two-Stage Modulating |  | 1 | Standard |  | 88000 | 70000 |  |  | 78000 | 281 | 80 | 78 | [8 empty] | Federally-Regulated Consumer Product | 02/09/2017 |  | 08/31/2017
Lennox Industries Inc. | Lennox | SL280UH090V60C-* | LPG | Induced Draft | True | False | 1 | False | Horizontal |  | None | Non-Condensing | Two-Stage Modulating |  | 1 | Standard |  | 88000 | 70000 |  |  | 78000 | 281 | 80 | 78 | [8 empty] | Federally-Regulated Consumer Product | 02/09/2017 |  | 08/31/2017
Lennox Industries Inc. | Lennox | SL280UH090V60C-* | Natural Gas | Induced Draft | True | False | 1 | False | Up |  | None | Non-Condensing | Two-Stage Modulating |  | 1 | Standard |  | 88000 | 70000 |  |  | 78000 | 281 | 80 | 78 | [8 empty] | Federally-Regulated Consumer Product | 02/09/2017 |  | 08/31/2017
Lennox Industries Inc. | Lennox | SL280UH090V60C-* | Natural Gas | Induced Draft | True | False | 1 | False | Horizontal |  | None | Non-Condensing | Two-Stage Modulating |  | 1 | Standard |  | 88000 | 70000 |  |  | 78000 | 281 | 80 | 78 | [8 empty] | Federally-Regulated Consumer Product | 02/09/2017 |  | 08/31/2017
Lennox Industries Inc. | Lennox | SL280UH110V60C-* | LPG | Induced Draft | True | False | 1 | False | Up |  | None | Non-Condensing | Two-Stage Modulating |  | 1 | Standard |  | 110000 | 87000 |  |  | 96800 | 435 | 80 | 78 | [8 empty] | Federally-Regulated Consumer Product | 02/09/2017 |  | 08/31/2017
Lennox Industries Inc. | Lennox | SL280UH110V60C-* | LPG | Induced Draft | True | False | 1 | False | Horizontal |  | None | Non-Condensing | Two-Stage Modulating |  | 1 | Standard |  | 110000 | 87000 |  |  | 96800 | 435 | 80 | 78 | [8 empty] | Federally-Regulated Consumer Product | 02/09/2017 |  | 08/31/2017
Lennox Industries Inc. | Lennox | SL280UH110V60C-* | Natural Gas | Induced Draft | True | False | 1 | False | Up |  | None | Non-Condensing | Two-Stage Modulating |  | 1 | Standard |  | 110000 | 87000 |  |  | 96800 | 435 | 80 | 78 | [8 empty] | Federally-Regulated Consumer Product | 02/09/2017 |  | 08/31/2017
Lennox Industries Inc. | Lennox | SL280UH110V60C-* | Natural Gas | Induced Draft | True | False | 1 | False | Horizontal |  | None | Non-Condensing | Two-Stage Modulating |  | 1 | Standard |  | 110000 | 87000 |  |  | 96800 | 435 | 80 | 78 | [8 empty] | Federally-Regulated Consumer Product | 02/09/2017 |  | 08/31/2017
Lennox Industries Inc. | Lennox | SL280UH110XV60C-* | LPG | Induced Draft | True | False | 1 | False | Up |  | None | Non-Condensing | Two-Stage Modulating |  | 1 | Standard |  | 110000 | 87000 |  |  | 96800 | 435 | 80 | 78 | [8 empty] | Federally-Regulated Consumer Product | 02/09/2017 |  | 08/31/2017
Lennox Industries Inc. | Lennox | SL280UH110XV60C-* | LPG | Induced Draft | True | False | 1 | False | Horizontal |  | None | Non-Condensing | Two-Stage Modulating |  | 1 | Standard |  | 110000 | 87000 |  |  | 96800 | 435 | 80 | 78 | [8 empty] | Federally-Regulated Consumer Product | 02/09/2017 |  | 08/31/2017
Lennox Industries Inc. | Lennox | SL280UH135V60D-* | LPG | Induced Draft | True | False | 1 | False | Up |  | None | Non-Condensing | Two-Stage Modulating |  | 1 | Standard |  | 132000 | 105000 |  |  | 115600 | 569 | 80 | 78 | [8 empty] | Federally-Regulated Consumer Product | 02/09/2017 |  | 08/31/2017
Lennox Industries Inc. | Lennox | SL280UH135V60D-* | LPG | Induced Draft | True | False | 1 | False | Horizontal |  | None | Non-Condensing | Two-Stage Modulating |  | 1 | Standard |  | 132000 | 105000 |  |  | 115600 | 569 | 80 | 78 | [8 empty] | Federally-Regulated Consumer Product | 02/09/2017 |  | 08/31/2017
Lennox Industries Inc. | Lennox | SL280UH135V60D-* | Natural Gas | Induced Draft | True | False | 1 | False | Up |  | None | Non-Condensing | Two-Stage Modulating |  | 1 | Standard |  | 132000 | 105000 |  |  | 115600 | 569 | 80 | 78 | [8 empty] | Federally-Regulated Consumer Product | 02/09/2017 |  | 08/31/2017
Lennox Industries Inc. | Lennox | SL280UH135V60D-* | Natural Gas | Induced Draft | True | False | 1 | False | Horizontal |  | None | Non-Condensing | Two-Stage Modulating |  | 1 | Standard |  | 132000 | 105000 |  |  | 115600 | 569 | 80 | 78 | [8 empty] | Federally-Regulated Consumer Product | 02/09/2017 |  | 08/31/2017
Lennox Industries Inc. | Lennox | ML180UH045P36A-* | LPG | Induced Draft | True | False | 1 | False | Up |  | None | Non-Condensing | Single-Stage |  | 0.33 | Standard |  | 44000 | 36000 |  |  | 37500 | 656 | 80 | 78 | [8 empty] | Federally-Regulated Consumer Product | 02/09/2017 |  | 08/31/2017
Lennox Industries Inc. | Lennox | ML180UH045P36A-* | LPG | Induced Draft | True | False | 1 | False | Horizontal |  | None | Non-Condensing | Single-Stage |  | 0.33 | Standard |  | 44000 | 36000 |  |  | 37500 | 656 | 80 | 78 | [8 empty] | Federally-Regulated Consumer Product | 02/09/2017 |  | 08/31/2017
Lennox Industries Inc. | Lennox | ML180UH045P36A-* | Natural Gas | Induced Draft | True | False | 1 | False | Up |  | None | Non-Condensing | Single-Stage |  | 0.33 | Standard |  | 44000 | 36000 |  |  | 37500 | 656 | 80 | 78 | [8 empty] | Federally-Regulated Consumer Product | 02/09/2017 |  | 08/31/2017
Lennox Industries Inc. | Lennox | ML180UH045P36A-* | Natural Gas | Induced Draft | True | False | 1 | False | Horizontal |  | None | Non-Condensing | Single-Stage |  | 0.33 | Standard |  | 44000 | 36000 |  |  | 37500 | 656 | 80 | 78 | [8 empty] | Federally-Regulated Consumer Product | 02/09/2017 |  | 08/31/2017
Lennox Industries Inc. | Lennox | ML180UH070P24A-* | LPG | Induced Draft | True | False | 1 | False | Up |  | None | Non-Condensing | Single-Stage |  | 0.2 | Standard |  | 66000 | 54000 |  |  | 57900 | 566 | 80 | 78 | [8 empty] | Federally-Regulated Consumer Product | 02/09/2017 |  | 08/31/2017
Lennox Industries Inc. | Lennox | ML180UH070P24A-* | LPG | Induced Draft | True | False | 1 | False | Horizontal |  | None | Non-Condensing | Single-Stage |  | 0.2 | Standard |  | 66000 | 54000 |  |  | 57900 | 566 | 80 | 78 | [8 empty] | Federally-Regulated Consumer Product | 02/09/2017 |  | 08/31/2017
Lennox Industries Inc. | Lennox | ML180UH070P24A-* | Natural Gas | Induced Draft | True | False | 1 | False | Up |  | None | Non-Condensing | Single-Stage |  | 0.2 | Standard |  | 66000 | 54000 |  |  | 57900 | 566 | 80 | 78 | [8 empty] | Federally-Regulated Consumer Product | 02/09/2017 |  | 08/31/2017
Lennox Industries Inc. | Lennox | ML180UH070P24A-* | Natural Gas | Induced Draft | True | False | 1 | False | Horizontal |  | None | Non-Condensing | Single-Stage |  | 0.2 | Standard |  | 66000 | 54000 |  |  | 57900 | 566 | 80 | 78 | [8 empty] | Federally-Regulated Consumer Product | 02/09/2017 |  | 08/31/2017
Lennox Industries Inc. | Lennox | ML180UH090P36B-* | LPG | Induced Draft | True | False | 1 | False | Up |  | None | Non-Condensing | Single-Stage |  | 0.33 | Standard |  | 88000 | 71000 |  |  | 76700 | 856 | 80 | 78 | [8 empty] | Federally-Regulated Consumer Product | 02/09/2017 |  | 08/31/2017
Lennox Industries Inc. | Lennox | ML180UH090P36B-* | LPG | Induced Draft | True | False | 1 | False | Horizontal |  | None | Non-Condensing | Single-Stage |  | 0.33 | Standard |  | 88000 | 71000 |  |  | 76700 | 856 | 80 | 78 | [8 empty] | Federally-Regulated Consumer Product | 02/09/2017 |  | 08/31/2017
Lennox Industries Inc. | Lennox | ML180UH090P36B-* | Natural Gas | Induced Draft | True | False | 1 | False | Up |  | None | Non-Condensing | Single-Stage |  | 0.33 | Standard |  | 88000 | 71000 |  |  | 76700 | 856 | 80 | 78 | [8 empty] | Federally-Regulated Consumer Product | 02/09/2017 |  | 08/31/2017
Lennox Industries Inc. | Lennox | ML180UH090P36B-* | Natural Gas | Induced Draft | True | False | 1 | False | Horizontal |  | None | Non-Condensing | Single-Stage |  | 0.33 | Standard |  | 88000 | 71000 |  |  | 76700 | 856 | 80 | 78 | [8 empty] | Federally-Regulated Consumer Product | 02/09/2017 |  | 08/31/2017
Lennox Industries Inc. | Lennox | ML180UH110P48C-* | LPG | Induced Draft | True | False | 1 | False | Up |  | None | Non-Condensing | Single-Stage |  | 0.5 | Standard |  | 110000 | 89000 |  |  | 95900 | 1068 | 80 | 78 | [8 empty] | Federally-Regulated Consumer Product | 02/09/2017 |  | 08/31/2017
Lennox Industries Inc. | Lennox | ML180UH110P48C-* | LPG | Induced Draft | True | False | 1 | False | Horizontal |  | None | Non-Condensing | Single-Stage |  | 0.5 | Standard |  | 110000 | 89000 |  |  | 95900 | 1068 | 80 | 78 | [8 empty] | Federally-Regulated Consumer Product | 02/09/2017 |  | 08/31/2017
Lennox Industries Inc. | Lennox | ML180UH110P48C-* | Natural Gas | Induced Draft | True | False | 1 | False | Up |  | None | Non-Condensing | Single-Stage |  | 0.5 | Standard |  | 110000 | 89000 |  |  | 95900 | 1068 | 80 | 78 | [8 empty] | Federally-Regulated Consumer Product | 02/09/2017 |  | 08/31/2017
Lennox Industries Inc. | Lennox | ML180UH110P48C-* | Natural Gas | Induced Draft | True | False | 1 | False | Horizontal |  | None | Non-Condensing | Single-Stage |  | 0.5 | Standard |  | 110000 | 89000 |  |  | 95900 | 1068 | 80 | 78 | [8 empty] | Federally-Regulated Consumer Product | 02/09/2017 |  | 08/31/2017
Lennox Industries Inc. | Lennox | ML180UH135P60D-* | LPG | Induced Draft | True | False | 1 | False | Up |  | None | Non-Condensing | Single-Stage |  | 1 | Standard |  | 132000 | 107000 |  |  | 114400 | 1416 | 80 | 78 | [8 empty] | Federally-Regulated Consumer Product | 02/09/2017 |  | 08/31/2017
Lennox Industries Inc. | Lennox | ML180UH135P60D-* | LPG | Induced Draft | True | False | 1 | False | Horizontal |  | None | Non-Condensing | Single-Stage |  | 1 | Standard |  | 132000 | 107000 |  |  | 114400 | 1416 | 80 | 78 | [8 empty] | Federally-Regulated Consumer Product | 02/09/2017 |  | 08/31/2017
Lennox Industries Inc. | Lennox | ML180UH135P60D-* | Natural Gas | Induced Draft | True | False | 1 | False | Up |  | None | Non-Condensing | Single-Stage |  | 1 | Standard |  | 132000 | 107000 |  |  | 114400 | 1416 | 80 | 78 | [8 empty] | Federally-Regulated Consumer Product | 02/09/2017 |  | 08/31/2017
Lennox Industries Inc. | Lennox | ML180UH135P60D-* | Natural Gas | Induced Draft | True | False | 1 | False | Horizontal |  | None | Non-Condensing | Single-Stage |  | 1 | Standard |  | 132000 | 107000 |  |  | 114400 | 1416 | 80 | 78 | [8 empty] | Federally-Regulated Consumer Product | 02/09/2017 |  | 08/31/2017
Lennox Industries Inc. | Lennox | ML180UH045XP36A-* | LPG | Induced Draft | True | False | 1 | False | Up |  | None | Non-Condensing | Single-Stage |  | 0.33 | Standard |  | 44000 | 36000 |  |  | 37500 | 656 | 80 | 78 | [8 empty] | Federally-Regulated Consumer Product | 02/09/2017 |  | 08/31/2017
Lennox Industries Inc. | Lennox | ML180UH045XP36A-* | LPG | Induced Draft | True | False | 1 | False | Horizontal |  | None | Non-Condensing | Single-Stage |  | 0.33 | Standard |  | 44000 | 36000 |  |  | 37500 | 656 | 80 | 78 | [8 empty] | Federally-Regulated Consumer Product | 02/09/2017 |  | 08/31/2017
Lennox Industries Inc. | Lennox | ML180UH045XP36A-* | Natural Gas | Induced Draft | True | False | 1 | False | Up |  | None | Non-Condensing | Single-Stage |  | 0.33 | Standard |  | 44000 | 36000 |  |  | 37500 | 656 | 80 | 78 | [8 empty] | Federally-Regulated Consumer Product | 02/09/2017 |  | 08/31/2017
Lennox Industries Inc. | Lennox | ML180UH045XP36A-* | Natural Gas | Induced Draft | True | False | 1 | False | Horizontal |  | None | Non-Condensing | Single-Stage |  | 0.33 | Standard |  | 44000 | 36000 |  |  | 37500 | 656 | 80 | 78 | [8 empty] | Federally-Regulated Consumer Product | 02/09/2017 |  | 08/31/2017
Lennox Industries Inc. | Lennox | SL280UH090XV60C-* | LPG | Induced Draft | True | False | 1 | False | Up |  | None | Non-Condensing | Two-Stage Modulating |  | 1 | Standard |  | 88000 | 70000 |  |  | 78000 | 281 | 80 | 78 | [8 empty] | Federally-Regulated Consumer Product | 02/09/2017 |  | 08/31/2017
Lennox Industries Inc. | Lennox | SL280UH090XV60C-* | LPG | Induced Draft | True | False | 1 | False | Horizontal |  | None | Non-Condensing | Two-Stage Modulating |  | 1 | Standard |  | 88000 | 70000 |  |  | 78000 | 281 | 80 | 78 | [8 empty] | Federally-Regulated Consumer Product | 02/09/2017 |  | 08/31/2017
Lennox Industries Inc. | Lennox | SL280UH090XV60C-** | LPG | Induced Draft | True | False | 1 | False | Up |  | None | Non-Condensing | Two-Stage Modulating |  | 1 | Standard |  | 88000 | 70000 |  |  | 78000 | 281 | 80 | 78 | [8 empty] | Federally-Regulated Consumer Product | 02/09/2017 |  | 08/31/2017
Lennox Industries Inc. | Lennox | SL280UH090XV60C-** | LPG | Induced Draft | True | False | 1 | False | Horizontal |  | None | Non-Condensing | Two-Stage Modulating |  | 1 | Standard |  | 88000 | 70000 |  |  | 78000 | 281 | 80 | 78 | [8 empty] | Federally-Regulated Consumer Product | 02/09/2017 |  | 08/31/2017
Lennox Industries Inc. | Lennox | ML195UH045XP24B-* | LPG | Induced Draft | True | False | 1 | False | Up |  | None | Condensing | Single-Stage |  | 0.2 | Standard |  | 44000 | 41000 |  |  | 32800 | 354 | 95 | 78 | [8 empty] | Federally-Regulated Consumer Product | 02/09/2017 |  | 08/31/2017
Lennox Industries Inc. | Lennox | ML195UH045XP24B-* | LPG | Induced Draft | True | False | 1 | False | Horizontal |  | None | Condensing | Single-Stage |  | 0.2 | Standard |  | 44000 | 41000 |  |  | 32800 | 354 | 95 | 78 | [8 empty] | Federally-Regulated Consumer Product | 02/09/2017 |  | 08/31/2017
Lennox Industries Inc. | Lennox | ML195UH045XP24B-* | Natural Gas | Induced Draft | True | False | 1 | False | Up |  | None | Condensing | Single-Stage |  | 0.2 | Standard |  | 44000 | 41000 |  |  | 32800 | 354 | 95 | 78 | [8 empty] | Federally-Regulated Consumer Product | 02/09/2017 |  | 08/31/2017
Lennox Industries Inc. | Lennox | ML195UH045XP24B-* | Natural Gas | Induced Draft | True | False | 1 | False | Horizontal |  | None | Condensing | Single-Stage |  | 0.2 | Standard |  | 44000 | 41000 |  |  | 32800 | 354 | 95 | 78 | [8 empty] | Federally-Regulated Consumer Product | 02/09/2017 |  | 08/31/2017
Lennox Industries Inc. | Lennox | EL296UH090XV48C-* | LPG | Induced Draft | True | False | 1 | False | Up |  | None | Condensing | Two-Stage Modulating |  | 0.75 | Standard |  | 88000 | 85000 |  |  | 81300 | 353 | 96 | 78 | [8 empty] | Federally-Regulated Consumer Product | 02/09/2017 |  | 08/31/2017
Lennox Industries Inc. | Lennox | EL296UH090XV48C-* | LPG | Induced Draft | True | False | 1 | False | Horizontal |  | None | Condensing | Two-Stage Modulating |  | 0.75 | Standard |  | 88000 | 85000 |  |  | 81300 | 353 | 96 | 78 | [8 empty] | Federally-Regulated Consumer Product | 02/09/2017 |  | 08/31/2017
Lennox Industries Inc. | Lennox | EL296UH090XV48C-* | Natural Gas | Induced Draft | True | False | 1 | False | Up |  | None | Condensing | Two-Stage Modulating |  | 0.75 | Standard |  | 88000 | 85000 |  |  | 81300 | 353 | 96 | 78 | [8 empty] | Federally-Regulated Consumer Product | 02/09/2017 |  | 08/31/2017
Lennox Industries Inc. | Lennox | EL296UH090XV48C-* | Natural Gas | Induced Draft | True | False | 1 | False | Horizontal |  | None | Condensing | Two-Stage Modulating |  | 0.75 | Standard |  | 88000 | 85000 |  |  | 81300 | 353 | 96 | 78 | [8 empty] | Federally-Regulated Consumer Product | 02/09/2017 |  | 08/31/2017
Lennox Industries Inc. | Lennox | ML180DF045P36A* | LPG | Induced Draft | True | False | 1 | False | Down |  | None | Non-Condensing | Single-Stage |  | 0.33 | Standard |  | 44000 | 36000 |  |  | 37100 | 758 | 80 | 78 | [8 empty] | Federally-Regulated Consumer Product | 02/09/2017 |  | 08/31/2017
Lennox Industries Inc. | Lennox | ML180DF045P36A* | Natural Gas | Induced Draft | True | False | 1 | False | Down |  | None | Non-Condensing | Single-Stage |  | 0.33 | Standard |  | 44000 | 36000 |  |  | 37100 | 758 | 80 | 78 | [8 empty] | Federally-Regulated Consumer Product | 02/09/2017 |  | 08/31/2017
Lennox Industries Inc. | Lennox | EL280UH070P24A-* | LPG | Induced Draft | True | False | 1 | False | Up |  | None | Non-Condensing | Two-Stage Modulating |  | 0.2 | Standard |  | 66000 | 52000 |  |  | 56600 | 551 | 80 | 78 | [8 empty] | Federally-Regulated Consumer Product | 02/09/2017 |  | 08/31/2017
Lennox Industries Inc. | Lennox | EL280UH070P24A-* | LPG | Induced Draft | True | False | 1 | False | Horizontal |  | None | Non-Condensing | Two-Stage Modulating |  | 0.2 | Standard |  | 66000 | 52000 |  |  | 56600 | 551 | 80 | 78 | [8 empty] | Federally-Regulated Consumer Product | 02/09/2017 |  | 08/31/2017
Lennox Industries Inc. | Lennox | EL280UH070P24A-* | Natural Gas | Induced Draft | True | False | 1 | False | Up |  | None | Non-Condensing | Two-Stage Modulating |  | 0.2 | Standard |  | 66000 | 52000 |  |  | 56600 | 551 | 80 | 78 | [8 empty] | Federally-Regulated Consumer Product | 02/09/2017 |  | 08/31/2017
Lennox Industries Inc. | Lennox | EL280UH070P24A-* | Natural Gas | Induced Draft | True | False | 1 | False | Horizontal |  | None | Non-Condensing | Two-Stage Modulating |  | 0.2 | Standard |  | 66000 | 52000 |  |  | 56600 | 551 | 80 | 78 | [8 empty] | Federally-Regulated Consumer Product | 02/09/2017 |  | 08/31/2017
Lennox Industries Inc. | Lennox | EL280UH090P48B-* | LPG | Induced Draft | True | False | 1 | False | Up |  | None | Non-Condensing | Two-Stage Modulating |  | 0.5 | Standard |  | 88000 | 69000 |  |  | 74300 | 831 | 80 | 78 | [8 empty] | Federally-Regulated Consumer Product | 02/09/2017 |  | 08/31/2017
Lennox Industries Inc. | Lennox | EL280UH090P48B-* | LPG | Induced Draft | True | False | 1 | False | Horizontal |  | None | Non-Condensing | Two-Stage Modulating |  | 0.5 | Standard |  | 88000 | 69000 |  |  | 74300 | 831 | 80 | 78 | [8 empty] | Federally-Regulated Consumer Product | 02/09/2017 |  | 08/31/2017
Lennox Industries Inc. | Lennox | EL280UH090P48B-* | Natural Gas | Induced Draft | True | False | 1 | False | Up |  | None | Non-Condensing | Two-Stage Modulating |  | 0.5 | Standard |  | 88000 | 69000 |  |  | 74300 | 831 | 80 | 78 | [8 empty] | Federally-Regulated Consumer Product | 02/09/2017 |  | 08/31/2017
Lennox Industries Inc. | Lennox | EL280UH090P48B-* | Natural Gas | Induced Draft | True | False | 1 | False | Horizontal |  | None | Non-Condensing | Two-Stage Modulating |  | 0.5 | Standard |  | 88000 | 69000 |  |  | 74300 | 831 | 80 | 78 | [8 empty] | Federally-Regulated Consumer Product | 02/09/2017 |  | 08/31/2017
Lennox Industries Inc. | Lennox | EL280UH070P36A-* | LPG | Induced Draft | True | False | 1 | False | Up |  | None | Non-Condensing | Two-Stage Modulating |  | 0.33 | Standard |  | 66000 | 53000 |  |  | 55400 | 655 | 80 | 78 | [8 empty] | Federally-Regulated Consumer Product | 02/09/2017 |  | 08/31/2017
Lennox Industries Inc. | Lennox | EL280UH070P36A-* | LPG | Induced Draft | True | False | 1 | False | Horizontal |  | None | Non-Condensing | Two-Stage Modulating |  | 0.33 | Standard |  | 66000 | 53000 |  |  | 55400 | 655 | 80 | 78 | [8 empty] | Federally-Regulated Consumer Product | 02/09/2017 |  | 08/31/2017
Lennox Industries Inc. | Lennox | EL280UH070P36A-* | Natural Gas | Induced Draft | True | False | 1 | False | Up |  | None | Non-Condensing | Two-Stage Modulating |  | 0.33 | Standard |  | 66000 | 53000 |  |  | 55400 | 655 | 80 | 78 | [8 empty] | Federally-Regulated Consumer Product | 02/09/2017 |  | 08/31/2017
Lennox Industries Inc. | Lennox | EL280UH070P36A-* | Natural Gas | Induced Draft | True | False | 1 | False | Horizontal |  | None | Non-Condensing | Two-Stage Modulating |  | 0.33 | Standard |  | 66000 | 53000 |  |  | 55400 | 655 | 80 | 78 | [8 empty] | Federally-Regulated Consumer Product | 02/09/2017 |  | 08/31/2017
Lennox Industries Inc. | Lennox | EL280UH070XP36A-* | LPG | Induced Draft | True | False | 1 | False | Up |  | None | Non-Condensing | Two-Stage Modulating |  | 0.33 | Standard |  | 66000 | 53000 |  |  | 55400 | 655 | 80 | 78 | [8 empty] | Federally-Regulated Consumer Product | 02/09/2017 |  | 08/31/2017
Lennox Industries Inc. | Lennox | EL280UH070XP36A-* | LPG | Induced Draft | True | False | 1 | False | Horizontal |  | None | Non-Condensing | Two-Stage Modulating |  | 0.33 | Standard |  | 66000 | 53000 |  |  | 55400 | 655 | 80 | 78 | [8 empty] | Federally-Regulated Consumer Product | 02/09/2017 |  | 08/31/2017
Lennox Industries Inc. | Lennox | EL280UH090XP48B-* | LPG | Induced Draft | True | False | 1 | False | Up |  | None | Non-Condensing | Two-Stage Modulating |  | 0.5 | Standard |  | 88000 | 69000 |  |  | 74300 | 831 | 80 | 78 | [8 empty] | Federally-Regulated Consumer Product | 02/09/2017 |  | 08/31/2017
Lennox Industries Inc. | Lennox | EL280UH090XP48B-* | LPG | Induced Draft | True | False | 1 | False | Horizontal |  | None | Non-Condensing | Two-Stage Modulating |  | 0.5 | Standard |  | 88000 | 69000 |  |  | 74300 | 831 | 80 | 78 | [8 empty] | Federally-Regulated Consumer Product | 02/09/2017 |  | 08/31/2017
Lennox Industries Inc. | Lennox | EL296DF090XV60C-* | LPG | Induced Draft | True | False | 1 | False | Down |  | None | Condensing | Two-Stage Modulating |  | 1 | Standard |  | 88000 | 85000 |  |  | 80800 | 310 | 96 | 78 | [8 empty] | Federally-Regulated Consumer Product | 02/09/2017 |  | 08/31/2017
Lennox Industries Inc. | Lennox | EL296DF090XV60C-* | Natural Gas | Induced Draft | True | False | 1 | False | Down |  | None | Condensing | Two-Stage Modulating |  | 1 | Standard |  | 88000 | 85000 |  |  | 80800 | 310 | 96 | 78 | [8 empty] | Federally-Regulated Consumer Product | 02/09/2017 |  | 08/31/2017
Lennox Industries Inc. | Lennox | EL180DF045E36A-* | LPG | Induced Draft | True | False | 1 | False | Down |  | None | Non-Condensing | Single-Stage |  | 0.5 | Standard |  | 44000 | 36000 |  |  | 38900 | 341 | 80 | 78 | [8 empty] | Federally-Regulated Consumer Product | 02/09/2017 |  | 08/31/2017
Lennox Industries Inc. | Lennox | EL180DF045E36A-* | Natural Gas | Induced Draft | True | False | 1 | False | Down |  | None | Non-Condensing | Single-Stage |  | 0.5 | Standard |  | 44000 | 36000 |  |  | 38900 | 341 | 80 | 78 | [8 empty] | Federally-Regulated Consumer Product | 02/09/2017 |  | 08/31/2017
Lennox Industries Inc. | Lennox | EL180DF090E48B-* | LPG | Induced Draft | True | False | 1 | False | Down |  | None | Non-Condensing | Single-Stage |  | 0.75 | Standard |  | 88000 | 72000 |  |  | 78600 | 423 | 80 | 78 | [8 empty] | Federally-Regulated Consumer Product | 02/09/2017 |  | 08/31/2017
Lennox Industries Inc. | Lennox | EL180DF090E48B-* | Natural Gas | Induced Draft | True | False | 1 | False | Down |  | None | Non-Condensing | Single-Stage |  | 0.75 | Standard |  | 88000 | 72000 |  |  | 78600 | 423 | 80 | 78 | [8 empty] | Federally-Regulated Consumer Product | 02/09/2017 |  | 08/31/2017
Lennox Industries Inc. | Lennox | EL180UH045XE36A-* | LPG | Induced Draft | True | False | 1 | False | Up |  | None | Non-Condensing | Single-Stage |  | 0.5 | Standard |  | 44000 | 36000 |  |  | 38900 | 337 | 80 | 78 | [8 empty] | Federally-Regulated Consumer Product | 02/09/2017 |  | 08/31/2017
Lennox Industries Inc. | Lennox | EL180UH045XE36A-* | LPG | Induced Draft | True | False | 1 | False | Horizontal |  | None | Non-Condensing | Single-Stage |  | 0.5 | Standard |  | 44000 | 36000 |  |  | 38900 | 337 | 80 | 78 | [8 empty] | Federally-Regulated Consumer Product | 02/09/2017 |  | 08/31/2017
Rheem Sales Company, Inc. | Rheem | R95TA0701317MSA | LPG | Induced Draft | True | False | 1 | False | Up |  | None | Condensing | Single-Stage |  | 0.5 | Premium |  | 70000 | 68000 |  |  | 66000 | 470 | 95 | 78 | [8 empty] | Federally-Regulated Consumer Product | 06/28/2016 |  | 08/31/2017
Rheem Sales Company, Inc. | Rheem | R95TA0701317MSA | LPG | Induced Draft | True | False | 1 | False | Down |  | None | Condensing | Single-Stage |  | 0.5 | Premium |  | 70000 | 68000 |  |  | 66000 | 470 | 95 | 78 | [8 empty] | Federally-Regulated Consumer Product | 06/28/2016 |  | 08/31/2017
Rheem Sales Company, Inc. | Rheem | R95TA0701317MSA | LPG | Induced Draft | True | False | 1 | False | Horizontal |  | None | Condensing | Single-Stage |  | 0.5 | Premium |  | 70000 | 68000 |  |  | 66000 | 470 | 95 | 78 | [8 empty] | Federally-Regulated Consumer Product | 06/28/2016 |  | 08/31/2017
Rheem Sales Company, Inc. | Rheem | R95TA0701317MSA | Natural Gas | Induced Draft | True | False | 1 | False | Up |  | None | Condensing | Single-Stage |  | 0.5 | Premium |  | 70000 | 68000 |  |  | 66000 | 470 | 95 | 78 | [8 empty] | Federally-Regulated Consumer Product | 06/28/2016 |  | 08/31/2017
Rheem Sales Company, Inc. | Rheem | R95TA0701317MSA | Natural Gas | Induced Draft | True | False | 1 | False | Down |  | None | Condensing | Single-Stage |  | 0.5 | Premium |  | 70000 | 68000 |  |  | 66000 | 470 | 95 | 78 | [8 empty] | Federally-Regulated Consumer Product | 06/28/2016 |  | 08/31/2017
Rheem Sales Company, Inc. | Rheem | R95TA0701317MSA | Natural Gas | Induced Draft | True | False | 1 | False | Horizontal |  | None | Condensing | Single-Stage |  | 0.5 | Premium |  | 70000 | 68000 |  |  | 66000 | 470 | 95 | 78 | [8 empty] | Federally-Regulated Consumer Product | 06/28/2016 |  | 08/31/2017
Rheem Sales Company, Inc. | Rheem | R95TA0401317MSA | LPG | Induced Draft | True | False | 1 | False | Up |  | None | Condensing | Single-Stage |  | 0.5 | Premium |  | 42000 | 41000 |  |  | 32700 | 247 | 95 | 78 | [8 empty] | Federally-Regulated Consumer Product | 12/04/2015 |  | 08/31/2017
Rheem Sales Company, Inc. | Rheem | R95TA0401317MSA | LPG | Induced Draft | True | False | 1 | False | Down |  | None | Condensing | Single-Stage |  | 0.5 | Premium |  | 42000 | 41000 |  |  | 32700 | 247 | 95 | 78 | [8 empty] | Federally-Regulated Consumer Product | 12/04/2015 |  | 08/31/2017
Rheem Sales Company, Inc. | Rheem | R95TA0401317MSA | LPG | Induced Draft | True | False | 1 | False | Horizontal |  | None | Condensing | Single-Stage |  | 0.5 | Premium |  | 42000 | 41000 |  |  | 32700 | 247 | 95 | 78 | [8 empty] | Federally-Regulated Consumer Product | 12/04/2015 |  | 08/31/2017
Rheem Sales Company, Inc. | Rheem | R95TA0401317MSA | Natural Gas | Induced Draft | True | False | 1 | False | Up |  | None | Condensing | Single-Stage |  | 0.5 | Premium |  | 42000 | 41000 |  |  | 32700 | 247 | 95 | 78 | [8 empty] | Federally-Regulated Consumer Product | 12/04/2015 |  | 08/31/2017
Rheem Sales Company, Inc. | Rheem | R95TA0401317MSA | Natural Gas | Induced Draft | True | False | 1 | False | Down |  | None | Condensing | Single-Stage |  | 0.5 | Premium |  | 42000 | 41000 |  |  | 32700 | 247 | 95 | 78 | [8 empty] | Federally-Regulated Consumer Product | 12/04/2015 |  | 08/31/2017
Rheem Sales Company, Inc. | Rheem | R95TA0401317MSA | Natural Gas | Induced Draft | True | False | 1 | False | Horizontal |  | None | Condensing | Single-Stage |  | 0.5 | Premium |  | 42000 | 41000 |  |  | 32700 | 247 | 95 | 78 | [8 empty] | Federally-Regulated Consumer Product | 12/04/2015 |  | 08/31/2017
Rheem Sales Company, Inc. | Rheem | R801SA050314ZSA | LPG | Induced Draft | True | False | 1 | False | Down |  | None | Non-Condensing | Single-Stage |  | 0.5 | Standard |  | 50000 | 40000 |  |  | 37000 | 657 | 80 | 78 | [8 empty] | Federally-Regulated Consumer Product | 06/28/2016 |  | 08/31/2017
Rheem Sales Company, Inc. | Rheem | R801SA050314ZSA | Natural Gas | Induced Draft | True | False | 1 | False | Down |  | None | Non-Condensing | Single-Stage |  | 0.5 | Standard |  | 50000 | 40000 |  |  | 37000 | 657 | 80 | 78 | [8 empty] | Federally-Regulated Consumer Product | 06/28/2016 |  | 08/31/2017
Rheem Sales Company, Inc. | Rheem | R802PA050314ZXA | LPG | Induced Draft | True | False | 1 | False | Down |  | None | Non-Condensing | Two-Stage Modulating |  | 0.5 | Standard |  | 50000 | 41000 |  |  | 36000 | 364 | 80 | 78 | [8 empty] | Federally-Regulated Consumer Product | 05/24/2016 |  | 08/31/2017
Rheem Sales Company, Inc. | Rheem | R802PA050314ZXA | Natural Gas | Induced Draft | True | False | 1 | False | Down |  | None | Non-Condensing | Two-Stage Modulating |  | 0.5 | Standard |  | 50000 | 41000 |  |  | 36000 | 364 | 80 | 78 | [8 empty] | Federally-Regulated Consumer Product | 05/24/2016 |  | 08/31/2017
Rheem Sales Company, Inc. | Sure | S95TA0401317MSA | LPG | Induced Draft | True | False | 1 | False | Up |  | None | Condensing | Single-Stage |  | 0.5 | Premium |  | 42000 | 41000 |  |  | 32700 | 247 | 95 | 78 | [8 empty] | Federally-Regulated Consumer Product | 08/17/2016 |  | 08/31/2017
Rheem Sales Company, Inc. | Sure | S95TA0401317MSA | LPG | Induced Draft | True | False | 1 | False | Down |  | None | Condensing | Single-Stage |  | 0.5 | Premium |  | 42000 | 41000 |  |  | 32700 | 247 | 95 | 78 | [8 empty] | Federally-Regulated Consumer Product | 08/17/2016 |  | 08/31/2017
Rheem Sales Company, Inc. | Sure | S95TA0401317MSA | LPG | Induced Draft | True | False | 1 | False | Horizontal |  | None | Condensing | Single-Stage |  | 0.5 | Premium |  | 42000 | 41000 |  |  | 32700 | 247 | 95 | 78 | [8 empty] | Federally-Regulated Consumer Product | 08/17/2016 |  | 08/31/2017
Rheem Sales Company, Inc. | Sure | S95TA0401317MSA | Natural Gas | Induced Draft | True | False | 1 | False | Up |  | None | Condensing | Single-Stage |  | 0.5 | Premium |  | 42000 | 41000 |  |  | 32700 | 247 | 95 | 78 | [8 empty] | Federally-Regulated Consumer Product | 08/17/2016 |  | 08/31/2017
Rheem Sales Company, Inc. | Sure | S95TA0401317MSA | Natural Gas | Induced Draft | True | False | 1 | False | Down |  | None | Condensing | Single-Stage |  | 0.5 | Premium |  | 42000 | 41000 |  |  | 32700 | 247 | 95 | 78 | [8 empty] | Federally-Regulated Consumer Product | 08/17/2016 |  | 08/31/2017
Rheem Sales Company, Inc. | Sure | S95TA0401317MSA | Natural Gas | Induced Draft | True | False | 1 | False | Horizontal |  | None | Condensing | Single-Stage |  | 0.5 | Premium |  | 42000 | 41000 |  |  | 32700 | 247 | 95 | 78 | [8 empty] | Federally-Regulated Consumer Product | 08/17/2016 |  | 08/31/2017
Rheem Sales Company, Inc. | Sure | S95TB0851521MSA | LPG | Induced Draft | True | False | 1 | False | Up |  | None | Condensing | Single-Stage |  | 1 | Premium |  | 84000 | 82000 |  |  | 80600 | 757 | 95 | 78 | [8 empty] | Federally-Regulated Consumer Product | 08/17/2016 |  | 08/31/2017
Rheem Sales Company, Inc. | Sure | S95TB0851521MSA | LPG | Induced Draft | True | False | 1 | False | Down |  | None | Condensing | Single-Stage |  | 1 | Premium |  | 84000 | 82000 |  |  | 80600 | 757 | 95 | 78 | [8 empty] | Federally-Regulated Consumer Product | 08/17/2016 |  | 08/31/2017
Rheem Sales Company, Inc. | Sure | S95TB0851521MSA | LPG | Induced Draft | True | False | 1 | False | Horizontal |  | None | Condensing | Single-Stage |  | 1 | Premium |  | 84000 | 82000 |  |  | 80600 | 757 | 95 | 78 | [8 empty] | Federally-Regulated Consumer Product | 08/17/2016 |  | 08/31/2017
Rheem Sales Company, Inc. | Sure | S95TB0851521MSA | Natural Gas | Induced Draft | True | False | 1 | False | Up |  | None | Condensing | Single-Stage |  | 1 | Premium |  | 84000 | 82000 |  |  | 80600 | 757 | 95 | 78 | [8 empty] | Federally-Regulated Consumer Product | 08/17/2016 |  | 08/31/2017
Rheem Sales Company, Inc. | Sure | S95TB0851521MSA | Natural Gas | Induced Draft | True | False | 1 | False | Down |  | None | Condensing | Single-Stage |  | 1 | Premium |  | 84000 | 82000 |  |  | 80600 | 757 | 95 | 78 | [8 empty] | Federally-Regulated Consumer Product | 08/17/2016 |  | 08/31/2017
Rheem Sales Company, Inc. | Sure | S95TB0851521MSA | Natural Gas | Induced Draft | True | False | 1 | False | Horizontal |  | None | Condensing | Single-Stage |  | 1 | Premium |  | 84000 | 82000 |  |  | 80600 | 757 | 95 | 78 | [8 empty] | Federally-Regulated Consumer Product | 08/17/2016 |  | 08/31/2017
Rheem Sales Company, Inc. | Weatherking | W95TA0401317MSA | LPG | Induced Draft | True | False | 1 | False | Up |  | None | Condensing | Single-Stage |  | 0.5 | Premium |  | 42000 | 41000 |  |  | 32700 | 247 | 95 | 78 | [8 empty] | Federally-Regulated Consumer Product | 08/17/2016 |  | 08/31/2017
Rheem Sales Company, Inc. | Weatherking | W95TA0401317MSA | LPG | Induced Draft | True | False | 1 | False | Down |  | None | Condensing | Single-Stage |  | 0.5 | Premium |  | 42000 | 41000 |  |  | 32700 | 247 | 95 | 78 | [8 empty] | Federally-Regulated Consumer Product | 08/17/2016 |  | 08/31/2017
Rheem Sales Company, Inc. | Weatherking | W95TA0401317MSA | LPG | Induced Draft | True | False | 1 | False | Horizontal |  | None | Condensing | Single-Stage |  | 0.5 | Premium |  | 42000 | 41000 |  |  | 32700 | 247 | 95 | 78 | [8 empty] | Federally-Regulated Consumer Product | 08/17/2016 |  | 08/31/2017
Rheem Sales Company, Inc. | Weatherking | W95TA0401317MSA | Natural Gas | Induced Draft | True | False | 1 | False | Up |  | None | Condensing | Single-Stage |  | 0.5 | Premium |  | 42000 | 41000 |  |  | 32700 | 247 | 95 | 78 | [8 empty] | Federally-Regulated Consumer Product | 08/17/2016 |  | 08/31/2017
Rheem Sales Company, Inc. | Weatherking | W95TA0401317MSA | Natural Gas | Induced Draft | True | False | 1 | False | Down |  | None | Condensing | Single-Stage |  | 0.5 | Premium |  | 42000 | 41000 |  |  | 32700 | 247 | 95 | 78 | [8 empty] | Federally-Regulated Consumer Product | 08/17/2016 |  | 08/31/2017
Rheem Sales Company, Inc. | Weatherking | W95TA0401317MSA | Natural Gas | Induced Draft | True | False | 1 | False | Horizontal |  | None | Condensing | Single-Stage |  | 0.5 | Premium |  | 42000 | 41000 |  |  | 32700 | 247 | 95 | 78 | [8 empty] | Federally-Regulated Consumer Product | 08/17/2016 |  | 08/31/2017
Rheem Sales Company, Inc. | Weatherking | W95TA0601317MSA | LPG | Induced Draft | True | False | 1 | False | Up |  | None | Condensing | Single-Stage |  | 0.5 | Premium |  | 56000 | 54000 |  |  | 49000 | 292 | 95 | 78 | [8 empty] | Federally-Regulated Consumer Product | 06/08/2017 |  | 08/31/2017
Rheem Sales Company, Inc. | Weatherking | W95TA0601317MSA | LPG | Induced Draft | True | False | 1 | False | Down |  | None | Condensing | Single-Stage |  | 0.5 | Premium |  | 56000 | 54000 |  |  | 49000 | 292 | 95 | 78 | [8 empty] | Federally-Regulated Consumer Product | 06/08/2017 |  | 08/31/2017
Rheem Sales Company, Inc. | Weatherking | W95TA0601317MSA | LPG | Induced Draft | True | False | 1 | False | Horizontal |  | None | Condensing | Single-Stage |  | 0.5 | Premium |  | 56000 | 54000 |  |  | 49000 | 292 | 95 | 78 | [8 empty] | Federally-Regulated Consumer Product | 06/08/2017 |  | 08/31/2017
Rheem Sales Company, Inc. | Weatherking | W95TA0601317MSA | Natural Gas | Induced Draft | True | False | 1 | False | Up |  | None | Condensing | Single-Stage |  | 0.5 | Premium |  | 56000 | 54000 |  |  | 49000 | 292 | 95 | 78 | [8 empty] | Federally-Regulated Consumer Product | 06/08/2017 |  | 08/31/2017
Rheem Sales Company, Inc. | Weatherking | W95TA0601317MSA | Natural Gas | Induced Draft | True | False | 1 | False | Down |  | None | Condensing | Single-Stage |  | 0.5 | Premium |  | 56000 | 54000 |  |  | 49000 | 292 | 95 | 78 | [8 empty] | Federally-Regulated Consumer Product | 06/08/2017 |  | 08/31/2017
Rheem Sales Company, Inc. | Weatherking | W95TA0601317MSA | Natural Gas | Induced Draft | True | False | 1 | False | Horizontal |  | None | Condensing | Single-Stage |  | 0.5 | Premium |  | 56000 | 54000 |  |  | 49000 | 292 | 95 | 78 | [8 empty] | Federally-Regulated Consumer Product | 06/08/2017 |  | 08/31/2017
Rheem Sales Company, Inc. | Weatherking | W95TA0701317MSA | LPG | Induced Draft | True | False | 1 | False | Up |  | None | Condensing | Single-Stage |  | 0.5 | Premium |  | 70000 | 68000 |  |  | 66000 | 470 | 95 | 78 | [8 empty] | Federally-Regulated Consumer Product | 08/17/2016 |  | 08/31/2017
Rheem Sales Company, Inc. | Weatherking | W95TA0701317MSA | LPG | Induced Draft | True | False | 1 | False | Down |  | None | Condensing | Single-Stage |  | 0.5 | Premium |  | 70000 | 68000 |  |  | 66000 | 470 | 95 | 78 | [8 empty] | Federally-Regulated Consumer Product | 08/17/2016 |  | 08/31/2017
Rheem Sales Company, Inc. | Weatherking | W95TA0701317MSA | LPG | Induced Draft | True | False | 1 | False | Horizontal |  | None | Condensing | Single-Stage |  | 0.5 | Premium |  | 70000 | 68000 |  |  | 66000 | 470 | 95 | 78 | [8 empty] | Federally-Regulated Consumer Product | 08/17/2016 |  | 08/31/2017
Rheem Sales Company, Inc. | Weatherking | W95TA0701317MSA | Natural Gas | Induced Draft | True | False | 1 | False | Up |  | None | Condensing | Single-Stage |  | 0.5 | Premium |  | 70000 | 68000 |  |  | 66000 | 470 | 95 | 78 | [8 empty] | Federally-Regulated Consumer Product | 08/17/2016 |  | 08/31/2017
Rheem Sales Company, Inc. | Weatherking | W95TA0701317MSA | Natural Gas | Induced Draft | True | False | 1 | False | Down |  | None | Condensing | Single-Stage |  | 0.5 | Premium |  | 70000 | 68000 |  |  | 66000 | 470 | 95 | 78 | [8 empty] | Federally-Regulated Consumer Product | 08/17/2016 |  | 08/31/2017
Rheem Sales Company, Inc. | Weatherking | W95TA0701317MSA | Natural Gas | Induced Draft | True | False | 1 | False | Horizontal |  | None | Condensing | Single-Stage |  | 0.5 | Premium |  | 70000 | 68000 |  |  | 66000 | 470 | 95 | 78 | [8 empty] | Federally-Regulated Consumer Product | 08/17/2016 |  | 08/31/2017
Rheem Sales Company, Inc. | Weatherking | W95TA1001521MSA | LPG | Induced Draft | True | False | 1 | False | Up |  | None | Condensing | Single-Stage |  | 1 | Premium |  | 98000 | 95000 |  |  | 98000 | 824 | 95 | 78 | [8 empty] | Federally-Regulated Consumer Product | 06/08/2017 |  | 08/31/2017
Rheem Sales Company, Inc. | Weatherking | W95TA1001521MSA | LPG | Induced Draft | True | False | 1 | False | Down |  | None | Condensing | Single-Stage |  | 1 | Premium |  | 98000 | 95000 |  |  | 98000 | 824 | 95 | 78 | [8 empty] | Federally-Regulated Consumer Product | 06/08/2017 |  | 08/31/2017
Rheem Sales Company, Inc. | Weatherking | W95TA1001521MSA | LPG | Induced Draft | True | False | 1 | False | Horizontal |  | None | Condensing | Single-Stage |  | 1 | Premium |  | 98000 | 95000 |  |  | 98000 | 824 | 95 | 78 | [8 empty] | Federally-Regulated Consumer Product | 06/08/2017 |  | 08/31/2017
Rheem Sales Company, Inc. | Weatherking | W95TA1001521MSA | Natural Gas | Induced Draft | True | False | 1 | False | Up |  | None | Condensing | Single-Stage |  | 1 | Premium |  | 98000 | 95000 |  |  | 98000 | 824 | 95 | 78 | [8 empty] | Federally-Regulated Consumer Product | 06/08/2017 |  | 08/31/2017
Rheem Sales Company, Inc. | Weatherking | W95TA1001521MSA | Natural Gas | Induced Draft | True | False | 1 | False | Down |  | None | Condensing | Single-Stage |  | 1 | Premium |  | 98000 | 95000 |  |  | 98000 | 824 | 95 | 78 | [8 empty] | Federally-Regulated Consumer Product | 06/08/2017 |  | 08/31/2017
Rheem Sales Company, Inc. | Weatherking | W95TA1001521MSA | Natural Gas | Induced Draft | True | False | 1 | False | Horizontal |  | None | Condensing | Single-Stage |  | 1 | Premium |  | 98000 | 95000 |  |  | 98000 | 824 | 95 | 78 | [8 empty] | Federally-Regulated Consumer Product | 06/08/2017 |  | 08/31/2017
Rheem Sales Company, Inc. | Weatherking | W95TA1151524MSA | LPG | Induced Draft | True | False | 1 | False | Up |  | None | Condensing | Single-Stage |  | 1 | Premium |  | 112000 | 108000 |  |  | 99000 | 561 | 95 | 78 | [8 empty] | Federally-Regulated Consumer Product | 06/08/2017 |  | 08/31/2017
Rheem Sales Company, Inc. | Weatherking | W95TA1151524MSA | LPG | Induced Draft | True | False | 1 | False | Down |  | None | Condensing | Single-Stage |  | 1 | Premium |  | 112000 | 108000 |  |  | 99000 | 561 | 95 | 78 | [8 empty] | Federally-Regulated Consumer Product | 06/08/2017 |  | 08/31/2017
Rheem Sales Company, Inc. | Weatherking | W95TA1151524MSA | LPG | Induced Draft | True | False | 1 | False | Horizontal |  | None | Condensing | Single-Stage |  | 1 | Premium |  | 112000 | 108000 |  |  | 99000 | 561 | 95 | 78 | [8 empty] | Federally-Regulated Consumer Product | 06/08/2017 |  | 08/31/2017
Rheem Sales Company, Inc. | Weatherking | W95TA1151524MSA | Natural Gas | Induced Draft | True | False | 1 | False | Up |  | None | Condensing | Single-Stage |  | 1 | Premium |  | 112000 | 108000 |  |  | 99000 | 561 | 95 | 78 | [8 empty] | Federally-Regulated Consumer Product | 06/08/2017 |  | 08/31/2017
Rheem Sales Company, Inc. | Weatherking | W95TA1151524MSA | Natural Gas | Induced Draft | True | False | 1 | False | Down |  | None | Condensing | Single-Stage |  | 1 | Premium |  | 112000 | 108000 |  |  | 99000 | 561 | 95 | 78 | [8 empty] | Federally-Regulated Consumer Product | 06/08/2017 |  | 08/31/2017
Rheem Sales Company, Inc. | Weatherking | W95TA1151524MSA | Natural Gas | Induced Draft | True | False | 1 | False | Horizontal |  | None | Condensing | Single-Stage |  | 1 | Premium |  | 112000 | 108000 |  |  | 99000 | 561 | 95 | 78 | [8 empty] | Federally-Regulated Consumer Product | 06/08/2017 |  | 08/31/2017
Rheem Sales Company, Inc. | Weatherking | W95TB0851521MSA | LPG | Induced Draft | True | False | 1 | False | Up |  | None | Condensing | Single-Stage |  | 1 | Premium |  | 84000 | 82000 |  |  | 80600 | 757 | 95 | 78 | [8 empty] | Federally-Regulated Consumer Product | 08/17/2016 |  | 08/31/2017
Rheem Sales Company, Inc. | Weatherking | W95TB0851521MSA | LPG | Induced Draft | True | False | 1 | False | Down |  | None | Condensing | Single-Stage |  | 1 | Premium |  | 84000 | 82000 |  |  | 80600 | 757 | 95 | 78 | [8 empty] | Federally-Regulated Consumer Product | 08/17/2016 |  | 08/31/2017
Rheem Sales Company, Inc. | Weatherking | W95TB0851521MSA | LPG | Induced Draft | True | False | 1 | False | Horizontal |  | None | Condensing | Single-Stage |  | 1 | Premium |  | 84000 | 82000 |  |  | 80600 | 757 | 95 | 78 | [8 empty] | Federally-Regulated Consumer Product | 08/17/2016 |  | 08/31/2017
Rheem Sales Company, Inc. | Weatherking | W95TB0851521MSA | Natural Gas | Induced Draft | True | False | 1 | False | Up |  | None | Condensing | Single-Stage |  | 1 | Premium |  | 84000 | 82000 |  |  | 80600 | 757 | 95 | 78 | [8 empty] | Federally-Regulated Consumer Product | 08/17/2016 |  | 08/31/2017
Rheem Sales Company, Inc. | Weatherking | W95TB0851521MSA | Natural Gas | Induced Draft | True | False | 1 | False | Down |  | None | Condensing | Single-Stage |  | 1 | Premium |  | 84000 | 82000 |  |  | 80600 | 757 | 95 | 78 | [8 empty] | Federally-Regulated Consumer Product | 08/17/2016 |  | 08/31/2017
Rheem Sales Company, Inc. | Weatherking | W95TB0851521MSA | Natural Gas | Induced Draft | True | False | 1 | False | Horizontal |  | None | Condensing | Single-Stage |  | 1 | Premium |  | 84000 | 82000 |  |  | 80600 | 757 | 95 | 78 | [8 empty] | Federally-Regulated Consumer Product | 08/17/2016 |  | 08/31/2017
Rheem Sales Company, Inc. | Thermal Zone | TZ80DSS050A30SA | LPG | Induced Draft | True | False | 1 | False | Down |  | None | Non-Condensing | Single-Stage |  | 0.5 | Standard |  | 50000 | 40000 |  |  | 37000 | 657 | 80 | 78 | [8 empty] | Federally-Regulated Consumer Product | 08/17/2016 |  | 08/31/2017
Rheem Sales Company, Inc. | Thermal Zone | TZ80DSS050A30SA | Natural Gas | Induced Draft | True | False | 1 | False | Down |  | None | Non-Condensing | Single-Stage |  | 0.5 | Standard |  | 50000 | 40000 |  |  | 37000 | 657 | 80 | 78 | [8 empty] | Federally-Regulated Consumer Product | 08/17/2016 |  | 08/31/2017
Rheem Sales Company, Inc. | Thermal Zone | TZ95MSX040B30A | LPG | Induced Draft | True | False | 1 | False | Up |  | None | Condensing | Single-Stage |  | 0.5 | Premium |  | 42000 | 41000 |  |  | 32700 | 247 | 95 | 78 | [8 empty] | Federally-Regulated Consumer Product | 08/17/2016 |  | 08/31/2017
Rheem Sales Company, Inc. | Thermal Zone | TZ95MSX040B30A | LPG | Induced Draft | True | False | 1 | False | Down |  | None | Condensing | Single-Stage |  | 0.5 | Premium |  | 42000 | 41000 |  |  | 32700 | 247 | 95 | 78 | [8 empty] | Federally-Regulated Consumer Product | 08/17/2016 |  | 08/31/2017
Rheem Sales Company, Inc. | Thermal Zone | TZ95MSX040B30A | LPG | Induced Draft | True | False | 1 | False | Horizontal |  | None | Condensing | Single-Stage |  | 0.5 | Premium |  | 42000 | 41000 |  |  | 32700 | 247 | 95 | 78 | [8 empty] | Federally-Regulated Consumer Product | 08/17/2016 |  | 08/31/2017
Rheem Sales Company, Inc. | Thermal Zone | TZ95MSX040B30A | Natural Gas | Induced Draft | True | False | 1 | False | Up |  | None | Condensing | Single-Stage |  | 0.5 | Premium |  | 42000 | 41000 |  |  | 32700 | 247 | 95 | 78 | [8 empty] | Federally-Regulated Consumer Product | 08/17/2016 |  | 08/31/2017
Rheem Sales Company, Inc. | Thermal Zone | TZ95MSX040B30A | Natural Gas | Induced Draft | True | False | 1 | False | Down |  | None | Condensing | Single-Stage |  | 0.5 | Premium |  | 42000 | 41000 |  |  | 32700 | 247 | 95 | 78 | [8 empty] | Federally-Regulated Consumer Product | 08/17/2016 |  | 08/31/2017
Rheem Sales Company, Inc. | Thermal Zone | TZ95MSX040B30A | Natural Gas | Induced Draft | True | False | 1 | False | Horizontal |  | None | Condensing | Single-Stage |  | 0.5 | Premium |  | 42000 | 41000 |  |  | 32700 | 247 | 95 | 78 | [8 empty] | Federally-Regulated Consumer Product | 08/17/2016 |  | 08/31/2017
Rheem Sales Company, Inc. | Thermal Zone | TZ95MSX070B30A | LPG | Induced Draft | True | False | 1 | False | Up |  | None | Condensing | Single-Stage |  | 0.5 | Premium |  | 70000 | 68000 |  |  | 66000 | 470 | 95 | 78 | [8 empty] | Federally-Regulated Consumer Product | 08/17/2016 |  | 08/31/2017
Rheem Sales Company, Inc. | Thermal Zone | TZ95MSX070B30A | LPG | Induced Draft | True | False | 1 | False | Down |  | None | Condensing | Single-Stage |  | 0.5 | Premium |  | 70000 | 68000 |  |  | 66000 | 470 | 95 | 78 | [8 empty] | Federally-Regulated Consumer Product | 08/17/2016 |  | 08/31/2017
Rheem Sales Company, Inc. | Thermal Zone | TZ95MSX070B30A | LPG | Induced Draft | True | False | 1 | False | Horizontal |  | None | Condensing | Single-Stage |  | 0.5 | Premium |  | 70000 | 68000 |  |  | 66000 | 470 | 95 | 78 | [8 empty] | Federally-Regulated Consumer Product | 08/17/2016 |  | 08/31/2017
Rheem Sales Company, Inc. | Thermal Zone | TZ95MSX070B30A | Natural Gas | Induced Draft | True | False | 1 | False | Up |  | None | Condensing | Single-Stage |  | 0.5 | Premium |  | 70000 | 68000 |  |  | 66000 | 470 | 95 | 78 | [8 empty] | Federally-Regulated Consumer Product | 08/17/2016 |  | 08/31/2017
Rheem Sales Company, Inc. | Thermal Zone | TZ95MSX070B30A | Natural Gas | Induced Draft | True | False | 1 | False | Down |  | None | Condensing | Single-Stage |  | 0.5 | Premium |  | 70000 | 68000 |  |  | 66000 | 470 | 95 | 78 | [8 empty] | Federally-Regulated Consumer Product | 08/17/2016 |  | 08/31/2017
Rheem Sales Company, Inc. | Thermal Zone | TZ95MSX070B30A | Natural Gas | Induced Draft | True | False | 1 | False | Horizontal |  | None | Condensing | Single-Stage |  | 0.5 | Premium |  | 70000 | 68000 |  |  | 66000 | 470 | 95 | 78 | [8 empty] | Federally-Regulated Consumer Product | 08/17/2016 |  | 08/31/2017
Rheem Sales Company, Inc. | Thermal Zone | TZDF-424JK060A | LPG | Induced Draft | True | True | 1 | False | Down |  | None | Non-Condensing | Single-Stage |  | 0.33 | Standard |  | 60000 | 48000 |  |  | 58200 | 435 | 81 | 78 | [8 empty] | Federally-Regulated Consumer Product | 08/17/2016 |  | 08/31/2017
Rheem Sales Company, Inc. | Thermal Zone | TZDF-424JK060A | LPG | Induced Draft | True | True | 1 | False | Horizontal |  | None | Non-Condensing | Single-Stage |  | 0.33 | Standard |  | 60000 | 48000 |  |  | 58200 | 435 | 81 | 78 | [8 empty] | Federally-Regulated Consumer Product | 08/17/2016 |  | 08/31/2017
Rheem Sales Company, Inc. | Thermal Zone | TZDF-424JK060A | Natural Gas | Induced Draft | True | True | 1 | False | Down |  | None | Non-Condensing | Single-Stage |  | 0.33 | Standard |  | 60000 | 48000 |  |  | 58200 | 435 | 81 | 78 | [8 empty] | Federally-Regulated Consumer Product | 08/17/2016 |  | 08/31/2017
Rheem Sales Company, Inc. | Thermal Zone | TZDF-424JK060A | Natural Gas | Induced Draft | True | True | 1 | False | Horizontal |  | None | Non-Condensing | Single-Stage |  | 0.33 | Standard |  | 60000 | 48000 |  |  | 58200 | 435 | 81 | 78 | [8 empty] | Federally-Regulated Consumer Product | 08/17/2016 |  | 08/31/2017
Trane U.S. Inc. | AMERISTAR | CDB1B060A9361A* | LPG | Induced Draft | True | False | 1 | False | Down |  | None | Non-Condensing | Single-Stage |  | 0.5 | Standard |  | 60000 | 48000 |  |  | 57300 | 549 | 80 | 78 | [8 empty] | Federally-Regulated Consumer Product | 08/17/2016 |  | 08/31/2017
Trane U.S. Inc. | AMERISTAR | CDB1B060A9361A* | LPG | Induced Draft | True | False | 1 | False | Horizontal |  | None | Non-Condensing | Single-Stage |  | 0.5 | Standard |  | 60000 | 48000 |  |  | 57300 | 549 | 80 | 78 | [8 empty] | Federally-Regulated Consumer Product | 08/17/2016 |  | 08/31/2017
Trane U.S. Inc. | AMERISTAR | CDB1B060A9361A* | Natural Gas | Induced Draft | True | False | 1 | False | Down |  | None | Non-Condensing | Single-Stage |  | 0.5 | Standard |  | 60000 | 48000 |  |  | 57300 | 549 | 80 | 78 | [8 empty] | Federally-Regulated Consumer Product | 08/17/2016 |  | 08/31/2017
Trane U.S. Inc. | AMERISTAR | CDB1B060A9361A* | Natural Gas | Induced Draft | True | False | 1 | False | Horizontal |  | None | Non-Condensing | Single-Stage |  | 0.5 | Standard |  | 60000 | 48000 |  |  | 57300 | 549 | 80 | 78 | [8 empty] | Federally-Regulated Consumer Product | 08/17/2016 |  | 08/31/2017
Trane U.S. Inc. | AMERISTAR | CDB1B080A9451A* | LPG | Induced Draft | True | False | 1 | False | Down |  | None | Non-Condensing | Single-Stage |  | 0.2 | Standard |  | 80000 | 64000 |  |  | 76800 | 642 | 80 | 78 | [8 empty] | Federally-Regulated Consumer Product | 08/17/2016 |  | 08/31/2017
Trane U.S. Inc. | AMERISTAR | CDB1B080A9451A* | LPG | Induced Draft | True | False | 1 | False | Horizontal |  | None | Non-Condensing | Single-Stage |  | 0.2 | Standard |  | 80000 | 64000 |  |  | 76800 | 642 | 80 | 78 | [8 empty] | Federally-Regulated Consumer Product | 08/17/2016 |  | 08/31/2017
Trane U.S. Inc. | AMERISTAR | CDB1B080A9451A* | Natural Gas | Induced Draft | True | False | 1 | False | Down |  | None | Non-Condensing | Single-Stage |  | 0.2 | Standard |  | 80000 | 64000 |  |  | 76800 | 642 | 80 | 78 | [8 empty] | Federally-Regulated Consumer Product | 08/17/2016 |  | 08/31/2017
Trane U.S. Inc. | AMERISTAR | CDB1B080A9451A* | Natural Gas | Induced Draft | True | False | 1 | False | Horizontal |  | None | Non-Condensing | Single-Stage |  | 0.2 | Standard |  | 80000 | 64000 |  |  | 76800 | 642 | 80 | 78 | [8 empty] | Federally-Regulated Consumer Product | 08/17/2016 |  | 08/31/2017
Trane U.S. Inc. | AMERISTAR | CDB1B100A9451A* | LPG | Induced Draft | True | False | 1 | False | Down |  | None | Non-Condensing | Single-Stage |  | 0.33 | Standard |  | 100000 | 80000 |  |  | 95300 | 907 | 80 | 78 | [8 empty] | Federally-Regulated Consumer Product | 08/17/2016 |  | 08/31/2017
Trane U.S. Inc. | AMERISTAR | CDB1B100A9451A* | LPG | Induced Draft | True | False | 1 | False | Horizontal |  | None | Non-Condensing | Single-Stage |  | 0.33 | Standard |  | 100000 | 80000 |  |  | 95300 | 907 | 80 | 78 | [8 empty] | Federally-Regulated Consumer Product | 08/17/2016 |  | 08/31/2017
Trane U.S. Inc. | AMERISTAR | CDB1B100A9451A* | Natural Gas | Induced Draft | True | False | 1 | False | Down |  | None | Non-Condensing | Single-Stage |  | 0.33 | Standard |  | 100000 | 80000 |  |  | 95300 | 907 | 80 | 78 | [8 empty] | Federally-Regulated Consumer Product | 08/17/2016 |  | 08/31/2017
Trane U.S. Inc. | AMERISTAR | CDB1B100A9451A* | Natural Gas | Induced Draft | True | False | 1 | False | Horizontal |  | None | Non-Condensing | Single-Stage |  | 0.33 | Standard |  | 100000 | 80000 |  |  | 95300 | 907 | 80 | 78 | [8 empty] | Federally-Regulated Consumer Product | 08/17/2016 |  | 08/31/2017
Trane U.S. Inc. | AMERISTAR | CDB1C100A9601A* | LPG | Induced Draft | True | False | 1 | False | Down |  | None | Non-Condensing | Single-Stage |  | 0.75 | Standard |  | 100000 | 81000 |  |  | 96000 | 998 | 80 | 78 | [8 empty] | Federally-Regulated Consumer Product | 08/17/2016 |  | 08/31/2017
Trane U.S. Inc. | AMERISTAR | CDB1C100A9601A* | LPG | Induced Draft | True | False | 1 | False | Horizontal |  | None | Non-Condensing | Single-Stage |  | 0.75 | Standard |  | 100000 | 81000 |  |  | 96000 | 998 | 80 | 78 | [8 empty] | Federally-Regulated Consumer Product | 08/17/2016 |  | 08/31/2017
Trane U.S. Inc. | AMERISTAR | CDB1C100A9601A* | Natural Gas | Induced Draft | True | False | 1 | False | Down |  | None | Non-Condensing | Single-Stage |  | 0.75 | Standard |  | 100000 | 81000 |  |  | 96000 | 998 | 80 | 78 | [8 empty] | Federally-Regulated Consumer Product | 08/17/2016 |  | 08/31/2017
Trane U.S. Inc. | AMERISTAR | CDB1C100A9601A* | Natural Gas | Induced Draft | True | False | 1 | False | Horizontal |  | None | Non-Condensing | Single-Stage |  | 0.75 | Standard |  | 100000 | 81000 |  |  | 96000 | 998 | 80 | 78 | [8 empty] | Federally-Regulated Consumer Product | 08/17/2016 |  | 08/31/2017
Trane U.S. Inc. | AMERISTAR | CDB1D120A9601A* | LPG | Induced Draft | True | False | 1 | False | Down |  | None | Non-Condensing | Single-Stage |  | 0.75 | Standard |  | 120000 | 96000 |  |  | 114100 | 1133 | 80 | 78 | [8 empty] | Federally-Regulated Consumer Product | 08/17/2016 |  | 08/31/2017
Trane U.S. Inc. | AMERISTAR | CDB1D120A9601A* | LPG | Induced Draft | True | False | 1 | False | Horizontal |  | None | Non-Condensing | Single-Stage |  | 0.75 | Standard |  | 120000 | 96000 |  |  | 114100 | 1133 | 80 | 78 | [8 empty] | Federally-Regulated Consumer Product | 08/17/2016 |  | 08/31/2017
Trane U.S. Inc. | AMERISTAR | CDB1D120A9601A* | Natural Gas | Induced Draft | True | False | 1 | False | Down |  | None | Non-Condensing | Single-Stage |  | 0.75 | Standard |  | 120000 | 96000 |  |  | 114100 | 1133 | 80 | 78 | [8 empty] | Federally-Regulated Consumer Product | 08/17/2016 |  | 08/31/2017
Trane U.S. Inc. | AMERISTAR | CDB1D120A9601A* | Natural Gas | Induced Draft | True | False | 1 | False | Horizontal |  | None | Non-Condensing | Single-Stage |  | 0.75 | Standard |  | 120000 | 96000 |  |  | 114100 | 1133 | 80 | 78 | [8 empty] | Federally-Regulated Consumer Product | 08/17/2016 |  | 08/31/2017
Trane U.S. Inc. | AMERISTAR | M952V060BU36AB* | LPG | Induced Draft | True | False | 1 | False | Up |  | None | Condensing | Two-Stage Modulating |  | 0.5 | Standard |  | 60000 | 58000 |  |  | 47400 | 200 | 97 | 78 | [8 empty] | Federally-Regulated Consumer Product | 02/24/2016 |  | 08/31/2017
Trane U.S. Inc. | AMERISTAR | M952V060BU36AB* | LPG | Induced Draft | True | False | 1 | False | Horizontal |  | None | Condensing | Two-Stage Modulating |  | 0.5 | Standard |  | 60000 | 58000 |  |  | 47400 | 200 | 97 | 78 | [8 empty] | Federally-Regulated Consumer Product | 02/24/2016 |  | 08/31/2017
Trane U.S. Inc. | AMERISTAR | M952V060BU36AB* | Natural Gas | Induced Draft | True | False | 1 | False | Up |  | None | Condensing | Two-Stage Modulating |  | 0.5 | Standard |  | 60000 | 58000 |  |  | 47400 | 200 | 97 | 78 | [8 empty] | Federally-Regulated Consumer Product | 02/24/2016 |  | 08/31/2017
Trane U.S. Inc. | AMERISTAR | M952V060BU36AB* | Natural Gas | Induced Draft | True | False | 1 | False | Horizontal |  | None | Condensing | Two-Stage Modulating |  | 0.5 | Standard |  | 60000 | 58000 |  |  | 47400 | 200 | 97 | 78 | [8 empty] | Federally-Regulated Consumer Product | 02/24/2016 |  | 08/31/2017
Trane U.S. Inc. | AMERISTAR | M952V080BU36AB* | LPG | Induced Draft | True | False | 1 | False | Up |  | None | Condensing | Two-Stage Modulating |  | 0.5 | Standard |  | 80000 | 78000 |  |  | 78000 | 320 | 97 | 78 | [8 empty] | Federally-Regulated Consumer Product | 02/24/2016 |  | 08/31/2017
Trane U.S. Inc. | AMERISTAR | M952V080BU36AB* | LPG | Induced Draft | True | False | 1 | False | Horizontal |  | None | Condensing | Two-Stage Modulating |  | 0.5 | Standard |  | 80000 | 78000 |  |  | 78000 | 320 | 97 | 78 | [8 empty] | Federally-Regulated Consumer Product | 02/24/2016 |  | 08/31/2017
Trane U.S. Inc. | AMERISTAR | M952V080BU36AB* | Natural Gas | Induced Draft | True | False | 1 | False | Up |  | None | Condensing | Two-Stage Modulating |  | 0.5 | Standard |  | 80000 | 78000 |  |  | 78000 | 320 | 97 | 78 | [8 empty] | Federally-Regulated Consumer Product | 02/24/2016 |  | 08/31/2017
Trane U.S. Inc. | AMERISTAR | M952V080BU36AB* | Natural Gas | Induced Draft | True | False | 1 | False | Horizontal |  | None | Condensing | Two-Stage Modulating |  | 0.5 | Standard |  | 80000 | 78000 |  |  | 78000 | 320 | 97 | 78 | [8 empty] | Federally-Regulated Consumer Product | 02/24/2016 |  | 08/31/2017
Trane U.S. Inc. | AMERISTAR | M952V100CU48AB* | LPG | Induced Draft | True | False | 1 | False | Up |  | None | Condensing | Two-Stage Modulating |  | 0.75 | Standard |  | 100000 | 97000 |  |  | 93400 | 437 | 96.7 | 78 | [8 empty] | Federally-Regulated Consumer Product | 02/24/2016 |  | 08/31/2017
Trane U.S. Inc. | AMERISTAR | M952V100CU48AB* | LPG | Induced Draft | True | False | 1 | False | Horizontal |  | None | Condensing | Two-Stage Modulating |  | 0.75 | Standard |  | 100000 | 97000 |  |  | 93400 | 437 | 96.7 | 78 | [8 empty] | Federally-Regulated Consumer Product | 02/24/2016 |  | 08/31/2017
Trane U.S. Inc. | AMERISTAR | M952V100CU48AB* | Natural Gas | Induced Draft | True | False | 1 | False | Up |  | None | Condensing | Two-Stage Modulating |  | 0.75 | Standard |  | 100000 | 97000 |  |  | 93400 | 437 | 96.7 | 78 | [8 empty] | Federally-Regulated Consumer Product | 02/24/2016 |  | 08/31/2017
Trane U.S. Inc. | AMERISTAR | M952V100CU48AB* | Natural Gas | Induced Draft | True | False | 1 | False | Horizontal |  | None | Condensing | Two-Stage Modulating |  | 0.75 | Standard |  | 100000 | 97000 |  |  | 93400 | 437 | 96.7 | 78 | [8 empty] | Federally-Regulated Consumer Product | 02/24/2016 |  | 08/31/2017
Trane U.S. Inc. | AMERISTAR | M952V080BD36AA* | LPG | Induced Draft | True | False | 1 | False | Down |  | None | Condensing | Two-Stage Modulating |  | 0.5 | Standard |  | 80000 | 77000 |  |  | 70800 | 324 | 96 | 78 | [8 empty] | Federally-Regulated Consumer Product | 08/17/2016 |  | 08/31/2017
Trane U.S. Inc. | AMERISTAR | M952V080BD36AA* | LPG | Induced Draft | True | False | 1 | False | Horizontal |  | None | Condensing | Two-Stage Modulating |  | 0.5 | Standard |  | 80000 | 77000 |  |  | 70800 | 324 | 96 | 78 | [8 empty] | Federally-Regulated Consumer Product | 08/17/2016 |  | 08/31/2017
Trane U.S. Inc. | AMERISTAR | M952V080BD36AA* | Natural Gas | Induced Draft | True | False | 1 | False | Down |  | None | Condensing | Two-Stage Modulating |  | 0.5 | Standard |  | 80000 | 77000 |  |  | 70800 | 324 | 96 | 78 | [8 empty] | Federally-Regulated Consumer Product | 08/17/2016 |  | 08/31/2017
Trane U.S. Inc. | AMERISTAR | M952V080BD36AA* | Natural Gas | Induced Draft | True | False | 1 | False | Horizontal |  | None | Condensing | Two-Stage Modulating |  | 0.5 | Standard |  | 80000 | 77000 |  |  | 70800 | 324 | 96 | 78 | [8 empty] | Federally-Regulated Consumer Product | 08/17/2016 |  | 08/31/2017
Trane U.S. Inc. | AMERISTAR | M952V100CD48AA* | LPG | Induced Draft | True | False | 1 | False | Down |  | None | Condensing | Two-Stage Modulating |  | 0.75 | Standard |  | 100000 | 96000 |  |  | 93800 | 463 | 96 | 78 | [8 empty] | Federally-Regulated Consumer Product | 08/17/2016 |  | 08/31/2017
Trane U.S. Inc. | AMERISTAR | M952V100CD48AA* | LPG | Induced Draft | True | False | 1 | False | Horizontal |  | None | Condensing | Two-Stage Modulating |  | 0.75 | Standard |  | 100000 | 96000 |  |  | 93800 | 463 | 96 | 78 | [8 empty] | Federally-Regulated Consumer Product | 08/17/2016 |  | 08/31/2017
Trane U.S. Inc. | AMERISTAR | M952V100CD48AA* | Natural Gas | Induced Draft | True | False | 1 | False | Down |  | None | Condensing | Two-Stage Modulating |  | 0.75 | Standard |  | 100000 | 96000 |  |  | 93800 | 463 | 96 | 78 | [8 empty] | Federally-Regulated Consumer Product | 08/17/2016 |  | 08/31/2017
Trane U.S. Inc. | AMERISTAR | M952V100CD48AA* | Natural Gas | Induced Draft | True | False | 1 | False | Horizontal |  | None | Condensing | Two-Stage Modulating |  | 0.75 | Standard |  | 100000 | 96000 |  |  | 93800 | 463 | 96 | 78 | [8 empty] | Federally-Regulated Consumer Product | 08/17/2016 |  | 08/31/2017
Trane U.S. Inc. | AMERISTAR | M801P140DD60AA | LPG | Induced Draft | True | False | 1 | False | Down |  | None | Non-Condensing | Single-Stage |  | 0.75 | Standard |  | 140000 | 113000 |  |  | 134200 | 1116 | 80 | 78 | [8 empty] | Federally-Regulated Consumer Product | 08/17/2016 |  | 08/31/2017
Trane U.S. Inc. | AMERISTAR | M801P140DD60AA | LPG | Induced Draft | True | False | 1 | False | Horizontal |  | None | Non-Condensing | Single-Stage |  | 0.75 | Standard |  | 140000 | 113000 |  |  | 134200 | 1116 | 80 | 78 | [8 empty] | Federally-Regulated Consumer Product | 08/17/2016 |  | 08/31/2017
Trane U.S. Inc. | AMERISTAR | M801P140DD60AA | Natural Gas | Induced Draft | True | False | 1 | False | Down |  | None | Non-Condensing | Single-Stage |  | 0.75 | Standard |  | 140000 | 113000 |  |  | 134200 | 1116 | 80 | 78 | [8 empty] | Federally-Regulated Consumer Product | 08/17/2016 |  | 08/31/2017
Trane U.S. Inc. | AMERISTAR | M801P140DD60AA | Natural Gas | Induced Draft | True | False | 1 | False | Horizontal |  | None | Non-Condensing | Single-Stage |  | 0.75 | Standard |  | 140000 | 113000 |  |  | 134200 | 1116 | 80 | 78 | [8 empty] | Federally-Regulated Consumer Product | 08/17/2016 |  | 08/31/2017
Trane U.S. Inc. | AMERISTAR | M952V120DD60AA* | LPG | Induced Draft | True | False | 1 | False | Down |  | None | Condensing | Two-Stage Modulating |  | 1 | Standard |  | 120000 | 116000 |  |  | 108400 | 462 | 96 | 78 | [8 empty] | Federally-Regulated Consumer Product | 08/17/2016 |  | 08/31/2017
Trane U.S. Inc. | AMERISTAR | M952V120DD60AA* | LPG | Induced Draft | True | False | 1 | False | Horizontal |  | None | Condensing | Two-Stage Modulating |  | 1 | Standard |  | 120000 | 116000 |  |  | 108400 | 462 | 96 | 78 | [8 empty] | Federally-Regulated Consumer Product | 08/17/2016 |  | 08/31/2017
Trane U.S. Inc. | AMERISTAR | M952V120DD60AA* | Natural Gas | Induced Draft | True | False | 1 | False | Down |  | None | Condensing | Two-Stage Modulating |  | 1 | Standard |  | 120000 | 116000 |  |  | 108400 | 462 | 96 | 78 | [8 empty] | Federally-Regulated Consumer Product | 08/17/2016 |  | 08/31/2017
Trane U.S. Inc. | AMERISTAR | M952V120DD60AA* | Natural Gas | Induced Draft | True | False | 1 | False | Horizontal |  | None | Condensing | Two-Stage Modulating |  | 1 | Standard |  | 120000 | 116000 |  |  | 108400 | 462 | 96 | 78 | [8 empty] | Federally-Regulated Consumer Product | 08/17/2016 |  | 08/31/2017
Trane U.S. Inc. | AMERISTAR | M801P060AD36AA* | LPG | Induced Draft | True | False | 1 | False | Down |  | None | Non-Condensing | Single-Stage |  | 0.5 | Standard |  | 60000 | 48000 |  |  | 56400 | 712 | 80 | 78 | [8 empty] | Federally-Regulated Consumer Product | 08/17/2016 |  | 08/31/2017
Trane U.S. Inc. | AMERISTAR | M801P060AD36AA* | LPG | Induced Draft | True | False | 1 | False | Horizontal |  | None | Non-Condensing | Single-Stage |  | 0.5 | Standard |  | 60000 | 48000 |  |  | 56400 | 712 | 80 | 78 | [8 empty] | Federally-Regulated Consumer Product | 08/17/2016 |  | 08/31/2017
Trane U.S. Inc. | AMERISTAR | M801P060AD36AA* | Natural Gas | Induced Draft | True | False | 1 | False | Down |  | None | Non-Condensing | Single-Stage |  | 0.5 | Standard |  | 60000 | 48000 |  |  | 56400 | 712 | 80 | 78 | [8 empty] | Federally-Regulated Consumer Product | 08/17/2016 |  | 08/31/2017
Trane U.S. Inc. | AMERISTAR | M801P060AD36AA* | Natural Gas | Induced Draft | True | False | 1 | False | Horizontal |  | None | Non-Condensing | Single-Stage |  | 0.5 | Standard |  | 60000 | 48000 |  |  | 56400 | 712 | 80 | 78 | [8 empty] | Federally-Regulated Consumer Product | 08/17/2016 |  | 08/31/2017
Trane U.S. Inc. | AMERISTAR | M801P100CD48AA* | LPG | Induced Draft | True | False | 1 | False | Down |  | None | Non-Condensing | Single-Stage |  | 0.5 | Standard |  | 100000 | 80000 |  |  | 95400 | 892 | 80 | 78 | [8 empty] | Federally-Regulated Consumer Product | 08/17/2016 |  | 08/31/2017
Trane U.S. Inc. | AMERISTAR | M801P100CD48AA* | LPG | Induced Draft | True | False | 1 | False | Horizontal |  | None | Non-Condensing | Single-Stage |  | 0.5 | Standard |  | 100000 | 80000 |  |  | 95400 | 892 | 80 | 78 | [8 empty] | Federally-Regulated Consumer Product | 08/17/2016 |  | 08/31/2017
Trane U.S. Inc. | AMERISTAR | M801P100CD48AA* | Natural Gas | Induced Draft | True | False | 1 | False | Down |  | None | Non-Condensing | Single-Stage |  | 0.5 | Standard |  | 100000 | 80000 |  |  | 95400 | 892 | 80 | 78 | [8 empty] | Federally-Regulated Consumer Product | 08/17/2016 |  | 08/31/2017
Trane U.S. Inc. | AMERISTAR | M801P100CD48AA* | Natural Gas | Induced Draft | True | False | 1 | False | Horizontal |  | None | Non-Condensing | Single-Stage |  | 0.5 | Standard |  | 100000 | 80000 |  |  | 95400 | 892 | 80 | 78 | [8 empty] | Federally-Regulated Consumer Product | 08/17/2016 |  | 08/31/2017
Trane U.S. Inc. | AMERISTAR | M952V080BU36AA* | LPG | Induced Draft | True | False | 1 | False | Up |  | None | Condensing | Two-Stage Modulating |  | 0.5 | Standard |  | 80000 | 78000 |  |  | 78000 | 320 | 97 | 78 | [8 empty] | Federally-Regulated Consumer Product | 08/17/2016 |  | 08/31/2017
Trane U.S. Inc. | AMERISTAR | M952V080BU36AA* | LPG | Induced Draft | True | False | 1 | False | Horizontal |  | None | Condensing | Two-Stage Modulating |  | 0.5 | Standard |  | 80000 | 78000 |  |  | 78000 | 320 | 97 | 78 | [8 empty] | Federally-Regulated Consumer Product | 08/17/2016 |  | 08/31/2017
Trane U.S. Inc. | AMERISTAR | M952V080BU36AA* | Natural Gas | Induced Draft | True | False | 1 | False | Up |  | None | Condensing | Two-Stage Modulating |  | 0.5 | Standard |  | 80000 | 78000 |  |  | 78000 | 320 | 97 | 78 | [8 empty] | Federally-Regulated Consumer Product | 08/17/2016 |  | 08/31/2017
Trane U.S. Inc. | AMERISTAR | M952V080BU36AA* | Natural Gas | Induced Draft | True | False | 1 | False | Horizontal |  | None | Condensing | Two-Stage Modulating |  | 0.5 | Standard |  | 80000 | 78000 |  |  | 78000 | 320 | 97 | 78 | [8 empty] | Federally-Regulated Consumer Product | 08/17/2016 |  | 08/31/2017
Trane U.S. Inc. | AMERISTAR | M952V120DU60AA* | LPG | Induced Draft | True | False | 1 | False | Up |  | None | Condensing | Two-Stage Modulating |  | 1 | Standard |  | 120000 | 116000 |  |  | 108500 | 519 | 96.7 | 78 | [8 empty] | Federally-Regulated Consumer Product | 08/17/2016 |  | 08/31/2017
Trane U.S. Inc. | AMERISTAR | M952V120DU60AA* | LPG | Induced Draft | True | False | 1 | False | Horizontal |  | None | Condensing | Two-Stage Modulating |  | 1 | Standard |  | 120000 | 116000 |  |  | 108500 | 519 | 96.7 | 78 | [8 empty] | Federally-Regulated Consumer Product | 08/17/2016 |  | 08/31/2017
Trane U.S. Inc. | AMERISTAR | M952V120DU60AA* | Natural Gas | Induced Draft | True | False | 1 | False | Up |  | None | Condensing | Two-Stage Modulating |  | 1 | Standard |  | 120000 | 116000 |  |  | 108500 | 519 | 96.7 | 78 | [8 empty] | Federally-Regulated Consumer Product | 08/17/2016 |  | 08/31/2017
Trane U.S. Inc. | AMERISTAR | M952V120DU60AA* | Natural Gas | Induced Draft | True | False | 1 | False | Horizontal |  | None | Condensing | Two-Stage Modulating |  | 1 | Standard |  | 120000 | 116000 |  |  | 108500 | 519 | 96.7 | 78 | [8 empty] | Federally-Regulated Consumer Product | 08/17/2016 |  | 08/31/2017
Trane U.S. Inc. | AMERISTAR | M952V060BD36AA* | LPG | Induced Draft | True | False | 1 | False | Down |  | None | Condensing | Two-Stage Modulating |  | 0.5 | Standard |  | 60000 | 59000 |  |  | 47400 | 193 | 96 | 78 | [8 empty] | Federally-Regulated Consumer Product | 08/17/2016 |  | 08/31/2017
Trane U.S. Inc. | AMERISTAR | M952V060BD36AA* | LPG | Induced Draft | True | False | 1 | False | Horizontal |  | None | Condensing | Two-Stage Modulating |  | 0.5 | Standard |  | 60000 | 59000 |  |  | 47400 | 193 | 96 | 78 | [8 empty] | Federally-Regulated Consumer Product | 08/17/2016 |  | 08/31/2017
Trane U.S. Inc. | AMERISTAR | M952V060BD36AA* | Natural Gas | Induced Draft | True | False | 1 | False | Down |  | None | Condensing | Two-Stage Modulating |  | 0.5 | Standard |  | 60000 | 59000 |  |  | 47400 | 193 | 96 | 78 | [8 empty] | Federally-Regulated Consumer Product | 08/17/2016 |  | 08/31/2017
Trane U.S. Inc. | AMERISTAR | M952V060BD36AA* | Natural Gas | Induced Draft | True | False | 1 | False | Horizontal |  | None | Condensing | Two-Stage Modulating |  | 0.5 | Standard |  | 60000 | 59000 |  |  | 47400 | 193 | 96 | 78 | [8 empty] | Federally-Regulated Consumer Product | 08/17/2016 |  | 08/31/2017
Trane U.S. Inc. | AMERISTAR | M952V060BU36AA* | LPG | Induced Draft | True | False | 1 | False | Up |  | None | Condensing | Two-Stage Modulating |  | 0.5 | Standard |  | 60000 | 58000 |  |  | 47400 | 200 | 97 | 78 | [8 empty] | Federally-Regulated Consumer Product | 08/17/2016 |  | 08/31/2017
Trane U.S. Inc. | AMERISTAR | M952V060BU36AA* | LPG | Induced Draft | True | False | 1 | False | Horizontal |  | None | Condensing | Two-Stage Modulating |  | 0.5 | Standard |  | 60000 | 58000 |  |  | 47400 | 200 | 97 | 78 | [8 empty] | Federally-Regulated Consumer Product | 08/17/2016 |  | 08/31/2017
Trane U.S. Inc. | AMERISTAR | M952V060BU36AA* | Natural Gas | Induced Draft | True | False | 1 | False | Up |  | None | Condensing | Two-Stage Modulating |  | 0.5 | Standard |  | 60000 | 58000 |  |  | 47400 | 200 | 97 | 78 | [8 empty] | Federally-Regulated Consumer Product | 08/17/2016 |  | 08/31/2017
Trane U.S. Inc. | AMERISTAR | M952V060BU36AA* | Natural Gas | Induced Draft | True | False | 1 | False | Horizontal |  | None | Condensing | Two-Stage Modulating |  | 0.5 | Standard |  | 60000 | 58000 |  |  | 47400 | 200 | 97 | 78 | [8 empty] | Federally-Regulated Consumer Product | 08/17/2016 |  | 08/31/2017
Trane U.S. Inc. | AMERISTAR | M952V100CU48AA* | LPG | Induced Draft | True | False | 1 | False | Up |  | None | Condensing | Two-Stage Modulating |  | 0.75 | Standard |  | 100000 | 97000 |  |  | 93400 | 437 | 96.7 | 78 | [8 empty] | Federally-Regulated Consumer Product | 08/17/2016 |  | 08/31/2017
Trane U.S. Inc. | AMERISTAR | M952V100CU48AA* | LPG | Induced Draft | True | False | 1 | False | Horizontal |  | None | Condensing | Two-Stage Modulating |  | 0.75 | Standard |  | 100000 | 97000 |  |  | 93400 | 437 | 96.7 | 78 | [8 empty] | Federally-Regulated Consumer Product | 08/17/2016 |  | 08/31/2017
Trane U.S. Inc. | AMERISTAR | M952V100CU48AA* | Natural Gas | Induced Draft | True | False | 1 | False | Up |  | None | Condensing | Two-Stage Modulating |  | 0.75 | Standard |  | 100000 | 97000 |  |  | 93400 | 437 | 96.7 | 78 | [8 empty] | Federally-Regulated Consumer Product | 08/17/2016 |  | 08/31/2017
Trane U.S. Inc. | AMERISTAR | M952V100CU48AA* | Natural Gas | Induced Draft | True | False | 1 | False | Horizontal |  | None | Condensing | Two-Stage Modulating |  | 0.75 | Standard |  | 100000 | 97000 |  |  | 93400 | 437 | 96.7 | 78 | [8 empty] | Federally-Regulated Consumer Product | 08/17/2016 |  | 08/31/2017
Trane U.S. Inc. | AMERISTAR | M952V120DU60AB* | LPG | Induced Draft | True | False | 1 | False | Up |  | None | Condensing | Two-Stage Modulating |  | 1 | Standard |  | 120000 | 116000 |  |  | 108500 | 519 | 96.7 | 78 | [8 empty] | Federally-Regulated Consumer Product | 02/24/2016 |  | 08/31/2017
Trane U.S. Inc. | AMERISTAR | M952V120DU60AB* | LPG | Induced Draft | True | False | 1 | False | Horizontal |  | None | Condensing | Two-Stage Modulating |  | 1 | Standard |  | 120000 | 116000 |  |  | 108500 | 519 | 96.7 | 78 | [8 empty] | Federally-Regulated Consumer Product | 02/24/2016 |  | 08/31/2017
Trane U.S. Inc. | AMERISTAR | M952V120DU60AB* | Natural Gas | Induced Draft | True | False | 1 | False | Up |  | None | Condensing | Two-Stage Modulating |  | 1 | Standard |  | 120000 | 116000 |  |  | 108500 | 519 | 96.7 | 78 | [8 empty] | Federally-Regulated Consumer Product | 02/24/2016 |  | 08/31/2017
Trane U.S. Inc. | AMERISTAR | M952V120DU60AB* | Natural Gas | Induced Draft | True | False | 1 | False | Horizontal |  | None | Condensing | Two-Stage Modulating |  | 1 | Standard |  | 120000 | 116000 |  |  | 108500 | 519 | 96.7 | 78 | [8 empty] | Federally-Regulated Consumer Product | 02/24/2016 |  | 08/31/2017
Trane U.S. Inc. | AMERISTAR | M952V060BD36AB* | LPG | Induced Draft | True | False | 1 | False | Down |  | None | Condensing | Two-Stage Modulating |  | 0.5 | Standard |  | 60000 | 59000 |  |  | 47400 | 193 | 96 | 78 | [8 empty] | Federally-Regulated Consumer Product | 02/24/2016 |  | 08/31/2017
Trane U.S. Inc. | AMERISTAR | M952V060BD36AB* | LPG | Induced Draft | True | False | 1 | False | Horizontal |  | None | Condensing | Two-Stage Modulating |  | 0.5 | Standard |  | 60000 | 59000 |  |  | 47400 | 193 | 96 | 78 | [8 empty] | Federally-Regulated Consumer Product | 02/24/2016 |  | 08/31/2017
Trane U.S. Inc. | AMERISTAR | M952V060BD36AB* | Natural Gas | Induced Draft | True | False | 1 | False | Down |  | None | Condensing | Two-Stage Modulating |  | 0.5 | Standard |  | 60000 | 59000 |  |  | 47400 | 193 | 96 | 78 | [8 empty] | Federally-Regulated Consumer Product | 02/24/2016 |  | 08/31/2017
Trane U.S. Inc. | AMERISTAR | M952V060BD36AB* | Natural Gas | Induced Draft | True | False | 1 | False | Horizontal |  | None | Condensing | Two-Stage Modulating |  | 0.5 | Standard |  | 60000 | 59000 |  |  | 47400 | 193 | 96 | 78 | [8 empty] | Federally-Regulated Consumer Product | 02/24/2016 |  | 08/31/2017
Trane U.S. Inc. | AMERISTAR | M952V100CD48AB* | LPG | Induced Draft | True | False | 1 | False | Down |  | None | Condensing | Two-Stage Modulating |  | 0.75 | Standard |  | 100000 | 96000 |  |  | 93800 | 463 | 96 | 78 | [8 empty] | Federally-Regulated Consumer Product | 02/24/2016 |  | 08/31/2017
Trane U.S. Inc. | AMERISTAR | M952V100CD48AB* | LPG | Induced Draft | True | False | 1 | False | Horizontal |  | None | Condensing | Two-Stage Modulating |  | 0.75 | Standard |  | 100000 | 96000 |  |  | 93800 | 463 | 96 | 78 | [8 empty] | Federally-Regulated Consumer Product | 02/24/2016 |  | 08/31/2017
Trane U.S. Inc. | AMERISTAR | M952V100CD48AB* | Natural Gas | Induced Draft | True | False | 1 | False | Down |  | None | Condensing | Two-Stage Modulating |  | 0.75 | Standard |  | 100000 | 96000 |  |  | 93800 | 463 | 96 | 78 | [8 empty] | Federally-Regulated Consumer Product | 02/24/2016 |  | 08/31/2017
Trane U.S. Inc. | AMERISTAR | M952V100CD48AB* | Natural Gas | Induced Draft | True | False | 1 | False | Horizontal |  | None | Condensing | Two-Stage Modulating |  | 0.75 | Standard |  | 100000 | 96000 |  |  | 93800 | 463 | 96 | 78 | [8 empty] | Federally-Regulated Consumer Product | 02/24/2016 |  | 08/31/2017
Trane U.S. Inc. | AMERISTAR | M952V120DD60AB* | LPG | Induced Draft | True | False | 1 | False | Down |  | None | Condensing | Two-Stage Modulating |  | 1 | Standard |  | 120000 | 116000 |  |  | 108400 | 462 | 96 | 78 | [8 empty] | Federally-Regulated Consumer Product | 02/24/2016 |  | 08/31/2017
Trane U.S. Inc. | AMERISTAR | M952V120DD60AB* | LPG | Induced Draft | True | False | 1 | False | Horizontal |  | None | Condensing | Two-Stage Modulating |  | 1 | Standard |  | 120000 | 116000 |  |  | 108400 | 462 | 96 | 78 | [8 empty] | Federally-Regulated Consumer Product | 02/24/2016 |  | 08/31/2017
Trane U.S. Inc. | AMERISTAR | M952V120DD60AB* | Natural Gas | Induced Draft | True | False | 1 | False | Down |  | None | Condensing | Two-Stage Modulating |  | 1 | Standard |  | 120000 | 116000 |  |  | 108400 | 462 | 96 | 78 | [8 empty] | Federally-Regulated Consumer Product | 02/24/2016 |  | 08/31/2017
Trane U.S. Inc. | AMERISTAR | M952V120DD60AB* | Natural Gas | Induced Draft | True | False | 1 | False | Horizontal |  | None | Condensing | Two-Stage Modulating |  | 1 | Standard |  | 120000 | 116000 |  |  | 108400 | 462 | 96 | 78 | [8 empty] | Federally-Regulated Consumer Product | 02/24/2016 |  | 08/31/2017
Trane U.S. Inc. | AMERISTAR | M952V080BD36AB* | LPG | Induced Draft | True | False | 1 | False | Down |  | None | Condensing | Two-Stage Modulating |  | 0.5 | Standard |  | 80000 | 77000 |  |  | 70800 | 324 | 96 | 78 | [8 empty] | Federally-Regulated Consumer Product | 02/24/2016 |  | 08/31/2017
Trane U.S. Inc. | AMERISTAR | M952V080BD36AB* | LPG | Induced Draft | True | False | 1 | False | Horizontal |  | None | Condensing | Two-Stage Modulating |  | 0.5 | Standard |  | 80000 | 77000 |  |  | 70800 | 324 | 96 | 78 | [8 empty] | Federally-Regulated Consumer Product | 02/24/2016 |  | 08/31/2017
Trane U.S. Inc. | AMERISTAR | M952V080BD36AB* | Natural Gas | Induced Draft | True | False | 1 | False | Down |  | None | Condensing | Two-Stage Modulating |  | 0.5 | Standard |  | 80000 | 77000 |  |  | 70800 | 324 | 96 | 78 | [8 empty] | Federally-Regulated Consumer Product | 02/24/2016 |  | 08/31/2017
Trane U.S. Inc. | AMERISTAR | M952V080BD36AB* | Natural Gas | Induced Draft | True | False | 1 | False | Horizontal |  | None | Condensing | Two-Stage Modulating |  | 0.5 | Standard |  | 80000 | 77000 |  |  | 70800 | 324 | 96 | 78 | [8 empty] | Federally-Regulated Consumer Product | 02/24/2016 |  | 08/31/2017
Rheem Sales Company, Inc. | Ruud | R95PA0401317MSA | LPG | Induced Draft | True | False | 1 | False | Up |  | None | Condensing | Single-Stage |  | 0.25 | Standard |  | 42000 | 41000 |  |  | 31600 | 512 | 95 | 78 | [8 empty] | Federally-Regulated Consumer Product | 06/28/2016 |  | 08/31/2017
Rheem Sales Company, Inc. | Ruud | R95PA0401317MSA | LPG | Induced Draft | True | False | 1 | False | Down |  | None | Condensing | Single-Stage |  | 0.25 | Standard |  | 42000 | 41000 |  |  | 31600 | 512 | 95 | 78 | [8 empty] | Federally-Regulated Consumer Product | 06/28/2016 |  | 08/31/2017
Rheem Sales Company, Inc. | Ruud | R95PA0401317MSA | LPG | Induced Draft | True | False | 1 | False | Horizontal |  | None | Condensing | Single-Stage |  | 0.25 | Standard |  | 42000 | 41000 |  |  | 31600 | 512 | 95 | 78 | [8 empty] | Federally-Regulated Consumer Product | 06/28/2016 |  | 08/31/2017
Rheem Sales Company, Inc. | Ruud | R95PA0401317MSA | Natural Gas | Induced Draft | True | False | 1 | False | Up |  | None | Condensing | Single-Stage |  | 0.25 | Standard |  | 42000 | 41000 |  |  | 31600 | 512 | 95 | 78 | [8 empty] | Federally-Regulated Consumer Product | 06/28/2016 |  | 08/31/2017
Rheem Sales Company, Inc. | Ruud | R95PA0401317MSA | Natural Gas | Induced Draft | True | False | 1 | False | Down |  | None | Condensing | Single-Stage |  | 0.25 | Standard |  | 42000 | 41000 |  |  | 31600 | 512 | 95 | 78 | [8 empty] | Federally-Regulated Consumer Product | 06/28/2016 |  | 08/31/2017
Rheem Sales Company, Inc. | Ruud | R95PA0401317MSA | Natural Gas | Induced Draft | True | False | 1 | False | Horizontal |  | None | Condensing | Single-Stage |  | 0.25 | Standard |  | 42000 | 41000 |  |  | 31600 | 512 | 95 | 78 | [8 empty] | Federally-Regulated Consumer Product | 06/28/2016 |  | 08/31/2017
Rheem Sales Company, Inc. | Ruud | R95PA0601317MSA | LPG | Induced Draft | True | False | 1 | False | Up |  | None | Condensing | Single-Stage |  | 0.5 | Standard |  | 56000 | 54000 |  |  | 47700 | 673 | 95 | 78 | [8 empty] | Federally-Regulated Consumer Product | 06/28/2016 |  | 08/31/2017
Rheem Sales Company, Inc. | Ruud | R95PA0601317MSA | LPG | Induced Draft | True | False | 1 | False | Down |  | None | Condensing | Single-Stage |  | 0.5 | Standard |  | 56000 | 54000 |  |  | 47700 | 673 | 95 | 78 | [8 empty] | Federally-Regulated Consumer Product | 06/28/2016 |  | 08/31/2017
Rheem Sales Company, Inc. | Ruud | R95PA0601317MSA | LPG | Induced Draft | True | False | 1 | False | Horizontal |  | None | Condensing | Single-Stage |  | 0.5 | Standard |  | 56000 | 54000 |  |  | 47700 | 673 | 95 | 78 | [8 empty] | Federally-Regulated Consumer Product | 06/28/2016 |  | 08/31/2017
Rheem Sales Company, Inc. | Ruud | R95PA0601317MSA | Natural Gas | Induced Draft | True | False | 1 | False | Up |  | None | Condensing | Single-Stage |  | 0.5 | Standard |  | 56000 | 54000 |  |  | 47700 | 673 | 95 | 78 | [8 empty] | Federally-Regulated Consumer Product | 06/28/2016 |  | 08/31/2017
Rheem Sales Company, Inc. | Ruud | R95PA0601317MSA | Natural Gas | Induced Draft | True | False | 1 | False | Down |  | None | Condensing | Single-Stage |  | 0.5 | Standard |  | 56000 | 54000 |  |  | 47700 | 673 | 95 | 78 | [8 empty] | Federally-Regulated Consumer Product | 06/28/2016 |  | 08/31/2017
Rheem Sales Company, Inc. | Ruud | R95PA0601317MSA | Natural Gas | Induced Draft | True | False | 1 | False | Horizontal |  | None | Condensing | Single-Stage |  | 0.5 | Standard |  | 56000 | 54000 |  |  | 47700 | 673 | 95 | 78 | [8 empty] | Federally-Regulated Consumer Product | 06/28/2016 |  | 08/31/2017
Rheem Sales Company, Inc. | Ruud | R95PA0701317MSA | LPG | Induced Draft | True | False | 1 | False | Up |  | None | Condensing | Single-Stage |  | 0.5 | Standard |  | 70000 | 68000 |  |  | 64600 | 737 | 95 | 78 | [8 empty] | Federally-Regulated Consumer Product | 06/28/2016 |  | 08/31/2017
Rheem Sales Company, Inc. | Ruud | R95PA0701317MSA | LPG | Induced Draft | True | False | 1 | False | Down |  | None | Condensing | Single-Stage |  | 0.5 | Standard |  | 70000 | 68000 |  |  | 64600 | 737 | 95 | 78 | [8 empty] | Federally-Regulated Consumer Product | 06/28/2016 |  | 08/31/2017
Rheem Sales Company, Inc. | Ruud | R95PA0701317MSA | LPG | Induced Draft | True | False | 1 | False | Horizontal |  | None | Condensing | Single-Stage |  | 0.5 | Standard |  | 70000 | 68000 |  |  | 64600 | 737 | 95 | 78 | [8 empty] | Federally-Regulated Consumer Product | 06/28/2016 |  | 08/31/2017
Rheem Sales Company, Inc. | Ruud | R95PA0701317MSA | Natural Gas | Induced Draft | True | False | 1 | False | Up |  | None | Condensing | Single-Stage |  | 0.5 | Standard |  | 70000 | 68000 |  |  | 64600 | 737 | 95 | 78 | [8 empty] | Federally-Regulated Consumer Product | 06/28/2016 |  | 08/31/2017
Rheem Sales Company, Inc. | Ruud | R95PA0701317MSA | Natural Gas | Induced Draft | True | False | 1 | False | Down |  | None | Condensing | Single-Stage |  | 0.5 | Standard |  | 70000 | 68000 |  |  | 64600 | 737 | 95 | 78 | [8 empty] | Federally-Regulated Consumer Product | 06/28/2016 |  | 08/31/2017
Rheem Sales Company, Inc. | Ruud | R95PA0701317MSA | Natural Gas | Induced Draft | True | False | 1 | False | Horizontal |  | None | Condensing | Single-Stage |  | 0.5 | Standard |  | 70000 | 68000 |  |  | 64600 | 737 | 95 | 78 | [8 empty] | Federally-Regulated Consumer Product | 06/28/2016 |  | 08/31/2017
Rheem Sales Company, Inc. | Ruud | R95PA0851521MSA | LPG | Induced Draft | True | False | 1 | False | Up |  | None | Condensing | Single-Stage |  | 0.75 | Standard |  | 84000 | 82000 |  |  | 79600 | 1050 | 95 | 78 | [8 empty] | Federally-Regulated Consumer Product | 06/28/2016 |  | 08/31/2017
Rheem Sales Company, Inc. | Ruud | R95PA0851521MSA | LPG | Induced Draft | True | False | 1 | False | Down |  | None | Condensing | Single-Stage |  | 0.75 | Standard |  | 84000 | 82000 |  |  | 79600 | 1050 | 95 | 78 | [8 empty] | Federally-Regulated Consumer Product | 06/28/2016 |  | 08/31/2017
Rheem Sales Company, Inc. | Ruud | R95PA0851521MSA | LPG | Induced Draft | True | False | 1 | False | Horizontal |  | None | Condensing | Single-Stage |  | 0.75 | Standard |  | 84000 | 82000 |  |  | 79600 | 1050 | 95 | 78 | [8 empty] | Federally-Regulated Consumer Product | 06/28/2016 |  | 08/31/2017
Rheem Sales Company, Inc. | Ruud | R95PA0851521MSA | Natural Gas | Induced Draft | True | False | 1 | False | Up |  | None | Condensing | Single-Stage |  | 0.75 | Standard |  | 84000 | 82000 |  |  | 79600 | 1050 | 95 | 78 | [8 empty] | Federally-Regulated Consumer Product | 06/28/2016 |  | 08/31/2017
Rheem Sales Company, Inc. | Ruud | R95PA0851521MSA | Natural Gas | Induced Draft | True | False | 1 | False | Down |  | None | Condensing | Single-Stage |  | 0.75 | Standard |  | 84000 | 82000 |  |  | 79600 | 1050 | 95 | 78 | [8 empty] | Federally-Regulated Consumer Product | 06/28/2016 |  | 08/31/2017
Rheem Sales Company, Inc. | Ruud | R95PA0851521MSA | Natural Gas | Induced Draft | True | False | 1 | False | Horizontal |  | None | Condensing | Single-Stage |  | 0.75 | Standard |  | 84000 | 82000 |  |  | 79600 | 1050 | 95 | 78 | [8 empty] | Federally-Regulated Consumer Product | 06/28/2016 |  | 08/31/2017
Rheem Sales Company, Inc. | Ruud | R95PA1001521MSA | LPG | Induced Draft | True | False | 1 | False | Up |  | None | Condensing | Single-Stage |  | 0.75 | Standard |  | 98000 | 95000 |  |  | 96900 | 1149 | 95 | 78 | [8 empty] | Federally-Regulated Consumer Product | 06/28/2016 |  | 08/31/2017
Rheem Sales Company, Inc. | Ruud | R95PA1001521MSA | LPG | Induced Draft | True | False | 1 | False | Down |  | None | Condensing | Single-Stage |  | 0.75 | Standard |  | 98000 | 95000 |  |  | 96900 | 1149 | 95 | 78 | [8 empty] | Federally-Regulated Consumer Product | 06/28/2016 |  | 08/31/2017
Rheem Sales Company, Inc. | Ruud | R95PA1001521MSA | LPG | Induced Draft | True | False | 1 | False | Horizontal |  | None | Condensing | Single-Stage |  | 0.75 | Standard |  | 98000 | 95000 |  |  | 96900 | 1149 | 95 | 78 | [8 empty] | Federally-Regulated Consumer Product | 06/28/2016 |  | 08/31/2017
Rheem Sales Company, Inc. | Ruud | R95PA1001521MSA | Natural Gas | Induced Draft | True | False | 1 | False | Up |  | None | Condensing | Single-Stage |  | 0.75 | Standard |  | 98000 | 95000 |  |  | 96900 | 1149 | 95 | 78 | [8 empty] | Federally-Regulated Consumer Product | 06/28/2016 |  | 08/31/2017
Rheem Sales Company, Inc. | Ruud | R95PA1001521MSA | Natural Gas | Induced Draft | True | False | 1 | False | Down |  | None | Condensing | Single-Stage |  | 0.75 | Standard |  | 98000 | 95000 |  |  | 96900 | 1149 | 95 | 78 | [8 empty] | Federally-Regulated Consumer Product | 06/28/2016 |  | 08/31/2017
Rheem Sales Company, Inc. | Ruud | R95PA1001521MSA | Natural Gas | Induced Draft | True | False | 1 | False | Horizontal |  | None | Condensing | Single-Stage |  | 0.75 | Standard |  | 98000 | 95000 |  |  | 96900 | 1149 | 95 | 78 | [8 empty] | Federally-Regulated Consumer Product | 06/28/2016 |  | 08/31/2017
Rheem Sales Company, Inc. | Ruud | R95PA1151524MSA | LPG | Induced Draft | True | False | 1 | False | Up |  | None | Condensing | Single-Stage |  | 0.75 | Standard |  | 112000 | 108000 |  |  | 97100 | 1044 | 95 | 78 | [8 empty] | Federally-Regulated Consumer Product | 06/28/2016 |  | 08/31/2017
Rheem Sales Company, Inc. | Ruud | R95PA1151524MSA | LPG | Induced Draft | True | False | 1 | False | Down |  | None | Condensing | Single-Stage |  | 0.75 | Standard |  | 112000 | 108000 |  |  | 97100 | 1044 | 95 | 78 | [8 empty] | Federally-Regulated Consumer Product | 06/28/2016 |  | 08/31/2017
Rheem Sales Company, Inc. | Ruud | R95PA1151524MSA | LPG | Induced Draft | True | False | 1 | False | Horizontal |  | None | Condensing | Single-Stage |  | 0.75 | Standard |  | 112000 | 108000 |  |  | 97100 | 1044 | 95 | 78 | [8 empty] | Federally-Regulated Consumer Product | 06/28/2016 |  | 08/31/2017
Rheem Sales Company, Inc. | Ruud | R95PA1151524MSA | Natural Gas | Induced Draft | True | False | 1 | False | Up |  | None | Condensing | Single-Stage |  | 0.75 | Standard |  | 112000 | 108000 |  |  | 97100 | 1044 | 95 | 78 | [8 empty] | Federally-Regulated Consumer Product | 06/28/2016 |  | 08/31/2017
Rheem Sales Company, Inc. | Ruud | R95PA1151524MSA | Natural Gas | Induced Draft | True | False | 1 | False | Down |  | None | Condensing | Single-Stage |  | 0.75 | Standard |  | 112000 | 108000 |  |  | 97100 | 1044 | 95 | 78 | [8 empty] | Federally-Regulated Consumer Product | 06/28/2016 |  | 08/31/2017
Rheem Sales Company, Inc. | Ruud | R95PA1151524MSA | Natural Gas | Induced Draft | True | False | 1 | False | Horizontal |  | None | Condensing | Single-Stage |  | 0.75 | Standard |  | 112000 | 108000 |  |  | 97100 | 1044 | 95 | 78 | [8 empty] | Federally-Regulated Consumer Product | 06/28/2016 |  | 08/31/2017
Rheem Sales Company, Inc. | Ruud | R92PA0401317MSA | LPG | Induced Draft | True | False | 1 | False | Up |  | None | Condensing | Single-Stage |  | 0.25 | Standard |  | 42000 | 39000 |  |  | 31600 | 512 | 92 | 78 | [8 empty] | Federally-Regulated Consumer Product | 06/28/2016 |  | 08/31/2017
Rheem Sales Company, Inc. | Ruud | R92PA0401317MSA | LPG | Induced Draft | True | False | 1 | False | Down |  | None | Condensing | Single-Stage |  | 0.25 | Standard |  | 42000 | 39000 |  |  | 31600 | 512 | 92 | 78 | [8 empty] | Federally-Regulated Consumer Product | 06/28/2016 |  | 08/31/2017
Rheem Sales Company, Inc. | Ruud | R92PA0401317MSA | LPG | Induced Draft | True | False | 1 | False | Horizontal |  | None | Condensing | Single-Stage |  | 0.25 | Standard |  | 42000 | 39000 |  |  | 31600 | 512 | 92 | 78 | [8 empty] | Federally-Regulated Consumer Product | 06/28/2016 |  | 08/31/2017
Rheem Sales Company, Inc. | Ruud | R92PA0401317MSA | Natural Gas | Induced Draft | True | False | 1 | False | Up |  | None | Condensing | Single-Stage |  | 0.25 | Standard |  | 42000 | 39000 |  |  | 31600 | 512 | 92 | 78 | [8 empty] | Federally-Regulated Consumer Product | 06/28/2016 |  | 08/31/2017
Rheem Sales Company, Inc. | Ruud | R92PA0401317MSA | Natural Gas | Induced Draft | True | False | 1 | False | Down |  | None | Condensing | Single-Stage |  | 0.25 | Standard |  | 42000 | 39000 |  |  | 31600 | 512 | 92 | 78 | [8 empty] | Federally-Regulated Consumer Product | 06/28/2016 |  | 08/31/2017
Rheem Sales Company, Inc. | Ruud | R92PA0401317MSA | Natural Gas | Induced Draft | True | False | 1 | False | Horizontal |  | None | Condensing | Single-Stage |  | 0.25 | Standard |  | 42000 | 39000 |  |  | 31600 | 512 | 92 | 78 | [8 empty] | Federally-Regulated Consumer Product | 06/28/2016 |  | 08/31/2017
Rheem Sales Company, Inc. | Ruud | R92PA0601317MSA | LPG | Induced Draft | True | False | 1 | False | Up |  | None | Condensing | Single-Stage |  | 0.5 | Standard |  | 56000 | 52000 |  |  | 47700 | 673 | 92 | 78 | [8 empty] | Federally-Regulated Consumer Product | 06/28/2016 |  | 08/31/2017
Rheem Sales Company, Inc. | Ruud | R92PA0601317MSA | LPG | Induced Draft | True | False | 1 | False | Down |  | None | Condensing | Single-Stage |  | 0.5 | Standard |  | 56000 | 52000 |  |  | 47700 | 673 | 92 | 78 | [8 empty] | Federally-Regulated Consumer Product | 06/28/2016 |  | 08/31/2017
Rheem Sales Company, Inc. | Ruud | R92PA0601317MSA | LPG | Induced Draft | True | False | 1 | False | Horizontal |  | None | Condensing | Single-Stage |  | 0.5 | Standard |  | 56000 | 52000 |  |  | 47700 | 673 | 92 | 78 | [8 empty] | Federally-Regulated Consumer Product | 06/28/2016 |  | 08/31/2017
Rheem Sales Company, Inc. | Ruud | R92PA0601317MSA | Natural Gas | Induced Draft | True | False | 1 | False | Up |  | None | Condensing | Single-Stage |  | 0.5 | Standard |  | 56000 | 52000 |  |  | 47700 | 673 | 92 | 78 | [8 empty] | Federally-Regulated Consumer Product | 06/28/2016 |  | 08/31/2017
Rheem Sales Company, Inc. | Ruud | R92PA0601317MSA | Natural Gas | Induced Draft | True | False | 1 | False | Down |  | None | Condensing | Single-Stage |  | 0.5 | Standard |  | 56000 | 52000 |  |  | 47700 | 673 | 92 | 78 | [8 empty] | Federally-Regulated Consumer Product | 06/28/2016 |  | 08/31/2017
Rheem Sales Company, Inc. | Ruud | R92PA0601317MSA | Natural Gas | Induced Draft | True | False | 1 | False | Horizontal |  | None | Condensing | Single-Stage |  | 0.5 | Standard |  | 56000 | 52000 |  |  | 47700 | 673 | 92 | 78 | [8 empty] | Federally-Regulated Consumer Product | 06/28/2016 |  | 08/31/2017
Rheem Sales Company, Inc. | Ruud | R92PA0701317MSA | LPG | Induced Draft | True | False | 1 | False | Up |  | None | Condensing | Single-Stage |  | 0.5 | Standard |  | 70000 | 65000 |  |  | 64600 | 737 | 92 | 78 | [8 empty] | Federally-Regulated Consumer Product | 06/28/2016 |  | 08/31/2017
Rheem Sales Company, Inc. | Ruud | R92PA0701317MSA | LPG | Induced Draft | True | False | 1 | False | Down |  | None | Condensing | Single-Stage |  | 0.5 | Standard |  | 70000 | 65000 |  |  | 64600 | 737 | 92 | 78 | [8 empty] | Federally-Regulated Consumer Product | 06/28/2016 |  | 08/31/2017
Rheem Sales Company, Inc. | Ruud | R92PA0701317MSA | LPG | Induced Draft | True | False | 1 | False | Horizontal |  | None | Condensing | Single-Stage |  | 0.5 | Standard |  | 70000 | 65000 |  |  | 64600 | 737 | 92 | 78 | [8 empty] | Federally-Regulated Consumer Product | 06/28/2016 |  | 08/31/2017
Rheem Sales Company, Inc. | Ruud | R92PA0701317MSA | Natural Gas | Induced Draft | True | False | 1 | False | Up |  | None | Condensing | Single-Stage |  | 0.5 | Standard |  | 70000 | 65000 |  |  | 64600 | 737 | 92 | 78 | [8 empty] | Federally-Regulated Consumer Product | 06/28/2016 |  | 08/31/2017
Rheem Sales Company, Inc. | Ruud | R92PA0701317MSA | Natural Gas | Induced Draft | True | False | 1 | False | Down |  | None | Condensing | Single-Stage |  | 0.5 | Standard |  | 70000 | 65000 |  |  | 64600 | 737 | 92 | 78 | [8 empty] | Federally-Regulated Consumer Product | 06/28/2016 |  | 08/31/2017
Rheem Sales Company, Inc. | Ruud | R92PA0701317MSA | Natural Gas | Induced Draft | True | False | 1 | False | Horizontal |  | None | Condensing | Single-Stage |  | 0.5 | Standard |  | 70000 | 65000 |  |  | 64600 | 737 | 92 | 78 | [8 empty] | Federally-Regulated Consumer Product | 06/28/2016 |  | 08/31/2017
Rheem Sales Company, Inc. | Ruud | R92PA0851521MSA | LPG | Induced Draft | True | False | 1 | False | Up |  | None | Condensing | Single-Stage |  | 0.75 | Standard |  | 84000 | 78000 |  |  | 79600 | 1050 | 92 | 78 | [8 empty] | Federally-Regulated Consumer Product | 06/28/2016 |  | 08/31/2017
Rheem Sales Company, Inc. | Ruud | R92PA0851521MSA | LPG | Induced Draft | True | False | 1 | False | Down |  | None | Condensing | Single-Stage |  | 0.75 | Standard |  | 84000 | 78000 |  |  | 79600 | 1050 | 92 | 78 | [8 empty] | Federally-Regulated Consumer Product | 06/28/2016 |  | 08/31/2017
Rheem Sales Company, Inc. | Ruud | R92PA0851521MSA | LPG | Induced Draft | True | False | 1 | False | Horizontal |  | None | Condensing | Single-Stage |  | 0.75 | Standard |  | 84000 | 78000 |  |  | 79600 | 1050 | 92 | 78 | [8 empty] | Federally-Regulated Consumer Product | 06/28/2016 |  | 08/31/2017
Rheem Sales Company, Inc. | Ruud | R92PA0851521MSA | Natural Gas | Induced Draft | True | False | 1 | False | Up |  | None | Condensing | Single-Stage |  | 0.75 | Standard |  | 84000 | 78000 |  |  | 79600 | 1050 | 92 | 78 | [8 empty] | Federally-Regulated Consumer Product | 06/28/2016 |  | 08/31/2017
Rheem Sales Company, Inc. | Ruud | R92PA0851521MSA | Natural Gas | Induced Draft | True | False | 1 | False | Down |  | None | Condensing | Single-Stage |  | 0.75 | Standard |  | 84000 | 78000 |  |  | 79600 | 1050 | 92 | 78 | [8 empty] | Federally-Regulated Consumer Product | 06/28/2016 |  | 08/31/2017
Rheem Sales Company, Inc. | Ruud | R92PA0851521MSA | Natural Gas | Induced Draft | True | False | 1 | False | Horizontal |  | None | Condensing | Single-Stage |  | 0.75 | Standard |  | 84000 | 78000 |  |  | 79600 | 1050 | 92 | 78 | [8 empty] | Federally-Regulated Consumer Product | 06/28/2016 |  | 08/31/2017
Rheem Sales Company, Inc. | Ruud | R92PA1001521MSA | LPG | Induced Draft | True | False | 1 | False | Up |  | None | Condensing | Single-Stage |  | 0.75 | Standard |  | 98000 | 91000 |  |  | 96900 | 1149 | 92 | 78 | [8 empty] | Federally-Regulated Consumer Product | 06/28/2016 |  | 08/31/2017
Rheem Sales Company, Inc. | Ruud | R92PA1001521MSA | LPG | Induced Draft | True | False | 1 | False | Down |  | None | Condensing | Single-Stage |  | 0.75 | Standard |  | 98000 | 91000 |  |  | 96900 | 1149 | 92 | 78 | [8 empty] | Federally-Regulated Consumer Product | 06/28/2016 |  | 08/31/2017
Rheem Sales Company, Inc. | Ruud | R92PA1001521MSA | LPG | Induced Draft | True | False | 1 | False | Horizontal |  | None | Condensing | Single-Stage |  | 0.75 | Standard |  | 98000 | 91000 |  |  | 96900 | 1149 | 92 | 78 | [8 empty] | Federally-Regulated Consumer Product | 06/28/2016 |  | 08/31/2017
Rheem Sales Company, Inc. | Ruud | R92PA1001521MSA | Natural Gas | Induced Draft | True | False | 1 | False | Up |  | None | Condensing | Single-Stage |  | 0.75 | Standard |  | 98000 | 91000 |  |  | 96900 | 1149 | 92 | 78 | [8 empty] | Federally-Regulated Consumer Product | 06/28/2016 |  | 08/31/2017
Rheem Sales Company, Inc. | Ruud | R92PA1001521MSA | Natural Gas | Induced Draft | True | False | 1 | False | Down |  | None | Condensing | Single-Stage |  | 0.75 | Standard |  | 98000 | 91000 |  |  | 96900 | 1149 | 92 | 78 | [8 empty] | Federally-Regulated Consumer Product | 06/28/2016 |  | 08/31/2017
Rheem Sales Company, Inc. | Ruud | R92PA1001521MSA | Natural Gas | Induced Draft | True | False | 1 | False | Horizontal |  | None | Condensing | Single-Stage |  | 0.75 | Standard |  | 98000 | 91000 |  |  | 96900 | 1149 | 92 | 78 | [8 empty] | Federally-Regulated Consumer Product | 06/28/2016 |  | 08/31/2017
Rheem Sales Company, Inc. | Ruud | R92PA1151524MSA | LPG | Induced Draft | True | False | 1 | False | Up |  | None | Condensing | Single-Stage |  | 0.75 | Standard |  | 112000 | 104000 |  |  | 97100 | 1044 | 92 | 78 | [8 empty] | Federally-Regulated Consumer Product | 06/28/2016 |  | 08/31/2017
Rheem Sales Company, Inc. | Ruud | R92PA1151524MSA | LPG | Induced Draft | True | False | 1 | False | Down |  | None | Condensing | Single-Stage |  | 0.75 | Standard |  | 112000 | 104000 |  |  | 97100 | 1044 | 92 | 78 | [8 empty] | Federally-Regulated Consumer Product | 06/28/2016 |  | 08/31/2017
Rheem Sales Company, Inc. | Ruud | R92PA1151524MSA | LPG | Induced Draft | True | False | 1 | False | Horizontal |  | None | Condensing | Single-Stage |  | 0.75 | Standard |  | 112000 | 104000 |  |  | 97100 | 1044 | 92 | 78 | [8 empty] | Federally-Regulated Consumer Product | 06/28/2016 |  | 08/31/2017
Rheem Sales Company, Inc. | Ruud | R92PA1151524MSA | Natural Gas | Induced Draft | True | False | 1 | False | Up |  | None | Condensing | Single-Stage |  | 0.75 | Standard |  | 112000 | 104000 |  |  | 97100 | 1044 | 92 | 78 | [8 empty] | Federally-Regulated Consumer Product | 06/28/2016 |  | 08/31/2017
Rheem Sales Company, Inc. | Ruud | R92PA1151524MSA | Natural Gas | Induced Draft | True | False | 1 | False | Down |  | None | Condensing | Single-Stage |  | 0.75 | Standard |  | 112000 | 104000 |  |  | 97100 | 1044 | 92 | 78 | [8 empty] | Federally-Regulated Consumer Product | 06/28/2016 |  | 08/31/2017
Rheem Sales Company, Inc. | Ruud | R92PA1151524MSA | Natural Gas | Induced Draft | True | False | 1 | False | Horizontal |  | None | Condensing | Single-Stage |  | 0.75 | Standard |  | 112000 | 104000 |  |  | 97100 | 1044 | 92 | 78 | [8 empty] | Federally-Regulated Consumer Product | 06/28/2016 |  | 08/31/2017
Rheem Sales Company, Inc. | Ruud | R96PA0602317MSA | LPG | Induced Draft | True | False | 1 | False | Up |  | None | Condensing | Two-Stage Modulating |  | 0.5 | Standard |  | 56000 | 54000 |  |  | 45800 | 580 | 96 | 78 | [8 empty] | Federally-Regulated Consumer Product | 06/28/2016 |  | 08/31/2017
Rheem Sales Company, Inc. | Ruud | R96PA0602317MSA | Natural Gas | Induced Draft | True | False | 1 | False | Up |  | None | Condensing | Two-Stage Modulating |  | 0.5 | Standard |  | 56000 | 54000 |  |  | 45800 | 580 | 96 | 78 | [8 empty] | Federally-Regulated Consumer Product | 06/28/2016 |  | 08/31/2017
Rheem Sales Company, Inc. | Ruud | R96PA0702317MSA | LPG | Induced Draft | True | False | 1 | False | Up |  | None | Condensing | Two-Stage Modulating |  | 0.5 | Standard |  | 70000 | 68000 |  |  | 62100 | 617 | 96 | 78 | [8 empty] | Federally-Regulated Consumer Product | 06/28/2016 |  | 08/31/2017
Rheem Sales Company, Inc. | Ruud | R96PA0702317MSA | Natural Gas | Induced Draft | True | False | 1 | False | Up |  | None | Condensing | Two-Stage Modulating |  | 0.5 | Standard |  | 70000 | 68000 |  |  | 62100 | 617 | 96 | 78 | [8 empty] | Federally-Regulated Consumer Product | 06/28/2016 |  | 08/31/2017
Rheem Sales Company, Inc. | Ruud | R96PA0852521MSA | LPG | Induced Draft | True | False | 1 | False | Up |  | None | Condensing | Two-Stage Modulating |  | 0.75 | Standard |  | 84000 | 81000 |  |  | 77000 | 1011 | 95 | 78 | [8 empty] | Federally-Regulated Consumer Product | 06/28/2016 |  | 08/31/2017
Rheem Sales Company, Inc. | Ruud | R96PA0852521MSA | Natural Gas | Induced Draft | True | False | 1 | False | Up |  | None | Condensing | Two-Stage Modulating |  | 0.75 | Standard |  | 84000 | 81000 |  |  | 77000 | 1011 | 95 | 78 | [8 empty] | Federally-Regulated Consumer Product | 06/28/2016 |  | 08/31/2017
Rheem Sales Company, Inc. | Ruud | R96PA1002521MSA | LPG | Induced Draft | True | False | 1 | False | Up |  | None | Condensing | Two-Stage Modulating |  | 0.75 | Standard |  | 98000 | 94000 |  |  | 93800 | 1059 | 95 | 78 | [8 empty] | Federally-Regulated Consumer Product | 06/28/2016 |  | 08/31/2017
Rheem Sales Company, Inc. | Ruud | R96PA1002521MSA | Natural Gas | Induced Draft | True | False | 1 | False | Up |  | None | Condensing | Two-Stage Modulating |  | 0.75 | Standard |  | 98000 | 94000 |  |  | 93800 | 1059 | 95 | 78 | [8 empty] | Federally-Regulated Consumer Product | 06/28/2016 |  | 08/31/2017
Rheem Sales Company, Inc. | Ruud | R801TA125524MSA | LPG | Induced Draft | True | False | 1 | False | Up |  | None | Non-Condensing | Single-Stage |  | 0.75 | Standard |  | 125000 | 101000 |  |  | 115800 | 701 | 80 | 78 | [8 empty] | Federally-Regulated Consumer Product | 06/28/2016 |  | 08/31/2017
Rheem Sales Company, Inc. | Ruud | R801TA125524MSA | LPG | Induced Draft | True | False | 1 | False | Horizontal |  | None | Non-Condensing | Single-Stage |  | 0.75 | Standard |  | 125000 | 101000 |  |  | 115800 | 701 | 80 | 78 | [8 empty] | Federally-Regulated Consumer Product | 06/28/2016 |  | 08/31/2017
Rheem Sales Company, Inc. | Ruud | R801TA125524MSA | Natural Gas | Induced Draft | True | False | 1 | False | Up |  | None | Non-Condensing | Single-Stage |  | 0.75 | Standard |  | 125000 | 101000 |  |  | 115800 | 701 | 80 | 78 | [8 empty] | Federally-Regulated Consumer Product | 06/28/2016 |  | 08/31/2017
Rheem Sales Company, Inc. | Ruud | R801TA125524MSA | Natural Gas | Induced Draft | True | False | 1 | False | Horizontal |  | None | Non-Condensing | Single-Stage |  | 0.75 | Standard |  | 125000 | 101000 |  |  | 115800 | 701 | 80 | 78 | [8 empty] | Federally-Regulated Consumer Product | 06/28/2016 |  | 08/31/2017
Rheem Sales Company, Inc. | Ruud | R801TA125524MXA | LPG | Induced Draft | True | False | 1 | False | Up |  | None | Non-Condensing | Single-Stage |  | 0.75 | Standard |  | 125000 | 101000 |  |  | 115800 | 701 | 80 | 78 | [8 empty] | Federally-Regulated Consumer Product | 06/28/2016 |  | 08/31/2017
Rheem Sales Company, Inc. | Ruud | R801TA125524MXA | LPG | Induced Draft | True | False | 1 | False | Horizontal |  | None | Non-Condensing | Single-Stage |  | 0.75 | Standard |  | 125000 | 101000 |  |  | 115800 | 701 | 80 | 78 | [8 empty] | Federally-Regulated Consumer Product | 06/28/2016 |  | 08/31/2017
Rheem Sales Company, Inc. | Ruud | R801TA125524MXA | Natural Gas | Induced Draft | True | False | 1 | False | Up |  | None | Non-Condensing | Single-Stage |  | 0.75 | Standard |  | 125000 | 101000 |  |  | 115800 | 701 | 80 | 78 | [8 empty] | Federally-Regulated Consumer Product | 06/28/2016 |  | 08/31/2017
Rheem Sales Company, Inc. | Ruud | R801TA125524MXA | Natural Gas | Induced Draft | True | False | 1 | False | Horizontal |  | None | Non-Condensing | Single-Stage |  | 0.75 | Standard |  | 125000 | 101000 |  |  | 115800 | 701 | 80 | 78 | [8 empty] | Federally-Regulated Consumer Product | 06/28/2016 |  | 08/31/2017
Rheem Sales Company, Inc. | Ruud | R801TA050314MSA | LPG | Induced Draft | True | False | 1 | False | Up |  | None | Non-Condensing | Single-Stage |  | 0.5 | Standard |  | 50000 | 41000 |  |  | 37700 | 223 | 80 | 78 | [8 empty] | Federally-Regulated Consumer Product | 06/28/2016 |  | 08/31/2017
Rheem Sales Company, Inc. | Ruud | R801TA050314MSA | LPG | Induced Draft | True | False | 1 | False | Horizontal |  | None | Non-Condensing | Single-Stage |  | 0.5 | Standard |  | 50000 | 41000 |  |  | 37700 | 223 | 80 | 78 | [8 empty] | Federally-Regulated Consumer Product | 06/28/2016 |  | 08/31/2017
Rheem Sales Company, Inc. | Ruud | R801TA050314MSA | Natural Gas | Induced Draft | True | False | 1 | False | Up |  | None | Non-Condensing | Single-Stage |  | 0.5 | Standard |  | 50000 | 41000 |  |  | 37700 | 223 | 80 | 78 | [8 empty] | Federally-Regulated Consumer Product | 06/28/2016 |  | 08/31/2017
Rheem Sales Company, Inc. | Ruud | R801TA050314MSA | Natural Gas | Induced Draft | True | False | 1 | False | Horizontal |  | None | Non-Condensing | Single-Stage |  | 0.5 | Standard |  | 50000 | 41000 |  |  | 37700 | 223 | 80 | 78 | [8 empty] | Federally-Regulated Consumer Product | 06/28/2016 |  | 08/31/2017
Rheem Sales Company, Inc. | Ruud | R801TA050314MXA | LPG | Induced Draft | True | False | 1 | False | Up |  | None | Non-Condensing | Single-Stage |  | 0.5 | Standard |  | 50000 | 41000 |  |  | 37700 | 223 | 80 | 78 | [8 empty] | Federally-Regulated Consumer Product | 06/28/2016 |  | 08/31/2017
Rheem Sales Company, Inc. | Ruud | R801TA050314MXA | LPG | Induced Draft | True | False | 1 | False | Horizontal |  | None | Non-Condensing | Single-Stage |  | 0.5 | Standard |  | 50000 | 41000 |  |  | 37700 | 223 | 80 | 78 | [8 empty] | Federally-Regulated Consumer Product | 06/28/2016 |  | 08/31/2017
Rheem Sales Company, Inc. | Ruud | R801TA050314MXA | Natural Gas | Induced Draft | True | False | 1 | False | Up |  | None | Non-Condensing | Single-Stage |  | 0.5 | Standard |  | 50000 | 41000 |  |  | 37700 | 223 | 80 | 78 | [8 empty] | Federally-Regulated Consumer Product | 06/28/2016 |  | 08/31/2017
Rheem Sales Company, Inc. | Ruud | R801TA050314MXA | Natural Gas | Induced Draft | True | False | 1 | False | Horizontal |  | None | Non-Condensing | Single-Stage |  | 0.5 | Standard |  | 50000 | 41000 |  |  | 37700 | 223 | 80 | 78 | [8 empty] | Federally-Regulated Consumer Product | 06/28/2016 |  | 08/31/2017
Rheem Sales Company, Inc. | Ruud | R801TA075417MSA | LPG | Induced Draft | True | False | 1 | False | Up |  | None | Non-Condensing | Single-Stage |  | 0.5 | Standard |  | 75000 | 61000 |  |  | 75800 | 576 | 80 | 78 | [8 empty] | Federally-Regulated Consumer Product | 06/28/2016 |  | 08/31/2017
Rheem Sales Company, Inc. | Ruud | R801TA075417MSA | LPG | Induced Draft | True | False | 1 | False | Horizontal |  | None | Non-Condensing | Single-Stage |  | 0.5 | Standard |  | 75000 | 61000 |  |  | 75800 | 576 | 80 | 78 | [8 empty] | Federally-Regulated Consumer Product | 06/28/2016 |  | 08/31/2017
Rheem Sales Company, Inc. | Ruud | R801TA075417MSA | Natural Gas | Induced Draft | True | False | 1 | False | Up |  | None | Non-Condensing | Single-Stage |  | 0.5 | Standard |  | 75000 | 61000 |  |  | 75800 | 576 | 80 | 78 | [8 empty] | Federally-Regulated Consumer Product | 06/28/2016 |  | 08/31/2017
Rheem Sales Company, Inc. | Ruud | R801TA075417MSA | Natural Gas | Induced Draft | True | False | 1 | False | Horizontal |  | None | Non-Condensing | Single-Stage |  | 0.5 | Standard |  | 75000 | 61000 |  |  | 75800 | 576 | 80 | 78 | [8 empty] | Federally-Regulated Consumer Product | 06/28/2016 |  | 08/31/2017
Rheem Sales Company, Inc. | Ruud | R801TA075417MXA | LPG | Induced Draft | True | False | 1 | False | Up |  | None | Non-Condensing | Single-Stage |  | 0.5 | Standard |  | 75000 | 61000 |  |  | 75800 | 576 | 80 | 78 | [8 empty] | Federally-Regulated Consumer Product | 06/28/2016 |  | 08/31/2017
Rheem Sales Company, Inc. | Ruud | R801TA075417MXA | LPG | Induced Draft | True | False | 1 | False | Horizontal |  | None | Non-Condensing | Single-Stage |  | 0.5 | Standard |  | 75000 | 61000 |  |  | 75800 | 576 | 80 | 78 | [8 empty] | Federally-Regulated Consumer Product | 06/28/2016 |  | 08/31/2017
Rheem Sales Company, Inc. | Ruud | R801TA075417MXA | Natural Gas | Induced Draft | True | False | 1 | False | Up |  | None | Non-Condensing | Single-Stage |  | 0.5 | Standard |  | 75000 | 61000 |  |  | 75800 | 576 | 80 | 78 | [8 empty] | Federally-Regulated Consumer Product | 06/28/2016 |  | 08/31/2017
Rheem Sales Company, Inc. | Ruud | R801TA075417MXA | Natural Gas | Induced Draft | True | False | 1 | False | Horizontal |  | None | Non-Condensing | Single-Stage |  | 0.5 | Standard |  | 75000 | 61000 |  |  | 75800 | 576 | 80 | 78 | [8 empty] | Federally-Regulated Consumer Product | 06/28/2016 |  | 08/31/2017
Rheem Sales Company, Inc. | Ruud | R801TA100521MSA | LPG | Induced Draft | True | False | 1 | False | Up |  | None | Non-Condensing | Single-Stage |  | 0.75 | Standard |  | 100000 | 81000 |  |  | 96800 | 494 | 80 | 78 | [8 empty] | Federally-Regulated Consumer Product | 06/28/2016 |  | 08/31/2017
Rheem Sales Company, Inc. | Ruud | R801TA100521MSA | LPG | Induced Draft | True | False | 1 | False | Horizontal |  | None | Non-Condensing | Single-Stage |  | 0.75 | Standard |  | 100000 | 81000 |  |  | 96800 | 494 | 80 | 78 | [8 empty] | Federally-Regulated Consumer Product | 06/28/2016 |  | 08/31/2017
Rheem Sales Company, Inc. | Ruud | R801TA100521MSA | Natural Gas | Induced Draft | True | False | 1 | False | Up |  | None | Non-Condensing | Single-Stage |  | 0.75 | Standard |  | 100000 | 81000 |  |  | 96800 | 494 | 80 | 78 | [8 empty] | Federally-Regulated Consumer Product | 06/28/2016 |  | 08/31/2017
Rheem Sales Company, Inc. | Ruud | R801TA100521MSA | Natural Gas | Induced Draft | True | False | 1 | False | Horizontal |  | None | Non-Condensing | Single-Stage |  | 0.75 | Standard |  | 100000 | 81000 |  |  | 96800 | 494 | 80 | 78 | [8 empty] | Federally-Regulated Consumer Product | 06/28/2016 |  | 08/31/2017
Rheem Sales Company, Inc. | Ruud | R801TA100521MXA | LPG | Induced Draft | True | False | 1 | False | Up |  | None | Non-Condensing | Single-Stage |  | 0.75 | Standard |  | 100000 | 81000 |  |  | 96800 | 494 | 80 | 78 | [8 empty] | Federally-Regulated Consumer Product | 06/28/2016 |  | 08/31/2017
Rheem Sales Company, Inc. | Ruud | R801TA100521MXA | LPG | Induced Draft | True | False | 1 | False | Horizontal |  | None | Non-Condensing | Single-Stage |  | 0.75 | Standard |  | 100000 | 81000 |  |  | 96800 | 494 | 80 | 78 | [8 empty] | Federally-Regulated Consumer Product | 06/28/2016 |  | 08/31/2017
Rheem Sales Company, Inc. | Ruud | R801TA100521MXA | Natural Gas | Induced Draft | True | False | 1 | False | Up |  | None | Non-Condensing | Single-Stage |  | 0.75 | Standard |  | 100000 | 81000 |  |  | 96800 | 494 | 80 | 78 | [8 empty] | Federally-Regulated Consumer Product | 06/28/2016 |  | 08/31/2017
Rheem Sales Company, Inc. | Ruud | R801TA100521MXA | Natural Gas | Induced Draft | True | False | 1 | False | Horizontal |  | None | Non-Condensing | Single-Stage |  | 0.75 | Standard |  | 100000 | 81000 |  |  | 96800 | 494 | 80 | 78 | [8 empty] | Federally-Regulated Consumer Product | 06/28/2016 |  | 08/31/2017
Rheem Sales Company, Inc. | Ruud | RGEA16024AJV062AA | LPG | Induced Draft | True | True | 1 | False | Down |  | None | Non-Condensing | Single-Stage |  | 0.5 | Standard |  | 60000 | 49000 |  |  | 55000 | 649 | 81 | 78 | [8 empty] | Federally-Regulated Consumer Product | 11/23/2015 |  | 08/31/2017
Rheem Sales Company, Inc. | Ruud | RGEA16024AJV062AA | LPG | Induced Draft | True | True | 1 | False | Horizontal |  | None | Non-Condensing | Single-Stage |  | 0.5 | Standard |  | 60000 | 49000 |  |  | 55000 | 649 | 81 | 78 | [8 empty] | Federally-Regulated Consumer Product | 11/23/2015 |  | 08/31/2017
Rheem Sales Company, Inc. | Ruud | RGEA16024AJV062AA | Natural Gas | Induced Draft | True | True | 1 | False | Down |  | None | Non-Condensing | Single-Stage |  | 0.5 | Standard |  | 60000 | 49000 |  |  | 55000 | 649 | 81 | 78 | [8 empty] | Federally-Regulated Consumer Product | 11/23/2015 |  | 08/31/2017
Rheem Sales Company, Inc. | Ruud | RGEA16024AJV062AA | Natural Gas | Induced Draft | True | True | 1 | False | Horizontal |  | None | Non-Condensing | Single-Stage |  | 0.5 | Standard |  | 60000 | 49000 |  |  | 55000 | 649 | 81 | 78 | [8 empty] | Federally-Regulated Consumer Product | 11/23/2015 |  | 08/31/2017
Rheem Sales Company, Inc. | Ruud | RGEA16024AJV06TAA | LPG | Induced Draft | True | True | 1 | False | Down |  | None | Non-Condensing | Single-Stage |  | 0.5 | Standard |  | 60000 | 49000 |  |  | 55000 | 649 | 81 | 78 | [8 empty] | Federally-Regulated Consumer Product | 11/23/2015 |  | 08/31/2017
Rheem Sales Company, Inc. | Ruud | RGEA16024AJV06TAA | LPG | Induced Draft | True | True | 1 | False | Horizontal |  | None | Non-Condensing | Single-Stage |  | 0.5 | Standard |  | 60000 | 49000 |  |  | 55000 | 649 | 81 | 78 | [8 empty] | Federally-Regulated Consumer Product | 11/23/2015 |  | 08/31/2017
Rheem Sales Company, Inc. | Ruud | RGEA16024AJV06TAA | Natural Gas | Induced Draft | True | True | 1 | False | Down |  | None | Non-Condensing | Single-Stage |  | 0.5 | Standard |  | 60000 | 49000 |  |  | 55000 | 649 | 81 | 78 | [8 empty] | Federally-Regulated Consumer Product | 11/23/2015 |  | 08/31/2017
Rheem Sales Company, Inc. | Ruud | RGEA16024AJV06TAA | Natural Gas | Induced Draft | True | True | 1 | False | Horizontal |  | None | Non-Condensing | Single-Stage |  | 0.5 | Standard |  | 60000 | 49000 |  |  | 55000 | 649 | 81 | 78 | [8 empty] | Federally-Regulated Consumer Product | 11/23/2015 |  | 08/31/2017
Rheem Sales Company, Inc. | Ruud | RGEA16036AJV062AA | LPG | Induced Draft | True | True | 1 | False | Down |  | None | Non-Condensing | Single-Stage |  | 0.5 | Standard |  | 60000 | 49000 |  |  | 56000 | 481 | 81 | 78 | [8 empty] | Federally-Regulated Consumer Product | 11/23/2015 |  | 08/31/2017
Rheem Sales Company, Inc. | Ruud | RGEA16036AJV062AA | LPG | Induced Draft | True | True | 1 | False | Horizontal |  | None | Non-Condensing | Single-Stage |  | 0.5 | Standard |  | 60000 | 49000 |  |  | 56000 | 481 | 81 | 78 | [8 empty] | Federally-Regulated Consumer Product | 11/23/2015 |  | 08/31/2017
Rheem Sales Company, Inc. | Ruud | RGEA16036AJV062AA | Natural Gas | Induced Draft | True | True | 1 | False | Down |  | None | Non-Condensing | Single-Stage |  | 0.5 | Standard |  | 60000 | 49000 |  |  | 56000 | 481 | 81 | 78 | [8 empty] | Federally-Regulated Consumer Product | 11/23/2015 |  | 08/31/2017
Rheem Sales Company, Inc. | Ruud | RGEA16036AJV062AA | Natural Gas | Induced Draft | True | True | 1 | False | Horizontal |  | None | Non-Condensing | Single-Stage |  | 0.5 | Standard |  | 60000 | 49000 |  |  | 56000 | 481 | 81 | 78 | [8 empty] | Federally-Regulated Consumer Product | 11/23/2015 |  | 08/31/2017
Rheem Sales Company, Inc. | Ruud | RGEA16036AJV06TAA | LPG | Induced Draft | True | True | 1 | False | Down |  | None | Non-Condensing | Single-Stage |  | 0.5 | Standard |  | 60000 | 49000 |  |  | 56000 | 481 | 81 | 78 | [8 empty] | Federally-Regulated Consumer Product | 11/23/2015 |  | 08/31/2017
Rheem Sales Company, Inc. | Ruud | RGEA16036AJV06TAA | LPG | Induced Draft | True | True | 1 | False | Horizontal |  | None | Non-Condensing | Single-Stage |  | 0.5 | Standard |  | 60000 | 49000 |  |  | 56000 | 481 | 81 | 78 | [8 empty] | Federally-Regulated Consumer Product | 11/23/2015 |  | 08/31/2017
Rheem Sales Company, Inc. | Ruud | RGEA16036AJV06TAA | Natural Gas | Induced Draft | True | True | 1 | False | Down |  | None | Non-Condensing | Single-Stage |  | 0.5 | Standard |  | 60000 | 49000 |  |  | 56000 | 481 | 81 | 78 | [8 empty] | Federally-Regulated Consumer Product | 11/23/2015 |  | 08/31/2017
Rheem Sales Company, Inc. | Ruud | RGEA16036AJV06TAA | Natural Gas | Induced Draft | True | True | 1 | False | Horizontal |  | None | Non-Condensing | Single-Stage |  | 0.5 | Standard |  | 60000 | 49000 |  |  | 56000 | 481 | 81 | 78 | [8 empty] | Federally-Regulated Consumer Product | 11/23/2015 |  | 08/31/2017
Rheem Sales Company, Inc. | Ruud | RGEA16036AJV082AA | LPG | Induced Draft | True | True | 1 | False | Down |  | None | Non-Condensing | Single-Stage |  | 0.75 | Standard |  | 80000 | 65000 |  |  | 74000 | 681 | 81 | 78 | [8 empty] | Federally-Regulated Consumer Product | 11/23/2015 |  | 08/31/2017
Rheem Sales Company, Inc. | Ruud | RGEA16036AJV082AA | LPG | Induced Draft | True | True | 1 | False | Horizontal |  | None | Non-Condensing | Single-Stage |  | 0.75 | Standard |  | 80000 | 65000 |  |  | 74000 | 681 | 81 | 78 | [8 empty] | Federally-Regulated Consumer Product | 11/23/2015 |  | 08/31/2017
Rheem Sales Company, Inc. | Ruud | RGEA16036AJV082AA | Natural Gas | Induced Draft | True | True | 1 | False | Down |  | None | Non-Condensing | Single-Stage |  | 0.75 | Standard |  | 80000 | 65000 |  |  | 74000 | 681 | 81 | 78 | [8 empty] | Federally-Regulated Consumer Product | 11/23/2015 |  | 08/31/2017
Rheem Sales Company, Inc. | Ruud | RGEA16036AJV082AA | Natural Gas | Induced Draft | True | True | 1 | False | Horizontal |  | None | Non-Condensing | Single-Stage |  | 0.75 | Standard |  | 80000 | 65000 |  |  | 74000 | 681 | 81 | 78 | [8 empty] | Federally-Regulated Consumer Product | 11/23/2015 |  | 08/31/2017
Rheem Sales Company, Inc. | Ruud | RGEA16036AJV08TAA | LPG | Induced Draft | True | True | 1 | False | Down |  | None | Non-Condensing | Single-Stage |  | 0.75 | Standard |  | 80000 | 65000 |  |  | 74000 | 681 | 81 | 78 | [8 empty] | Federally-Regulated Consumer Product | 11/23/2015 |  | 08/31/2017
Rheem Sales Company, Inc. | Ruud | RGEA16036AJV08TAA | LPG | Induced Draft | True | True | 1 | False | Horizontal |  | None | Non-Condensing | Single-Stage |  | 0.75 | Standard |  | 80000 | 65000 |  |  | 74000 | 681 | 81 | 78 | [8 empty] | Federally-Regulated Consumer Product | 11/23/2015 |  | 08/31/2017
Rheem Sales Company, Inc. | Ruud | RGEA16036AJV08TAA | Natural Gas | Induced Draft | True | True | 1 | False | Down |  | None | Non-Condensing | Single-Stage |  | 0.75 | Standard |  | 80000 | 65000 |  |  | 74000 | 681 | 81 | 78 | [8 empty] | Federally-Regulated Consumer Product | 11/23/2015 |  | 08/31/2017
Rheem Sales Company, Inc. | Ruud | RGEA16036AJV08TAA | Natural Gas | Induced Draft | True | True | 1 | False | Horizontal |  | None | Non-Condensing | Single-Stage |  | 0.75 | Standard |  | 80000 | 65000 |  |  | 74000 | 681 | 81 | 78 | [8 empty] | Federally-Regulated Consumer Product | 11/23/2015 |  | 08/31/2017
Rheem Sales Company, Inc. | Ruud | RGEA16036AJV102AA | LPG | Induced Draft | True | True | 1 | False | Down |  | None | Non-Condensing | Single-Stage |  | 0.75 | Standard |  | 100000 | 81000 |  |  | 94000 | 744 | 81 | 78 | [8 empty] | Federally-Regulated Consumer Product | 11/23/2015 |  | 08/31/2017
Rheem Sales Company, Inc. | Ruud | RGEA16036AJV102AA | LPG | Induced Draft | True | True | 1 | False | Horizontal |  | None | Non-Condensing | Single-Stage |  | 0.75 | Standard |  | 100000 | 81000 |  |  | 94000 | 744 | 81 | 78 | [8 empty] | Federally-Regulated Consumer Product | 11/23/2015 |  | 08/31/2017
Rheem Sales Company, Inc. | Ruud | RGEA16036AJV102AA | Natural Gas | Induced Draft | True | True | 1 | False | Down |  | None | Non-Condensing | Single-Stage |  | 0.75 | Standard |  | 100000 | 81000 |  |  | 94000 | 744 | 81 | 78 | [8 empty] | Federally-Regulated Consumer Product | 11/23/2015 |  | 08/31/2017
Rheem Sales Company, Inc. | Ruud | RGEA16036AJV102AA | Natural Gas | Induced Draft | True | True | 1 | False | Horizontal |  | None | Non-Condensing | Single-Stage |  | 0.75 | Standard |  | 100000 | 81000 |  |  | 94000 | 744 | 81 | 78 | [8 empty] | Federally-Regulated Consumer Product | 11/23/2015 |  | 08/31/2017
Rheem Sales Company, Inc. | Ruud | RGEA16036AJV10TAA | LPG | Induced Draft | True | True | 1 | False | Down |  | None | Non-Condensing | Single-Stage |  | 0.75 | Standard |  | 100000 | 81000 |  |  | 94000 | 744 | 81 | 78 | [8 empty] | Federally-Regulated Consumer Product | 11/23/2015 |  | 08/31/2017
Rheem Sales Company, Inc. | Ruud | RGEA16036AJV10TAA | LPG | Induced Draft | True | True | 1 | False | Horizontal |  | None | Non-Condensing | Single-Stage |  | 0.75 | Standard |  | 100000 | 81000 |  |  | 94000 | 744 | 81 | 78 | [8 empty] | Federally-Regulated Consumer Product | 11/23/2015 |  | 08/31/2017
Rheem Sales Company, Inc. | Ruud | RGEA16036AJV10TAA | Natural Gas | Induced Draft | True | True | 1 | False | Down |  | None | Non-Condensing | Single-Stage |  | 0.75 | Standard |  | 100000 | 81000 |  |  | 94000 | 744 | 81 | 78 | [8 empty] | Federally-Regulated Consumer Product | 11/23/2015 |  | 08/31/2017
Rheem Sales Company, Inc. | Ruud | RGEA16036AJV10TAA | Natural Gas | Induced Draft | True | True | 1 | False | Horizontal |  | None | Non-Condensing | Single-Stage |  | 0.75 | Standard |  | 100000 | 81000 |  |  | 94000 | 744 | 81 | 78 | [8 empty] | Federally-Regulated Consumer Product | 11/23/2015 |  | 08/31/2017
Rheem Sales Company, Inc. | Ruud | RGEA16048AJV082AA | LPG | Induced Draft | True | True | 1 | False | Down |  | None | Non-Condensing | Single-Stage |  | 0.75 | Standard |  | 80000 | 65000 |  |  | 74000 | 681 | 81 | 78 | [8 empty] | Federally-Regulated Consumer Product | 11/23/2015 |  | 08/31/2017
Rheem Sales Company, Inc. | Ruud | RGEA16048AJV082AA | LPG | Induced Draft | True | True | 1 | False | Horizontal |  | None | Non-Condensing | Single-Stage |  | 0.75 | Standard |  | 80000 | 65000 |  |  | 74000 | 681 | 81 | 78 | [8 empty] | Federally-Regulated Consumer Product | 11/23/2015 |  | 08/31/2017
Rheem Sales Company, Inc. | Ruud | RGEA16048AJV082AA | Natural Gas | Induced Draft | True | True | 1 | False | Down |  | None | Non-Condensing | Single-Stage |  | 0.75 | Standard |  | 80000 | 65000 |  |  | 74000 | 681 | 81 | 78 | [8 empty] | Federally-Regulated Consumer Product | 11/23/2015 |  | 08/31/2017
Rheem Sales Company, Inc. | Ruud | RGEA16048AJV082AA | Natural Gas | Induced Draft | True | True | 1 | False | Horizontal |  | None | Non-Condensing | Single-Stage |  | 0.75 | Standard |  | 80000 | 65000 |  |  | 74000 | 681 | 81 | 78 | [8 empty] | Federally-Regulated Consumer Product | 11/23/2015 |  | 08/31/2017
Rheem Sales Company, Inc. | Ruud | RGEA16048AJV08TAA | LPG | Induced Draft | True | True | 1 | False | Down |  | None | Non-Condensing | Single-Stage |  | 0.75 | Standard |  | 80000 | 65000 |  |  | 74000 | 681 | 81 | 78 | [8 empty] | Federally-Regulated Consumer Product | 11/23/2015 |  | 08/31/2017
Rheem Sales Company, Inc. | Ruud | RGEA16048AJV08TAA | LPG | Induced Draft | True | True | 1 | False | Horizontal |  | None | Non-Condensing | Single-Stage |  | 0.75 | Standard |  | 80000 | 65000 |  |  | 74000 | 681 | 81 | 78 | [8 empty] | Federally-Regulated Consumer Product | 11/23/2015 |  | 08/31/2017
Rheem Sales Company, Inc. | Ruud | RGEA16048AJV08TAA | Natural Gas | Induced Draft | True | True | 1 | False | Down |  | None | Non-Condensing | Single-Stage |  | 0.75 | Standard |  | 80000 | 65000 |  |  | 74000 | 681 | 81 | 78 | [8 empty] | Federally-Regulated Consumer Product | 11/23/2015 |  | 08/31/2017
Rheem Sales Company, Inc. | Ruud | RGEA16048AJV08TAA | Natural Gas | Induced Draft | True | True | 1 | False | Horizontal |  | None | Non-Condensing | Single-Stage |  | 0.75 | Standard |  | 80000 | 65000 |  |  | 74000 | 681 | 81 | 78 | [8 empty] | Federally-Regulated Consumer Product | 11/23/2015 |  | 08/31/2017
Rheem Sales Company, Inc. | Ruud | RGEA16048AJV102AA | LPG | Induced Draft | True | True | 1 | False | Down |  | None | Non-Condensing | Single-Stage |  | 0.75 | Standard |  | 100000 | 81000 |  |  | 94000 | 744 | 81 | 78 | [8 empty] | Federally-Regulated Consumer Product | 11/23/2015 |  | 08/31/2017
Rheem Sales Company, Inc. | Ruud | RGEA16048AJV102AA | LPG | Induced Draft | True | True | 1 | False | Horizontal |  | None | Non-Condensing | Single-Stage |  | 0.75 | Standard |  | 100000 | 81000 |  |  | 94000 | 744 | 81 | 78 | [8 empty] | Federally-Regulated Consumer Product | 11/23/2015 |  | 08/31/2017
Rheem Sales Company, Inc. | Ruud | RGEA16048AJV102AA | Natural Gas | Induced Draft | True | True | 1 | False | Down |  | None | Non-Condensing | Single-Stage |  | 0.75 | Standard |  | 100000 | 81000 |  |  | 94000 | 744 | 81 | 78 | [8 empty] | Federally-Regulated Consumer Product | 11/23/2015 |  | 08/31/2017
Rheem Sales Company, Inc. | Ruud | RGEA16048AJV102AA | Natural Gas | Induced Draft | True | True | 1 | False | Horizontal |  | None | Non-Condensing | Single-Stage |  | 0.75 | Standard |  | 100000 | 81000 |  |  | 94000 | 744 | 81 | 78 | [8 empty] | Federally-Regulated Consumer Product | 11/23/2015 |  | 08/31/2017
Rheem Sales Company, Inc. | Ruud | RGEA16048AJV10TAA | LPG | Induced Draft | True | True | 1 | False | Down |  | None | Non-Condensing | Single-Stage |  | 0.75 | Standard |  | 100000 | 81000 |  |  | 94000 | 744 | 81 | 78 | [8 empty] | Federally-Regulated Consumer Product | 11/23/2015 |  | 08/31/2017
Rheem Sales Company, Inc. | Ruud | RGEA16048AJV10TAA | LPG | Induced Draft | True | True | 1 | False | Horizontal |  | None | Non-Condensing | Single-Stage |  | 0.75 | Standard |  | 100000 | 81000 |  |  | 94000 | 744 | 81 | 78 | [8 empty] | Federally-Regulated Consumer Product | 11/23/2015 |  | 08/31/2017
Rheem Sales Company, Inc. | Ruud | RGEA16048AJV10TAA | Natural Gas | Induced Draft | True | True | 1 | False | Down |  | None | Non-Condensing | Single-Stage |  | 0.75 | Standard |  | 100000 | 81000 |  |  | 94000 | 744 | 81 | 78 | [8 empty] | Federally-Regulated Consumer Product | 11/23/2015 |  | 08/31/2017
Rheem Sales Company, Inc. | Ruud | RGEA16048AJV10TAA | Natural Gas | Induced Draft | True | True | 1 | False | Horizontal |  | None | Non-Condensing | Single-Stage |  | 0.75 | Standard |  | 100000 | 81000 |  |  | 94000 | 744 | 81 | 78 | [8 empty] | Federally-Regulated Consumer Product | 11/23/2015 |  | 08/31/2017
Rheem Sales Company, Inc. | Ruud | RGEA16060AJV102AA | LPG | Induced Draft | True | True | 1 | False | Down |  | None | Non-Condensing | Single-Stage |  | 1 | Standard |  | 100000 | 81000 |  |  | 94000 | 636 | 81 | 78 | [8 empty] | Federally-Regulated Consumer Product | 11/23/2015 |  | 08/31/2017
Rheem Sales Company, Inc. | Ruud | RGEA16060AJV102AA | LPG | Induced Draft | True | True | 1 | False | Horizontal |  | None | Non-Condensing | Single-Stage |  | 1 | Standard |  | 100000 | 81000 |  |  | 94000 | 636 | 81 | 78 | [8 empty] | Federally-Regulated Consumer Product | 11/23/2015 |  | 08/31/2017
Rheem Sales Company, Inc. | Ruud | RGEA16060AJV102AA | Natural Gas | Induced Draft | True | True | 1 | False | Down |  | None | Non-Condensing | Single-Stage |  | 1 | Standard |  | 100000 | 81000 |  |  | 94000 | 636 | 81 | 78 | [8 empty] | Federally-Regulated Consumer Product | 11/23/2015 |  | 08/31/2017
Rheem Sales Company, Inc. | Ruud | RGEA16060AJV102AA | Natural Gas | Induced Draft | True | True | 1 | False | Horizontal |  | None | Non-Condensing | Single-Stage |  | 1 | Standard |  | 100000 | 81000 |  |  | 94000 | 636 | 81 | 78 | [8 empty] | Federally-Regulated Consumer Product | 11/23/2015 |  | 08/31/2017
Rheem Sales Company, Inc. | Ruud | RGEA16060AJV10TAA | LPG | Induced Draft | True | True | 1 | False | Down |  | None | Non-Condensing | Single-Stage |  | 1 | Standard |  | 100000 | 81000 |  |  | 94000 | 363 | 81 | 78 | [8 empty] | Federally-Regulated Consumer Product | 11/23/2015 |  | 08/31/2017
Rheem Sales Company, Inc. | Ruud | RGEA16060AJV10TAA | LPG | Induced Draft | True | True | 1 | False | Horizontal |  | None | Non-Condensing | Single-Stage |  | 1 | Standard |  | 100000 | 81000 |  |  | 94000 | 363 | 81 | 78 | [8 empty] | Federally-Regulated Consumer Product | 11/23/2015 |  | 08/31/2017
Rheem Sales Company, Inc. | Ruud | RGEA16060AJV10TAA | Natural Gas | Induced Draft | True | True | 1 | False | Down |  | None | Non-Condensing | Single-Stage |  | 1 | Standard |  | 100000 | 81000 |  |  | 94000 | 363 | 81 | 78 | [8 empty] | Federally-Regulated Consumer Product | 11/23/2015 |  | 08/31/2017
Rheem Sales Company, Inc. | Ruud | RGEA16060AJV10TAA | Natural Gas | Induced Draft | True | True | 1 | False | Horizontal |  | None | Non-Condensing | Single-Stage |  | 1 | Standard |  | 100000 | 81000 |  |  | 94000 | 363 | 81 | 78 | [8 empty] | Federally-Regulated Consumer Product | 11/23/2015 |  | 08/31/2017
Rheem Sales Company, Inc. | Ruud | R96PA1152524MSA | LPG | Induced Draft | True | False | 1 | False | Up |  | None | Condensing | Two-Stage Modulating |  | 0.75 | Standard |  | 112000 | 109000 |  |  | 93800 | 945 | 96 | 78 | [8 empty] | Federally-Regulated Consumer Product | 06/28/2016 |  | 08/31/2017
Rheem Sales Company, Inc. | Ruud | R96PA1152524MSA | Natural Gas | Induced Draft | True | False | 1 | False | Up |  | None | Condensing | Two-Stage Modulating |  | 0.75 | Standard |  | 112000 | 109000 |  |  | 93800 | 945 | 96 | 78 | [8 empty] | Federally-Regulated Consumer Product | 06/28/2016 |  | 08/31/2017
Rheem Sales Company, Inc. | Ruud | R96PA0402317MSA | LPG | Induced Draft | True | False | 1 | False | Up |  | None | Condensing | Two-Stage Modulating |  | 0.25 | Standard |  | 42000 | 41000 |  |  | 30000 | 414 | 96 | 78 | [8 empty] | Federally-Regulated Consumer Product | 06/28/2016 |  | 08/31/2017
Rheem Sales Company, Inc. | Ruud | R96PA0402317MSA | Natural Gas | Induced Draft | True | False | 1 | False | Up |  | None | Condensing | Two-Stage Modulating |  | 0.25 | Standard |  | 42000 | 41000 |  |  | 30000 | 414 | 96 | 78 | [8 empty] | Federally-Regulated Consumer Product | 06/28/2016 |  | 08/31/2017
Rheem Sales Company, Inc. | Ruud | R802VA050317MSA | LPG | Induced Draft | True | False | 1 | False | Up |  | None | Non-Condensing | Two-Stage Modulating |  | 0.5 | Standard |  | 50000 | 41000 |  |  | 37700 | 151 | 80 | 78 | [8 empty] | Federally-Regulated Consumer Product | 06/28/2016 |  | 08/31/2017
Rheem Sales Company, Inc. | Ruud | R802VA050317MSA | LPG | Induced Draft | True | False | 1 | False | Horizontal |  | None | Non-Condensing | Two-Stage Modulating |  | 0.5 | Standard |  | 50000 | 41000 |  |  | 37700 | 151 | 80 | 78 | [8 empty] | Federally-Regulated Consumer Product | 06/28/2016 |  | 08/31/2017
Rheem Sales Company, Inc. | Ruud | R802VA050317MSA | Natural Gas | Induced Draft | True | False | 1 | False | Up |  | None | Non-Condensing | Two-Stage Modulating |  | 0.5 | Standard |  | 50000 | 41000 |  |  | 37700 | 151 | 80 | 78 | [8 empty] | Federally-Regulated Consumer Product | 06/28/2016 |  | 08/31/2017
Rheem Sales Company, Inc. | Ruud | R802VA050317MSA | Natural Gas | Induced Draft | True | False | 1 | False | Horizontal |  | None | Non-Condensing | Two-Stage Modulating |  | 0.5 | Standard |  | 50000 | 41000 |  |  | 37700 | 151 | 80 | 78 | [8 empty] | Federally-Regulated Consumer Product | 06/28/2016 |  | 08/31/2017
Rheem Sales Company, Inc. | Ruud | R802VA050317MXA | LPG | Induced Draft | True | False | 1 | False | Up |  | None | Non-Condensing | Two-Stage Modulating |  | 0.5 | Standard |  | 50000 | 41000 |  |  | 37700 | 151 | 80 | 78 | [8 empty] | Federally-Regulated Consumer Product | 06/28/2016 |  | 08/31/2017
Rheem Sales Company, Inc. | Ruud | R802VA050317MXA | LPG | Induced Draft | True | False | 1 | False | Horizontal |  | None | Non-Condensing | Two-Stage Modulating |  | 0.5 | Standard |  | 50000 | 41000 |  |  | 37700 | 151 | 80 | 78 | [8 empty] | Federally-Regulated Consumer Product | 06/28/2016 |  | 08/31/2017
Rheem Sales Company, Inc. | Ruud | R802VA050317MXA | Natural Gas | Induced Draft | True | False | 1 | False | Up |  | None | Non-Condensing | Two-Stage Modulating |  | 0.5 | Standard |  | 50000 | 41000 |  |  | 37700 | 151 | 80 | 78 | [8 empty] | Federally-Regulated Consumer Product | 06/28/2016 |  | 08/31/2017
Rheem Sales Company, Inc. | Ruud | R802VA050317MXA | Natural Gas | Induced Draft | True | False | 1 | False | Horizontal |  | None | Non-Condensing | Two-Stage Modulating |  | 0.5 | Standard |  | 50000 | 41000 |  |  | 37700 | 151 | 80 | 78 | [8 empty] | Federally-Regulated Consumer Product | 06/28/2016 |  | 08/31/2017
Rheem Sales Company, Inc. | Ruud | R802VA075317MSA | LPG | Induced Draft | True | False | 1 | False | Up |  | None | Non-Condensing | Two-Stage Modulating |  | 0.5 | Standard |  | 75000 | 61000 |  |  | 73200 | 506 | 80 | 78 | [8 empty] | Federally-Regulated Consumer Product | 06/28/2016 |  | 08/31/2017
Rheem Sales Company, Inc. | Ruud | R802VA075317MSA | LPG | Induced Draft | True | False | 1 | False | Horizontal |  | None | Non-Condensing | Two-Stage Modulating |  | 0.5 | Standard |  | 75000 | 61000 |  |  | 73200 | 506 | 80 | 78 | [8 empty] | Federally-Regulated Consumer Product | 06/28/2016 |  | 08/31/2017
Rheem Sales Company, Inc. | Ruud | R802VA075317MSA | Natural Gas | Induced Draft | True | False | 1 | False | Up |  | None | Non-Condensing | Two-Stage Modulating |  | 0.5 | Standard |  | 75000 | 61000 |  |  | 73200 | 506 | 80 | 78 | [8 empty] | Federally-Regulated Consumer Product | 06/28/2016 |  | 08/31/2017
Rheem Sales Company, Inc. | Ruud | R802VA075317MSA | Natural Gas | Induced Draft | True | False | 1 | False | Horizontal |  | None | Non-Condensing | Two-Stage Modulating |  | 0.5 | Standard |  | 75000 | 61000 |  |  | 73200 | 506 | 80 | 78 | [8 empty] | Federally-Regulated Consumer Product | 06/28/2016 |  | 08/31/2017
Rheem Sales Company, Inc. | Ruud | R802VA075317MXA | LPG | Induced Draft | True | False | 1 | False | Up |  | None | Non-Condensing | Two-Stage Modulating |  | 0.5 | Standard |  | 75000 | 61000 |  |  | 73200 | 506 | 80 | 78 | [8 empty] | Federally-Regulated Consumer Product | 06/28/2016 |  | 08/31/2017
Rheem Sales Company, Inc. | Ruud | R802VA075317MXA | LPG | Induced Draft | True | False | 1 | False | Horizontal |  | None | Non-Condensing | Two-Stage Modulating |  | 0.5 | Standard |  | 75000 | 61000 |  |  | 73200 | 506 | 80 | 78 | [8 empty] | Federally-Regulated Consumer Product | 06/28/2016 |  | 08/31/2017
Rheem Sales Company, Inc. | Ruud | R802VA075317MXA | Natural Gas | Induced Draft | True | False | 1 | False | Up |  | None | Non-Condensing | Two-Stage Modulating |  | 0.5 | Standard |  | 75000 | 61000 |  |  | 73200 | 506 | 80 | 78 | [8 empty] | Federally-Regulated Consumer Product | 06/28/2016 |  | 08/31/2017
Rheem Sales Company, Inc. | Ruud | R802VA075317MXA | Natural Gas | Induced Draft | True | False | 1 | False | Horizontal |  | None | Non-Condensing | Two-Stage Modulating |  | 0.5 | Standard |  | 75000 | 61000 |  |  | 73200 | 506 | 80 | 78 | [8 empty] | Federally-Regulated Consumer Product | 06/28/2016 |  | 08/31/2017
Rheem Sales Company, Inc. | Ruud | R802VA075421MSA | LPG | Induced Draft | True | False | 1 | False | Up |  | None | Non-Condensing | Two-Stage Modulating |  | 0.75 | Standard |  | 75000 | 61000 |  |  | 75800 | 298 | 80 | 78 | [8 empty] | Federally-Regulated Consumer Product | 06/28/2016 |  | 08/31/2017
Rheem Sales Company, Inc. | Ruud | R802VA075421MSA | LPG | Induced Draft | True | False | 1 | False | Horizontal |  | None | Non-Condensing | Two-Stage Modulating |  | 0.75 | Standard |  | 75000 | 61000 |  |  | 75800 | 298 | 80 | 78 | [8 empty] | Federally-Regulated Consumer Product | 06/28/2016 |  | 08/31/2017
Rheem Sales Company, Inc. | Ruud | R802VA075421MSA | Natural Gas | Induced Draft | True | False | 1 | False | Up |  | None | Non-Condensing | Two-Stage Modulating |  | 0.75 | Standard |  | 75000 | 61000 |  |  | 75800 | 298 | 80 | 78 | [8 empty] | Federally-Regulated Consumer Product | 06/28/2016 |  | 08/31/2017
Rheem Sales Company, Inc. | Ruud | R802VA075421MSA | Natural Gas | Induced Draft | True | False | 1 | False | Horizontal |  | None | Non-Condensing | Two-Stage Modulating |  | 0.75 | Standard |  | 75000 | 61000 |  |  | 75800 | 298 | 80 | 78 | [8 empty] | Federally-Regulated Consumer Product | 06/28/2016 |  | 08/31/2017
Rheem Sales Company, Inc. | Ruud | R802VA075421MXA | LPG | Induced Draft | True | False | 1 | False | Up |  | None | Non-Condensing | Two-Stage Modulating |  | 0.75 | Standard |  | 75000 | 61000 |  |  | 75800 | 298 | 80 | 78 | [8 empty] | Federally-Regulated Consumer Product | 06/28/2016 |  | 08/31/2017
Rheem Sales Company, Inc. | Ruud | R802VA075421MXA | LPG | Induced Draft | True | False | 1 | False | Horizontal |  | None | Non-Condensing | Two-Stage Modulating |  | 0.75 | Standard |  | 75000 | 61000 |  |  | 75800 | 298 | 80 | 78 | [8 empty] | Federally-Regulated Consumer Product | 06/28/2016 |  | 08/31/2017
Rheem Sales Company, Inc. | Ruud | R802VA075421MXA | Natural Gas | Induced Draft | True | False | 1 | False | Up |  | None | Non-Condensing | Two-Stage Modulating |  | 0.75 | Standard |  | 75000 | 61000 |  |  | 75800 | 298 | 80 | 78 | [8 empty] | Federally-Regulated Consumer Product | 06/28/2016 |  | 08/31/2017
Rheem Sales Company, Inc. | Ruud | R802VA075421MXA | Natural Gas | Induced Draft | True | False | 1 | False | Horizontal |  | None | Non-Condensing | Two-Stage Modulating |  | 0.75 | Standard |  | 75000 | 61000 |  |  | 75800 | 298 | 80 | 78 | [8 empty] | Federally-Regulated Consumer Product | 06/28/2016 |  | 08/31/2017
Rheem Sales Company, Inc. | Ruud | R802VA100521MSA | LPG | Induced Draft | True | False | 1 | False | Up |  | None | Non-Condensing | Two-Stage Modulating |  | 0.75 | Standard |  | 100000 | 81000 |  |  | 95700 | 311 | 80 | 78 | [8 empty] | Federally-Regulated Consumer Product | 06/28/2016 |  | 08/31/2017
Rheem Sales Company, Inc. | Ruud | R802VA100521MSA | LPG | Induced Draft | True | False | 1 | False | Horizontal |  | None | Non-Condensing | Two-Stage Modulating |  | 0.75 | Standard |  | 100000 | 81000 |  |  | 95700 | 311 | 80 | 78 | [8 empty] | Federally-Regulated Consumer Product | 06/28/2016 |  | 08/31/2017
Rheem Sales Company, Inc. | Ruud | R802VA100521MSA | Natural Gas | Induced Draft | True | False | 1 | False | Up |  | None | Non-Condensing | Two-Stage Modulating |  | 0.75 | Standard |  | 100000 | 81000 |  |  | 95700 | 311 | 80 | 78 | [8 empty] | Federally-Regulated Consumer Product | 06/28/2016 |  | 08/31/2017
Rheem Sales Company, Inc. | Ruud | R802VA100521MSA | Natural Gas | Induced Draft | True | False | 1 | False | Horizontal |  | None | Non-Condensing | Two-Stage Modulating |  | 0.75 | Standard |  | 100000 | 81000 |  |  | 95700 | 311 | 80 | 78 | [8 empty] | Federally-Regulated Consumer Product | 06/28/2016 |  | 08/31/2017
Rheem Sales Company, Inc. | Ruud | R802VA100521MXA | LPG | Induced Draft | True | False | 1 | False | Up |  | None | Non-Condensing | Two-Stage Modulating |  | 0.75 | Standard |  | 100000 | 81000 |  |  | 95700 | 311 | 80 | 78 | [8 empty] | Federally-Regulated Consumer Product | 06/28/2016 |  | 08/31/2017
Rheem Sales Company, Inc. | Ruud | R802VA100521MXA | LPG | Induced Draft | True | False | 1 | False | Horizontal |  | None | Non-Condensing | Two-Stage Modulating |  | 0.75 | Standard |  | 100000 | 81000 |  |  | 95700 | 311 | 80 | 78 | [8 empty] | Federally-Regulated Consumer Product | 06/28/2016 |  | 08/31/2017
Rheem Sales Company, Inc. | Ruud | R802VA100521MXA | Natural Gas | Induced Draft | True | False | 1 | False | Up |  | None | Non-Condensing | Two-Stage Modulating |  | 0.75 | Standard |  | 100000 | 81000 |  |  | 95700 | 311 | 80 | 78 | [8 empty] | Federally-Regulated Consumer Product | 06/28/2016 |  | 08/31/2017
Rheem Sales Company, Inc. | Ruud | R802VA100521MXA | Natural Gas | Induced Draft | True | False | 1 | False | Horizontal |  | None | Non-Condensing | Two-Stage Modulating |  | 0.75 | Standard |  | 100000 | 81000 |  |  | 95700 | 311 | 80 | 78 | [8 empty] | Federally-Regulated Consumer Product | 06/28/2016 |  | 08/31/2017
Rheem Sales Company, Inc. | Ruud | R802VA125524MSA | LPG | Induced Draft | True | False | 1 | False | Up |  | None | Non-Condensing | Two-Stage Modulating |  | 0.75 | Standard |  | 125000 | 101000 |  |  | 115100 | 354 | 80 | 78 | [8 empty] | Federally-Regulated Consumer Product | 06/28/2016 |  | 08/31/2017
Rheem Sales Company, Inc. | Ruud | R802VA125524MSA | LPG | Induced Draft | True | False | 1 | False | Horizontal |  | None | Non-Condensing | Two-Stage Modulating |  | 0.75 | Standard |  | 125000 | 101000 |  |  | 115100 | 354 | 80 | 78 | [8 empty] | Federally-Regulated Consumer Product | 06/28/2016 |  | 08/31/2017
Rheem Sales Company, Inc. | Ruud | R802VA125524MSA | Natural Gas | Induced Draft | True | False | 1 | False | Up |  | None | Non-Condensing | Two-Stage Modulating |  | 0.75 | Standard |  | 125000 | 101000 |  |  | 115100 | 354 | 80 | 78 | [8 empty] | Federally-Regulated Consumer Product | 06/28/2016 |  | 08/31/2017
Rheem Sales Company, Inc. | Ruud | R802VA125524MSA | Natural Gas | Induced Draft | True | False | 1 | False | Horizontal |  | None | Non-Condensing | Two-Stage Modulating |  | 0.75 | Standard |  | 125000 | 101000 |  |  | 115100 | 354 | 80 | 78 | [8 empty] | Federally-Regulated Consumer Product | 06/28/2016 |  | 08/31/2017
Rheem Sales Company, Inc. | Ruud | R802VA125524MXA | LPG | Induced Draft | True | False | 1 | False | Up |  | None | Non-Condensing | Two-Stage Modulating |  | 0.75 | Standard |  | 125000 | 101000 |  |  | 115100 | 354 | 80 | 78 | [8 empty] | Federally-Regulated Consumer Product | 06/28/2016 |  | 08/31/2017
Rheem Sales Company, Inc. | Ruud | R802VA125524MXA | LPG | Induced Draft | True | False | 1 | False | Horizontal |  | None | Non-Condensing | Two-Stage Modulating |  | 0.75 | Standard |  | 125000 | 101000 |  |  | 115100 | 354 | 80 | 78 | [8 empty] | Federally-Regulated Consumer Product | 06/28/2016 |  | 08/31/2017
Rheem Sales Company, Inc. | Ruud | R802VA125524MXA | Natural Gas | Induced Draft | True | False | 1 | False | Up |  | None | Non-Condensing | Two-Stage Modulating |  | 0.75 | Standard |  | 125000 | 101000 |  |  | 115100 | 354 | 80 | 78 | [8 empty] | Federally-Regulated Consumer Product | 06/28/2016 |  | 08/31/2017
Rheem Sales Company, Inc. | Ruud | R802VA125524MXA | Natural Gas | Induced Draft | True | False | 1 | False | Horizontal |  | None | Non-Condensing | Two-Stage Modulating |  | 0.75 | Standard |  | 125000 | 101000 |  |  | 115100 | 354 | 80 | 78 | [8 empty] | Federally-Regulated Consumer Product | 06/28/2016 |  | 08/31/2017
Rheem Sales Company, Inc. | Ruud | R801TA075317ZXB | LPG | Induced Draft | True | False | 1 | False | Down |  | None | Non-Condensing | Single-Stage |  | 0.5 | Standard |  | 75000 | 61000 |  |  | 75800 | 623 | 80 | 78 | [8 empty] | Federally-Regulated Consumer Product | 06/28/2016 |  | 08/31/2017
Rheem Sales Company, Inc. | Ruud | R801TA075317ZXB | Natural Gas | Induced Draft | True | False | 1 | False | Down |  | None | Non-Condensing | Single-Stage |  | 0.5 | Standard |  | 75000 | 61000 |  |  | 75800 | 623 | 80 | 78 | [8 empty] | Federally-Regulated Consumer Product | 06/28/2016 |  | 08/31/2017
Rheem Sales Company, Inc. | Ruud | R801TA075421MSA | LPG | Induced Draft | True | False | 1 | False | Up |  | None | Non-Condensing | Single-Stage |  | 0.75 | Standard |  | 75000 | 61000 |  |  | 75800 | 480 | 80 | 78 | [8 empty] | Federally-Regulated Consumer Product | 06/28/2016 |  | 08/31/2017
Rheem Sales Company, Inc. | Ruud | R801TA075421MSA | LPG | Induced Draft | True | False | 1 | False | Horizontal |  | None | Non-Condensing | Single-Stage |  | 0.75 | Standard |  | 75000 | 61000 |  |  | 75800 | 480 | 80 | 78 | [8 empty] | Federally-Regulated Consumer Product | 06/28/2016 |  | 08/31/2017
Rheem Sales Company, Inc. | Ruud | R801TA075421MSA | Natural Gas | Induced Draft | True | False | 1 | False | Up |  | None | Non-Condensing | Single-Stage |  | 0.75 | Standard |  | 75000 | 61000 |  |  | 75800 | 480 | 80 | 78 | [8 empty] | Federally-Regulated Consumer Product | 06/28/2016 |  | 08/31/2017
Rheem Sales Company, Inc. | Ruud | R801TA075421MSA | Natural Gas | Induced Draft | True | False | 1 | False | Horizontal |  | None | Non-Condensing | Single-Stage |  | 0.75 | Standard |  | 75000 | 61000 |  |  | 75800 | 480 | 80 | 78 | [8 empty] | Federally-Regulated Consumer Product | 06/28/2016 |  | 08/31/2017
Rheem Sales Company, Inc. | Ruud | R801TA075421MXA | LPG | Induced Draft | True | False | 1 | False | Up |  | None | Non-Condensing | Single-Stage |  | 0.75 | Standard |  | 75000 | 61000 |  |  | 75800 | 480 | 80 | 78 | [8 empty] | Federally-Regulated Consumer Product | 06/28/2016 |  | 08/31/2017
Rheem Sales Company, Inc. | Ruud | R801TA075421MXA | LPG | Induced Draft | True | False | 1 | False | Horizontal |  | None | Non-Condensing | Single-Stage |  | 0.75 | Standard |  | 75000 | 61000 |  |  | 75800 | 480 | 80 | 78 | [8 empty] | Federally-Regulated Consumer Product | 06/28/2016 |  | 08/31/2017
Rheem Sales Company, Inc. | Ruud | R801TA075421MXA | Natural Gas | Induced Draft | True | False | 1 | False | Up |  | None | Non-Condensing | Single-Stage |  | 0.75 | Standard |  | 75000 | 61000 |  |  | 75800 | 480 | 80 | 78 | [8 empty] | Federally-Regulated Consumer Product | 06/28/2016 |  | 08/31/2017
Rheem Sales Company, Inc. | Ruud | R801TA075421MXA | Natural Gas | Induced Draft | True | False | 1 | False | Horizontal |  | None | Non-Condensing | Single-Stage |  | 0.75 | Standard |  | 75000 | 61000 |  |  | 75800 | 480 | 80 | 78 | [8 empty] | Federally-Regulated Consumer Product | 06/28/2016 |  | 08/31/2017
Rheem Sales Company, Inc. | Ruud | R801TA075521ZSB | LPG | Induced Draft | True | False | 1 | False | Down |  | None | Non-Condensing | Single-Stage |  | 1 | Standard |  | 75000 | 62000 |  |  | 75000 | 659 | 80 | 78 | [8 empty] | Federally-Regulated Consumer Product | 06/28/2016 |  | 08/31/2017
Rheem Sales Company, Inc. | Ruud | R801TA075521ZSB | Natural Gas | Induced Draft | True | False | 1 | False | Down |  | None | Non-Condensing | Single-Stage |  | 1 | Standard |  | 75000 | 62000 |  |  | 75000 | 659 | 80 | 78 | [8 empty] | Federally-Regulated Consumer Product | 06/28/2016 |  | 08/31/2017
Rheem Sales Company, Inc. | Ruud | R801TA075521ZXB | LPG | Induced Draft | True | False | 1 | False | Down |  | None | Non-Condensing | Single-Stage |  | 1 | Standard |  | 75000 | 62000 |  |  | 74800 | 659 | 80 | 78 | [8 empty] | Federally-Regulated Consumer Product | 06/28/2016 |  | 08/31/2017
Rheem Sales Company, Inc. | Ruud | R801TA075521ZXB | Natural Gas | Induced Draft | True | False | 1 | False | Down |  | None | Non-Condensing | Single-Stage |  | 1 | Standard |  | 75000 | 62000 |  |  | 74800 | 659 | 80 | 78 | [8 empty] | Federally-Regulated Consumer Product | 06/28/2016 |  | 08/31/2017
Rheem Sales Company, Inc. | Ruud | R801TA100521ZSB | LPG | Induced Draft | True | False | 1 | False | Down |  | None | Non-Condensing | Single-Stage |  | 1 | Standard |  | 100000 | 82000 |  |  | 94000 | 940 | 80 | 78 | [8 empty] | Federally-Regulated Consumer Product | 06/28/2016 |  | 08/31/2017
Rheem Sales Company, Inc. | Ruud | R801TA100521ZSB | Natural Gas | Induced Draft | True | False | 1 | False | Down |  | None | Non-Condensing | Single-Stage |  | 1 | Standard |  | 100000 | 82000 |  |  | 94000 | 940 | 80 | 78 | [8 empty] | Federally-Regulated Consumer Product | 06/28/2016 |  | 08/31/2017
Rheem Sales Company, Inc. | Ruud | R801TA100521ZXB | LPG | Induced Draft | True | False | 1 | False | Down |  | None | Non-Condensing | Single-Stage |  | 1 | Standard |  | 100000 | 82000 |  |  | 93700 | 940 | 80 | 78 | [8 empty] | Federally-Regulated Consumer Product | 06/28/2016 |  | 08/31/2017
Rheem Sales Company, Inc. | Ruud | R801TA100521ZXB | Natural Gas | Induced Draft | True | False | 1 | False | Down |  | None | Non-Condensing | Single-Stage |  | 1 | Standard |  | 100000 | 82000 |  |  | 93700 | 940 | 80 | 78 | [8 empty] | Federally-Regulated Consumer Product | 06/28/2016 |  | 08/31/2017
Rheem Sales Company, Inc. | Ruud | R801TA125524ZSB | LPG | Induced Draft | True | False | 1 | False | Down |  | None | Non-Condensing | Single-Stage |  | 1 | Standard |  | 125000 | 103000 |  |  | 113000 | 842 | 80 | 78 | [8 empty] | Federally-Regulated Consumer Product | 06/28/2016 |  | 08/31/2017
Rheem Sales Company, Inc. | Ruud | R801TA125524ZSB | Natural Gas | Induced Draft | True | False | 1 | False | Down |  | None | Non-Condensing | Single-Stage |  | 1 | Standard |  | 125000 | 103000 |  |  | 113000 | 842 | 80 | 78 | [8 empty] | Federally-Regulated Consumer Product | 06/28/2016 |  | 08/31/2017
Rheem Sales Company, Inc. | Ruud | R801TA125524ZXB | LPG | Induced Draft | True | False | 1 | False | Down |  | None | Non-Condensing | Single-Stage |  | 1 | Standard |  | 125000 | 103000 |  |  | 112900 | 842 | 80 | 78 | [8 empty] | Federally-Regulated Consumer Product | 06/28/2016 |  | 08/31/2017
Rheem Sales Company, Inc. | Ruud | R801TA125524ZXB | Natural Gas | Induced Draft | True | False | 1 | False | Down |  | None | Non-Condensing | Single-Stage |  | 1 | Standard |  | 125000 | 103000 |  |  | 112900 | 842 | 80 | 78 | [8 empty] | Federally-Regulated Consumer Product | 06/28/2016 |  | 08/31/2017
Rheem Sales Company, Inc. | Ruud | R801SA050314ZSB | LPG | Induced Draft | True | False | 1 | False | Down |  | None | Non-Condensing | Single-Stage |  | 0.5 | Standard |  | 50000 | 40000 |  |  | 37000 | 657 | 80 | 78 | [8 empty] | Federally-Regulated Consumer Product | 11/19/2015 |  | 08/31/2017
Rheem Sales Company, Inc. | Ruud | R801SA050314ZSB | Natural Gas | Induced Draft | True | False | 1 | False | Down |  | None | Non-Condensing | Single-Stage |  | 0.5 | Standard |  | 50000 | 40000 |  |  | 37000 | 657 | 80 | 78 | [8 empty] | Federally-Regulated Consumer Product | 11/19/2015 |  | 08/31/2017
Rheem Sales Company, Inc. | Ruud | R801SA050314ZXB | LPG | Induced Draft | True | False | 1 | False | Down |  | None | Non-Condensing | Single-Stage |  | 0.5 | Standard |  | 50000 | 40000 |  |  | 37000 | 657 | 80 | 78 | [8 empty] | Federally-Regulated Consumer Product | 11/19/2015 |  | 08/31/2017
Rheem Sales Company, Inc. | Ruud | R801SA050314ZXB | Natural Gas | Induced Draft | True | False | 1 | False | Down |  | None | Non-Condensing | Single-Stage |  | 0.5 | Standard |  | 50000 | 40000 |  |  | 37000 | 657 | 80 | 78 | [8 empty] | Federally-Regulated Consumer Product | 11/19/2015 |  | 08/31/2017
Rheem Sales Company, Inc. | Ruud | R801SA075317ZSB | LPG | Induced Draft | True | False | 1 | False | Down |  | None | Non-Condensing | Single-Stage |  | 0.5 | Standard |  | 75000 | 60000 |  |  | 74000 | 991 | 80 | 78 | [8 empty] | Federally-Regulated Consumer Product | 11/19/2015 |  | 08/31/2017
Rheem Sales Company, Inc. | Ruud | R801SA075317ZSB | Natural Gas | Induced Draft | True | False | 1 | False | Down |  | None | Non-Condensing | Single-Stage |  | 0.5 | Standard |  | 75000 | 60000 |  |  | 74000 | 991 | 80 | 78 | [8 empty] | Federally-Regulated Consumer Product | 11/19/2015 |  | 08/31/2017
Rheem Sales Company, Inc. | Ruud | R801SA075317ZXB | LPG | Induced Draft | True | False | 1 | False | Down |  | None | Non-Condensing | Single-Stage |  | 0.5 | Standard |  | 75000 | 60000 |  |  | 74000 | 991 | 80 | 78 | [8 empty] | Federally-Regulated Consumer Product | 11/19/2015 |  | 08/31/2017
Rheem Sales Company, Inc. | Ruud | R801SA075317ZXB | Natural Gas | Induced Draft | True | False | 1 | False | Down |  | None | Non-Condensing | Single-Stage |  | 0.5 | Standard |  | 75000 | 60000 |  |  | 74000 | 991 | 80 | 78 | [8 empty] | Federally-Regulated Consumer Product | 11/19/2015 |  | 08/31/2017
Rheem Sales Company, Inc. | Ruud | R801SA075417ZSB | LPG | Induced Draft | True | False | 1 | False | Down |  | None | Non-Condensing | Single-Stage |  | 0.75 | Standard |  | 75000 | 60000 |  |  | 74000 | 1127 | 80 | 78 | [8 empty] | Federally-Regulated Consumer Product | 11/19/2015 |  | 08/31/2017
Rheem Sales Company, Inc. | Ruud | R801SA075417ZSB | Natural Gas | Induced Draft | True | False | 1 | False | Down |  | None | Non-Condensing | Single-Stage |  | 0.75 | Standard |  | 75000 | 60000 |  |  | 74000 | 1127 | 80 | 78 | [8 empty] | Federally-Regulated Consumer Product | 11/19/2015 |  | 08/31/2017
Rheem Sales Company, Inc. | Ruud | R801SA075417ZXB | LPG | Induced Draft | True | False | 1 | False | Down |  | None | Non-Condensing | Single-Stage |  | 0.75 | Standard |  | 75000 | 60000 |  |  | 74000 | 1127 | 80 | 78 | [8 empty] | Federally-Regulated Consumer Product | 11/19/2015 |  | 08/31/2017
Rheem Sales Company, Inc. | Ruud | R801SA075417ZXB | Natural Gas | Induced Draft | True | False | 1 | False | Down |  | None | Non-Condensing | Single-Stage |  | 0.75 | Standard |  | 75000 | 60000 |  |  | 74000 | 1127 | 80 | 78 | [8 empty] | Federally-Regulated Consumer Product | 11/19/2015 |  | 08/31/2017
Rheem Sales Company, Inc. | Ruud | R801SA100317ZSB | LPG | Induced Draft | True | False | 1 | False | Down |  | None | Non-Condensing | Single-Stage |  | 0.5 | Standard |  | 100000 | 80000 |  |  | 94000 | 1220 | 80 | 78 | [8 empty] | Federally-Regulated Consumer Product | 11/19/2015 |  | 08/31/2017
Rheem Sales Company, Inc. | Ruud | R801SA100317ZSB | Natural Gas | Induced Draft | True | False | 1 | False | Down |  | None | Non-Condensing | Single-Stage |  | 0.5 | Standard |  | 100000 | 80000 |  |  | 94000 | 1220 | 80 | 78 | [8 empty] | Federally-Regulated Consumer Product | 11/19/2015 |  | 08/31/2017
Rheem Sales Company, Inc. | Ruud | R801SA100317ZXB | LPG | Induced Draft | True | False | 1 | False | Down |  | None | Non-Condensing | Single-Stage |  | 0.5 | Standard |  | 100000 | 80000 |  |  | 94000 | 1220 | 80 | 78 | [8 empty] | Federally-Regulated Consumer Product | 11/19/2015 |  | 08/31/2017
Rheem Sales Company, Inc. | Ruud | R801SA100317ZXB | Natural Gas | Induced Draft | True | False | 1 | False | Down |  | None | Non-Condensing | Single-Stage |  | 0.5 | Standard |  | 100000 | 80000 |  |  | 94000 | 1220 | 80 | 78 | [8 empty] | Federally-Regulated Consumer Product | 11/19/2015 |  | 08/31/2017
Rheem Sales Company, Inc. | Ruud | R801SA100521ZSB | LPG | Induced Draft | True | False | 1 | False | Down |  | None | Non-Condensing | Single-Stage |  | 0.75 | Standard |  | 100000 | 80000 |  |  | 95000 | 1220 | 80 | 78 | [8 empty] | Federally-Regulated Consumer Product | 11/19/2015 |  | 08/31/2017
Rheem Sales Company, Inc. | Ruud | R801SA100521ZSB | Natural Gas | Induced Draft | True | False | 1 | False | Down |  | None | Non-Condensing | Single-Stage |  | 0.75 | Standard |  | 100000 | 80000 |  |  | 95000 | 1220 | 80 | 78 | [8 empty] | Federally-Regulated Consumer Product | 11/19/2015 |  | 08/31/2017
Rheem Sales Company, Inc. | Ruud | R801SA100521ZXB | LPG | Induced Draft | True | False | 1 | False | Down |  | None | Non-Condensing | Single-Stage |  | 0.75 | Standard |  | 100000 | 80000 |  |  | 95000 | 1220 | 80 | 78 | [8 empty] | Federally-Regulated Consumer Product | 11/19/2015 |  | 08/31/2017
Rheem Sales Company, Inc. | Ruud | R801SA100521ZXB | Natural Gas | Induced Draft | True | False | 1 | False | Down |  | None | Non-Condensing | Single-Stage |  | 0.75 | Standard |  | 100000 | 80000 |  |  | 95000 | 1220 | 80 | 78 | [8 empty] | Federally-Regulated Consumer Product | 11/19/2015 |  | 08/31/2017
Rheem Sales Company, Inc. | Ruud | R801SA125524ZSB | LPG | Induced Draft | True | False | 1 | False | Down |  | None | Non-Condensing | Single-Stage |  | 0.75 | Standard |  | 125000 | 100000 |  |  | 112000 | 1469 | 80 | 78 | [8 empty] | Federally-Regulated Consumer Product | 11/19/2015 |  | 08/31/2017
Rheem Sales Company, Inc. | Ruud | R801SA125524ZSB | Natural Gas | Induced Draft | True | False | 1 | False | Down |  | None | Non-Condensing | Single-Stage |  | 0.75 | Standard |  | 125000 | 100000 |  |  | 112000 | 1469 | 80 | 78 | [8 empty] | Federally-Regulated Consumer Product | 11/19/2015 |  | 08/31/2017
Rheem Sales Company, Inc. | Ruud | R801SA125524ZXB | LPG | Induced Draft | True | False | 1 | False | Down |  | None | Non-Condensing | Single-Stage |  | 0.75 | Standard |  | 125000 | 100000 |  |  | 112000 | 1469 | 80 | 78 | [8 empty] | Federally-Regulated Consumer Product | 11/19/2015 |  | 08/31/2017
Rheem Sales Company, Inc. | Ruud | R801SA125524ZXB | Natural Gas | Induced Draft | True | False | 1 | False | Down |  | None | Non-Condensing | Single-Stage |  | 0.75 | Standard |  | 125000 | 100000 |  |  | 112000 | 1469 | 80 | 78 | [8 empty] | Federally-Regulated Consumer Product | 11/19/2015 |  | 08/31/2017
Rheem Sales Company, Inc. | Ruud | R801SA150524ZSB | LPG | Induced Draft | True | False | 1 | False | Down |  | None | Non-Condensing | Single-Stage |  | 0.75 | Standard |  | 150000 | 120000 |  |  | 133000 | 1463 | 80 | 78 | [8 empty] | Federally-Regulated Consumer Product | 11/19/2015 |  | 08/31/2017
Rheem Sales Company, Inc. | Ruud | R801SA150524ZSB | Natural Gas | Induced Draft | True | False | 1 | False | Down |  | None | Non-Condensing | Single-Stage |  | 0.75 | Standard |  | 150000 | 120000 |  |  | 133000 | 1463 | 80 | 78 | [8 empty] | Federally-Regulated Consumer Product | 11/19/2015 |  | 08/31/2017
Rheem Sales Company, Inc. | Ruud | R801SA150524ZXB | LPG | Induced Draft | True | False | 1 | False | Down |  | None | Non-Condensing | Single-Stage |  | 0.75 | Standard |  | 150000 | 120000 |  |  | 133000 | 1463 | 80 | 78 | [8 empty] | Federally-Regulated Consumer Product | 11/19/2015 |  | 08/31/2017
Rheem Sales Company, Inc. | Ruud | R801SA150524ZXB | Natural Gas | Induced Draft | True | False | 1 | False | Down |  | None | Non-Condensing | Single-Stage |  | 0.75 | Standard |  | 150000 | 120000 |  |  | 133000 | 1463 | 80 | 78 | [8 empty] | Federally-Regulated Consumer Product | 11/19/2015 |  | 08/31/2017
Rheem Sales Company, Inc. | Ruud | R801TA075317ZSB | LPG | Induced Draft | True | False | 1 | False | Down |  | None | Non-Condensing | Single-Stage |  | 0.5 | Standard |  | 75000 | 61000 |  |  | 76000 | 623 | 80 | 78 | [8 empty] | Federally-Regulated Consumer Product | 11/19/2015 |  | 08/31/2017
Rheem Sales Company, Inc. | Ruud | R801TA075317ZSB | Natural Gas | Induced Draft | True | False | 1 | False | Down |  | None | Non-Condensing | Single-Stage |  | 0.5 | Standard |  | 75000 | 61000 |  |  | 76000 | 623 | 80 | 78 | [8 empty] | Federally-Regulated Consumer Product | 11/19/2015 |  | 08/31/2017
Rheem Sales Company, Inc. | Ruud | R801SA100421ZSB | LPG | Induced Draft | True | False | 1 | False | Down |  | None | Non-Condensing | Single-Stage |  | 0.5 | Standard |  | 100000 | 80000 |  |  | 96000 | 1034 | 80 | 78 | [8 empty] | Federally-Regulated Consumer Product | 11/19/2015 |  | 08/31/2017
Rheem Sales Company, Inc. | Ruud | R801SA100421ZSB | Natural Gas | Induced Draft | True | False | 1 | False | Down |  | None | Non-Condensing | Single-Stage |  | 0.5 | Standard |  | 100000 | 80000 |  |  | 96000 | 1034 | 80 | 78 | [8 empty] | Federally-Regulated Consumer Product | 11/19/2015 |  | 08/31/2017
Rheem Sales Company, Inc. | Ruud | R801SA100421ZXB | LPG | Induced Draft | True | False | 1 | False | Down |  | None | Non-Condensing | Single-Stage |  | 0.5 | Standard |  | 100000 | 80000 |  |  | 95600 | 1034 | 80 | 78 | [8 empty] | Federally-Regulated Consumer Product | 11/19/2015 |  | 08/31/2017
Rheem Sales Company, Inc. | Ruud | R801SA100421ZXB | Natural Gas | Induced Draft | True | False | 1 | False | Down |  | None | Non-Condensing | Single-Stage |  | 0.5 | Standard |  | 100000 | 80000 |  |  | 95600 | 1034 | 80 | 78 | [8 empty] | Federally-Regulated Consumer Product | 11/19/2015 |  | 08/31/2017
Rheem Sales Company, Inc. | Ruud | RGEA15024AJV061AA | LPG | Induced Draft | True | True | 1 | False | Down |  | None | Non-Condensing | Single-Stage |  | 0.5 | Standard |  | 60000 | 48000 |  |  | 58000 | 371 | 81 | 78 | [8 empty] | Federally-Regulated Consumer Product | 08/01/2016 |  | 08/31/2017
Rheem Sales Company, Inc. | Ruud | RGEA15024AJV061AA | LPG | Induced Draft | True | True | 1 | False | Horizontal |  | None | Non-Condensing | Single-Stage |  | 0.5 | Standard |  | 60000 | 48000 |  |  | 58000 | 371 | 81 | 78 | [8 empty] | Federally-Regulated Consumer Product | 08/01/2016 |  | 08/31/2017
Rheem Sales Company, Inc. | Ruud | RGEA15024AJV061AA | Natural Gas | Induced Draft | True | True | 1 | False | Down |  | None | Non-Condensing | Single-Stage |  | 0.5 | Standard |  | 60000 | 48000 |  |  | 58000 | 371 | 81 | 78 | [8 empty] | Federally-Regulated Consumer Product | 08/01/2016 |  | 08/31/2017
Rheem Sales Company, Inc. | Ruud | RGEA15024AJV061AA | Natural Gas | Induced Draft | True | True | 1 | False | Horizontal |  | None | Non-Condensing | Single-Stage |  | 0.5 | Standard |  | 60000 | 48000 |  |  | 58000 | 371 | 81 | 78 | [8 empty] | Federally-Regulated Consumer Product | 08/01/2016 |  | 08/31/2017
Rheem Sales Company, Inc. | Ruud | RGEA15024AJV06XAA | LPG | Induced Draft | True | True | 1 | False | Down |  | None | Non-Condensing | Single-Stage |  | 0.5 | Standard |  | 60000 | 48000 |  |  | 58000 | 371 | 81 | 78 | [8 empty] | Federally-Regulated Consumer Product | 08/01/2016 |  | 08/31/2017
Rheem Sales Company, Inc. | Ruud | RGEA15024AJV06XAA | LPG | Induced Draft | True | True | 1 | False | Horizontal |  | None | Non-Condensing | Single-Stage |  | 0.5 | Standard |  | 60000 | 48000 |  |  | 58000 | 371 | 81 | 78 | [8 empty] | Federally-Regulated Consumer Product | 08/01/2016 |  | 08/31/2017
Rheem Sales Company, Inc. | Ruud | RGEA15024AJV06XAA | Natural Gas | Induced Draft | True | True | 1 | False | Down |  | None | Non-Condensing | Single-Stage |  | 0.5 | Standard |  | 60000 | 48000 |  |  | 58000 | 371 | 81 | 78 | [8 empty] | Federally-Regulated Consumer Product | 08/01/2016 |  | 08/31/2017
Rheem Sales Company, Inc. | Ruud | RGEA15024AJV06XAA | Natural Gas | Induced Draft | True | True | 1 | False | Horizontal |  | None | Non-Condensing | Single-Stage |  | 0.5 | Standard |  | 60000 | 48000 |  |  | 58000 | 371 | 81 | 78 | [8 empty] | Federally-Regulated Consumer Product | 08/01/2016 |  | 08/31/2017
Rheem Sales Company, Inc. | Ruud | RGEA15024AJV081AA | LPG | Induced Draft | True | True | 1 | False | Down |  | None | Non-Condensing | Single-Stage |  | 0.5 | Standard |  | 80000 | 65000 |  |  | 76000 | 595 | 81 | 78 | [8 empty] | Federally-Regulated Consumer Product | 08/01/2016 |  | 08/31/2017
Rheem Sales Company, Inc. | Ruud | RGEA15024AJV081AA | LPG | Induced Draft | True | True | 1 | False | Horizontal |  | None | Non-Condensing | Single-Stage |  | 0.5 | Standard |  | 80000 | 65000 |  |  | 76000 | 595 | 81 | 78 | [8 empty] | Federally-Regulated Consumer Product | 08/01/2016 |  | 08/31/2017
Rheem Sales Company, Inc. | Ruud | RGEA15024AJV081AA | Natural Gas | Induced Draft | True | True | 1 | False | Down |  | None | Non-Condensing | Single-Stage |  | 0.5 | Standard |  | 80000 | 65000 |  |  | 76000 | 595 | 81 | 78 | [8 empty] | Federally-Regulated Consumer Product | 08/01/2016 |  | 08/31/2017
Rheem Sales Company, Inc. | Ruud | RGEA15024AJV081AA | Natural Gas | Induced Draft | True | True | 1 | False | Horizontal |  | None | Non-Condensing | Single-Stage |  | 0.5 | Standard |  | 80000 | 65000 |  |  | 76000 | 595 | 81 | 78 | [8 empty] | Federally-Regulated Consumer Product | 08/01/2016 |  | 08/31/2017
Rheem Sales Company, Inc. | Ruud | RGEA15024AJV08XAA | LPG | Induced Draft | True | True | 1 | False | Down |  | None | Non-Condensing | Single-Stage |  | 0.5 | Standard |  | 80000 | 65000 |  |  | 76000 | 595 | 81 | 78 | [8 empty] | Federally-Regulated Consumer Product | 08/01/2016 |  | 08/31/2017
Rheem Sales Company, Inc. | Ruud | RGEA15024AJV08XAA | LPG | Induced Draft | True | True | 1 | False | Horizontal |  | None | Non-Condensing | Single-Stage |  | 0.5 | Standard |  | 80000 | 65000 |  |  | 76000 | 595 | 81 | 78 | [8 empty] | Federally-Regulated Consumer Product | 08/01/2016 |  | 08/31/2017
Rheem Sales Company, Inc. | Ruud | RGEA15024AJV08XAA | Natural Gas | Induced Draft | True | True | 1 | False | Down |  | None | Non-Condensing | Single-Stage |  | 0.5 | Standard |  | 80000 | 65000 |  |  | 76000 | 595 | 81 | 78 | [8 empty] | Federally-Regulated Consumer Product | 08/01/2016 |  | 08/31/2017
Rheem Sales Company, Inc. | Ruud | RGEA15024AJV08XAA | Natural Gas | Induced Draft | True | True | 1 | False | Horizontal |  | None | Non-Condensing | Single-Stage |  | 0.5 | Standard |  | 80000 | 65000 |  |  | 76000 | 595 | 81 | 78 | [8 empty] | Federally-Regulated Consumer Product | 08/01/2016 |  | 08/31/2017
Rheem Sales Company, Inc. | Ruud | RGEA15030AJV061AA | LPG | Induced Draft | True | True | 1 | False | Down |  | None | Non-Condensing | Single-Stage |  | 0.5 | Standard |  | 60000 | 48000 |  |  | 58000 | 371 | 81 | 78 | [8 empty] | Federally-Regulated Consumer Product | 08/01/2016 |  | 08/31/2017
Rheem Sales Company, Inc. | Ruud | RGEA15030AJV061AA | LPG | Induced Draft | True | True | 1 | False | Horizontal |  | None | Non-Condensing | Single-Stage |  | 0.5 | Standard |  | 60000 | 48000 |  |  | 58000 | 371 | 81 | 78 | [8 empty] | Federally-Regulated Consumer Product | 08/01/2016 |  | 08/31/2017
Rheem Sales Company, Inc. | Ruud | RGEA15030AJV061AA | Natural Gas | Induced Draft | True | True | 1 | False | Down |  | None | Non-Condensing | Single-Stage |  | 0.5 | Standard |  | 60000 | 48000 |  |  | 58000 | 371 | 81 | 78 | [8 empty] | Federally-Regulated Consumer Product | 08/01/2016 |  | 08/31/2017
Rheem Sales Company, Inc. | Ruud | RGEA15030AJV061AA | Natural Gas | Induced Draft | True | True | 1 | False | Horizontal |  | None | Non-Condensing | Single-Stage |  | 0.5 | Standard |  | 60000 | 48000 |  |  | 58000 | 371 | 81 | 78 | [8 empty] | Federally-Regulated Consumer Product | 08/01/2016 |  | 08/31/2017
Rheem Sales Company, Inc. | Ruud | RGEA15030AJV081AA | LPG | Induced Draft | True | True | 1 | False | Down |  | None | Non-Condensing | Single-Stage |  | 0.5 | Standard |  | 80000 | 65000 |  |  | 76000 | 595 | 81 | 78 | [8 empty] | Federally-Regulated Consumer Product | 08/01/2016 |  | 08/31/2017
Rheem Sales Company, Inc. | Ruud | RGEA15030AJV081AA | LPG | Induced Draft | True | True | 1 | False | Horizontal |  | None | Non-Condensing | Single-Stage |  | 0.5 | Standard |  | 80000 | 65000 |  |  | 76000 | 595 | 81 | 78 | [8 empty] | Federally-Regulated Consumer Product | 08/01/2016 |  | 08/31/2017
Rheem Sales Company, Inc. | Ruud | RGEA15030AJV081AA | Natural Gas | Induced Draft | True | True | 1 | False | Down |  | None | Non-Condensing | Single-Stage |  | 0.5 | Standard |  | 80000 | 65000 |  |  | 76000 | 595 | 81 | 78 | [8 empty] | Federally-Regulated Consumer Product | 08/01/2016 |  | 08/31/2017
Rheem Sales Company, Inc. | Ruud | RGEA15030AJV081AA | Natural Gas | Induced Draft | True | True | 1 | False | Horizontal |  | None | Non-Condensing | Single-Stage |  | 0.5 | Standard |  | 80000 | 65000 |  |  | 76000 | 595 | 81 | 78 | [8 empty] | Federally-Regulated Consumer Product | 08/01/2016 |  | 08/31/2017
Rheem Sales Company, Inc. | Ruud | RGEA15030AJV08XAA | LPG | Induced Draft | True | True | 1 | False | Down |  | None | Non-Condensing | Single-Stage |  | 0.5 | Standard |  | 80000 | 65000 |  |  | 76000 | 595 | 81 | 78 | [8 empty] | Federally-Regulated Consumer Product | 08/01/2016 |  | 08/31/2017
Rheem Sales Company, Inc. | Ruud | RGEA15030AJV08XAA | LPG | Induced Draft | True | True | 1 | False | Horizontal |  | None | Non-Condensing | Single-Stage |  | 0.5 | Standard |  | 80000 | 65000 |  |  | 76000 | 595 | 81 | 78 | [8 empty] | Federally-Regulated Consumer Product | 08/01/2016 |  | 08/31/2017
Rheem Sales Company, Inc. | Ruud | RGEA15030AJV08XAA | Natural Gas | Induced Draft | True | True | 1 | False | Down |  | None | Non-Condensing | Single-Stage |  | 0.5 | Standard |  | 80000 | 65000 |  |  | 76000 | 595 | 81 | 78 | [8 empty] | Federally-Regulated Consumer Product | 08/01/2016 |  | 08/31/2017
Rheem Sales Company, Inc. | Ruud | RGEA15030AJV08XAA | Natural Gas | Induced Draft | True | True | 1 | False | Horizontal |  | None | Non-Condensing | Single-Stage |  | 0.5 | Standard |  | 80000 | 65000 |  |  | 76000 | 595 | 81 | 78 | [8 empty] | Federally-Regulated Consumer Product | 08/01/2016 |  | 08/31/2017
Rheem Sales Company, Inc. | Ruud | RGEA15036AJV06XAA | LPG | Induced Draft | True | True | 1 | False | Down |  | None | Non-Condensing | Single-Stage |  | 0.5 | Standard |  | 60000 | 48000 |  |  | 58000 | 367 | 81 | 78 | [8 empty] | Federally-Regulated Consumer Product | 08/01/2016 |  | 08/31/2017
Rheem Sales Company, Inc. | Ruud | RGEA15036AJV06XAA | LPG | Induced Draft | True | True | 1 | False | Horizontal |  | None | Non-Condensing | Single-Stage |  | 0.5 | Standard |  | 60000 | 48000 |  |  | 58000 | 367 | 81 | 78 | [8 empty] | Federally-Regulated Consumer Product | 08/01/2016 |  | 08/31/2017
Rheem Sales Company, Inc. | Ruud | RGEA15036AJV06XAA | Natural Gas | Induced Draft | True | True | 1 | False | Down |  | None | Non-Condensing | Single-Stage |  | 0.5 | Standard |  | 60000 | 48000 |  |  | 58000 | 367 | 81 | 78 | [8 empty] | Federally-Regulated Consumer Product | 08/01/2016 |  | 08/31/2017
Rheem Sales Company, Inc. | Ruud | RGEA15036AJV06XAA | Natural Gas | Induced Draft | True | True | 1 | False | Horizontal |  | None | Non-Condensing | Single-Stage |  | 0.5 | Standard |  | 60000 | 48000 |  |  | 58000 | 367 | 81 | 78 | [8 empty] | Federally-Regulated Consumer Product | 08/01/2016 |  | 08/31/2017
Rheem Sales Company, Inc. | Ruud | RGEA15036AJV081AA | LPG | Induced Draft | True | True | 1 | False | Down |  | None | Non-Condensing | Single-Stage |  | 0.75 | Standard |  | 80000 | 65000 |  |  | 75000 | 740 | 81 | 78 | [8 empty] | Federally-Regulated Consumer Product | 08/01/2016 |  | 08/31/2017
Rheem Sales Company, Inc. | Ruud | RGEA15036AJV081AA | LPG | Induced Draft | True | True | 1 | False | Horizontal |  | None | Non-Condensing | Single-Stage |  | 0.75 | Standard |  | 80000 | 65000 |  |  | 75000 | 740 | 81 | 78 | [8 empty] | Federally-Regulated Consumer Product | 08/01/2016 |  | 08/31/2017
Rheem Sales Company, Inc. | Ruud | RGEA15036AJV081AA | Natural Gas | Induced Draft | True | True | 1 | False | Down |  | None | Non-Condensing | Single-Stage |  | 0.75 | Standard |  | 80000 | 65000 |  |  | 75000 | 740 | 81 | 78 | [8 empty] | Federally-Regulated Consumer Product | 08/01/2016 |  | 08/31/2017
Rheem Sales Company, Inc. | Ruud | RGEA15036AJV081AA | Natural Gas | Induced Draft | True | True | 1 | False | Horizontal |  | None | Non-Condensing | Single-Stage |  | 0.75 | Standard |  | 80000 | 65000 |  |  | 75000 | 740 | 81 | 78 | [8 empty] | Federally-Regulated Consumer Product | 08/01/2016 |  | 08/31/2017
Rheem Sales Company, Inc. | Ruud | RGEA15036AJV08XAA | LPG | Induced Draft | True | True | 1 | False | Down |  | None | Non-Condensing | Single-Stage |  | 0.75 | Standard |  | 80000 | 65000 |  |  | 75000 | 740 | 81 | 78 | [8 empty] | Federally-Regulated Consumer Product | 08/01/2016 |  | 08/31/2017
Rheem Sales Company, Inc. | Ruud | RGEA15036AJV08XAA | LPG | Induced Draft | True | True | 1 | False | Horizontal |  | None | Non-Condensing | Single-Stage |  | 0.75 | Standard |  | 80000 | 65000 |  |  | 75000 | 740 | 81 | 78 | [8 empty] | Federally-Regulated Consumer Product | 08/01/2016 |  | 08/31/2017
Rheem Sales Company, Inc. | Ruud | RGEA15036AJV08XAA | Natural Gas | Induced Draft | True | True | 1 | False | Down |  | None | Non-Condensing | Single-Stage |  | 0.75 | Standard |  | 80000 | 65000 |  |  | 75000 | 740 | 81 | 78 | [8 empty] | Federally-Regulated Consumer Product | 08/01/2016 |  | 08/31/2017
Rheem Sales Company, Inc. | Ruud | RGEA15036AJV08XAA | Natural Gas | Induced Draft | True | True | 1 | False | Horizontal |  | None | Non-Condensing | Single-Stage |  | 0.75 | Standard |  | 80000 | 65000 |  |  | 75000 | 740 | 81 | 78 | [8 empty] | Federally-Regulated Consumer Product | 08/01/2016 |  | 08/31/2017
Rheem Sales Company, Inc. | Ruud | RGEA15036AJV101AA | LPG | Induced Draft | True | True | 1 | False | Down |  | None | Non-Condensing | Single-Stage |  | 0.75 | Standard |  | 100000 | 81000 |  |  | 95000 | 802 | 81 | 78 | [8 empty] | Federally-Regulated Consumer Product | 08/01/2016 |  | 08/31/2017
Rheem Sales Company, Inc. | Ruud | RGEA15036AJV101AA | LPG | Induced Draft | True | True | 1 | False | Horizontal |  | None | Non-Condensing | Single-Stage |  | 0.75 | Standard |  | 100000 | 81000 |  |  | 95000 | 802 | 81 | 78 | [8 empty] | Federally-Regulated Consumer Product | 08/01/2016 |  | 08/31/2017
Rheem Sales Company, Inc. | Ruud | RGEA15036AJV101AA | Natural Gas | Induced Draft | True | True | 1 | False | Down |  | None | Non-Condensing | Single-Stage |  | 0.75 | Standard |  | 100000 | 81000 |  |  | 95000 | 802 | 81 | 78 | [8 empty] | Federally-Regulated Consumer Product | 08/01/2016 |  | 08/31/2017
Rheem Sales Company, Inc. | Ruud | RGEA15036AJV101AA | Natural Gas | Induced Draft | True | True | 1 | False | Horizontal |  | None | Non-Condensing | Single-Stage |  | 0.75 | Standard |  | 100000 | 81000 |  |  | 95000 | 802 | 81 | 78 | [8 empty] | Federally-Regulated Consumer Product | 08/01/2016 |  | 08/31/2017
Rheem Sales Company, Inc. | Ruud | RGEA15036AJV10XAA | LPG | Induced Draft | True | True | 1 | False | Down |  | None | Non-Condensing | Single-Stage |  | 0.75 | Standard |  | 100000 | 81000 |  |  | 95000 | 802 | 81 | 78 | [8 empty] | Federally-Regulated Consumer Product | 08/01/2016 |  | 08/31/2017
Rheem Sales Company, Inc. | Ruud | RGEA15036AJV10XAA | LPG | Induced Draft | True | True | 1 | False | Horizontal |  | None | Non-Condensing | Single-Stage |  | 0.75 | Standard |  | 100000 | 81000 |  |  | 95000 | 802 | 81 | 78 | [8 empty] | Federally-Regulated Consumer Product | 08/01/2016 |  | 08/31/2017
Rheem Sales Company, Inc. | Ruud | RGEA15036AJV10XAA | Natural Gas | Induced Draft | True | True | 1 | False | Down |  | None | Non-Condensing | Single-Stage |  | 0.75 | Standard |  | 100000 | 81000 |  |  | 95000 | 802 | 81 | 78 | [8 empty] | Federally-Regulated Consumer Product | 08/01/2016 |  | 08/31/2017
Rheem Sales Company, Inc. | Ruud | RGEA15036AJV10XAA | Natural Gas | Induced Draft | True | True | 1 | False | Horizontal |  | None | Non-Condensing | Single-Stage |  | 0.75 | Standard |  | 100000 | 81000 |  |  | 95000 | 802 | 81 | 78 | [8 empty] | Federally-Regulated Consumer Product | 08/01/2016 |  | 08/31/2017
Rheem Sales Company, Inc. | Ruud | RGEA15036AVJ061AA | LPG | Induced Draft | True | True | 1 | False | Down |  | None | Non-Condensing | Single-Stage |  | 0.5 | Standard |  | 60000 | 48000 |  |  | 58000 | 367 | 81 | 78 | [8 empty] | Federally-Regulated Consumer Product | 08/01/2016 |  | 08/31/2017
Rheem Sales Company, Inc. | Ruud | RGEA15036AVJ061AA | LPG | Induced Draft | True | True | 1 | False | Horizontal |  | None | Non-Condensing | Single-Stage |  | 0.5 | Standard |  | 60000 | 48000 |  |  | 58000 | 367 | 81 | 78 | [8 empty] | Federally-Regulated Consumer Product | 08/01/2016 |  | 08/31/2017
Rheem Sales Company, Inc. | Ruud | RGEA15036AVJ061AA | Natural Gas | Induced Draft | True | True | 1 | False | Down |  | None | Non-Condensing | Single-Stage |  | 0.5 | Standard |  | 60000 | 48000 |  |  | 58000 | 367 | 81 | 78 | [8 empty] | Federally-Regulated Consumer Product | 08/01/2016 |  | 08/31/2017
Rheem Sales Company, Inc. | Ruud | RGEA15036AVJ061AA | Natural Gas | Induced Draft | True | True | 1 | False | Horizontal |  | None | Non-Condensing | Single-Stage |  | 0.5 | Standard |  | 60000 | 48000 |  |  | 58000 | 367 | 81 | 78 | [8 empty] | Federally-Regulated Consumer Product | 08/01/2016 |  | 08/31/2017
Rheem Sales Company, Inc. | Ruud | RGEA15042AJV081AA | LPG | Induced Draft | True | True | 1 | False | Down |  | None | Non-Condensing | Single-Stage |  | 0.75 | Standard |  | 80000 | 65000 |  |  | 76000 | 653 | 81 | 78 | [8 empty] | Federally-Regulated Consumer Product | 08/01/2016 |  | 08/31/2017
Rheem Sales Company, Inc. | Ruud | RGEA15042AJV081AA | LPG | Induced Draft | True | True | 1 | False | Horizontal |  | None | Non-Condensing | Single-Stage |  | 0.75 | Standard |  | 80000 | 65000 |  |  | 76000 | 653 | 81 | 78 | [8 empty] | Federally-Regulated Consumer Product | 08/01/2016 |  | 08/31/2017
Rheem Sales Company, Inc. | Ruud | RGEA15042AJV081AA | Natural Gas | Induced Draft | True | True | 1 | False | Down |  | None | Non-Condensing | Single-Stage |  | 0.75 | Standard |  | 80000 | 65000 |  |  | 76000 | 653 | 81 | 78 | [8 empty] | Federally-Regulated Consumer Product | 08/01/2016 |  | 08/31/2017
Rheem Sales Company, Inc. | Ruud | RGEA15042AJV081AA | Natural Gas | Induced Draft | True | True | 1 | False | Horizontal |  | None | Non-Condensing | Single-Stage |  | 0.75 | Standard |  | 80000 | 65000 |  |  | 76000 | 653 | 81 | 78 | [8 empty] | Federally-Regulated Consumer Product | 08/01/2016 |  | 08/31/2017
Rheem Sales Company, Inc. | Ruud | RGEA15042AJV08XAA | LPG | Induced Draft | True | True | 1 | False | Down |  | None | Non-Condensing | Single-Stage |  | 0.75 | Standard |  | 80000 | 65000 |  |  | 76000 | 653 | 81 | 78 | [8 empty] | Federally-Regulated Consumer Product | 08/01/2016 |  | 08/31/2017
Rheem Sales Company, Inc. | Ruud | RGEA15042AJV08XAA | LPG | Induced Draft | True | True | 1 | False | Horizontal |  | None | Non-Condensing | Single-Stage |  | 0.75 | Standard |  | 80000 | 65000 |  |  | 76000 | 653 | 81 | 78 | [8 empty] | Federally-Regulated Consumer Product | 08/01/2016 |  | 08/31/2017
Rheem Sales Company, Inc. | Ruud | RGEA15042AJV08XAA | Natural Gas | Induced Draft | True | True | 1 | False | Down |  | None | Non-Condensing | Single-Stage |  | 0.75 | Standard |  | 80000 | 65000 |  |  | 76000 | 653 | 81 | 78 | [8 empty] | Federally-Regulated Consumer Product | 08/01/2016 |  | 08/31/2017
Rheem Sales Company, Inc. | Ruud | RGEA15042AJV08XAA | Natural Gas | Induced Draft | True | True | 1 | False | Horizontal |  | None | Non-Condensing | Single-Stage |  | 0.75 | Standard |  | 80000 | 65000 |  |  | 76000 | 653 | 81 | 78 | [8 empty] | Federally-Regulated Consumer Product | 08/01/2016 |  | 08/31/2017
Rheem Sales Company, Inc. | Ruud | RGEA15042AJV101AA | LPG | Induced Draft | True | True | 1 | False | Down |  | None | Non-Condensing | Single-Stage |  | 0.75 | Standard |  | 100000 | 81000 |  |  | 95000 | 743 | 81 | 78 | [8 empty] | Federally-Regulated Consumer Product | 08/01/2016 |  | 08/31/2017
Rheem Sales Company, Inc. | Ruud | RGEA15042AJV101AA | LPG | Induced Draft | True | True | 1 | False | Horizontal |  | None | Non-Condensing | Single-Stage |  | 0.75 | Standard |  | 100000 | 81000 |  |  | 95000 | 743 | 81 | 78 | [8 empty] | Federally-Regulated Consumer Product | 08/01/2016 |  | 08/31/2017
Rheem Sales Company, Inc. | Ruud | RGEA15042AJV101AA | Natural Gas | Induced Draft | True | True | 1 | False | Down |  | None | Non-Condensing | Single-Stage |  | 0.75 | Standard |  | 100000 | 81000 |  |  | 95000 | 743 | 81 | 78 | [8 empty] | Federally-Regulated Consumer Product | 08/01/2016 |  | 08/31/2017
Rheem Sales Company, Inc. | Ruud | RGEA15042AJV101AA | Natural Gas | Induced Draft | True | True | 1 | False | Horizontal |  | None | Non-Condensing | Single-Stage |  | 0.75 | Standard |  | 100000 | 81000 |  |  | 95000 | 743 | 81 | 78 | [8 empty] | Federally-Regulated Consumer Product | 08/01/2016 |  | 08/31/2017
Rheem Sales Company, Inc. | Ruud | RGEA15042AJV10XAA | LPG | Induced Draft | True | True | 1 | False | Down |  | None | Non-Condensing | Single-Stage |  | 0.75 | Standard |  | 100000 | 81000 |  |  | 95000 | 743 | 81 | 78 | [8 empty] | Federally-Regulated Consumer Product | 08/01/2016 |  | 08/31/2017
Rheem Sales Company, Inc. | Ruud | RGEA15042AJV10XAA | LPG | Induced Draft | True | True | 1 | False | Horizontal |  | None | Non-Condensing | Single-Stage |  | 0.75 | Standard |  | 100000 | 81000 |  |  | 95000 | 743 | 81 | 78 | [8 empty] | Federally-Regulated Consumer Product | 08/01/2016 |  | 08/31/2017
Rheem Sales Company, Inc. | Ruud | RGEA15042AJV10XAA | Natural Gas | Induced Draft | True | True | 1 | False | Down |  | None | Non-Condensing | Single-Stage |  | 0.75 | Standard |  | 100000 | 81000 |  |  | 95000 | 743 | 81 | 78 | [8 empty] | Federally-Regulated Consumer Product | 08/01/2016 |  | 08/31/2017
Rheem Sales Company, Inc. | Ruud | RGEA15042AJV10XAA | Natural Gas | Induced Draft | True | True | 1 | False | Horizontal |  | None | Non-Condensing | Single-Stage |  | 0.75 | Standard |  | 100000 | 81000 |  |  | 95000 | 743 | 81 | 78 | [8 empty] | Federally-Regulated Consumer Product | 08/01/2016 |  | 08/31/2017
Rheem Sales Company, Inc. | Ruud | RGEA15048AJV081AA | LPG | Induced Draft | True | True | 1 | False | Down |  | None | Non-Condensing | Single-Stage |  | 1 | Standard |  | 80000 | 65000 |  |  | 76000 | 600 | 81 | 78 | [8 empty] | Federally-Regulated Consumer Product | 08/01/2016 |  | 08/31/2017
Rheem Sales Company, Inc. | Ruud | RGEA15048AJV081AA | LPG | Induced Draft | True | True | 1 | False | Horizontal |  | None | Non-Condensing | Single-Stage |  | 1 | Standard |  | 80000 | 65000 |  |  | 76000 | 600 | 81 | 78 | [8 empty] | Federally-Regulated Consumer Product | 08/01/2016 |  | 08/31/2017
Rheem Sales Company, Inc. | Ruud | RGEA15048AJV081AA | Natural Gas | Induced Draft | True | True | 1 | False | Down |  | None | Non-Condensing | Single-Stage |  | 1 | Standard |  | 80000 | 65000 |  |  | 76000 | 600 | 81 | 78 | [8 empty] | Federally-Regulated Consumer Product | 08/01/2016 |  | 08/31/2017
Rheem Sales Company, Inc. | Ruud | RGEA15048AJV081AA | Natural Gas | Induced Draft | True | True | 1 | False | Horizontal |  | None | Non-Condensing | Single-Stage |  | 1 | Standard |  | 80000 | 65000 |  |  | 76000 | 600 | 81 | 78 | [8 empty] | Federally-Regulated Consumer Product | 08/01/2016 |  | 08/31/2017
Rheem Sales Company, Inc. | Ruud | RGEA15048AJV08XAA | LPG | Induced Draft | True | True | 1 | False | Down |  | None | Non-Condensing | Single-Stage |  | 1 | Standard |  | 80000 | 65000 |  |  | 76000 | 600 | 81 | 78 | [8 empty] | Federally-Regulated Consumer Product | 08/01/2016 |  | 08/31/2017
Rheem Sales Company, Inc. | Ruud | RGEA15048AJV08XAA | LPG | Induced Draft | True | True | 1 | False | Horizontal |  | None | Non-Condensing | Single-Stage |  | 1 | Standard |  | 80000 | 65000 |  |  | 76000 | 600 | 81 | 78 | [8 empty] | Federally-Regulated Consumer Product | 08/01/2016 |  | 08/31/2017
Rheem Sales Company, Inc. | Ruud | RGEA15048AJV08XAA | Natural Gas | Induced Draft | True | True | 1 | False | Down |  | None | Non-Condensing | Single-Stage |  | 1 | Standard |  | 80000 | 65000 |  |  | 76000 | 600 | 81 | 78 | [8 empty] | Federally-Regulated Consumer Product | 08/01/2016 |  | 08/31/2017
Rheem Sales Company, Inc. | Ruud | RGEA15048AJV08XAA | Natural Gas | Induced Draft | True | True | 1 | False | Horizontal |  | None | Non-Condensing | Single-Stage |  | 1 | Standard |  | 80000 | 65000 |  |  | 76000 | 600 | 81 | 78 | [8 empty] | Federally-Regulated Consumer Product | 08/01/2016 |  | 08/31/2017
Rheem Sales Company, Inc. | Ruud | RGEA15030AJV06XAA | LPG | Induced Draft | True | True | 1 | False | Down |  | None | Non-Condensing | Single-Stage |  | 0.5 | Standard |  | 60000 | 48000 |  |  | 58000 | 371 | 81 | 78 | [8 empty] | Federally-Regulated Consumer Product | 08/01/2016 |  | 08/31/2017
Rheem Sales Company, Inc. | Ruud | RGEA15030AJV06XAA | LPG | Induced Draft | True | True | 1 | False | Horizontal |  | None | Non-Condensing | Single-Stage |  | 0.5 | Standard |  | 60000 | 48000 |  |  | 58000 | 371 | 81 | 78 | [8 empty] | Federally-Regulated Consumer Product | 08/01/2016 |  | 08/31/2017
Rheem Sales Company, Inc. | Ruud | RGEA15030AJV06XAA | Natural Gas | Induced Draft | True | True | 1 | False | Down |  | None | Non-Condensing | Single-Stage |  | 0.5 | Standard |  | 60000 | 48000 |  |  | 58000 | 371 | 81 | 78 | [8 empty] | Federally-Regulated Consumer Product | 08/01/2016 |  | 08/31/2017
Rheem Sales Company, Inc. | Ruud | RGEA15030AJV06XAA | Natural Gas | Induced Draft | True | True | 1 | False | Horizontal |  | None | Non-Condensing | Single-Stage |  | 0.5 | Standard |  | 60000 | 48000 |  |  | 58000 | 371 | 81 | 78 | [8 empty] | Federally-Regulated Consumer Product | 08/01/2016 |  | 08/31/2017
Rheem Sales Company, Inc. | Ruud | RGEA15048AJV101AA | LPG | Induced Draft | True | True | 1 | False | Down |  | None | Non-Condensing | Single-Stage |  | 1 | Standard |  | 100000 | 81000 |  |  | 95000 | 742 | 81 | 78 | [8 empty] | Federally-Regulated Consumer Product | 08/01/2016 |  | 08/31/2017
Rheem Sales Company, Inc. | Ruud | RGEA15048AJV101AA | LPG | Induced Draft | True | True | 1 | False | Horizontal |  | None | Non-Condensing | Single-Stage |  | 1 | Standard |  | 100000 | 81000 |  |  | 95000 | 742 | 81 | 78 | [8 empty] | Federally-Regulated Consumer Product | 08/01/2016 |  | 08/31/2017
Rheem Sales Company, Inc. | Ruud | RGEA15048AJV101AA | Natural Gas | Induced Draft | True | True | 1 | False | Down |  | None | Non-Condensing | Single-Stage |  | 1 | Standard |  | 100000 | 81000 |  |  | 95000 | 742 | 81 | 78 | [8 empty] | Federally-Regulated Consumer Product | 08/01/2016 |  | 08/31/2017
Rheem Sales Company, Inc. | Ruud | RGEA15048AJV101AA | Natural Gas | Induced Draft | True | True | 1 | False | Horizontal |  | None | Non-Condensing | Single-Stage |  | 1 | Standard |  | 100000 | 81000 |  |  | 95000 | 742 | 81 | 78 | [8 empty] | Federally-Regulated Consumer Product | 08/01/2016 |  | 08/31/2017
Rheem Sales Company, Inc. | Ruud | RGEA15048AJV10XAA | LPG | Induced Draft | True | True | 1 | False | Down |  | None | Non-Condensing | Single-Stage |  | 1 | Standard |  | 100000 | 81000 |  |  | 95000 | 742 | 81 | 78 | [8 empty] | Federally-Regulated Consumer Product | 08/01/2016 |  | 08/31/2017
Rheem Sales Company, Inc. | Ruud | RGEA15048AJV10XAA | LPG | Induced Draft | True | True | 1 | False | Horizontal |  | None | Non-Condensing | Single-Stage |  | 1 | Standard |  | 100000 | 81000 |  |  | 95000 | 742 | 81 | 78 | [8 empty] | Federally-Regulated Consumer Product | 08/01/2016 |  | 08/31/2017
Rheem Sales Company, Inc. | Ruud | RGEA15048AJV10XAA | Natural Gas | Induced Draft | True | True | 1 | False | Down |  | None | Non-Condensing | Single-Stage |  | 1 | Standard |  | 100000 | 81000 |  |  | 95000 | 742 | 81 | 78 | [8 empty] | Federally-Regulated Consumer Product | 08/01/2016 |  | 08/31/2017
Rheem Sales Company, Inc. | Ruud | RGEA15048AJV10XAA | Natural Gas | Induced Draft | True | True | 1 | False | Horizontal |  | None | Non-Condensing | Single-Stage |  | 1 | Standard |  | 100000 | 81000 |  |  | 95000 | 742 | 81 | 78 | [8 empty] | Federally-Regulated Consumer Product | 08/01/2016 |  | 08/31/2017
Rheem Sales Company, Inc. | Ruud | RGEA15060AJV101AA | LPG | Induced Draft | True | True | 1 | False | Down |  | None | Non-Condensing | Single-Stage |  | 1 | Standard |  | 100000 | 81000 |  |  | 95000 | 728 | 81 | 78 | [8 empty] | Federally-Regulated Consumer Product | 08/01/2016 |  | 08/31/2017
Rheem Sales Company, Inc. | Ruud | RGEA15060AJV101AA | LPG | Induced Draft | True | True | 1 | False | Horizontal |  | None | Non-Condensing | Single-Stage |  | 1 | Standard |  | 100000 | 81000 |  |  | 95000 | 728 | 81 | 78 | [8 empty] | Federally-Regulated Consumer Product | 08/01/2016 |  | 08/31/2017
Rheem Sales Company, Inc. | Ruud | RGEA15060AJV101AA | Natural Gas | Induced Draft | True | True | 1 | False | Down |  | None | Non-Condensing | Single-Stage |  | 1 | Standard |  | 100000 | 81000 |  |  | 95000 | 728 | 81 | 78 | [8 empty] | Federally-Regulated Consumer Product | 08/01/2016 |  | 08/31/2017
Rheem Sales Company, Inc. | Ruud | RGEA15060AJV101AA | Natural Gas | Induced Draft | True | True | 1 | False | Horizontal |  | None | Non-Condensing | Single-Stage |  | 1 | Standard |  | 100000 | 81000 |  |  | 95000 | 728 | 81 | 78 | [8 empty] | Federally-Regulated Consumer Product | 08/01/2016 |  | 08/31/2017
Rheem Sales Company, Inc. | Ruud | RGEA15060AJV10XAA | LPG | Induced Draft | True | True | 1 | False | Down |  | None | Non-Condensing | Single-Stage |  | 1 | Standard |  | 100000 | 81000 |  |  | 95000 | 728 | 81 | 78 | [8 empty] | Federally-Regulated Consumer Product | 08/01/2016 |  | 08/31/2017
Rheem Sales Company, Inc. | Ruud | RGEA15060AJV10XAA | LPG | Induced Draft | True | True | 1 | False | Horizontal |  | None | Non-Condensing | Single-Stage |  | 1 | Standard |  | 100000 | 81000 |  |  | 95000 | 728 | 81 | 78 | [8 empty] | Federally-Regulated Consumer Product | 08/01/2016 |  | 08/31/2017
Rheem Sales Company, Inc. | Ruud | RGEA15060AJV10XAA | Natural Gas | Induced Draft | True | True | 1 | False | Down |  | None | Non-Condensing | Single-Stage |  | 1 | Standard |  | 100000 | 81000 |  |  | 95000 | 728 | 81 | 78 | [8 empty] | Federally-Regulated Consumer Product | 08/01/2016 |  | 08/31/2017
Rheem Sales Company, Inc. | Ruud | RGEA15060AJV10XAA | Natural Gas | Induced Draft | True | True | 1 | False | Horizontal |  | None | Non-Condensing | Single-Stage |  | 1 | Standard |  | 100000 | 81000 |  |  | 95000 | 728 | 81 | 78 | [8 empty] | Federally-Regulated Consumer Product | 08/01/2016 |  | 08/31/2017
Rheem Sales Company, Inc. | Ruud | RGEA15036AJV061AA | LPG | Induced Draft | True | True | 1 | False | Down |  | None | Non-Condensing | Single-Stage |  | 0.5 | Standard |  | 60000 | 48000 |  |  | 58000 | 367 | 81 | 78 | [8 empty] | Federally-Regulated Consumer Product | 08/01/2016 |  | 08/31/2017
Rheem Sales Company, Inc. | Ruud | RGEA15036AJV061AA | LPG | Induced Draft | True | True | 1 | False | Horizontal |  | None | Non-Condensing | Single-Stage |  | 0.5 | Standard |  | 60000 | 48000 |  |  | 58000 | 367 | 81 | 78 | [8 empty] | Federally-Regulated Consumer Product | 08/01/2016 |  | 08/31/2017
Rheem Sales Company, Inc. | Ruud | RGEA15036AJV061AA | Natural Gas | Induced Draft | True | True | 1 | False | Down |  | None | Non-Condensing | Single-Stage |  | 0.5 | Standard |  | 60000 | 48000 |  |  | 58000 | 367 | 81 | 78 | [8 empty] | Federally-Regulated Consumer Product | 08/01/2016 |  | 08/31/2017
Rheem Sales Company, Inc. | Ruud | RGEA15036AJV061AA | Natural Gas | Induced Draft | True | True | 1 | False | Horizontal |  | None | Non-Condensing | Single-Stage |  | 0.5 | Standard |  | 60000 | 48000 |  |  | 58000 | 367 | 81 | 78 | [8 empty] | Federally-Regulated Consumer Product | 08/01/2016 |  | 08/31/2017
Rheem Sales Company, Inc. | Rheem | R95PA0401317MSA | LPG | Induced Draft | True | False | 1 | False | Up |  | None | Condensing | Single-Stage |  | 0.25 | Standard |  | 42000 | 41000 |  |  | 31600 | 512 | 95 | 78 | [8 empty] | Federally-Regulated Consumer Product | 06/28/2016 |  | 08/31/2017
Rheem Sales Company, Inc. | Rheem | R95PA0401317MSA | LPG | Induced Draft | True | False | 1 | False | Down |  | None | Condensing | Single-Stage |  | 0.25 | Standard |  | 42000 | 41000 |  |  | 31600 | 512 | 95 | 78 | [8 empty] | Federally-Regulated Consumer Product | 06/28/2016 |  | 08/31/2017
Rheem Sales Company, Inc. | Rheem | R95PA0401317MSA | LPG | Induced Draft | True | False | 1 | False | Horizontal |  | None | Condensing | Single-Stage |  | 0.25 | Standard |  | 42000 | 41000 |  |  | 31600 | 512 | 95 | 78 | [8 empty] | Federally-Regulated Consumer Product | 06/28/2016 |  | 08/31/2017
Rheem Sales Company, Inc. | Rheem | R95PA0401317MSA | Natural Gas | Induced Draft | True | False | 1 | False | Up |  | None | Condensing | Single-Stage |  | 0.25 | Standard |  | 42000 | 41000 |  |  | 31600 | 512 | 95 | 78 | [8 empty] | Federally-Regulated Consumer Product | 06/28/2016 |  | 08/31/2017
Rheem Sales Company, Inc. | Rheem | R95PA0401317MSA | Natural Gas | Induced Draft | True | False | 1 | False | Down |  | None | Condensing | Single-Stage |  | 0.25 | Standard |  | 42000 | 41000 |  |  | 31600 | 512 | 95 | 78 | [8 empty] | Federally-Regulated Consumer Product | 06/28/2016 |  | 08/31/2017
Rheem Sales Company, Inc. | Rheem | R95PA0401317MSA | Natural Gas | Induced Draft | True | False | 1 | False | Horizontal |  | None | Condensing | Single-Stage |  | 0.25 | Standard |  | 42000 | 41000 |  |  | 31600 | 512 | 95 | 78 | [8 empty] | Federally-Regulated Consumer Product | 06/28/2016 |  | 08/31/2017
Rheem Sales Company, Inc. | Rheem | R95PA0601317MSA | LPG | Induced Draft | True | False | 1 | False | Up |  | None | Condensing | Single-Stage |  | 0.5 | Standard |  | 56000 | 54000 |  |  | 47700 | 673 | 95 | 78 | [8 empty] | Federally-Regulated Consumer Product | 06/28/2016 |  | 08/31/2017
Rheem Sales Company, Inc. | Rheem | R95PA0601317MSA | LPG | Induced Draft | True | False | 1 | False | Down |  | None | Condensing | Single-Stage |  | 0.5 | Standard |  | 56000 | 54000 |  |  | 47700 | 673 | 95 | 78 | [8 empty] | Federally-Regulated Consumer Product | 06/28/2016 |  | 08/31/2017
Rheem Sales Company, Inc. | Rheem | R95PA0601317MSA | LPG | Induced Draft | True | False | 1 | False | Horizontal |  | None | Condensing | Single-Stage |  | 0.5 | Standard |  | 56000 | 54000 |  |  | 47700 | 673 | 95 | 78 | [8 empty] | Federally-Regulated Consumer Product | 06/28/2016 |  | 08/31/2017
Rheem Sales Company, Inc. | Rheem | R95PA0601317MSA | Natural Gas | Induced Draft | True | False | 1 | False | Up |  | None | Condensing | Single-Stage |  | 0.5 | Standard |  | 56000 | 54000 |  |  | 47700 | 673 | 95 | 78 | [8 empty] | Federally-Regulated Consumer Product | 06/28/2016 |  | 08/31/2017
Rheem Sales Company, Inc. | Rheem | R95PA0601317MSA | Natural Gas | Induced Draft | True | False | 1 | False | Down |  | None | Condensing | Single-Stage |  | 0.5 | Standard |  | 56000 | 54000 |  |  | 47700 | 673 | 95 | 78 | [8 empty] | Federally-Regulated Consumer Product | 06/28/2016 |  | 08/31/2017
Rheem Sales Company, Inc. | Rheem | R95PA0601317MSA | Natural Gas | Induced Draft | True | False | 1 | False | Horizontal |  | None | Condensing | Single-Stage |  | 0.5 | Standard |  | 56000 | 54000 |  |  | 47700 | 673 | 95 | 78 | [8 empty] | Federally-Regulated Consumer Product | 06/28/2016 |  | 08/31/2017
Rheem Sales Company, Inc. | Rheem | R95PA0701317MSA | LPG | Induced Draft | True | False | 1 | False | Up |  | None | Condensing | Single-Stage |  | 0.5 | Standard |  | 70000 | 68000 |  |  | 64600 | 737 | 95 | 78 | [8 empty] | Federally-Regulated Consumer Product | 06/28/2016 |  | 08/31/2017
Rheem Sales Company, Inc. | Rheem | R95PA0701317MSA | LPG | Induced Draft | True | False | 1 | False | Down |  | None | Condensing | Single-Stage |  | 0.5 | Standard |  | 70000 | 68000 |  |  | 64600 | 737 | 95 | 78 | [8 empty] | Federally-Regulated Consumer Product | 06/28/2016 |  | 08/31/2017
Rheem Sales Company, Inc. | Rheem | R95PA0701317MSA | LPG | Induced Draft | True | False | 1 | False | Horizontal |  | None | Condensing | Single-Stage |  | 0.5 | Standard |  | 70000 | 68000 |  |  | 64600 | 737 | 95 | 78 | [8 empty] | Federally-Regulated Consumer Product | 06/28/2016 |  | 08/31/2017
Rheem Sales Company, Inc. | Rheem | R95PA0701317MSA | Natural Gas | Induced Draft | True | False | 1 | False | Up |  | None | Condensing | Single-Stage |  | 0.5 | Standard |  | 70000 | 68000 |  |  | 64600 | 737 | 95 | 78 | [8 empty] | Federally-Regulated Consumer Product | 06/28/2016 |  | 08/31/2017
Rheem Sales Company, Inc. | Rheem | R95PA0701317MSA | Natural Gas | Induced Draft | True | False | 1 | False | Down |  | None | Condensing | Single-Stage |  | 0.5 | Standard |  | 70000 | 68000 |  |  | 64600 | 737 | 95 | 78 | [8 empty] | Federally-Regulated Consumer Product | 06/28/2016 |  | 08/31/2017
Rheem Sales Company, Inc. | Rheem | R95PA0701317MSA | Natural Gas | Induced Draft | True | False | 1 | False | Horizontal |  | None | Condensing | Single-Stage |  | 0.5 | Standard |  | 70000 | 68000 |  |  | 64600 | 737 | 95 | 78 | [8 empty] | Federally-Regulated Consumer Product | 06/28/2016 |  | 08/31/2017
Rheem Sales Company, Inc. | Rheem | R95PA0851521MSA | LPG | Induced Draft | True | False | 1 | False | Up |  | None | Condensing | Single-Stage |  | 0.75 | Standard |  | 84000 | 82000 |  |  | 79600 | 1050 | 95 | 78 | [8 empty] | Federally-Regulated Consumer Product | 06/28/2016 |  | 08/31/2017
Rheem Sales Company, Inc. | Rheem | R95PA0851521MSA | LPG | Induced Draft | True | False | 1 | False | Down |  | None | Condensing | Single-Stage |  | 0.75 | Standard |  | 84000 | 82000 |  |  | 79600 | 1050 | 95 | 78 | [8 empty] | Federally-Regulated Consumer Product | 06/28/2016 |  | 08/31/2017
Rheem Sales Company, Inc. | Rheem | R95PA0851521MSA | LPG | Induced Draft | True | False | 1 | False | Horizontal |  | None | Condensing | Single-Stage |  | 0.75 | Standard |  | 84000 | 82000 |  |  | 79600 | 1050 | 95 | 78 | [8 empty] | Federally-Regulated Consumer Product | 06/28/2016 |  | 08/31/2017
Rheem Sales Company, Inc. | Rheem | R95PA0851521MSA | Natural Gas | Induced Draft | True | False | 1 | False | Up |  | None | Condensing | Single-Stage |  | 0.75 | Standard |  | 84000 | 82000 |  |  | 79600 | 1050 | 95 | 78 | [8 empty] | Federally-Regulated Consumer Product | 06/28/2016 |  | 08/31/2017
Rheem Sales Company, Inc. | Rheem | R95PA0851521MSA | Natural Gas | Induced Draft | True | False | 1 | False | Down |  | None | Condensing | Single-Stage |  | 0.75 | Standard |  | 84000 | 82000 |  |  | 79600 | 1050 | 95 | 78 | [8 empty] | Federally-Regulated Consumer Product | 06/28/2016 |  | 08/31/2017
Rheem Sales Company, Inc. | Rheem | R95PA0851521MSA | Natural Gas | Induced Draft | True | False | 1 | False | Horizontal |  | None | Condensing | Single-Stage |  | 0.75 | Standard |  | 84000 | 82000 |  |  | 79600 | 1050 | 95 | 78 | [8 empty] | Federally-Regulated Consumer Product | 06/28/2016 |  | 08/31/2017
Rheem Sales Company, Inc. | Rheem | R95PA1001521MSA | LPG | Induced Draft | True | False | 1 | False | Up |  | None | Condensing | Single-Stage |  | 0.75 | Standard |  | 98000 | 95000 |  |  | 96900 | 1149 | 95 | 78 | [8 empty] | Federally-Regulated Consumer Product | 06/28/2016 |  | 08/31/2017
Rheem Sales Company, Inc. | Rheem | R95PA1001521MSA | LPG | Induced Draft | True | False | 1 | False | Down |  | None | Condensing | Single-Stage |  | 0.75 | Standard |  | 98000 | 95000 |  |  | 96900 | 1149 | 95 | 78 | [8 empty] | Federally-Regulated Consumer Product | 06/28/2016 |  | 08/31/2017
Rheem Sales Company, Inc. | Rheem | R95PA1001521MSA | LPG | Induced Draft | True | False | 1 | False | Horizontal |  | None | Condensing | Single-Stage |  | 0.75 | Standard |  | 98000 | 95000 |  |  | 96900 | 1149 | 95 | 78 | [8 empty] | Federally-Regulated Consumer Product | 06/28/2016 |  | 08/31/2017
Rheem Sales Company, Inc. | Rheem | R95PA1001521MSA | Natural Gas | Induced Draft | True | False | 1 | False | Up |  | None | Condensing | Single-Stage |  | 0.75 | Standard |  | 98000 | 95000 |  |  | 96900 | 1149 | 95 | 78 | [8 empty] | Federally-Regulated Consumer Product | 06/28/2016 |  | 08/31/2017
Rheem Sales Company, Inc. | Rheem | R95PA1001521MSA | Natural Gas | Induced Draft | True | False | 1 | False | Down |  | None | Condensing | Single-Stage |  | 0.75 | Standard |  | 98000 | 95000 |  |  | 96900 | 1149 | 95 | 78 | [8 empty] | Federally-Regulated Consumer Product | 06/28/2016 |  | 08/31/2017
Rheem Sales Company, Inc. | Rheem | R95PA1001521MSA | Natural Gas | Induced Draft | True | False | 1 | False | Horizontal |  | None | Condensing | Single-Stage |  | 0.75 | Standard |  | 98000 | 95000 |  |  | 96900 | 1149 | 95 | 78 | [8 empty] | Federally-Regulated Consumer Product | 06/28/2016 |  | 08/31/2017
Rheem Sales Company, Inc. | Rheem | R95PA1151524MSA | LPG | Induced Draft | True | False | 1 | False | Up |  | None | Condensing | Single-Stage |  | 0.75 | Standard |  | 112000 | 108000 |  |  | 97100 | 1044 | 95 | 78 | [8 empty] | Federally-Regulated Consumer Product | 06/28/2016 |  | 08/31/2017
Rheem Sales Company, Inc. | Rheem | R95PA1151524MSA | LPG | Induced Draft | True | False | 1 | False | Down |  | None | Condensing | Single-Stage |  | 0.75 | Standard |  | 112000 | 108000 |  |  | 97100 | 1044 | 95 | 78 | [8 empty] | Federally-Regulated Consumer Product | 06/28/2016 |  | 08/31/2017
Rheem Sales Company, Inc. | Rheem | R95PA1151524MSA | LPG | Induced Draft | True | False | 1 | False | Horizontal |  | None | Condensing | Single-Stage |  | 0.75 | Standard |  | 112000 | 108000 |  |  | 97100 | 1044 | 95 | 78 | [8 empty] | Federally-Regulated Consumer Product | 06/28/2016 |  | 08/31/2017
Rheem Sales Company, Inc. | Rheem | R95PA1151524MSA | Natural Gas | Induced Draft | True | False | 1 | False | Up |  | None | Condensing | Single-Stage |  | 0.75 | Standard |  | 112000 | 108000 |  |  | 97100 | 1044 | 95 | 78 | [8 empty] | Federally-Regulated Consumer Product | 06/28/2016 |  | 08/31/2017
Rheem Sales Company, Inc. | Rheem | R95PA1151524MSA | Natural Gas | Induced Draft | True | False | 1 | False | Down |  | None | Condensing | Single-Stage |  | 0.75 | Standard |  | 112000 | 108000 |  |  | 97100 | 1044 | 95 | 78 | [8 empty] | Federally-Regulated Consumer Product | 06/28/2016 |  | 08/31/2017
Rheem Sales Company, Inc. | Rheem | R95PA1151524MSA | Natural Gas | Induced Draft | True | False | 1 | False | Horizontal |  | None | Condensing | Single-Stage |  | 0.75 | Standard |  | 112000 | 108000 |  |  | 97100 | 1044 | 95 | 78 | [8 empty] | Federally-Regulated Consumer Product | 06/28/2016 |  | 08/31/2017
Rheem Sales Company, Inc. | Rheem | R92PA0401317MSA | LPG | Induced Draft | True | False | 1 | False | Up |  | None | Condensing | Single-Stage |  | 0.25 | Standard |  | 42000 | 39000 |  |  | 31600 | 512 | 92 | 78 | [8 empty] | Federally-Regulated Consumer Product | 06/28/2016 |  | 08/31/2017
Rheem Sales Company, Inc. | Rheem | R92PA0401317MSA | LPG | Induced Draft | True | False | 1 | False | Down |  | None | Condensing | Single-Stage |  | 0.25 | Standard |  | 42000 | 39000 |  |  | 31600 | 512 | 92 | 78 | [8 empty] | Federally-Regulated Consumer Product | 06/28/2016 |  | 08/31/2017
Rheem Sales Company, Inc. | Rheem | R92PA0401317MSA | LPG | Induced Draft | True | False | 1 | False | Horizontal |  | None | Condensing | Single-Stage |  | 0.25 | Standard |  | 42000 | 39000 |  |  | 31600 | 512 | 92 | 78 | [8 empty] | Federally-Regulated Consumer Product | 06/28/2016 |  | 08/31/2017
Rheem Sales Company, Inc. | Rheem | R92PA0401317MSA | Natural Gas | Induced Draft | True | False | 1 | False | Up |  | None | Condensing | Single-Stage |  | 0.25 | Standard |  | 42000 | 39000 |  |  | 31600 | 512 | 92 | 78 | [8 empty] | Federally-Regulated Consumer Product | 06/28/2016 |  | 08/31/2017
Rheem Sales Company, Inc. | Rheem | R92PA0401317MSA | Natural Gas | Induced Draft | True | False | 1 | False | Down |  | None | Condensing | Single-Stage |  | 0.25 | Standard |  | 42000 | 39000 |  |  | 31600 | 512 | 92 | 78 | [8 empty] | Federally-Regulated Consumer Product | 06/28/2016 |  | 08/31/2017
Rheem Sales Company, Inc. | Rheem | R92PA0401317MSA | Natural Gas | Induced Draft | True | False | 1 | False | Horizontal |  | None | Condensing | Single-Stage |  | 0.25 | Standard |  | 42000 | 39000 |  |  | 31600 | 512 | 92 | 78 | [8 empty] | Federally-Regulated Consumer Product | 06/28/2016 |  | 08/31/2017
Rheem Sales Company, Inc. | Rheem | R92PA0601317MSA | LPG | Induced Draft | True | False | 1 | False | Up |  | None | Condensing | Single-Stage |  | 0.5 | Standard |  | 56000 | 52000 |  |  | 47700 | 673 | 92 | 78 | [8 empty] | Federally-Regulated Consumer Product | 06/28/2016 |  | 08/31/2017
Rheem Sales Company, Inc. | Rheem | R92PA0601317MSA | LPG | Induced Draft | True | False | 1 | False | Down |  | None | Condensing | Single-Stage |  | 0.5 | Standard |  | 56000 | 52000 |  |  | 47700 | 673 | 92 | 78 | [8 empty] | Federally-Regulated Consumer Product | 06/28/2016 |  | 08/31/2017
Rheem Sales Company, Inc. | Rheem | R92PA0601317MSA | LPG | Induced Draft | True | False | 1 | False | Horizontal |  | None | Condensing | Single-Stage |  | 0.5 | Standard |  | 56000 | 52000 |  |  | 47700 | 673 | 92 | 78 | [8 empty] | Federally-Regulated Consumer Product | 06/28/2016 |  | 08/31/2017
Rheem Sales Company, Inc. | Rheem | R92PA0601317MSA | Natural Gas | Induced Draft | True | False | 1 | False | Up |  | None | Condensing | Single-Stage |  | 0.5 | Standard |  | 56000 | 52000 |  |  | 47700 | 673 | 92 | 78 | [8 empty] | Federally-Regulated Consumer Product | 06/28/2016 |  | 08/31/2017
Rheem Sales Company, Inc. | Rheem | R92PA0601317MSA | Natural Gas | Induced Draft | True | False | 1 | False | Down |  | None | Condensing | Single-Stage |  | 0.5 | Standard |  | 56000 | 52000 |  |  | 47700 | 673 | 92 | 78 | [8 empty] | Federally-Regulated Consumer Product | 06/28/2016 |  | 08/31/2017
Rheem Sales Company, Inc. | Rheem | R92PA0601317MSA | Natural Gas | Induced Draft | True | False | 1 | False | Horizontal |  | None | Condensing | Single-Stage |  | 0.5 | Standard |  | 56000 | 52000 |  |  | 47700 | 673 | 92 | 78 | [8 empty] | Federally-Regulated Consumer Product | 06/28/2016 |  | 08/31/2017
Rheem Sales Company, Inc. | Rheem | R92PA0701317MSA | LPG | Induced Draft | True | False | 1 | False | Up |  | None | Condensing | Single-Stage |  | 0.5 | Standard |  | 70000 | 65000 |  |  | 64600 | 737 | 92 | 78 | [8 empty] | Federally-Regulated Consumer Product | 06/28/2016 |  | 08/31/2017
Rheem Sales Company, Inc. | Rheem | R92PA0701317MSA | LPG | Induced Draft | True | False | 1 | False | Down |  | None | Condensing | Single-Stage |  | 0.5 | Standard |  | 70000 | 65000 |  |  | 64600 | 737 | 92 | 78 | [8 empty] | Federally-Regulated Consumer Product | 06/28/2016 |  | 08/31/2017
Rheem Sales Company, Inc. | Rheem | R92PA0701317MSA | LPG | Induced Draft | True | False | 1 | False | Horizontal |  | None | Condensing | Single-Stage |  | 0.5 | Standard |  | 70000 | 65000 |  |  | 64600 | 737 | 92 | 78 | [8 empty] | Federally-Regulated Consumer Product | 06/28/2016 |  | 08/31/2017
Rheem Sales Company, Inc. | Rheem | R92PA0701317MSA | Natural Gas | Induced Draft | True | False | 1 | False | Up |  | None | Condensing | Single-Stage |  | 0.5 | Standard |  | 70000 | 65000 |  |  | 64600 | 737 | 92 | 78 | [8 empty] | Federally-Regulated Consumer Product | 06/28/2016 |  | 08/31/2017
Rheem Sales Company, Inc. | Rheem | R92PA0701317MSA | Natural Gas | Induced Draft | True | False | 1 | False | Down |  | None | Condensing | Single-Stage |  | 0.5 | Standard |  | 70000 | 65000 |  |  | 64600 | 737 | 92 | 78 | [8 empty] | Federally-Regulated Consumer Product | 06/28/2016 |  | 08/31/2017
Rheem Sales Company, Inc. | Rheem | R92PA0701317MSA | Natural Gas | Induced Draft | True | False | 1 | False | Horizontal |  | None | Condensing | Single-Stage |  | 0.5 | Standard |  | 70000 | 65000 |  |  | 64600 | 737 | 92 | 78 | [8 empty] | Federally-Regulated Consumer Product | 06/28/2016 |  | 08/31/2017
Rheem Sales Company, Inc. | Rheem | R92PA0851521MSA | LPG | Induced Draft | True | False | 1 | False | Up |  | None | Condensing | Single-Stage |  | 0.75 | Standard |  | 84000 | 78000 |  |  | 79600 | 1050 | 92 | 78 | [8 empty] | Federally-Regulated Consumer Product | 06/28/2016 |  | 08/31/2017
Rheem Sales Company, Inc. | Rheem | R92PA0851521MSA | LPG | Induced Draft | True | False | 1 | False | Down |  | None | Condensing | Single-Stage |  | 0.75 | Standard |  | 84000 | 78000 |  |  | 79600 | 1050 | 92 | 78 | [8 empty] | Federally-Regulated Consumer Product | 06/28/2016 |  | 08/31/2017
Rheem Sales Company, Inc. | Rheem | R92PA0851521MSA | LPG | Induced Draft | True | False | 1 | False | Horizontal |  | None | Condensing | Single-Stage |  | 0.75 | Standard |  | 84000 | 78000 |  |  | 79600 | 1050 | 92 | 78 | [8 empty] | Federally-Regulated Consumer Product | 06/28/2016 |  | 08/31/2017
Rheem Sales Company, Inc. | Rheem | R92PA0851521MSA | Natural Gas | Induced Draft | True | False | 1 | False | Up |  | None | Condensing | Single-Stage |  | 0.75 | Standard |  | 84000 | 78000 |  |  | 79600 | 1050 | 92 | 78 | [8 empty] | Federally-Regulated Consumer Product | 06/28/2016 |  | 08/31/2017
Rheem Sales Company, Inc. | Rheem | R92PA0851521MSA | Natural Gas | Induced Draft | True | False | 1 | False | Down |  | None | Condensing | Single-Stage |  | 0.75 | Standard |  | 84000 | 78000 |  |  | 79600 | 1050 | 92 | 78 | [8 empty] | Federally-Regulated Consumer Product | 06/28/2016 |  | 08/31/2017
Rheem Sales Company, Inc. | Rheem | R92PA0851521MSA | Natural Gas | Induced Draft | True | False | 1 | False | Horizontal |  | None | Condensing | Single-Stage |  | 0.75 | Standard |  | 84000 | 78000 |  |  | 79600 | 1050 | 92 | 78 | [8 empty] | Federally-Regulated Consumer Product | 06/28/2016 |  | 08/31/2017
Rheem Sales Company, Inc. | Rheem | R92PA1001521MSA | LPG | Induced Draft | True | False | 1 | False | Up |  | None | Condensing | Single-Stage |  | 0.75 | Standard |  | 98000 | 91000 |  |  | 96900 | 1149 | 92 | 78 | [8 empty] | Federally-Regulated Consumer Product | 06/28/2016 |  | 08/31/2017
Rheem Sales Company, Inc. | Rheem | R92PA1001521MSA | LPG | Induced Draft | True | False | 1 | False | Down |  | None | Condensing | Single-Stage |  | 0.75 | Standard |  | 98000 | 91000 |  |  | 96900 | 1149 | 92 | 78 | [8 empty] | Federally-Regulated Consumer Product | 06/28/2016 |  | 08/31/2017
Rheem Sales Company, Inc. | Rheem | R92PA1001521MSA | LPG | Induced Draft | True | False | 1 | False | Horizontal |  | None | Condensing | Single-Stage |  | 0.75 | Standard |  | 98000 | 91000 |  |  | 96900 | 1149 | 92 | 78 | [8 empty] | Federally-Regulated Consumer Product | 06/28/2016 |  | 08/31/2017
Rheem Sales Company, Inc. | Rheem | R92PA1001521MSA | Natural Gas | Induced Draft | True | False | 1 | False | Up |  | None | Condensing | Single-Stage |  | 0.75 | Standard |  | 98000 | 91000 |  |  | 96900 | 1149 | 92 | 78 | [8 empty] | Federally-Regulated Consumer Product | 06/28/2016 |  | 08/31/2017
Rheem Sales Company, Inc. | Rheem | R92PA1001521MSA | Natural Gas | Induced Draft | True | False | 1 | False | Down |  | None | Condensing | Single-Stage |  | 0.75 | Standard |  | 98000 | 91000 |  |  | 96900 | 1149 | 92 | 78 | [8 empty] | Federally-Regulated Consumer Product | 06/28/2016 |  | 08/31/2017
Rheem Sales Company, Inc. | Rheem | R92PA1001521MSA | Natural Gas | Induced Draft | True | False | 1 | False | Horizontal |  | None | Condensing | Single-Stage |  | 0.75 | Standard |  | 98000 | 91000 |  |  | 96900 | 1149 | 92 | 78 | [8 empty] | Federally-Regulated Consumer Product | 06/28/2016 |  | 08/31/2017
Rheem Sales Company, Inc. | Rheem | R92PA1151524MSA | LPG | Induced Draft | True | False | 1 | False | Up |  | None | Condensing | Single-Stage |  | 0.75 | Standard |  | 112000 | 104000 |  |  | 97100 | 1044 | 92 | 78 | [8 empty] | Federally-Regulated Consumer Product | 06/28/2016 |  | 08/31/2017
Rheem Sales Company, Inc. | Rheem | R92PA1151524MSA | LPG | Induced Draft | True | False | 1 | False | Down |  | None | Condensing | Single-Stage |  | 0.75 | Standard |  | 112000 | 104000 |  |  | 97100 | 1044 | 92 | 78 | [8 empty] | Federally-Regulated Consumer Product | 06/28/2016 |  | 08/31/2017
Rheem Sales Company, Inc. | Rheem | R92PA1151524MSA | LPG | Induced Draft | True | False | 1 | False | Horizontal |  | None | Condensing | Single-Stage |  | 0.75 | Standard |  | 112000 | 104000 |  |  | 97100 | 1044 | 92 | 78 | [8 empty] | Federally-Regulated Consumer Product | 06/28/2016 |  | 08/31/2017
Rheem Sales Company, Inc. | Rheem | R92PA1151524MSA | Natural Gas | Induced Draft | True | False | 1 | False | Up |  | None | Condensing | Single-Stage |  | 0.75 | Standard |  | 112000 | 104000 |  |  | 97100 | 1044 | 92 | 78 | [8 empty] | Federally-Regulated Consumer Product | 06/28/2016 |  | 08/31/2017
Rheem Sales Company, Inc. | Rheem | R92PA1151524MSA | Natural Gas | Induced Draft | True | False | 1 | False | Down |  | None | Condensing | Single-Stage |  | 0.75 | Standard |  | 112000 | 104000 |  |  | 97100 | 1044 | 92 | 78 | [8 empty] | Federally-Regulated Consumer Product | 06/28/2016 |  | 08/31/2017
Rheem Sales Company, Inc. | Rheem | R92PA1151524MSA | Natural Gas | Induced Draft | True | False | 1 | False | Horizontal |  | None | Condensing | Single-Stage |  | 0.75 | Standard |  | 112000 | 104000 |  |  | 97100 | 1044 | 92 | 78 | [8 empty] | Federally-Regulated Consumer Product | 06/28/2016 |  | 08/31/2017
Rheem Sales Company, Inc. | Rheem | R96PA0602317MSA | LPG | Induced Draft | True | False | 1 | False | Up |  | None | Condensing | Two-Stage Modulating |  | 0.5 | Standard |  | 56000 | 54000 |  |  | 45800 | 580 | 96 | 78 | [8 empty] | Federally-Regulated Consumer Product | 06/28/2016 |  | 08/31/2017
Rheem Sales Company, Inc. | Rheem | R96PA0602317MSA | Natural Gas | Induced Draft | True | False | 1 | False | Up |  | None | Condensing | Two-Stage Modulating |  | 0.5 | Standard |  | 56000 | 54000 |  |  | 45800 | 580 | 96 | 78 | [8 empty] | Federally-Regulated Consumer Product | 06/28/2016 |  | 08/31/2017
Rheem Sales Company, Inc. | Rheem | R96PA0702317MSA | LPG | Induced Draft | True | False | 1 | False | Up |  | None | Condensing | Two-Stage Modulating |  | 0.5 | Standard |  | 70000 | 68000 |  |  | 62100 | 617 | 96 | 78 | [8 empty] | Federally-Regulated Consumer Product | 06/28/2016 |  | 08/31/2017
Rheem Sales Company, Inc. | Rheem | R96PA0702317MSA | Natural Gas | Induced Draft | True | False | 1 | False | Up |  | None | Condensing | Two-Stage Modulating |  | 0.5 | Standard |  | 70000 | 68000 |  |  | 62100 | 617 | 96 | 78 | [8 empty] | Federally-Regulated Consumer Product | 06/28/2016 |  | 08/31/2017
Rheem Sales Company, Inc. | Rheem | R96PA0852521MSA | LPG | Induced Draft | True | False | 1 | False | Up |  | None | Condensing | Two-Stage Modulating |  | 0.75 | Standard |  | 84000 | 81000 |  |  | 77000 | 1011 | 95 | 78 | [8 empty] | Federally-Regulated Consumer Product | 06/28/2016 |  | 08/31/2017
Rheem Sales Company, Inc. | Rheem | R96PA0852521MSA | Natural Gas | Induced Draft | True | False | 1 | False | Up |  | None | Condensing | Two-Stage Modulating |  | 0.75 | Standard |  | 84000 | 81000 |  |  | 77000 | 1011 | 95 | 78 | [8 empty] | Federally-Regulated Consumer Product | 06/28/2016 |  | 08/31/2017
Rheem Sales Company, Inc. | Rheem | R96PA1002521MSA | LPG | Induced Draft | True | False | 1 | False | Up |  | None | Condensing | Two-Stage Modulating |  | 0.75 | Standard |  | 98000 | 94000 |  |  | 93800 | 1059 | 95 | 78 | [8 empty] | Federally-Regulated Consumer Product | 06/28/2016 |  | 08/31/2017
Rheem Sales Company, Inc. | Rheem | R96PA1002521MSA | Natural Gas | Induced Draft | True | False | 1 | False | Up |  | None | Condensing | Two-Stage Modulating |  | 0.75 | Standard |  | 98000 | 94000 |  |  | 93800 | 1059 | 95 | 78 | [8 empty] | Federally-Regulated Consumer Product | 06/28/2016 |  | 08/31/2017
Rheem Sales Company, Inc. | Rheem | R96VA0602317MSA | LPG | Induced Draft | True | False | 1 | False | Up |  | None | Condensing | Two-Stage Modulating |  | 0.5 | Standard |  | 56000 | 55000 |  |  | 47900 | 246 | 96 | 78 | [8 empty] | Federally-Regulated Consumer Product | 06/28/2016 |  | 08/31/2017
Rheem Sales Company, Inc. | Rheem | R96VA0602317MSA | Natural Gas | Induced Draft | True | False | 1 | False | Up |  | None | Condensing | Two-Stage Modulating |  | 0.5 | Standard |  | 56000 | 55000 |  |  | 47900 | 246 | 96 | 78 | [8 empty] | Federally-Regulated Consumer Product | 06/28/2016 |  | 08/31/2017
Rheem Sales Company, Inc. | Rheem | R96VA0702317MSA | LPG | Induced Draft | True | False | 1 | False | Up |  | None | Condensing | Two-Stage Modulating |  | 0.5 | Standard |  | 70000 | 68000 |  |  | 64500 | 263 | 96 | 78 | [8 empty] | Federally-Regulated Consumer Product | 06/28/2016 |  | 08/31/2017
Rheem Sales Company, Inc. | Rheem | R96VA0702317MSA | Natural Gas | Induced Draft | True | False | 1 | False | Up |  | None | Condensing | Two-Stage Modulating |  | 0.5 | Standard |  | 70000 | 68000 |  |  | 64500 | 263 | 96 | 78 | [8 empty] | Federally-Regulated Consumer Product | 06/28/2016 |  | 08/31/2017
Rheem Sales Company, Inc. | Rheem | R96VA1002521MSA | LPG | Induced Draft | True | False | 1 | False | Up |  | None | Condensing | Two-Stage Modulating |  | 0.75 | Standard |  | 98000 | 95000 |  |  | 96200 | 531 | 96 | 78 | [8 empty] | Federally-Regulated Consumer Product | 06/28/2016 |  | 08/31/2017
Rheem Sales Company, Inc. | Rheem | R96VA1002521MSA | Natural Gas | Induced Draft | True | False | 1 | False | Up |  | None | Condensing | Two-Stage Modulating |  | 0.75 | Standard |  | 98000 | 95000 |  |  | 96200 | 531 | 96 | 78 | [8 empty] | Federally-Regulated Consumer Product | 06/28/2016 |  | 08/31/2017
Rheem Sales Company, Inc. | Rheem | R96VA0852521MSB | LPG | Induced Draft | True | False | 1 | False | Up |  | None | Condensing | Two-Stage Modulating |  | 0.75 | Standard |  | 84000 | 82000 |  |  | 79700 | 459 | 96 | 78 | [8 empty] | Federally-Regulated Consumer Product | 06/28/2016 |  | 08/31/2017
Rheem Sales Company, Inc. | Rheem | R96VA0852521MSB | Natural Gas | Induced Draft | True | False | 1 | False | Up |  | None | Condensing | Two-Stage Modulating |  | 0.75 | Standard |  | 84000 | 82000 |  |  | 79700 | 459 | 96 | 78 | [8 empty] | Federally-Regulated Consumer Product | 06/28/2016 |  | 08/31/2017
Rheem Sales Company, Inc. | Rheem | R801PA050314MSA | LPG | Induced Draft | True | False | 1 | False | Up |  | None | Non-Condensing | Single-Stage |  | 0.33 | Standard |  | 50000 | 40000 |  |  | 37000 | 621 | 80 | 78 | [8 empty] | Federally-Regulated Consumer Product | 06/28/2016 |  | 08/31/2017
Rheem Sales Company, Inc. | Rheem | R801PA050314MSA | LPG | Induced Draft | True | False | 1 | False | Horizontal |  | None | Non-Condensing | Single-Stage |  | 0.33 | Standard |  | 50000 | 40000 |  |  | 37000 | 621 | 80 | 78 | [8 empty] | Federally-Regulated Consumer Product | 06/28/2016 |  | 08/31/2017
Rheem Sales Company, Inc. | Rheem | R801PA050314MSA | Natural Gas | Induced Draft | True | False | 1 | False | Up |  | None | Non-Condensing | Single-Stage |  | 0.33 | Standard |  | 50000 | 40000 |  |  | 37000 | 621 | 80 | 78 | [8 empty] | Federally-Regulated Consumer Product | 06/28/2016 |  | 08/31/2017
Rheem Sales Company, Inc. | Rheem | R801PA050314MSA | Natural Gas | Induced Draft | True | False | 1 | False | Horizontal |  | None | Non-Condensing | Single-Stage |  | 0.33 | Standard |  | 50000 | 40000 |  |  | 37000 | 621 | 80 | 78 | [8 empty] | Federally-Regulated Consumer Product | 06/28/2016 |  | 08/31/2017
Rheem Sales Company, Inc. | Rheem | R801PA050314MXA | LPG | Induced Draft | True | False | 1 | False | Up |  | None | Non-Condensing | Single-Stage |  | 0.33 | Standard |  | 50000 | 40000 |  |  | 37000 | 621 | 80 | 78 | [8 empty] | Federally-Regulated Consumer Product | 06/28/2016 |  | 08/31/2017
Rheem Sales Company, Inc. | Rheem | R801PA050314MXA | LPG | Induced Draft | True | False | 1 | False | Horizontal |  | None | Non-Condensing | Single-Stage |  | 0.33 | Standard |  | 50000 | 40000 |  |  | 37000 | 621 | 80 | 78 | [8 empty] | Federally-Regulated Consumer Product | 06/28/2016 |  | 08/31/2017
Rheem Sales Company, Inc. | Rheem | R801PA050314MXA | Natural Gas | Induced Draft | True | False | 1 | False | Up |  | None | Non-Condensing | Single-Stage |  | 0.33 | Standard |  | 50000 | 40000 |  |  | 37000 | 621 | 80 | 78 | [8 empty] | Federally-Regulated Consumer Product | 06/28/2016 |  | 08/31/2017
Rheem Sales Company, Inc. | Rheem | R801PA050314MXA | Natural Gas | Induced Draft | True | False | 1 | False | Horizontal |  | None | Non-Condensing | Single-Stage |  | 0.33 | Standard |  | 50000 | 40000 |  |  | 37000 | 621 | 80 | 78 | [8 empty] | Federally-Regulated Consumer Product | 06/28/2016 |  | 08/31/2017
Rheem Sales Company, Inc. | Rheem | R801PA075417MSA | LPG | Induced Draft | True | False | 1 | False | Up |  | None | Non-Condensing | Single-Stage |  | 0.75 | Standard |  | 75000 | 60000 |  |  | 73000 | 1190 | 80 | 78 | [8 empty] | Federally-Regulated Consumer Product | 06/28/2016 |  | 08/31/2017
Rheem Sales Company, Inc. | Rheem | R801PA075417MSA | LPG | Induced Draft | True | False | 1 | False | Horizontal |  | None | Non-Condensing | Single-Stage |  | 0.75 | Standard |  | 75000 | 60000 |  |  | 73000 | 1190 | 80 | 78 | [8 empty] | Federally-Regulated Consumer Product | 06/28/2016 |  | 08/31/2017
Rheem Sales Company, Inc. | Rheem | R801PA075417MSA | Natural Gas | Induced Draft | True | False | 1 | False | Up |  | None | Non-Condensing | Single-Stage |  | 0.75 | Standard |  | 75000 | 60000 |  |  | 73000 | 1190 | 80 | 78 | [8 empty] | Federally-Regulated Consumer Product | 06/28/2016 |  | 08/31/2017
Rheem Sales Company, Inc. | Rheem | R801PA075417MSA | Natural Gas | Induced Draft | True | False | 1 | False | Horizontal |  | None | Non-Condensing | Single-Stage |  | 0.75 | Standard |  | 75000 | 60000 |  |  | 73000 | 1190 | 80 | 78 | [8 empty] | Federally-Regulated Consumer Product | 06/28/2016 |  | 08/31/2017
Rheem Sales Company, Inc. | Rheem | R801PA075417MXA | LPG | Induced Draft | True | False | 1 | False | Up |  | None | Non-Condensing | Single-Stage |  | 0.75 | Standard |  | 75000 | 60000 |  |  | 73000 | 1190 | 80 | 78 | [8 empty] | Federally-Regulated Consumer Product | 06/28/2016 |  | 08/31/2017
Rheem Sales Company, Inc. | Rheem | R801PA075417MXA | LPG | Induced Draft | True | False | 1 | False | Horizontal |  | None | Non-Condensing | Single-Stage |  | 0.75 | Standard |  | 75000 | 60000 |  |  | 73000 | 1190 | 80 | 78 | [8 empty] | Federally-Regulated Consumer Product | 06/28/2016 |  | 08/31/2017
Rheem Sales Company, Inc. | Rheem | R801PA075417MXA | Natural Gas | Induced Draft | True | False | 1 | False | Up |  | None | Non-Condensing | Single-Stage |  | 0.75 | Standard |  | 75000 | 60000 |  |  | 73000 | 1190 | 80 | 78 | [8 empty] | Federally-Regulated Consumer Product | 06/28/2016 |  | 08/31/2017
Rheem Sales Company, Inc. | Rheem | R801PA075417MXA | Natural Gas | Induced Draft | True | False | 1 | False | Horizontal |  | None | Non-Condensing | Single-Stage |  | 0.75 | Standard |  | 75000 | 60000 |  |  | 73000 | 1190 | 80 | 78 | [8 empty] | Federally-Regulated Consumer Product | 06/28/2016 |  | 08/31/2017
Rheem Sales Company, Inc. | Rheem | R801PA100521MSA | LPG | Induced Draft | True | False | 1 | False | Up |  | None | Non-Condensing | Single-Stage |  | 0.75 | Standard |  | 100000 | 80000 |  |  | 93000 | 1261 | 80 | 78 | [8 empty] | Federally-Regulated Consumer Product | 06/28/2016 |  | 08/31/2017
Rheem Sales Company, Inc. | Rheem | R801PA100521MSA | LPG | Induced Draft | True | False | 1 | False | Horizontal |  | None | Non-Condensing | Single-Stage |  | 0.75 | Standard |  | 100000 | 80000 |  |  | 93000 | 1261 | 80 | 78 | [8 empty] | Federally-Regulated Consumer Product | 06/28/2016 |  | 08/31/2017
Rheem Sales Company, Inc. | Rheem | R801PA100521MSA | Natural Gas | Induced Draft | True | False | 1 | False | Up |  | None | Non-Condensing | Single-Stage |  | 0.75 | Standard |  | 100000 | 80000 |  |  | 93000 | 1261 | 80 | 78 | [8 empty] | Federally-Regulated Consumer Product | 06/28/2016 |  | 08/31/2017
Rheem Sales Company, Inc. | Rheem | R801PA100521MSA | Natural Gas | Induced Draft | True | False | 1 | False | Horizontal |  | None | Non-Condensing | Single-Stage |  | 0.75 | Standard |  | 100000 | 80000 |  |  | 93000 | 1261 | 80 | 78 | [8 empty] | Federally-Regulated Consumer Product | 06/28/2016 |  | 08/31/2017
Rheem Sales Company, Inc. | Rheem | R801PA100521MXA | LPG | Induced Draft | True | False | 1 | False | Up |  | None | Non-Condensing | Single-Stage |  | 0.75 | Standard |  | 100000 | 80000 |  |  | 93000 | 1261 | 80 | 78 | [8 empty] | Federally-Regulated Consumer Product | 06/28/2016 |  | 08/31/2017
Rheem Sales Company, Inc. | Rheem | R801PA100521MXA | LPG | Induced Draft | True | False | 1 | False | Horizontal |  | None | Non-Condensing | Single-Stage |  | 0.75 | Standard |  | 100000 | 80000 |  |  | 93000 | 1261 | 80 | 78 | [8 empty] | Federally-Regulated Consumer Product | 06/28/2016 |  | 08/31/2017
Rheem Sales Company, Inc. | Rheem | R801PA100521MXA | Natural Gas | Induced Draft | True | False | 1 | False | Up |  | None | Non-Condensing | Single-Stage |  | 0.75 | Standard |  | 100000 | 80000 |  |  | 93000 | 1261 | 80 | 78 | [8 empty] | Federally-Regulated Consumer Product | 06/28/2016 |  | 08/31/2017
Rheem Sales Company, Inc. | Rheem | R801PA100521MXA | Natural Gas | Induced Draft | True | False | 1 | False | Horizontal |  | None | Non-Condensing | Single-Stage |  | 0.75 | Standard |  | 100000 | 80000 |  |  | 93000 | 1261 | 80 | 78 | [8 empty] | Federally-Regulated Consumer Product | 06/28/2016 |  | 08/31/2017
Rheem Sales Company, Inc. | Rheem | R801PA125524MSA | LPG | Induced Draft | True | False | 1 | False | Up |  | None | Non-Condensing | Single-Stage |  | 0.75 | Standard |  | 125000 | 100000 |  |  | 112000 | 1430 | 80 | 78 | [8 empty] | Federally-Regulated Consumer Product | 06/28/2016 |  | 08/31/2017
Rheem Sales Company, Inc. | Rheem | R801PA125524MSA | LPG | Induced Draft | True | False | 1 | False | Horizontal |  | None | Non-Condensing | Single-Stage |  | 0.75 | Standard |  | 125000 | 100000 |  |  | 112000 | 1430 | 80 | 78 | [8 empty] | Federally-Regulated Consumer Product | 06/28/2016 |  | 08/31/2017
Rheem Sales Company, Inc. | Rheem | R801PA125524MSA | Natural Gas | Induced Draft | True | False | 1 | False | Up |  | None | Non-Condensing | Single-Stage |  | 0.75 | Standard |  | 125000 | 100000 |  |  | 112000 | 1430 | 80 | 78 | [8 empty] | Federally-Regulated Consumer Product | 06/28/2016 |  | 08/31/2017
Rheem Sales Company, Inc. | Rheem | R801PA125524MSA | Natural Gas | Induced Draft | True | False | 1 | False | Horizontal |  | None | Non-Condensing | Single-Stage |  | 0.75 | Standard |  | 125000 | 100000 |  |  | 112000 | 1430 | 80 | 78 | [8 empty] | Federally-Regulated Consumer Product | 06/28/2016 |  | 08/31/2017
Rheem Sales Company, Inc. | Rheem | R801PA125524MXA | LPG | Induced Draft | True | False | 1 | False | Up |  | None | Non-Condensing | Single-Stage |  | 0.75 | Standard |  | 125000 | 100000 |  |  | 112000 | 1430 | 80 | 78 | [8 empty] | Federally-Regulated Consumer Product | 06/28/2016 |  | 08/31/2017
Rheem Sales Company, Inc. | Rheem | R801PA125524MXA | LPG | Induced Draft | True | False | 1 | False | Horizontal |  | None | Non-Condensing | Single-Stage |  | 0.75 | Standard |  | 125000 | 100000 |  |  | 112000 | 1430 | 80 | 78 | [8 empty] | Federally-Regulated Consumer Product | 06/28/2016 |  | 08/31/2017
Rheem Sales Company, Inc. | Rheem | R801PA125524MXA | Natural Gas | Induced Draft | True | False | 1 | False | Up |  | None | Non-Condensing | Single-Stage |  | 0.75 | Standard |  | 125000 | 100000 |  |  | 112000 | 1430 | 80 | 78 | [8 empty] | Federally-Regulated Consumer Product | 06/28/2016 |  | 08/31/2017
Rheem Sales Company, Inc. | Rheem | R801PA125524MXA | Natural Gas | Induced Draft | True | False | 1 | False | Horizontal |  | None | Non-Condensing | Single-Stage |  | 0.75 | Standard |  | 125000 | 100000 |  |  | 112000 | 1430 | 80 | 78 | [8 empty] | Federally-Regulated Consumer Product | 06/28/2016 |  | 08/31/2017
Rheem Sales Company, Inc. | Rheem | R801PA150524MSA | LPG | Induced Draft | True | False | 1 | False | Up |  | None | Non-Condensing | Single-Stage |  | 0.75 | Standard |  | 150000 | 120000 |  |  | 135000 | 1162 | 80 | 78 | [8 empty] | Federally-Regulated Consumer Product | 06/28/2016 |  | 08/31/2017
Rheem Sales Company, Inc. | Rheem | R801PA150524MSA | LPG | Induced Draft | True | False | 1 | False | Horizontal |  | None | Non-Condensing | Single-Stage |  | 0.75 | Standard |  | 150000 | 120000 |  |  | 135000 | 1162 | 80 | 78 | [8 empty] | Federally-Regulated Consumer Product | 06/28/2016 |  | 08/31/2017
Rheem Sales Company, Inc. | Rheem | R801PA150524MSA | Natural Gas | Induced Draft | True | False | 1 | False | Up |  | None | Non-Condensing | Single-Stage |  | 0.75 | Standard |  | 150000 | 120000 |  |  | 135000 | 1162 | 80 | 78 | [8 empty] | Federally-Regulated Consumer Product | 06/28/2016 |  | 08/31/2017
Rheem Sales Company, Inc. | Rheem | R801PA150524MSA | Natural Gas | Induced Draft | True | False | 1 | False | Horizontal |  | None | Non-Condensing | Single-Stage |  | 0.75 | Standard |  | 150000 | 120000 |  |  | 135000 | 1162 | 80 | 78 | [8 empty] | Federally-Regulated Consumer Product | 06/28/2016 |  | 08/31/2017
Rheem Sales Company, Inc. | Rheem | R801PA150524MXA | LPG | Induced Draft | True | False | 1 | False | Up |  | None | Non-Condensing | Single-Stage |  | 0.75 | Standard |  | 150000 | 120000 |  |  | 135000 | 1162 | 80 | 78 | [8 empty] | Federally-Regulated Consumer Product | 06/28/2016 |  | 08/31/2017
Rheem Sales Company, Inc. | Rheem | R801PA150524MXA | LPG | Induced Draft | True | False | 1 | False | Horizontal |  | None | Non-Condensing | Single-Stage |  | 0.75 | Standard |  | 150000 | 120000 |  |  | 135000 | 1162 | 80 | 78 | [8 empty] | Federally-Regulated Consumer Product | 06/28/2016 |  | 08/31/2017
Rheem Sales Company, Inc. | Rheem | R801PA150524MXA | Natural Gas | Induced Draft | True | False | 1 | False | Up |  | None | Non-Condensing | Single-Stage |  | 0.75 | Standard |  | 150000 | 120000 |  |  | 135000 | 1162 | 80 | 78 | [8 empty] | Federally-Regulated Consumer Product | 06/28/2016 |  | 08/31/2017
Rheem Sales Company, Inc. | Rheem | R801PA150524MXA | Natural Gas | Induced Draft | True | False | 1 | False | Horizontal |  | None | Non-Condensing | Single-Stage |  | 0.75 | Standard |  | 150000 | 120000 |  |  | 135000 | 1162 | 80 | 78 | [8 empty] | Federally-Regulated Consumer Product | 06/28/2016 |  | 08/31/2017
Rheem Sales Company, Inc. | Rheem | R802PA075317MSA | LPG | Induced Draft | True | False | 1 | False | Up |  | None | Non-Condensing | Single-Stage |  | 0.75 | Standard |  | 75000 | 60000 |  |  | 73000 | 1190 | 80 | 78 | [8 empty] | Federally-Regulated Consumer Product | 06/28/2016 |  | 08/31/2017
Rheem Sales Company, Inc. | Rheem | R802PA075317MSA | LPG | Induced Draft | True | False | 1 | False | Horizontal |  | None | Non-Condensing | Single-Stage |  | 0.75 | Standard |  | 75000 | 60000 |  |  | 73000 | 1190 | 80 | 78 | [8 empty] | Federally-Regulated Consumer Product | 06/28/2016 |  | 08/31/2017
Rheem Sales Company, Inc. | Rheem | R802PA075317MSA | Natural Gas | Induced Draft | True | False | 1 | False | Up |  | None | Non-Condensing | Single-Stage |  | 0.75 | Standard |  | 75000 | 60000 |  |  | 73000 | 1190 | 80 | 78 | [8 empty] | Federally-Regulated Consumer Product | 06/28/2016 |  | 08/31/2017
Rheem Sales Company, Inc. | Rheem | R802PA075317MSA | Natural Gas | Induced Draft | True | False | 1 | False | Horizontal |  | None | Non-Condensing | Single-Stage |  | 0.75 | Standard |  | 75000 | 60000 |  |  | 73000 | 1190 | 80 | 78 | [8 empty] | Federally-Regulated Consumer Product | 06/28/2016 |  | 08/31/2017
Rheem Sales Company, Inc. | Rheem | R802PA075317MXA | LPG | Induced Draft | True | False | 1 | False | Up |  | None | Non-Condensing | Single-Stage |  | 0.75 | Standard |  | 75000 | 60000 |  |  | 73000 | 1190 | 80 | 78 | [8 empty] | Federally-Regulated Consumer Product | 06/28/2016 |  | 08/31/2017
Rheem Sales Company, Inc. | Rheem | R802PA075317MXA | LPG | Induced Draft | True | False | 1 | False | Horizontal |  | None | Non-Condensing | Single-Stage |  | 0.75 | Standard |  | 75000 | 60000 |  |  | 73000 | 1190 | 80 | 78 | [8 empty] | Federally-Regulated Consumer Product | 06/28/2016 |  | 08/31/2017
Rheem Sales Company, Inc. | Rheem | R802PA075317MXA | Natural Gas | Induced Draft | True | False | 1 | False | Up |  | None | Non-Condensing | Single-Stage |  | 0.75 | Standard |  | 75000 | 60000 |  |  | 73000 | 1190 | 80 | 78 | [8 empty] | Federally-Regulated Consumer Product | 06/28/2016 |  | 08/31/2017
Rheem Sales Company, Inc. | Rheem | R802PA075317MXA | Natural Gas | Induced Draft | True | False | 1 | False | Horizontal |  | None | Non-Condensing | Single-Stage |  | 0.75 | Standard |  | 75000 | 60000 |  |  | 73000 | 1190 | 80 | 78 | [8 empty] | Federally-Regulated Consumer Product | 06/28/2016 |  | 08/31/2017
Rheem Sales Company, Inc. | Rheem | R802PA050314MXA | LPG | Induced Draft | True | False | 1 | False | Up |  | None | Non-Condensing | Two-Stage Modulating |  | 0.33 | Standard |  | 50000 | 41000 |  |  | 35500 | 416 | 80 | 78 | [8 empty] | Federally-Regulated Consumer Product | 06/28/2016 |  | 08/31/2017
Rheem Sales Company, Inc. | Rheem | R802PA050314MXA | LPG | Induced Draft | True | False | 1 | False | Horizontal |  | None | Non-Condensing | Two-Stage Modulating |  | 0.33 | Standard |  | 50000 | 41000 |  |  | 35500 | 416 | 80 | 78 | [8 empty] | Federally-Regulated Consumer Product | 06/28/2016 |  | 08/31/2017
Rheem Sales Company, Inc. | Rheem | R802PA050314MXA | Natural Gas | Induced Draft | True | False | 1 | False | Up |  | None | Non-Condensing | Two-Stage Modulating |  | 0.33 | Standard |  | 50000 | 41000 |  |  | 35500 | 416 | 80 | 78 | [8 empty] | Federally-Regulated Consumer Product | 06/28/2016 |  | 08/31/2017
Rheem Sales Company, Inc. | Rheem | R802PA050314MXA | Natural Gas | Induced Draft | True | False | 1 | False | Horizontal |  | None | Non-Condensing | Two-Stage Modulating |  | 0.33 | Standard |  | 50000 | 41000 |  |  | 35500 | 416 | 80 | 78 | [8 empty] | Federally-Regulated Consumer Product | 06/28/2016 |  | 08/31/2017
Rheem Sales Company, Inc. | Rheem | R802PA075417MSA | LPG | Induced Draft | True | False | 1 | False | Up |  | None | Non-Condensing | Two-Stage Modulating |  | 0.5 | Standard |  | 75000 | 61000 |  |  | 71900 | 965 | 80 | 78 | [8 empty] | Federally-Regulated Consumer Product | 06/28/2016 |  | 08/31/2017
Rheem Sales Company, Inc. | Rheem | R802PA075417MSA | LPG | Induced Draft | True | False | 1 | False | Horizontal |  | None | Non-Condensing | Two-Stage Modulating |  | 0.5 | Standard |  | 75000 | 61000 |  |  | 71900 | 965 | 80 | 78 | [8 empty] | Federally-Regulated Consumer Product | 06/28/2016 |  | 08/31/2017
Rheem Sales Company, Inc. | Rheem | R802PA075417MSA | Natural Gas | Induced Draft | True | False | 1 | False | Up |  | None | Non-Condensing | Two-Stage Modulating |  | 0.5 | Standard |  | 75000 | 61000 |  |  | 71900 | 965 | 80 | 78 | [8 empty] | Federally-Regulated Consumer Product | 06/28/2016 |  | 08/31/2017
Rheem Sales Company, Inc. | Rheem | R802PA075417MSA | Natural Gas | Induced Draft | True | False | 1 | False | Horizontal |  | None | Non-Condensing | Two-Stage Modulating |  | 0.5 | Standard |  | 75000 | 61000 |  |  | 71900 | 965 | 80 | 78 | [8 empty] | Federally-Regulated Consumer Product | 06/28/2016 |  | 08/31/2017
Rheem Sales Company, Inc. | Rheem | R802PA075417MXA | LPG | Induced Draft | True | False | 1 | False | Up |  | None | Non-Condensing | Two-Stage Modulating |  | 0.5 | Standard |  | 75000 | 61000 |  |  | 71900 | 965 | 80 | 78 | [8 empty] | Federally-Regulated Consumer Product | 06/28/2016 |  | 08/31/2017
Rheem Sales Company, Inc. | Rheem | R802PA075417MXA | LPG | Induced Draft | True | False | 1 | False | Horizontal |  | None | Non-Condensing | Two-Stage Modulating |  | 0.5 | Standard |  | 75000 | 61000 |  |  | 71900 | 965 | 80 | 78 | [8 empty] | Federally-Regulated Consumer Product | 06/28/2016 |  | 08/31/2017
Rheem Sales Company, Inc. | Rheem | R802PA075417MXA | Natural Gas | Induced Draft | True | False | 1 | False | Up |  | None | Non-Condensing | Two-Stage Modulating |  | 0.5 | Standard |  | 75000 | 61000 |  |  | 71900 | 965 | 80 | 78 | [8 empty] | Federally-Regulated Consumer Product | 06/28/2016 |  | 08/31/2017
Rheem Sales Company, Inc. | Rheem | R802PA075417MXA | Natural Gas | Induced Draft | True | False | 1 | False | Horizontal |  | None | Non-Condensing | Two-Stage Modulating |  | 0.5 | Standard |  | 75000 | 61000 |  |  | 71900 | 965 | 80 | 78 | [8 empty] | Federally-Regulated Consumer Product | 06/28/2016 |  | 08/31/2017
Rheem Sales Company, Inc. | Rheem | R802PA100521MSA | LPG | Induced Draft | True | False | 1 | False | Up |  | None | Non-Condensing | Single-Stage |  | 0.5 | Standard |  | 100000 | 81000 |  |  | 92000 | 813 | 80 | 78 | [8 empty] | Federally-Regulated Consumer Product | 06/28/2016 |  | 08/31/2017
Rheem Sales Company, Inc. | Rheem | R802PA100521MSA | LPG | Induced Draft | True | False | 1 | False | Horizontal |  | None | Non-Condensing | Single-Stage |  | 0.5 | Standard |  | 100000 | 81000 |  |  | 92000 | 813 | 80 | 78 | [8 empty] | Federally-Regulated Consumer Product | 06/28/2016 |  | 08/31/2017
Rheem Sales Company, Inc. | Rheem | R802PA100521MSA | Natural Gas | Induced Draft | True | False | 1 | False | Up |  | None | Non-Condensing | Single-Stage |  | 0.5 | Standard |  | 100000 | 81000 |  |  | 92000 | 813 | 80 | 78 | [8 empty] | Federally-Regulated Consumer Product | 06/28/2016 |  | 08/31/2017
Rheem Sales Company, Inc. | Rheem | R802PA100521MSA | Natural Gas | Induced Draft | True | False | 1 | False | Horizontal |  | None | Non-Condensing | Single-Stage |  | 0.5 | Standard |  | 100000 | 81000 |  |  | 92000 | 813 | 80 | 78 | [8 empty] | Federally-Regulated Consumer Product | 06/28/2016 |  | 08/31/2017
Rheem Sales Company, Inc. | Rheem | R802PA100521MXA | LPG | Induced Draft | True | False | 1 | False | Up |  | None | Non-Condensing | Single-Stage |  | 0.5 | Standard |  | 100000 | 81000 |  |  | 92000 | 813 | 80 | 78 | [8 empty] | Federally-Regulated Consumer Product | 06/28/2016 |  | 08/31/2017
Rheem Sales Company, Inc. | Rheem | R802PA100521MXA | LPG | Induced Draft | True | False | 1 | False | Horizontal |  | None | Non-Condensing | Single-Stage |  | 0.5 | Standard |  | 100000 | 81000 |  |  | 92000 | 813 | 80 | 78 | [8 empty] | Federally-Regulated Consumer Product | 06/28/2016 |  | 08/31/2017
Rheem Sales Company, Inc. | Rheem | R802PA100521MXA | Natural Gas | Induced Draft | True | False | 1 | False | Up |  | None | Non-Condensing | Single-Stage |  | 0.5 | Standard |  | 100000 | 81000 |  |  | 92000 | 813 | 80 | 78 | [8 empty] | Federally-Regulated Consumer Product | 06/28/2016 |  | 08/31/2017
Rheem Sales Company, Inc. | Rheem | R802PA100521MXA | Natural Gas | Induced Draft | True | False | 1 | False | Horizontal |  | None | Non-Condensing | Single-Stage |  | 0.5 | Standard |  | 100000 | 81000 |  |  | 92000 | 813 | 80 | 78 | [8 empty] | Federally-Regulated Consumer Product | 06/28/2016 |  | 08/31/2017
Rheem Sales Company, Inc. | Rheem | R802PA125524MSA | LPG | Induced Draft | True | False | 1 | False | Up |  | None | Non-Condensing | Two-Stage Modulating |  | 0.75 | Standard |  | 125000 | 101000 |  |  | 110700 | 1076 | 80 | 78 | [8 empty] | Federally-Regulated Consumer Product | 06/28/2016 |  | 08/31/2017
Rheem Sales Company, Inc. | Rheem | R802PA125524MSA | LPG | Induced Draft | True | False | 1 | False | Horizontal |  | None | Non-Condensing | Two-Stage Modulating |  | 0.75 | Standard |  | 125000 | 101000 |  |  | 110700 | 1076 | 80 | 78 | [8 empty] | Federally-Regulated Consumer Product | 06/28/2016 |  | 08/31/2017
Rheem Sales Company, Inc. | Rheem | R802PA125524MSA | Natural Gas | Induced Draft | True | False | 1 | False | Up |  | None | Non-Condensing | Two-Stage Modulating |  | 0.75 | Standard |  | 125000 | 101000 |  |  | 110700 | 1076 | 80 | 78 | [8 empty] | Federally-Regulated Consumer Product | 06/28/2016 |  | 08/31/2017
Rheem Sales Company, Inc. | Rheem | R802PA125524MSA | Natural Gas | Induced Draft | True | False | 1 | False | Horizontal |  | None | Non-Condensing | Two-Stage Modulating |  | 0.75 | Standard |  | 125000 | 101000 |  |  | 110700 | 1076 | 80 | 78 | [8 empty] | Federally-Regulated Consumer Product | 06/28/2016 |  | 08/31/2017
Rheem Sales Company, Inc. | Rheem | R802PA125524MXA | LPG | Induced Draft | True | False | 1 | False | Up |  | None | Non-Condensing | Two-Stage Modulating |  | 0.75 | Standard |  | 125000 | 101000 |  |  | 110700 | 1076 | 80 | 78 | [8 empty] | Federally-Regulated Consumer Product | 06/28/2016 |  | 08/31/2017
Rheem Sales Company, Inc. | Rheem | R802PA125524MXA | LPG | Induced Draft | True | False | 1 | False | Horizontal |  | None | Non-Condensing | Two-Stage Modulating |  | 0.75 | Standard |  | 125000 | 101000 |  |  | 110700 | 1076 | 80 | 78 | [8 empty] | Federally-Regulated Consumer Product | 06/28/2016 |  | 08/31/2017
Rheem Sales Company, Inc. | Rheem | R802PA125524MXA | Natural Gas | Induced Draft | True | False | 1 | False | Up |  | None | Non-Condensing | Two-Stage Modulating |  | 0.75 | Standard |  | 125000 | 101000 |  |  | 110700 | 1076 | 80 | 78 | [8 empty] | Federally-Regulated Consumer Product | 06/28/2016 |  | 08/31/2017
Rheem Sales Company, Inc. | Rheem | R802PA125524MXA | Natural Gas | Induced Draft | True | False | 1 | False | Horizontal |  | None | Non-Condensing | Two-Stage Modulating |  | 0.75 | Standard |  | 125000 | 101000 |  |  | 110700 | 1076 | 80 | 78 | [8 empty] | Federally-Regulated Consumer Product | 06/28/2016 |  | 08/31/2017
Rheem Sales Company, Inc. | Rheem | R802PA150524MSA | LPG | Induced Draft | True | False | 1 | False | Up |  | None | Non-Condensing | Two-Stage Modulating |  | 0.75 | Standard |  | 150000 | 121000 |  |  | 129000 | 1078 | 80 | 78 | [8 empty] | Federally-Regulated Consumer Product | 06/28/2016 |  | 08/31/2017
Rheem Sales Company, Inc. | Rheem | R802PA150524MSA | LPG | Induced Draft | True | False | 1 | False | Horizontal |  | None | Non-Condensing | Two-Stage Modulating |  | 0.75 | Standard |  | 150000 | 121000 |  |  | 129000 | 1078 | 80 | 78 | [8 empty] | Federally-Regulated Consumer Product | 06/28/2016 |  | 08/31/2017
Rheem Sales Company, Inc. | Rheem | R802PA150524MSA | Natural Gas | Induced Draft | True | False | 1 | False | Up |  | None | Non-Condensing | Two-Stage Modulating |  | 0.75 | Standard |  | 150000 | 121000 |  |  | 129000 | 1078 | 80 | 78 | [8 empty] | Federally-Regulated Consumer Product | 06/28/2016 |  | 08/31/2017
Rheem Sales Company, Inc. | Rheem | R802PA150524MSA | Natural Gas | Induced Draft | True | False | 1 | False | Horizontal |  | None | Non-Condensing | Two-Stage Modulating |  | 0.75 | Standard |  | 150000 | 121000 |  |  | 129000 | 1078 | 80 | 78 | [8 empty] | Federally-Regulated Consumer Product | 06/28/2016 |  | 08/31/2017
Rheem Sales Company, Inc. | Rheem | R802PA150524MXA | LPG | Induced Draft | True | False | 1 | False | Up |  | None | Non-Condensing | Two-Stage Modulating |  | 0.75 | Standard |  | 150000 | 121000 |  |  | 129000 | 1078 | 80 | 78 | [8 empty] | Federally-Regulated Consumer Product | 06/28/2016 |  | 08/31/2017
Rheem Sales Company, Inc. | Rheem | R802PA150524MXA | LPG | Induced Draft | True | False | 1 | False | Horizontal |  | None | Non-Condensing | Two-Stage Modulating |  | 0.75 | Standard |  | 150000 | 121000 |  |  | 129000 | 1078 | 80 | 78 | [8 empty] | Federally-Regulated Consumer Product | 06/28/2016 |  | 08/31/2017
Rheem Sales Company, Inc. | Rheem | R802PA150524MXA | Natural Gas | Induced Draft | True | False | 1 | False | Up |  | None | Non-Condensing | Two-Stage Modulating |  | 0.75 | Standard |  | 150000 | 121000 |  |  | 129000 | 1078 | 80 | 78 | [8 empty] | Federally-Regulated Consumer Product | 06/28/2016 |  | 08/31/2017
Rheem Sales Company, Inc. | Rheem | R802PA150524MXA | Natural Gas | Induced Draft | True | False | 1 | False | Horizontal |  | None | Non-Condensing | Two-Stage Modulating |  | 0.75 | Standard |  | 150000 | 121000 |  |  | 129000 | 1078 | 80 | 78 | [8 empty] | Federally-Regulated Consumer Product | 06/28/2016 |  | 08/31/2017
Rheem Sales Company, Inc. | Rheem | R802PA050314MSA | LPG | Induced Draft | True | False | 1 | False | Up |  | None | Non-Condensing | Two-Stage Modulating |  | 0.33 | Standard |  | 50000 | 41000 |  |  | 35500 | 416 | 80 | 78 | [8 empty] | Federally-Regulated Consumer Product | 06/28/2016 |  | 08/31/2017
Rheem Sales Company, Inc. | Rheem | R802PA050314MSA | LPG | Induced Draft | True | False | 1 | False | Horizontal |  | None | Non-Condensing | Two-Stage Modulating |  | 0.33 | Standard |  | 50000 | 41000 |  |  | 35500 | 416 | 80 | 78 | [8 empty] | Federally-Regulated Consumer Product | 06/28/2016 |  | 08/31/2017
Rheem Sales Company, Inc. | Rheem | R802PA050314MSA | Natural Gas | Induced Draft | True | False | 1 | False | Up |  | None | Non-Condensing | Two-Stage Modulating |  | 0.33 | Standard |  | 50000 | 41000 |  |  | 35500 | 416 | 80 | 78 | [8 empty] | Federally-Regulated Consumer Product | 06/28/2016 |  | 08/31/2017
Rheem Sales Company, Inc. | Rheem | R802PA050314MSA | Natural Gas | Induced Draft | True | False | 1 | False | Horizontal |  | None | Non-Condensing | Two-Stage Modulating |  | 0.33 | Standard |  | 50000 | 41000 |  |  | 35500 | 416 | 80 | 78 | [8 empty] | Federally-Regulated Consumer Product | 06/28/2016 |  | 08/31/2017
Rheem Sales Company, Inc. | Rheem | R801TA125524MSA | LPG | Induced Draft | True | False | 1 | False | Up |  | None | Non-Condensing | Single-Stage |  | 0.75 | Standard |  | 125000 | 101000 |  |  | 115800 | 701 | 80 | 78 | [8 empty] | Federally-Regulated Consumer Product | 06/28/2016 |  | 08/31/2017
Rheem Sales Company, Inc. | Rheem | R801TA125524MSA | LPG | Induced Draft | True | False | 1 | False | Horizontal |  | None | Non-Condensing | Single-Stage |  | 0.75 | Standard |  | 125000 | 101000 |  |  | 115800 | 701 | 80 | 78 | [8 empty] | Federally-Regulated Consumer Product | 06/28/2016 |  | 08/31/2017
Rheem Sales Company, Inc. | Rheem | R801TA125524MSA | Natural Gas | Induced Draft | True | False | 1 | False | Up |  | None | Non-Condensing | Single-Stage |  | 0.75 | Standard |  | 125000 | 101000 |  |  | 115800 | 701 | 80 | 78 | [8 empty] | Federally-Regulated Consumer Product | 06/28/2016 |  | 08/31/2017
Rheem Sales Company, Inc. | Rheem | R801TA125524MSA | Natural Gas | Induced Draft | True | False | 1 | False | Horizontal |  | None | Non-Condensing | Single-Stage |  | 0.75 | Standard |  | 125000 | 101000 |  |  | 115800 | 701 | 80 | 78 | [8 empty] | Federally-Regulated Consumer Product | 06/28/2016 |  | 08/31/2017
Rheem Sales Company, Inc. | Rheem | R801TA125524MXA | LPG | Induced Draft | True | False | 1 | False | Up |  | None | Non-Condensing | Single-Stage |  | 0.75 | Standard |  | 125000 | 101000 |  |  | 115800 | 701 | 80 | 78 | [8 empty] | Federally-Regulated Consumer Product | 06/28/2016 |  | 08/31/2017
Rheem Sales Company, Inc. | Rheem | R801TA125524MXA | LPG | Induced Draft | True | False | 1 | False | Horizontal |  | None | Non-Condensing | Single-Stage |  | 0.75 | Standard |  | 125000 | 101000 |  |  | 115800 | 701 | 80 | 78 | [8 empty] | Federally-Regulated Consumer Product | 06/28/2016 |  | 08/31/2017
Rheem Sales Company, Inc. | Rheem | R801TA125524MXA | Natural Gas | Induced Draft | True | False | 1 | False | Up |  | None | Non-Condensing | Single-Stage |  | 0.75 | Standard |  | 125000 | 101000 |  |  | 115800 | 701 | 80 | 78 | [8 empty] | Federally-Regulated Consumer Product | 06/28/2016 |  | 08/31/2017
Rheem Sales Company, Inc. | Rheem | R801TA125524MXA | Natural Gas | Induced Draft | True | False | 1 | False | Horizontal |  | None | Non-Condensing | Single-Stage |  | 0.75 | Standard |  | 125000 | 101000 |  |  | 115800 | 701 | 80 | 78 | [8 empty] | Federally-Regulated Consumer Product | 06/28/2016 |  | 08/31/2017
Rheem Sales Company, Inc. | Rheem | R801TA050314MSA | LPG | Induced Draft | True | False | 1 | False | Up |  | None | Non-Condensing | Single-Stage |  | 0.5 | Standard |  | 50000 | 41000 |  |  | 37700 | 223 | 80 | 78 | [8 empty] | Federally-Regulated Consumer Product | 06/28/2016 |  | 08/31/2017
Rheem Sales Company, Inc. | Rheem | R801TA050314MSA | LPG | Induced Draft | True | False | 1 | False | Horizontal |  | None | Non-Condensing | Single-Stage |  | 0.5 | Standard |  | 50000 | 41000 |  |  | 37700 | 223 | 80 | 78 | [8 empty] | Federally-Regulated Consumer Product | 06/28/2016 |  | 08/31/2017
Rheem Sales Company, Inc. | Rheem | R801TA050314MSA | Natural Gas | Induced Draft | True | False | 1 | False | Up |  | None | Non-Condensing | Single-Stage |  | 0.5 | Standard |  | 50000 | 41000 |  |  | 37700 | 223 | 80 | 78 | [8 empty] | Federally-Regulated Consumer Product | 06/28/2016 |  | 08/31/2017
Rheem Sales Company, Inc. | Rheem | R801TA050314MSA | Natural Gas | Induced Draft | True | False | 1 | False | Horizontal |  | None | Non-Condensing | Single-Stage |  | 0.5 | Standard |  | 50000 | 41000 |  |  | 37700 | 223 | 80 | 78 | [8 empty] | Federally-Regulated Consumer Product | 06/28/2016 |  | 08/31/2017
Rheem Sales Company, Inc. | Rheem | R801TA050314MXA | LPG | Induced Draft | True | False | 1 | False | Up |  | None | Non-Condensing | Single-Stage |  | 0.5 | Standard |  | 50000 | 41000 |  |  | 37700 | 223 | 80 | 78 | [8 empty] | Federally-Regulated Consumer Product | 06/28/2016 |  | 08/31/2017
Rheem Sales Company, Inc. | Rheem | R801TA050314MXA | LPG | Induced Draft | True | False | 1 | False | Horizontal |  | None | Non-Condensing | Single-Stage |  | 0.5 | Standard |  | 50000 | 41000 |  |  | 37700 | 223 | 80 | 78 | [8 empty] | Federally-Regulated Consumer Product | 06/28/2016 |  | 08/31/2017
Rheem Sales Company, Inc. | Rheem | R801TA050314MXA | Natural Gas | Induced Draft | True | False | 1 | False | Up |  | None | Non-Condensing | Single-Stage |  | 0.5 | Standard |  | 50000 | 41000 |  |  | 37700 | 223 | 80 | 78 | [8 empty] | Federally-Regulated Consumer Product | 06/28/2016 |  | 08/31/2017
Rheem Sales Company, Inc. | Rheem | R801TA050314MXA | Natural Gas | Induced Draft | True | False | 1 | False | Horizontal |  | None | Non-Condensing | Single-Stage |  | 0.5 | Standard |  | 50000 | 41000 |  |  | 37700 | 223 | 80 | 78 | [8 empty] | Federally-Regulated Consumer Product | 06/28/2016 |  | 08/31/2017
Rheem Sales Company, Inc. | Rheem | R801TA075417MSA | LPG | Induced Draft | True | False | 1 | False | Up |  | None | Non-Condensing | Single-Stage |  | 0.5 | Standard |  | 75000 | 61000 |  |  | 75800 | 576 | 80 | 78 | [8 empty] | Federally-Regulated Consumer Product | 06/28/2016 |  | 08/31/2017
Rheem Sales Company, Inc. | Rheem | R801TA075417MSA | LPG | Induced Draft | True | False | 1 | False | Horizontal |  | None | Non-Condensing | Single-Stage |  | 0.5 | Standard |  | 75000 | 61000 |  |  | 75800 | 576 | 80 | 78 | [8 empty] | Federally-Regulated Consumer Product | 06/28/2016 |  | 08/31/2017
Rheem Sales Company, Inc. | Rheem | R801TA075417MSA | Natural Gas | Induced Draft | True | False | 1 | False | Up |  | None | Non-Condensing | Single-Stage |  | 0.5 | Standard |  | 75000 | 61000 |  |  | 75800 | 576 | 80 | 78 | [8 empty] | Federally-Regulated Consumer Product | 06/28/2016 |  | 08/31/2017
Rheem Sales Company, Inc. | Rheem | R801TA075417MSA | Natural Gas | Induced Draft | True | False | 1 | False | Horizontal |  | None | Non-Condensing | Single-Stage |  | 0.5 | Standard |  | 75000 | 61000 |  |  | 75800 | 576 | 80 | 78 | [8 empty] | Federally-Regulated Consumer Product | 06/28/2016 |  | 08/31/2017
Rheem Sales Company, Inc. | Rheem | R801TA075417MXA | LPG | Induced Draft | True | False | 1 | False | Up |  | None | Non-Condensing | Single-Stage |  | 0.5 | Standard |  | 75000 | 61000 |  |  | 75800 | 576 | 80 | 78 | [8 empty] | Federally-Regulated Consumer Product | 06/28/2016 |  | 08/31/2017
Rheem Sales Company, Inc. | Rheem | R801TA075417MXA | LPG | Induced Draft | True | False | 1 | False | Horizontal |  | None | Non-Condensing | Single-Stage |  | 0.5 | Standard |  | 75000 | 61000 |  |  | 75800 | 576 | 80 | 78 | [8 empty] | Federally-Regulated Consumer Product | 06/28/2016 |  | 08/31/2017
Rheem Sales Company, Inc. | Rheem | R801TA075417MXA | Natural Gas | Induced Draft | True | False | 1 | False | Up |  | None | Non-Condensing | Single-Stage |  | 0.5 | Standard |  | 75000 | 61000 |  |  | 75800 | 576 | 80 | 78 | [8 empty] | Federally-Regulated Consumer Product | 06/28/2016 |  | 08/31/2017
Rheem Sales Company, Inc. | Rheem | R801TA075417MXA | Natural Gas | Induced Draft | True | False | 1 | False | Horizontal |  | None | Non-Condensing | Single-Stage |  | 0.5 | Standard |  | 75000 | 61000 |  |  | 75800 | 576 | 80 | 78 | [8 empty] | Federally-Regulated Consumer Product | 06/28/2016 |  | 08/31/2017
Rheem Sales Company, Inc. | Rheem | R801TA100521MSA | LPG | Induced Draft | True | False | 1 | False | Up |  | None | Non-Condensing | Single-Stage |  | 0.75 | Standard |  | 100000 | 81000 |  |  | 96800 | 494 | 80 | 78 | [8 empty] | Federally-Regulated Consumer Product | 06/28/2016 |  | 08/31/2017
Rheem Sales Company, Inc. | Rheem | R801TA100521MSA | LPG | Induced Draft | True | False | 1 | False | Horizontal |  | None | Non-Condensing | Single-Stage |  | 0.75 | Standard |  | 100000 | 81000 |  |  | 96800 | 494 | 80 | 78 | [8 empty] | Federally-Regulated Consumer Product | 06/28/2016 |  | 08/31/2017
Rheem Sales Company, Inc. | Rheem | R801TA100521MSA | Natural Gas | Induced Draft | True | False | 1 | False | Up |  | None | Non-Condensing | Single-Stage |  | 0.75 | Standard |  | 100000 | 81000 |  |  | 96800 | 494 | 80 | 78 | [8 empty] | Federally-Regulated Consumer Product | 06/28/2016 |  | 08/31/2017
Rheem Sales Company, Inc. | Rheem | R801TA100521MSA | Natural Gas | Induced Draft | True | False | 1 | False | Horizontal |  | None | Non-Condensing | Single-Stage |  | 0.75 | Standard |  | 100000 | 81000 |  |  | 96800 | 494 | 80 | 78 | [8 empty] | Federally-Regulated Consumer Product | 06/28/2016 |  | 08/31/2017
Rheem Sales Company, Inc. | Rheem | R801TA100521MXA | LPG | Induced Draft | True | False | 1 | False | Up |  | None | Non-Condensing | Single-Stage |  | 0.75 | Standard |  | 100000 | 81000 |  |  | 96800 | 494 | 80 | 78 | [8 empty] | Federally-Regulated Consumer Product | 06/28/2016 |  | 08/31/2017
Rheem Sales Company, Inc. | Rheem | R801TA100521MXA | LPG | Induced Draft | True | False | 1 | False | Horizontal |  | None | Non-Condensing | Single-Stage |  | 0.75 | Standard |  | 100000 | 81000 |  |  | 96800 | 494 | 80 | 78 | [8 empty] | Federally-Regulated Consumer Product | 06/28/2016 |  | 08/31/2017
Rheem Sales Company, Inc. | Rheem | R801TA100521MXA | Natural Gas | Induced Draft | True | False | 1 | False | Up |  | None | Non-Condensing | Single-Stage |  | 0.75 | Standard |  | 100000 | 81000 |  |  | 96800 | 494 | 80 | 78 | [8 empty] | Federally-Regulated Consumer Product | 06/28/2016 |  | 08/31/2017
Rheem Sales Company, Inc. | Rheem | R801TA100521MXA | Natural Gas | Induced Draft | True | False | 1 | False | Horizontal |  | None | Non-Condensing | Single-Stage |  | 0.75 | Standard |  | 100000 | 81000 |  |  | 96800 | 494 | 80 | 78 | [8 empty] | Federally-Regulated Consumer Product | 06/28/2016 |  | 08/31/2017
Rheem Sales Company, Inc. | Rheem | RGEA13030AJD061AA | LPG | Induced Draft | True | True | 1 | False | Down |  | None | Non-Condensing | Single-Stage |  | 0.5 | Standard |  | 60000 | 48000 |  |  | 56000 | 850 | 81 | 78 | [8 empty] | Federally-Regulated Consumer Product | 11/23/2015 |  | 08/31/2017
Rheem Sales Company, Inc. | Rheem | RGEA13030AJD061AA | LPG | Induced Draft | True | True | 1 | False | Horizontal |  | None | Non-Condensing | Single-Stage |  | 0.5 | Standard |  | 60000 | 48000 |  |  | 56000 | 850 | 81 | 78 | [8 empty] | Federally-Regulated Consumer Product | 11/23/2015 |  | 08/31/2017
Rheem Sales Company, Inc. | Rheem | RGEA13030AJD061AA | Natural Gas | Induced Draft | True | True | 1 | False | Down |  | None | Non-Condensing | Single-Stage |  | 0.5 | Standard |  | 60000 | 48000 |  |  | 56000 | 850 | 81 | 78 | [8 empty] | Federally-Regulated Consumer Product | 11/23/2015 |  | 08/31/2017
Rheem Sales Company, Inc. | Rheem | RGEA13030AJD061AA | Natural Gas | Induced Draft | True | True | 1 | False | Horizontal |  | None | Non-Condensing | Single-Stage |  | 0.5 | Standard |  | 60000 | 48000 |  |  | 56000 | 850 | 81 | 78 | [8 empty] | Federally-Regulated Consumer Product | 11/23/2015 |  | 08/31/2017
Rheem Sales Company, Inc. | Rheem | RGEA13030AJD081AA | LPG | Induced Draft | True | True | 1 | False | Down |  | None | Non-Condensing | Single-Stage |  | 0.5 | Standard |  | 80000 | 65000 |  |  | 75000 | 910 | 81 | 78 | [8 empty] | Federally-Regulated Consumer Product | 11/23/2015 |  | 08/31/2017
Rheem Sales Company, Inc. | Rheem | RGEA13030AJD081AA | LPG | Induced Draft | True | True | 1 | False | Horizontal |  | None | Non-Condensing | Single-Stage |  | 0.5 | Standard |  | 80000 | 65000 |  |  | 75000 | 910 | 81 | 78 | [8 empty] | Federally-Regulated Consumer Product | 11/23/2015 |  | 08/31/2017
Rheem Sales Company, Inc. | Rheem | RGEA13030AJD081AA | Natural Gas | Induced Draft | True | True | 1 | False | Down |  | None | Non-Condensing | Single-Stage |  | 0.5 | Standard |  | 80000 | 65000 |  |  | 75000 | 910 | 81 | 78 | [8 empty] | Federally-Regulated Consumer Product | 11/23/2015 |  | 08/31/2017
Rheem Sales Company, Inc. | Rheem | RGEA13030AJD081AA | Natural Gas | Induced Draft | True | True | 1 | False | Horizontal |  | None | Non-Condensing | Single-Stage |  | 0.5 | Standard |  | 80000 | 65000 |  |  | 75000 | 910 | 81 | 78 | [8 empty] | Federally-Regulated Consumer Product | 11/23/2015 |  | 08/31/2017
Rheem Sales Company, Inc. | Rheem | RGEA13036AJD061AA | LPG | Induced Draft | True | True | 1 | False | Down |  | None | Non-Condensing | Single-Stage |  | 0.5 | Standard |  | 60000 | 48000 |  |  | 56000 | 908 | 81 | 78 | [8 empty] | Federally-Regulated Consumer Product | 11/23/2015 |  | 08/31/2017
Rheem Sales Company, Inc. | Rheem | RGEA13036AJD061AA | LPG | Induced Draft | True | True | 1 | False | Horizontal |  | None | Non-Condensing | Single-Stage |  | 0.5 | Standard |  | 60000 | 48000 |  |  | 56000 | 908 | 81 | 78 | [8 empty] | Federally-Regulated Consumer Product | 11/23/2015 |  | 08/31/2017
Rheem Sales Company, Inc. | Rheem | RGEA13036AJD061AA | Natural Gas | Induced Draft | True | True | 1 | False | Down |  | None | Non-Condensing | Single-Stage |  | 0.5 | Standard |  | 60000 | 48000 |  |  | 56000 | 908 | 81 | 78 | [8 empty] | Federally-Regulated Consumer Product | 11/23/2015 |  | 08/31/2017
Rheem Sales Company, Inc. | Rheem | RGEA13036AJD061AA | Natural Gas | Induced Draft | True | True | 1 | False | Horizontal |  | None | Non-Condensing | Single-Stage |  | 0.5 | Standard |  | 60000 | 48000 |  |  | 56000 | 908 | 81 | 78 | [8 empty] | Federally-Regulated Consumer Product | 11/23/2015 |  | 08/31/2017
Rheem Sales Company, Inc. | Rheem | RGEA13036AJD081AA | LPG | Induced Draft | True | True | 1 | False | Down |  | None | Non-Condensing | Single-Stage |  | 0.5 | Standard |  | 80000 | 65000 |  |  | 75000 | 1251 | 81 | 78 | [8 empty] | Federally-Regulated Consumer Product | 11/23/2015 |  | 08/31/2017
Rheem Sales Company, Inc. | Rheem | RGEA13036AJD081AA | LPG | Induced Draft | True | True | 1 | False | Horizontal |  | None | Non-Condensing | Single-Stage |  | 0.5 | Standard |  | 80000 | 65000 |  |  | 75000 | 1251 | 81 | 78 | [8 empty] | Federally-Regulated Consumer Product | 11/23/2015 |  | 08/31/2017
Rheem Sales Company, Inc. | Rheem | RGEA13036AJD081AA | Natural Gas | Induced Draft | True | True | 1 | False | Down |  | None | Non-Condensing | Single-Stage |  | 0.5 | Standard |  | 80000 | 65000 |  |  | 75000 | 1251 | 81 | 78 | [8 empty] | Federally-Regulated Consumer Product | 11/23/2015 |  | 08/31/2017
Rheem Sales Company, Inc. | Rheem | RGEA13036AJD081AA | Natural Gas | Induced Draft | True | True | 1 | False | Horizontal |  | None | Non-Condensing | Single-Stage |  | 0.5 | Standard |  | 80000 | 65000 |  |  | 75000 | 1251 | 81 | 78 | [8 empty] | Federally-Regulated Consumer Product | 11/23/2015 |  | 08/31/2017
Rheem Sales Company, Inc. | Rheem | RGEA13036AJD101AA | LPG | Induced Draft | True | True | 1 | False | Down |  | None | Non-Condensing | Single-Stage |  | 0.5 | Standard |  | 100000 | 81000 |  |  | 93000 | 1169 | 81 | 78 | [8 empty] | Federally-Regulated Consumer Product | 11/23/2015 |  | 08/31/2017
Rheem Sales Company, Inc. | Rheem | RGEA13036AJD101AA | LPG | Induced Draft | True | True | 1 | False | Horizontal |  | None | Non-Condensing | Single-Stage |  | 0.5 | Standard |  | 100000 | 81000 |  |  | 93000 | 1169 | 81 | 78 | [8 empty] | Federally-Regulated Consumer Product | 11/23/2015 |  | 08/31/2017
Rheem Sales Company, Inc. | Rheem | RGEA13036AJD101AA | Natural Gas | Induced Draft | True | True | 1 | False | Down |  | None | Non-Condensing | Single-Stage |  | 0.5 | Standard |  | 100000 | 81000 |  |  | 93000 | 1169 | 81 | 78 | [8 empty] | Federally-Regulated Consumer Product | 11/23/2015 |  | 08/31/2017
Rheem Sales Company, Inc. | Rheem | RGEA13036AJD101AA | Natural Gas | Induced Draft | True | True | 1 | False | Horizontal |  | None | Non-Condensing | Single-Stage |  | 0.5 | Standard |  | 100000 | 81000 |  |  | 93000 | 1169 | 81 | 78 | [8 empty] | Federally-Regulated Consumer Product | 11/23/2015 |  | 08/31/2017
Rheem Sales Company, Inc. | Rheem | RGEA13042AJT081AA | LPG | Induced Draft | True | True | 1 | False | Down |  | None | Non-Condensing | Single-Stage |  | 0.75 | Standard |  | 80000 | 65000 |  |  | 76000 | 653 | 81 | 78 | [8 empty] | Federally-Regulated Consumer Product | 11/23/2015 |  | 08/31/2017
Rheem Sales Company, Inc. | Rheem | RGEA13042AJT081AA | LPG | Induced Draft | True | True | 1 | False | Horizontal |  | None | Non-Condensing | Single-Stage |  | 0.75 | Standard |  | 80000 | 65000 |  |  | 76000 | 653 | 81 | 78 | [8 empty] | Federally-Regulated Consumer Product | 11/23/2015 |  | 08/31/2017
Rheem Sales Company, Inc. | Rheem | RGEA13042AJT081AA | Natural Gas | Induced Draft | True | True | 1 | False | Down |  | None | Non-Condensing | Single-Stage |  | 0.75 | Standard |  | 80000 | 65000 |  |  | 76000 | 653 | 81 | 78 | [8 empty] | Federally-Regulated Consumer Product | 11/23/2015 |  | 08/31/2017
Rheem Sales Company, Inc. | Rheem | RGEA13042AJT081AA | Natural Gas | Induced Draft | True | True | 1 | False | Horizontal |  | None | Non-Condensing | Single-Stage |  | 0.75 | Standard |  | 80000 | 65000 |  |  | 76000 | 653 | 81 | 78 | [8 empty] | Federally-Regulated Consumer Product | 11/23/2015 |  | 08/31/2017
Rheem Sales Company, Inc. | Rheem | RGEA13042AJT101AA | LPG | Induced Draft | True | True | 1 | False | Down |  | None | Non-Condensing | Single-Stage |  | 0.75 | Standard |  | 100000 | 81000 |  |  | 95000 | 743 | 81 | 78 | [8 empty] | Federally-Regulated Consumer Product | 11/23/2015 |  | 08/31/2017
Rheem Sales Company, Inc. | Rheem | RGEA13042AJT101AA | LPG | Induced Draft | True | True | 1 | False | Horizontal |  | None | Non-Condensing | Single-Stage |  | 0.75 | Standard |  | 100000 | 81000 |  |  | 95000 | 743 | 81 | 78 | [8 empty] | Federally-Regulated Consumer Product | 11/23/2015 |  | 08/31/2017
Rheem Sales Company, Inc. | Rheem | RGEA13042AJT101AA | Natural Gas | Induced Draft | True | True | 1 | False | Down |  | None | Non-Condensing | Single-Stage |  | 0.75 | Standard |  | 100000 | 81000 |  |  | 95000 | 743 | 81 | 78 | [8 empty] | Federally-Regulated Consumer Product | 11/23/2015 |  | 08/31/2017
Rheem Sales Company, Inc. | Rheem | RGEA13042AJT101AA | Natural Gas | Induced Draft | True | True | 1 | False | Horizontal |  | None | Non-Condensing | Single-Stage |  | 0.75 | Standard |  | 100000 | 81000 |  |  | 95000 | 743 | 81 | 78 | [8 empty] | Federally-Regulated Consumer Product | 11/23/2015 |  | 08/31/2017
Rheem Sales Company, Inc. | Rheem | RGEA13048AJT081AA | LPG | Induced Draft | True | True | 1 | False | Down |  | None | Non-Condensing | Single-Stage |  | 0.75 | Standard |  | 80000 | 65000 |  |  | 76000 | 593 | 81 | 78 | [8 empty] | Federally-Regulated Consumer Product | 11/23/2015 |  | 08/31/2017
Rheem Sales Company, Inc. | Rheem | RGEA13048AJT081AA | LPG | Induced Draft | True | True | 1 | False | Horizontal |  | None | Non-Condensing | Single-Stage |  | 0.75 | Standard |  | 80000 | 65000 |  |  | 76000 | 593 | 81 | 78 | [8 empty] | Federally-Regulated Consumer Product | 11/23/2015 |  | 08/31/2017
Rheem Sales Company, Inc. | Rheem | RGEA13048AJT081AA | Natural Gas | Induced Draft | True | True | 1 | False | Down |  | None | Non-Condensing | Single-Stage |  | 0.75 | Standard |  | 80000 | 65000 |  |  | 76000 | 593 | 81 | 78 | [8 empty] | Federally-Regulated Consumer Product | 11/23/2015 |  | 08/31/2017
Rheem Sales Company, Inc. | Rheem | RGEA13048AJT081AA | Natural Gas | Induced Draft | True | True | 1 | False | Horizontal |  | None | Non-Condensing | Single-Stage |  | 0.75 | Standard |  | 80000 | 65000 |  |  | 76000 | 593 | 81 | 78 | [8 empty] | Federally-Regulated Consumer Product | 11/23/2015 |  | 08/31/2017
Rheem Sales Company, Inc. | Rheem | RGEA13048AJT101AA | LPG | Induced Draft | True | True | 1 | False | Down |  | None | Non-Condensing | Single-Stage |  | 0.75 | Standard |  | 100000 | 81000 |  |  | 95000 | 679 | 81 | 78 | [8 empty] | Federally-Regulated Consumer Product | 11/23/2015 |  | 08/31/2017
Rheem Sales Company, Inc. | Rheem | RGEA13048AJT101AA | LPG | Induced Draft | True | True | 1 | False | Horizontal |  | None | Non-Condensing | Single-Stage |  | 0.75 | Standard |  | 100000 | 81000 |  |  | 95000 | 679 | 81 | 78 | [8 empty] | Federally-Regulated Consumer Product | 11/23/2015 |  | 08/31/2017
Rheem Sales Company, Inc. | Rheem | RGEA13048AJT101AA | Natural Gas | Induced Draft | True | True | 1 | False | Down |  | None | Non-Condensing | Single-Stage |  | 0.75 | Standard |  | 100000 | 81000 |  |  | 95000 | 679 | 81 | 78 | [8 empty] | Federally-Regulated Consumer Product | 11/23/2015 |  | 08/31/2017
Rheem Sales Company, Inc. | Rheem | RGEA13048AJT101AA | Natural Gas | Induced Draft | True | True | 1 | False | Horizontal |  | None | Non-Condensing | Single-Stage |  | 0.75 | Standard |  | 100000 | 81000 |  |  | 95000 | 679 | 81 | 78 | [8 empty] | Federally-Regulated Consumer Product | 11/23/2015 |  | 08/31/2017
Rheem Sales Company, Inc. | Rheem | RGEA14024AJD041AA | LPG | Induced Draft | True | True | 1 | False | Down |  | None | Non-Condensing | Single-Stage |  | 0.25 | Standard |  | 40000 | 32000 |  |  | 37000 | 565 | 81 | 78 | [8 empty] | Federally-Regulated Consumer Product | 11/23/2015 |  | 08/31/2017
Rheem Sales Company, Inc. | Rheem | RGEA14024AJD041AA | LPG | Induced Draft | True | True | 1 | False | Horizontal |  | None | Non-Condensing | Single-Stage |  | 0.25 | Standard |  | 40000 | 32000 |  |  | 37000 | 565 | 81 | 78 | [8 empty] | Federally-Regulated Consumer Product | 11/23/2015 |  | 08/31/2017
Rheem Sales Company, Inc. | Rheem | RGEA14024AJD041AA | Natural Gas | Induced Draft | True | True | 1 | False | Down |  | None | Non-Condensing | Single-Stage |  | 0.25 | Standard |  | 40000 | 32000 |  |  | 37000 | 565 | 81 | 78 | [8 empty] | Federally-Regulated Consumer Product | 11/23/2015 |  | 08/31/2017
Rheem Sales Company, Inc. | Rheem | RGEA14024AJD041AA | Natural Gas | Induced Draft | True | True | 1 | False | Horizontal |  | None | Non-Condensing | Single-Stage |  | 0.25 | Standard |  | 40000 | 32000 |  |  | 37000 | 565 | 81 | 78 | [8 empty] | Federally-Regulated Consumer Product | 11/23/2015 |  | 08/31/2017
Rheem Sales Company, Inc. | Rheem | RGEA14024AJD04XAA | LPG | Induced Draft | True | True | 1 | False | Down |  | None | Non-Condensing | Single-Stage |  | 0.25 | Standard |  | 40000 | 32000 |  |  | 37000 | 565 | 81 | 78 | [8 empty] | Federally-Regulated Consumer Product | 11/23/2015 |  | 08/31/2017
Rheem Sales Company, Inc. | Rheem | RGEA14024AJD04XAA | LPG | Induced Draft | True | True | 1 | False | Horizontal |  | None | Non-Condensing | Single-Stage |  | 0.25 | Standard |  | 40000 | 32000 |  |  | 37000 | 565 | 81 | 78 | [8 empty] | Federally-Regulated Consumer Product | 11/23/2015 |  | 08/31/2017
Rheem Sales Company, Inc. | Rheem | RGEA14024AJD04XAA | Natural Gas | Induced Draft | True | True | 1 | False | Down |  | None | Non-Condensing | Single-Stage |  | 0.25 | Standard |  | 40000 | 32000 |  |  | 37000 | 565 | 81 | 78 | [8 empty] | Federally-Regulated Consumer Product | 11/23/2015 |  | 08/31/2017
Rheem Sales Company, Inc. | Rheem | RGEA14024AJD04XAA | Natural Gas | Induced Draft | True | True | 1 | False | Horizontal |  | None | Non-Condensing | Single-Stage |  | 0.25 | Standard |  | 40000 | 32000 |  |  | 37000 | 565 | 81 | 78 | [8 empty] | Federally-Regulated Consumer Product | 11/23/2015 |  | 08/31/2017
Rheem Sales Company, Inc. | Rheem | RGEA14024AJD061AA | LPG | Induced Draft | True | True | 1 | False | Down |  | None | Non-Condensing | Single-Stage |  | 0.25 | Standard |  | 60000 | 48000 |  |  | 57000 | 554 | 81 | 78 | [8 empty] | Federally-Regulated Consumer Product | 11/23/2015 |  | 08/31/2017
Rheem Sales Company, Inc. | Rheem | RGEA14024AJD061AA | LPG | Induced Draft | True | True | 1 | False | Horizontal |  | None | Non-Condensing | Single-Stage |  | 0.25 | Standard |  | 60000 | 48000 |  |  | 57000 | 554 | 81 | 78 | [8 empty] | Federally-Regulated Consumer Product | 11/23/2015 |  | 08/31/2017
Rheem Sales Company, Inc. | Rheem | RGEA14024AJD061AA | Natural Gas | Induced Draft | True | True | 1 | False | Down |  | None | Non-Condensing | Single-Stage |  | 0.25 | Standard |  | 60000 | 48000 |  |  | 57000 | 554 | 81 | 78 | [8 empty] | Federally-Regulated Consumer Product | 11/23/2015 |  | 08/31/2017
Rheem Sales Company, Inc. | Rheem | RGEA14024AJD061AA | Natural Gas | Induced Draft | True | True | 1 | False | Horizontal |  | None | Non-Condensing | Single-Stage |  | 0.25 | Standard |  | 60000 | 48000 |  |  | 57000 | 554 | 81 | 78 | [8 empty] | Federally-Regulated Consumer Product | 11/23/2015 |  | 08/31/2017
Rheem Sales Company, Inc. | Rheem | RGEA14024AJD06XAA | LPG | Induced Draft | True | True | 1 | False | Down |  | None | Non-Condensing | Single-Stage |  | 0.25 | Standard |  | 60000 | 48000 |  |  | 57000 | 554 | 81 | 78 | [8 empty] | Federally-Regulated Consumer Product | 11/23/2015 |  | 08/31/2017
Rheem Sales Company, Inc. | Rheem | RGEA14024AJD06XAA | LPG | Induced Draft | True | True | 1 | False | Horizontal |  | None | Non-Condensing | Single-Stage |  | 0.25 | Standard |  | 60000 | 48000 |  |  | 57000 | 554 | 81 | 78 | [8 empty] | Federally-Regulated Consumer Product | 11/23/2015 |  | 08/31/2017
Rheem Sales Company, Inc. | Rheem | RGEA14024AJD06XAA | Natural Gas | Induced Draft | True | True | 1 | False | Down |  | None | Non-Condensing | Single-Stage |  | 0.25 | Standard |  | 60000 | 48000 |  |  | 57000 | 554 | 81 | 78 | [8 empty] | Federally-Regulated Consumer Product | 11/23/2015 |  | 08/31/2017
Rheem Sales Company, Inc. | Rheem | RGEA14024AJD06XAA | Natural Gas | Induced Draft | True | True | 1 | False | Horizontal |  | None | Non-Condensing | Single-Stage |  | 0.25 | Standard |  | 60000 | 48000 |  |  | 57000 | 554 | 81 | 78 | [8 empty] | Federally-Regulated Consumer Product | 11/23/2015 |  | 08/31/2017
Rheem Sales Company, Inc. | Rheem | RGEA14030AJD061AA | LPG | Induced Draft | True | True | 1 | False | Down |  | None | Non-Condensing | Single-Stage |  | 0.5 | Standard |  | 60000 | 48000 |  |  | 56000 | 850 | 81 | 78 | [8 empty] | Federally-Regulated Consumer Product | 11/23/2015 |  | 08/31/2017
Rheem Sales Company, Inc. | Rheem | RGEA14030AJD061AA | LPG | Induced Draft | True | True | 1 | False | Horizontal |  | None | Non-Condensing | Single-Stage |  | 0.5 | Standard |  | 60000 | 48000 |  |  | 56000 | 850 | 81 | 78 | [8 empty] | Federally-Regulated Consumer Product | 11/23/2015 |  | 08/31/2017
Rheem Sales Company, Inc. | Rheem | RGEA14030AJD061AA | Natural Gas | Induced Draft | True | True | 1 | False | Down |  | None | Non-Condensing | Single-Stage |  | 0.5 | Standard |  | 60000 | 48000 |  |  | 56000 | 850 | 81 | 78 | [8 empty] | Federally-Regulated Consumer Product | 11/23/2015 |  | 08/31/2017
Rheem Sales Company, Inc. | Rheem | RGEA14030AJD061AA | Natural Gas | Induced Draft | True | True | 1 | False | Horizontal |  | None | Non-Condensing | Single-Stage |  | 0.5 | Standard |  | 60000 | 48000 |  |  | 56000 | 850 | 81 | 78 | [8 empty] | Federally-Regulated Consumer Product | 11/23/2015 |  | 08/31/2017
Rheem Sales Company, Inc. | Rheem | RGEA14030AJD06XAA | LPG | Induced Draft | True | True | 1 | False | Down |  | None | Non-Condensing | Single-Stage |  | 0.5 | Standard |  | 60000 | 48000 |  |  | 56000 | 850 | 81 | 78 | [8 empty] | Federally-Regulated Consumer Product | 11/23/2015 |  | 08/31/2017
Rheem Sales Company, Inc. | Rheem | RGEA14030AJD06XAA | LPG | Induced Draft | True | True | 1 | False | Horizontal |  | None | Non-Condensing | Single-Stage |  | 0.5 | Standard |  | 60000 | 48000 |  |  | 56000 | 850 | 81 | 78 | [8 empty] | Federally-Regulated Consumer Product | 11/23/2015 |  | 08/31/2017
Rheem Sales Company, Inc. | Rheem | RGEA14030AJD06XAA | Natural Gas | Induced Draft | True | True | 1 | False | Down |  | None | Non-Condensing | Single-Stage |  | 0.5 | Standard |  | 60000 | 48000 |  |  | 56000 | 850 | 81 | 78 | [8 empty] | Federally-Regulated Consumer Product | 11/23/2015 |  | 08/31/2017
Rheem Sales Company, Inc. | Rheem | RGEA14030AJD06XAA | Natural Gas | Induced Draft | True | True | 1 | False | Horizontal |  | None | Non-Condensing | Single-Stage |  | 0.5 | Standard |  | 60000 | 48000 |  |  | 56000 | 850 | 81 | 78 | [8 empty] | Federally-Regulated Consumer Product | 11/23/2015 |  | 08/31/2017
Rheem Sales Company, Inc. | Rheem | RGEA14030AJD081AA | LPG | Induced Draft | True | True | 1 | False | Down |  | None | Non-Condensing | Single-Stage |  | 0.5 | Standard |  | 80000 | 65000 |  |  | 75000 | 910 | 81 | 78 | [8 empty] | Federally-Regulated Consumer Product | 11/23/2015 |  | 08/31/2017
Rheem Sales Company, Inc. | Rheem | RGEA14030AJD081AA | LPG | Induced Draft | True | True | 1 | False | Horizontal |  | None | Non-Condensing | Single-Stage |  | 0.5 | Standard |  | 80000 | 65000 |  |  | 75000 | 910 | 81 | 78 | [8 empty] | Federally-Regulated Consumer Product | 11/23/2015 |  | 08/31/2017
Rheem Sales Company, Inc. | Rheem | RGEA14030AJD081AA | Natural Gas | Induced Draft | True | True | 1 | False | Down |  | None | Non-Condensing | Single-Stage |  | 0.5 | Standard |  | 80000 | 65000 |  |  | 75000 | 910 | 81 | 78 | [8 empty] | Federally-Regulated Consumer Product | 11/23/2015 |  | 08/31/2017
Rheem Sales Company, Inc. | Rheem | RGEA14030AJD081AA | Natural Gas | Induced Draft | True | True | 1 | False | Horizontal |  | None | Non-Condensing | Single-Stage |  | 0.5 | Standard |  | 80000 | 65000 |  |  | 75000 | 910 | 81 | 78 | [8 empty] | Federally-Regulated Consumer Product | 11/23/2015 |  | 08/31/2017
Rheem Sales Company, Inc. | Rheem | RGEA14030AJD08XAA | LPG | Induced Draft | True | True | 1 | False | Down |  | None | Non-Condensing | Single-Stage |  | 0.5 | Standard |  | 80000 | 65000 |  |  | 75000 | 910 | 81 | 78 | [8 empty] | Federally-Regulated Consumer Product | 11/23/2015 |  | 08/31/2017
Rheem Sales Company, Inc. | Rheem | RGEA14030AJD08XAA | LPG | Induced Draft | True | True | 1 | False | Horizontal |  | None | Non-Condensing | Single-Stage |  | 0.5 | Standard |  | 80000 | 65000 |  |  | 75000 | 910 | 81 | 78 | [8 empty] | Federally-Regulated Consumer Product | 11/23/2015 |  | 08/31/2017
Rheem Sales Company, Inc. | Rheem | RGEA14030AJD08XAA | Natural Gas | Induced Draft | True | True | 1 | False | Down |  | None | Non-Condensing | Single-Stage |  | 0.5 | Standard |  | 80000 | 65000 |  |  | 75000 | 910 | 81 | 78 | [8 empty] | Federally-Regulated Consumer Product | 11/23/2015 |  | 08/31/2017
Rheem Sales Company, Inc. | Rheem | RGEA14030AJD08XAA | Natural Gas | Induced Draft | True | True | 1 | False | Horizontal |  | None | Non-Condensing | Single-Stage |  | 0.5 | Standard |  | 80000 | 65000 |  |  | 75000 | 910 | 81 | 78 | [8 empty] | Federally-Regulated Consumer Product | 11/23/2015 |  | 08/31/2017
Rheem Sales Company, Inc. | Rheem | RGEA14036AJD061AA | LPG | Induced Draft | True | True | 1 | False | Down |  | None | Non-Condensing | Single-Stage |  | 0.5 | Standard |  | 60000 | 48000 |  |  | 56000 | 908 | 81 | 78 | [8 empty] | Federally-Regulated Consumer Product | 11/23/2015 |  | 08/31/2017
Rheem Sales Company, Inc. | Rheem | RGEA14036AJD061AA | LPG | Induced Draft | True | True | 1 | False | Horizontal |  | None | Non-Condensing | Single-Stage |  | 0.5 | Standard |  | 60000 | 48000 |  |  | 56000 | 908 | 81 | 78 | [8 empty] | Federally-Regulated Consumer Product | 11/23/2015 |  | 08/31/2017
Rheem Sales Company, Inc. | Rheem | RGEA14036AJD061AA | Natural Gas | Induced Draft | True | True | 1 | False | Down |  | None | Non-Condensing | Single-Stage |  | 0.5 | Standard |  | 60000 | 48000 |  |  | 56000 | 908 | 81 | 78 | [8 empty] | Federally-Regulated Consumer Product | 11/23/2015 |  | 08/31/2017
Rheem Sales Company, Inc. | Rheem | RGEA14036AJD061AA | Natural Gas | Induced Draft | True | True | 1 | False | Horizontal |  | None | Non-Condensing | Single-Stage |  | 0.5 | Standard |  | 60000 | 48000 |  |  | 56000 | 908 | 81 | 78 | [8 empty] | Federally-Regulated Consumer Product | 11/23/2015 |  | 08/31/2017
Rheem Sales Company, Inc. | Rheem | RGEA14036AJD06XAA | LPG | Induced Draft | True | True | 1 | False | Down |  | None | Non-Condensing | Single-Stage |  | 0.5 | Standard |  | 60000 | 48000 |  |  | 56000 | 908 | 81 | 78 | [8 empty] | Federally-Regulated Consumer Product | 11/23/2015 |  | 08/31/2017
Rheem Sales Company, Inc. | Rheem | RGEA14036AJD06XAA | LPG | Induced Draft | True | True | 1 | False | Horizontal |  | None | Non-Condensing | Single-Stage |  | 0.5 | Standard |  | 60000 | 48000 |  |  | 56000 | 908 | 81 | 78 | [8 empty] | Federally-Regulated Consumer Product | 11/23/2015 |  | 08/31/2017
Rheem Sales Company, Inc. | Rheem | RGEA14036AJD06XAA | Natural Gas | Induced Draft | True | True | 1 | False | Down |  | None | Non-Condensing | Single-Stage |  | 0.5 | Standard |  | 60000 | 48000 |  |  | 56000 | 908 | 81 | 78 | [8 empty] | Federally-Regulated Consumer Product | 11/23/2015 |  | 08/31/2017
Rheem Sales Company, Inc. | Rheem | RGEA14036AJD06XAA | Natural Gas | Induced Draft | True | True | 1 | False | Horizontal |  | None | Non-Condensing | Single-Stage |  | 0.5 | Standard |  | 60000 | 48000 |  |  | 56000 | 908 | 81 | 78 | [8 empty] | Federally-Regulated Consumer Product | 11/23/2015 |  | 08/31/2017
Rheem Sales Company, Inc. | Rheem | RGEA14036AJD081AA | LPG | Induced Draft | True | True | 1 | False | Down |  | None | Non-Condensing | Single-Stage |  | 0.5 | Standard |  | 80000 | 65000 |  |  | 75000 | 1251 | 81 | 78 | [8 empty] | Federally-Regulated Consumer Product | 11/23/2015 |  | 08/31/2017
Rheem Sales Company, Inc. | Rheem | RGEA14036AJD081AA | LPG | Induced Draft | True | True | 1 | False | Horizontal |  | None | Non-Condensing | Single-Stage |  | 0.5 | Standard |  | 80000 | 65000 |  |  | 75000 | 1251 | 81 | 78 | [8 empty] | Federally-Regulated Consumer Product | 11/23/2015 |  | 08/31/2017
Rheem Sales Company, Inc. | Rheem | RGEA14036AJD081AA | Natural Gas | Induced Draft | True | True | 1 | False | Down |  | None | Non-Condensing | Single-Stage |  | 0.5 | Standard |  | 80000 | 65000 |  |  | 75000 | 1251 | 81 | 78 | [8 empty] | Federally-Regulated Consumer Product | 11/23/2015 |  | 08/31/2017
Rheem Sales Company, Inc. | Rheem | RGEA14036AJD081AA | Natural Gas | Induced Draft | True | True | 1 | False | Horizontal |  | None | Non-Condensing | Single-Stage |  | 0.5 | Standard |  | 80000 | 65000 |  |  | 75000 | 1251 | 81 | 78 | [8 empty] | Federally-Regulated Consumer Product | 11/23/2015 |  | 08/31/2017
Rheem Sales Company, Inc. | Rheem | RGEA14036AJD08XAA | LPG | Induced Draft | True | True | 1 | False | Down |  | None | Non-Condensing | Single-Stage |  | 0.5 | Standard |  | 80000 | 65000 |  |  | 75000 | 1251 | 81 | 78 | [8 empty] | Federally-Regulated Consumer Product | 11/23/2015 |  | 08/31/2017
Rheem Sales Company, Inc. | Rheem | RGEA14036AJD08XAA | LPG | Induced Draft | True | True | 1 | False | Horizontal |  | None | Non-Condensing | Single-Stage |  | 0.5 | Standard |  | 80000 | 65000 |  |  | 75000 | 1251 | 81 | 78 | [8 empty] | Federally-Regulated Consumer Product | 11/23/2015 |  | 08/31/2017
Rheem Sales Company, Inc. | Rheem | RGEA14036AJD08XAA | Natural Gas | Induced Draft | True | True | 1 | False | Down |  | None | Non-Condensing | Single-Stage |  | 0.5 | Standard |  | 80000 | 65000 |  |  | 75000 | 1251 | 81 | 78 | [8 empty] | Federally-Regulated Consumer Product | 11/23/2015 |  | 08/31/2017
Rheem Sales Company, Inc. | Rheem | RGEA14036AJD08XAA | Natural Gas | Induced Draft | True | True | 1 | False | Horizontal |  | None | Non-Condensing | Single-Stage |  | 0.5 | Standard |  | 80000 | 65000 |  |  | 75000 | 1251 | 81 | 78 | [8 empty] | Federally-Regulated Consumer Product | 11/23/2015 |  | 08/31/2017
Rheem Sales Company, Inc. | Rheem | RGEA14036AJD101AA | LPG | Induced Draft | True | True | 1 | False | Down |  | None | Non-Condensing | Single-Stage |  | 0.5 | Standard |  | 100000 | 81000 |  |  | 93000 | 1169 | 81 | 78 | [8 empty] | Federally-Regulated Consumer Product | 11/23/2015 |  | 08/31/2017
Rheem Sales Company, Inc. | Rheem | RGEA14036AJD101AA | LPG | Induced Draft | True | True | 1 | False | Horizontal |  | None | Non-Condensing | Single-Stage |  | 0.5 | Standard |  | 100000 | 81000 |  |  | 93000 | 1169 | 81 | 78 | [8 empty] | Federally-Regulated Consumer Product | 11/23/2015 |  | 08/31/2017
Rheem Sales Company, Inc. | Rheem | RGEA14036AJD101AA | Natural Gas | Induced Draft | True | True | 1 | False | Down |  | None | Non-Condensing | Single-Stage |  | 0.5 | Standard |  | 100000 | 81000 |  |  | 93000 | 1169 | 81 | 78 | [8 empty] | Federally-Regulated Consumer Product | 11/23/2015 |  | 08/31/2017
Rheem Sales Company, Inc. | Rheem | RGEA14036AJD101AA | Natural Gas | Induced Draft | True | True | 1 | False | Horizontal |  | None | Non-Condensing | Single-Stage |  | 0.5 | Standard |  | 100000 | 81000 |  |  | 93000 | 1169 | 81 | 78 | [8 empty] | Federally-Regulated Consumer Product | 11/23/2015 |  | 08/31/2017
Rheem Sales Company, Inc. | Rheem | RGEA14036AJD10XAA | LPG | Induced Draft | True | True | 1 | False | Down |  | None | Non-Condensing | Single-Stage |  | 0.5 | Standard |  | 100000 | 81000 |  |  | 93000 | 1169 | 81 | 78 | [8 empty] | Federally-Regulated Consumer Product | 11/23/2015 |  | 08/31/2017
Rheem Sales Company, Inc. | Rheem | RGEA14036AJD10XAA | LPG | Induced Draft | True | True | 1 | False | Horizontal |  | None | Non-Condensing | Single-Stage |  | 0.5 | Standard |  | 100000 | 81000 |  |  | 93000 | 1169 | 81 | 78 | [8 empty] | Federally-Regulated Consumer Product | 11/23/2015 |  | 08/31/2017
Rheem Sales Company, Inc. | Rheem | RGEA14036AJD10XAA | Natural Gas | Induced Draft | True | True | 1 | False | Down |  | None | Non-Condensing | Single-Stage |  | 0.5 | Standard |  | 100000 | 81000 |  |  | 93000 | 1169 | 81 | 78 | [8 empty] | Federally-Regulated Consumer Product | 11/23/2015 |  | 08/31/2017
Rheem Sales Company, Inc. | Rheem | RGEA14036AJD10XAA | Natural Gas | Induced Draft | True | True | 1 | False | Horizontal |  | None | Non-Condensing | Single-Stage |  | 0.5 | Standard |  | 100000 | 81000 |  |  | 93000 | 1169 | 81 | 78 | [8 empty] | Federally-Regulated Consumer Product | 11/23/2015 |  | 08/31/2017
Rheem Sales Company, Inc. | Rheem | RGEA14042AJT081AA | LPG | Induced Draft | True | True | 1 | False | Down |  | None | Non-Condensing | Single-Stage |  | 0.75 | Standard |  | 80000 | 65000 |  |  | 76000 | 653 | 81 | 78 | [8 empty] | Federally-Regulated Consumer Product | 11/23/2015 |  | 08/31/2017
Rheem Sales Company, Inc. | Rheem | RGEA14042AJT081AA | LPG | Induced Draft | True | True | 1 | False | Horizontal |  | None | Non-Condensing | Single-Stage |  | 0.75 | Standard |  | 80000 | 65000 |  |  | 76000 | 653 | 81 | 78 | [8 empty] | Federally-Regulated Consumer Product | 11/23/2015 |  | 08/31/2017
Rheem Sales Company, Inc. | Rheem | RGEA14042AJT081AA | Natural Gas | Induced Draft | True | True | 1 | False | Down |  | None | Non-Condensing | Single-Stage |  | 0.75 | Standard |  | 80000 | 65000 |  |  | 76000 | 653 | 81 | 78 | [8 empty] | Federally-Regulated Consumer Product | 11/23/2015 |  | 08/31/2017
Rheem Sales Company, Inc. | Rheem | RGEA14042AJT081AA | Natural Gas | Induced Draft | True | True | 1 | False | Horizontal |  | None | Non-Condensing | Single-Stage |  | 0.75 | Standard |  | 80000 | 65000 |  |  | 76000 | 653 | 81 | 78 | [8 empty] | Federally-Regulated Consumer Product | 11/23/2015 |  | 08/31/2017
Rheem Sales Company, Inc. | Rheem | RGEA14042AJT08XAA | LPG | Induced Draft | True | True | 1 | False | Down |  | None | Non-Condensing | Single-Stage |  | 0.75 | Standard |  | 80000 | 65000 |  |  | 76000 | 653 | 81 | 78 | [8 empty] | Federally-Regulated Consumer Product | 11/23/2015 |  | 08/31/2017
Rheem Sales Company, Inc. | Rheem | RGEA14042AJT08XAA | LPG | Induced Draft | True | True | 1 | False | Horizontal |  | None | Non-Condensing | Single-Stage |  | 0.75 | Standard |  | 80000 | 65000 |  |  | 76000 | 653 | 81 | 78 | [8 empty] | Federally-Regulated Consumer Product | 11/23/2015 |  | 08/31/2017
Rheem Sales Company, Inc. | Rheem | RGEA14042AJT08XAA | Natural Gas | Induced Draft | True | True | 1 | False | Down |  | None | Non-Condensing | Single-Stage |  | 0.75 | Standard |  | 80000 | 65000 |  |  | 76000 | 653 | 81 | 78 | [8 empty] | Federally-Regulated Consumer Product | 11/23/2015 |  | 08/31/2017
Rheem Sales Company, Inc. | Rheem | RGEA14042AJT08XAA | Natural Gas | Induced Draft | True | True | 1 | False | Horizontal |  | None | Non-Condensing | Single-Stage |  | 0.75 | Standard |  | 80000 | 65000 |  |  | 76000 | 653 | 81 | 78 | [8 empty] | Federally-Regulated Consumer Product | 11/23/2015 |  | 08/31/2017
Rheem Sales Company, Inc. | Rheem | RGEA14042AJT101AA | LPG | Induced Draft | True | True | 1 | False | Down |  | None | Non-Condensing | Single-Stage |  | 0.75 | Standard |  | 100000 | 81000 |  |  | 95000 | 743 | 81 | 78 | [8 empty] | Federally-Regulated Consumer Product | 11/23/2015 |  | 08/31/2017
Rheem Sales Company, Inc. | Rheem | RGEA14042AJT101AA | LPG | Induced Draft | True | True | 1 | False | Horizontal |  | None | Non-Condensing | Single-Stage |  | 0.75 | Standard |  | 100000 | 81000 |  |  | 95000 | 743 | 81 | 78 | [8 empty] | Federally-Regulated Consumer Product | 11/23/2015 |  | 08/31/2017
Rheem Sales Company, Inc. | Rheem | RGEA14042AJT101AA | Natural Gas | Induced Draft | True | True | 1 | False | Down |  | None | Non-Condensing | Single-Stage |  | 0.75 | Standard |  | 100000 | 81000 |  |  | 95000 | 743 | 81 | 78 | [8 empty] | Federally-Regulated Consumer Product | 11/23/2015 |  | 08/31/2017
Rheem Sales Company, Inc. | Rheem | RGEA14042AJT101AA | Natural Gas | Induced Draft | True | True | 1 | False | Horizontal |  | None | Non-Condensing | Single-Stage |  | 0.75 | Standard |  | 100000 | 81000 |  |  | 95000 | 743 | 81 | 78 | [8 empty] | Federally-Regulated Consumer Product | 11/23/2015 |  | 08/31/2017
Rheem Sales Company, Inc. | Rheem | RGEA14042AJT10XAA | LPG | Induced Draft | True | True | 1 | False | Down |  | None | Non-Condensing | Single-Stage |  | 0.75 | Standard |  | 100000 | 81000 |  |  | 95000 | 743 | 81 | 78 | [8 empty] | Federally-Regulated Consumer Product | 11/23/2015 |  | 08/31/2017
Rheem Sales Company, Inc. | Rheem | RGEA14042AJT10XAA | LPG | Induced Draft | True | True | 1 | False | Horizontal |  | None | Non-Condensing | Single-Stage |  | 0.75 | Standard |  | 100000 | 81000 |  |  | 95000 | 743 | 81 | 78 | [8 empty] | Federally-Regulated Consumer Product | 11/23/2015 |  | 08/31/2017
Rheem Sales Company, Inc. | Rheem | RGEA14042AJT10XAA | Natural Gas | Induced Draft | True | True | 1 | False | Down |  | None | Non-Condensing | Single-Stage |  | 0.75 | Standard |  | 100000 | 81000 |  |  | 95000 | 743 | 81 | 78 | [8 empty] | Federally-Regulated Consumer Product | 11/23/2015 |  | 08/31/2017
Rheem Sales Company, Inc. | Rheem | RGEA14042AJT10XAA | Natural Gas | Induced Draft | True | True | 1 | False | Horizontal |  | None | Non-Condensing | Single-Stage |  | 0.75 | Standard |  | 100000 | 81000 |  |  | 95000 | 743 | 81 | 78 | [8 empty] | Federally-Regulated Consumer Product | 11/23/2015 |  | 08/31/2017
Rheem Sales Company, Inc. | Rheem | RGEA14048AJT081AA | LPG | Induced Draft | True | True | 1 | False | Down |  | None | Non-Condensing | Single-Stage |  | 0.75 | Standard |  | 80000 | 65000 |  |  | 76000 | 593 | 81 | 78 | [8 empty] | Federally-Regulated Consumer Product | 11/23/2015 |  | 08/31/2017
Rheem Sales Company, Inc. | Rheem | RGEA14048AJT081AA | LPG | Induced Draft | True | True | 1 | False | Horizontal |  | None | Non-Condensing | Single-Stage |  | 0.75 | Standard |  | 80000 | 65000 |  |  | 76000 | 593 | 81 | 78 | [8 empty] | Federally-Regulated Consumer Product | 11/23/2015 |  | 08/31/2017
Rheem Sales Company, Inc. | Rheem | RGEA14048AJT081AA | Natural Gas | Induced Draft | True | True | 1 | False | Down |  | None | Non-Condensing | Single-Stage |  | 0.75 | Standard |  | 80000 | 65000 |  |  | 76000 | 593 | 81 | 78 | [8 empty] | Federally-Regulated Consumer Product | 11/23/2015 |  | 08/31/2017
Rheem Sales Company, Inc. | Rheem | RGEA14048AJT081AA | Natural Gas | Induced Draft | True | True | 1 | False | Horizontal |  | None | Non-Condensing | Single-Stage |  | 0.75 | Standard |  | 80000 | 65000 |  |  | 76000 | 593 | 81 | 78 | [8 empty] | Federally-Regulated Consumer Product | 11/23/2015 |  | 08/31/2017
Rheem Sales Company, Inc. | Rheem | RGEA14048AJT08XAA | LPG | Induced Draft | True | True | 1 | False | Down |  | None | Non-Condensing | Single-Stage |  | 0.75 | Standard |  | 80000 | 65000 |  |  | 76000 | 593 | 81 | 78 | [8 empty] | Federally-Regulated Consumer Product | 11/23/2015 |  | 08/31/2017
Rheem Sales Company, Inc. | Rheem | RGEA14048AJT08XAA | LPG | Induced Draft | True | True | 1 | False | Horizontal |  | None | Non-Condensing | Single-Stage |  | 0.75 | Standard |  | 80000 | 65000 |  |  | 76000 | 593 | 81 | 78 | [8 empty] | Federally-Regulated Consumer Product | 11/23/2015 |  | 08/31/2017
Rheem Sales Company, Inc. | Rheem | RGEA14048AJT08XAA | Natural Gas | Induced Draft | True | True | 1 | False | Down |  | None | Non-Condensing | Single-Stage |  | 0.75 | Standard |  | 80000 | 65000 |  |  | 76000 | 593 | 81 | 78 | [8 empty] | Federally-Regulated Consumer Product | 11/23/2015 |  | 08/31/2017
Rheem Sales Company, Inc. | Rheem | RGEA14048AJT08XAA | Natural Gas | Induced Draft | True | True | 1 | False | Horizontal |  | None | Non-Condensing | Single-Stage |  | 0.75 | Standard |  | 80000 | 65000 |  |  | 76000 | 593 | 81 | 78 | [8 empty] | Federally-Regulated Consumer Product | 11/23/2015 |  | 08/31/2017
Rheem Sales Company, Inc. | Rheem | RGEA14048AJT101AA | LPG | Induced Draft | True | True | 1 | False | Down |  | None | Non-Condensing | Single-Stage |  | 0.75 | Standard |  | 100000 | 81000 |  |  | 95000 | 679 | 81 | 78 | [8 empty] | Federally-Regulated Consumer Product | 11/23/2015 |  | 08/31/2017
Rheem Sales Company, Inc. | Rheem | RGEA14048AJT101AA | LPG | Induced Draft | True | True | 1 | False | Horizontal |  | None | Non-Condensing | Single-Stage |  | 0.75 | Standard |  | 100000 | 81000 |  |  | 95000 | 679 | 81 | 78 | [8 empty] | Federally-Regulated Consumer Product | 11/23/2015 |  | 08/31/2017
Rheem Sales Company, Inc. | Rheem | RGEA14048AJT101AA | Natural Gas | Induced Draft | True | True | 1 | False | Down |  | None | Non-Condensing | Single-Stage |  | 0.75 | Standard |  | 100000 | 81000 |  |  | 95000 | 679 | 81 | 78 | [8 empty] | Federally-Regulated Consumer Product | 11/23/2015 |  | 08/31/2017
Rheem Sales Company, Inc. | Rheem | RGEA14048AJT101AA | Natural Gas | Induced Draft | True | True | 1 | False | Horizontal |  | None | Non-Condensing | Single-Stage |  | 0.75 | Standard |  | 100000 | 81000 |  |  | 95000 | 679 | 81 | 78 | [8 empty] | Federally-Regulated Consumer Product | 11/23/2015 |  | 08/31/2017
Rheem Sales Company, Inc. | Rheem | RGEA14048AJT10XAA | LPG | Induced Draft | True | True | 1 | False | Down |  | None | Non-Condensing | Single-Stage |  | 0.75 | Standard |  | 100000 | 81000 |  |  | 95000 | 679 | 81 | 78 | [8 empty] | Federally-Regulated Consumer Product | 11/23/2015 |  | 08/31/2017
Rheem Sales Company, Inc. | Rheem | RGEA14048AJT10XAA | LPG | Induced Draft | True | True | 1 | False | Horizontal |  | None | Non-Condensing | Single-Stage |  | 0.75 | Standard |  | 100000 | 81000 |  |  | 95000 | 679 | 81 | 78 | [8 empty] | Federally-Regulated Consumer Product | 11/23/2015 |  | 08/31/2017
Rheem Sales Company, Inc. | Rheem | RGEA14048AJT10XAA | Natural Gas | Induced Draft | True | True | 1 | False | Down |  | None | Non-Condensing | Single-Stage |  | 0.75 | Standard |  | 100000 | 81000 |  |  | 95000 | 679 | 81 | 78 | [8 empty] | Federally-Regulated Consumer Product | 11/23/2015 |  | 08/31/2017
Rheem Sales Company, Inc. | Rheem | RGEA14048AJT10XAA | Natural Gas | Induced Draft | True | True | 1 | False | Horizontal |  | None | Non-Condensing | Single-Stage |  | 0.75 | Standard |  | 100000 | 81000 |  |  | 95000 | 679 | 81 | 78 | [8 empty] | Federally-Regulated Consumer Product | 11/23/2015 |  | 08/31/2017
Rheem Sales Company, Inc. | Rheem | RGEA16024AJV062AA | LPG | Induced Draft | True | True | 1 | False | Down |  | None | Non-Condensing | Single-Stage |  | 0.5 | Standard |  | 60000 | 49000 |  |  | 55000 | 649 | 81 | 78 | [8 empty] | Federally-Regulated Consumer Product | 11/23/2015 |  | 08/31/2017
Rheem Sales Company, Inc. | Rheem | RGEA16024AJV062AA | LPG | Induced Draft | True | True | 1 | False | Horizontal |  | None | Non-Condensing | Single-Stage |  | 0.5 | Standard |  | 60000 | 49000 |  |  | 55000 | 649 | 81 | 78 | [8 empty] | Federally-Regulated Consumer Product | 11/23/2015 |  | 08/31/2017
Rheem Sales Company, Inc. | Rheem | RGEA16024AJV062AA | Natural Gas | Induced Draft | True | True | 1 | False | Down |  | None | Non-Condensing | Single-Stage |  | 0.5 | Standard |  | 60000 | 49000 |  |  | 55000 | 649 | 81 | 78 | [8 empty] | Federally-Regulated Consumer Product | 11/23/2015 |  | 08/31/2017
Rheem Sales Company, Inc. | Rheem | RGEA16024AJV062AA | Natural Gas | Induced Draft | True | True | 1 | False | Horizontal |  | None | Non-Condensing | Single-Stage |  | 0.5 | Standard |  | 60000 | 49000 |  |  | 55000 | 649 | 81 | 78 | [8 empty] | Federally-Regulated Consumer Product | 11/23/2015 |  | 08/31/2017
Rheem Sales Company, Inc. | Rheem | RGEA16024AJV06TAA | LPG | Induced Draft | True | True | 1 | False | Down |  | None | Non-Condensing | Single-Stage |  | 0.5 | Standard |  | 60000 | 49000 |  |  | 55000 | 649 | 81 | 78 | [8 empty] | Federally-Regulated Consumer Product | 11/23/2015 |  | 08/31/2017
Rheem Sales Company, Inc. | Rheem | RGEA16024AJV06TAA | LPG | Induced Draft | True | True | 1 | False | Horizontal |  | None | Non-Condensing | Single-Stage |  | 0.5 | Standard |  | 60000 | 49000 |  |  | 55000 | 649 | 81 | 78 | [8 empty] | Federally-Regulated Consumer Product | 11/23/2015 |  | 08/31/2017
Rheem Sales Company, Inc. | Rheem | RGEA16024AJV06TAA | Natural Gas | Induced Draft | True | True | 1 | False | Down |  | None | Non-Condensing | Single-Stage |  | 0.5 | Standard |  | 60000 | 49000 |  |  | 55000 | 649 | 81 | 78 | [8 empty] | Federally-Regulated Consumer Product | 11/23/2015 |  | 08/31/2017
Rheem Sales Company, Inc. | Rheem | RGEA16024AJV06TAA | Natural Gas | Induced Draft | True | True | 1 | False | Horizontal |  | None | Non-Condensing | Single-Stage |  | 0.5 | Standard |  | 60000 | 49000 |  |  | 55000 | 649 | 81 | 78 | [8 empty] | Federally-Regulated Consumer Product | 11/23/2015 |  | 08/31/2017
Rheem Sales Company, Inc. | Rheem | RGEA16036AJV062AA | LPG | Induced Draft | True | True | 1 | False | Down |  | None | Non-Condensing | Single-Stage |  | 0.5 | Standard |  | 60000 | 49000 |  |  | 56000 | 481 | 81 | 78 | [8 empty] | Federally-Regulated Consumer Product | 11/23/2015 |  | 08/31/2017
Rheem Sales Company, Inc. | Rheem | RGEA16036AJV062AA | LPG | Induced Draft | True | True | 1 | False | Horizontal |  | None | Non-Condensing | Single-Stage |  | 0.5 | Standard |  | 60000 | 49000 |  |  | 56000 | 481 | 81 | 78 | [8 empty] | Federally-Regulated Consumer Product | 11/23/2015 |  | 08/31/2017
Rheem Sales Company, Inc. | Rheem | RGEA16036AJV062AA | Natural Gas | Induced Draft | True | True | 1 | False | Down |  | None | Non-Condensing | Single-Stage |  | 0.5 | Standard |  | 60000 | 49000 |  |  | 56000 | 481 | 81 | 78 | [8 empty] | Federally-Regulated Consumer Product | 11/23/2015 |  | 08/31/2017
Rheem Sales Company, Inc. | Rheem | RGEA16036AJV062AA | Natural Gas | Induced Draft | True | True | 1 | False | Horizontal |  | None | Non-Condensing | Single-Stage |  | 0.5 | Standard |  | 60000 | 49000 |  |  | 56000 | 481 | 81 | 78 | [8 empty] | Federally-Regulated Consumer Product | 11/23/2015 |  | 08/31/2017
Rheem Sales Company, Inc. | Rheem | RGEA16036AJV06TAA | LPG | Induced Draft | True | True | 1 | False | Down |  | None | Non-Condensing | Single-Stage |  | 0.5 | Standard |  | 60000 | 49000 |  |  | 56000 | 481 | 81 | 78 | [8 empty] | Federally-Regulated Consumer Product | 11/23/2015 |  | 08/31/2017
Rheem Sales Company, Inc. | Rheem | RGEA16036AJV06TAA | LPG | Induced Draft | True | True | 1 | False | Horizontal |  | None | Non-Condensing | Single-Stage |  | 0.5 | Standard |  | 60000 | 49000 |  |  | 56000 | 481 | 81 | 78 | [8 empty] | Federally-Regulated Consumer Product | 11/23/2015 |  | 08/31/2017
Rheem Sales Company, Inc. | Rheem | RGEA16036AJV06TAA | Natural Gas | Induced Draft | True | True | 1 | False | Down |  | None | Non-Condensing | Single-Stage |  | 0.5 | Standard |  | 60000 | 49000 |  |  | 56000 | 481 | 81 | 78 | [8 empty] | Federally-Regulated Consumer Product | 11/23/2015 |  | 08/31/2017
Rheem Sales Company, Inc. | Rheem | RGEA16036AJV06TAA | Natural Gas | Induced Draft | True | True | 1 | False | Horizontal |  | None | Non-Condensing | Single-Stage |  | 0.5 | Standard |  | 60000 | 49000 |  |  | 56000 | 481 | 81 | 78 | [8 empty] | Federally-Regulated Consumer Product | 11/23/2015 |  | 08/31/2017
Rheem Sales Company, Inc. | Rheem | RGEA16036AJV082AA | LPG | Induced Draft | True | True | 1 | False | Down |  | None | Non-Condensing | Single-Stage |  | 0.75 | Standard |  | 80000 | 65000 |  |  | 74000 | 681 | 81 | 78 | [8 empty] | Federally-Regulated Consumer Product | 11/23/2015 |  | 08/31/2017
Rheem Sales Company, Inc. | Rheem | RGEA16036AJV082AA | LPG | Induced Draft | True | True | 1 | False | Horizontal |  | None | Non-Condensing | Single-Stage |  | 0.75 | Standard |  | 80000 | 65000 |  |  | 74000 | 681 | 81 | 78 | [8 empty] | Federally-Regulated Consumer Product | 11/23/2015 |  | 08/31/2017
Rheem Sales Company, Inc. | Rheem | RGEA16036AJV082AA | Natural Gas | Induced Draft | True | True | 1 | False | Down |  | None | Non-Condensing | Single-Stage |  | 0.75 | Standard |  | 80000 | 65000 |  |  | 74000 | 681 | 81 | 78 | [8 empty] | Federally-Regulated Consumer Product | 11/23/2015 |  | 08/31/2017
Rheem Sales Company, Inc. | Rheem | RGEA16036AJV082AA | Natural Gas | Induced Draft | True | True | 1 | False | Horizontal |  | None | Non-Condensing | Single-Stage |  | 0.75 | Standard |  | 80000 | 65000 |  |  | 74000 | 681 | 81 | 78 | [8 empty] | Federally-Regulated Consumer Product | 11/23/2015 |  | 08/31/2017
Rheem Sales Company, Inc. | Rheem | RGEA16036AJV08TAA | LPG | Induced Draft | True | True | 1 | False | Down |  | None | Non-Condensing | Single-Stage |  | 0.75 | Standard |  | 80000 | 65000 |  |  | 74000 | 681 | 81 | 78 | [8 empty] | Federally-Regulated Consumer Product | 11/23/2015 |  | 08/31/2017
Rheem Sales Company, Inc. | Rheem | RGEA16036AJV08TAA | LPG | Induced Draft | True | True | 1 | False | Horizontal |  | None | Non-Condensing | Single-Stage |  | 0.75 | Standard |  | 80000 | 65000 |  |  | 74000 | 681 | 81 | 78 | [8 empty] | Federally-Regulated Consumer Product | 11/23/2015 |  | 08/31/2017
Rheem Sales Company, Inc. | Rheem | RGEA16036AJV08TAA | Natural Gas | Induced Draft | True | True | 1 | False | Down |  | None | Non-Condensing | Single-Stage |  | 0.75 | Standard |  | 80000 | 65000 |  |  | 74000 | 681 | 81 | 78 | [8 empty] | Federally-Regulated Consumer Product | 11/23/2015 |  | 08/31/2017
Rheem Sales Company, Inc. | Rheem | RGEA16036AJV08TAA | Natural Gas | Induced Draft | True | True | 1 | False | Horizontal |  | None | Non-Condensing | Single-Stage |  | 0.75 | Standard |  | 80000 | 65000 |  |  | 74000 | 681 | 81 | 78 | [8 empty] | Federally-Regulated Consumer Product | 11/23/2015 |  | 08/31/2017
Rheem Sales Company, Inc. | Rheem | RGEA16036AJV102AA | LPG | Induced Draft | True | True | 1 | False | Down |  | None | Non-Condensing | Single-Stage |  | 0.75 | Standard |  | 100000 | 81000 |  |  | 94000 | 744 | 81 | 78 | [8 empty] | Federally-Regulated Consumer Product | 11/23/2015 |  | 08/31/2017
Rheem Sales Company, Inc. | Rheem | RGEA16036AJV102AA | LPG | Induced Draft | True | True | 1 | False | Horizontal |  | None | Non-Condensing | Single-Stage |  | 0.75 | Standard |  | 100000 | 81000 |  |  | 94000 | 744 | 81 | 78 | [8 empty] | Federally-Regulated Consumer Product | 11/23/2015 |  | 08/31/2017
Rheem Sales Company, Inc. | Rheem | RGEA16036AJV102AA | Natural Gas | Induced Draft | True | True | 1 | False | Down |  | None | Non-Condensing | Single-Stage |  | 0.75 | Standard |  | 100000 | 81000 |  |  | 94000 | 744 | 81 | 78 | [8 empty] | Federally-Regulated Consumer Product | 11/23/2015 |  | 08/31/2017
Rheem Sales Company, Inc. | Rheem | RGEA16036AJV102AA | Natural Gas | Induced Draft | True | True | 1 | False | Horizontal |  | None | Non-Condensing | Single-Stage |  | 0.75 | Standard |  | 100000 | 81000 |  |  | 94000 | 744 | 81 | 78 | [8 empty] | Federally-Regulated Consumer Product | 11/23/2015 |  | 08/31/2017
Rheem Sales Company, Inc. | Rheem | RGEA16036AJV10TAA | LPG | Induced Draft | True | True | 1 | False | Down |  | None | Non-Condensing | Single-Stage |  | 0.75 | Standard |  | 100000 | 81000 |  |  | 94000 | 744 | 81 | 78 | [8 empty] | Federally-Regulated Consumer Product | 11/23/2015 |  | 08/31/2017
Rheem Sales Company, Inc. | Rheem | RGEA16036AJV10TAA | LPG | Induced Draft | True | True | 1 | False | Horizontal |  | None | Non-Condensing | Single-Stage |  | 0.75 | Standard |  | 100000 | 81000 |  |  | 94000 | 744 | 81 | 78 | [8 empty] | Federally-Regulated Consumer Product | 11/23/2015 |  | 08/31/2017
Rheem Sales Company, Inc. | Rheem | RGEA16036AJV10TAA | Natural Gas | Induced Draft | True | True | 1 | False | Down |  | None | Non-Condensing | Single-Stage |  | 0.75 | Standard |  | 100000 | 81000 |  |  | 94000 | 744 | 81 | 78 | [8 empty] | Federally-Regulated Consumer Product | 11/23/2015 |  | 08/31/2017
Rheem Sales Company, Inc. | Rheem | RGEA16036AJV10TAA | Natural Gas | Induced Draft | True | True | 1 | False | Horizontal |  | None | Non-Condensing | Single-Stage |  | 0.75 | Standard |  | 100000 | 81000 |  |  | 94000 | 744 | 81 | 78 | [8 empty] | Federally-Regulated Consumer Product | 11/23/2015 |  | 08/31/2017
Rheem Sales Company, Inc. | Rheem | RGEA16048AJV082AA | LPG | Induced Draft | True | True | 1 | False | Down |  | None | Non-Condensing | Single-Stage |  | 0.75 | Standard |  | 80000 | 65000 |  |  | 74000 | 681 | 81 | 78 | [8 empty] | Federally-Regulated Consumer Product | 11/23/2015 |  | 08/31/2017
Rheem Sales Company, Inc. | Rheem | RGEA16048AJV082AA | LPG | Induced Draft | True | True | 1 | False | Horizontal |  | None | Non-Condensing | Single-Stage |  | 0.75 | Standard |  | 80000 | 65000 |  |  | 74000 | 681 | 81 | 78 | [8 empty] | Federally-Regulated Consumer Product | 11/23/2015 |  | 08/31/2017
Carrier Corp. - Syracuse | Bryant | 312JAV048090 | LPG | Induced Draft | True | False | 1 | False | Up |  | None | Non-Condensing | Two-Stage Modulating |  | 0.5 | Standard |  | 88000 | 71000 |  |  | 74300 | 665 | 80 | 78 | [8 empty] | Federally-Regulated Consumer Product | 09/16/2016 |  | 09/08/2017
Carrier Corp. - Syracuse | Bryant | 312JAV048090 | Natural Gas | Induced Draft | True | False | 1 | False | Up |  | None | Non-Condensing | Two-Stage Modulating |  | 0.5 | Standard |  | 88000 | 71000 |  |  | 74300 | 665 | 80 | 78 | [8 empty] | Federally-Regulated Consumer Product | 09/16/2016 |  | 09/08/2017
Carrier Corp. - Syracuse | Bryant | 312JAV066110* | LPG | Induced Draft | True | False | 1 | False | Down |  | None | Non-Condensing | Two-Stage Modulating |  | 0.75 | Standard |  | 105000 | 85000 |  |  | 90500 | 1144 | 80 | 78 | [8 empty] | Federally-Regulated Consumer Product | 09/16/2016 |  | 09/08/2017
Carrier Corp. - Syracuse | Bryant | 312JAV066110* | LPG | Induced Draft | True | False | 1 | False | Horizontal |  | None | Non-Condensing | Two-Stage Modulating |  | 0.75 | Standard |  | 105000 | 85000 |  |  | 90500 | 1144 | 80 | 78 | [8 empty] | Federally-Regulated Consumer Product | 09/16/2016 |  | 09/08/2017
Carrier Corp. - Syracuse | Bryant | 312JAV066110* | Natural Gas | Induced Draft | True | False | 1 | False | Down |  | None | Non-Condensing | Two-Stage Modulating |  | 0.75 | Standard |  | 105000 | 85000 |  |  | 90500 | 1144 | 80 | 78 | [8 empty] | Federally-Regulated Consumer Product | 09/16/2016 |  | 09/08/2017
Carrier Corp. - Syracuse | Bryant | 312JAV066110* | Natural Gas | Induced Draft | True | False | 1 | False | Horizontal |  | None | Non-Condensing | Two-Stage Modulating |  | 0.75 | Standard |  | 105000 | 85000 |  |  | 90500 | 1144 | 80 | 78 | [8 empty] | Federally-Regulated Consumer Product | 09/16/2016 |  | 09/08/2017
Carrier Corp. - Syracuse | Bryant | 312JAV066110 | LPG | Induced Draft | True | False | 1 | False | Up |  | None | Non-Condensing | Two-Stage Modulating |  | 0.75 | Standard |  | 110000 | 89000 |  |  | 90900 | 1149 | 80 | 78 | [8 empty] | Federally-Regulated Consumer Product | 09/16/2016 |  | 09/08/2017
Carrier Corp. - Syracuse | Bryant | 312JAV066110 | Natural Gas | Induced Draft | True | False | 1 | False | Up |  | None | Non-Condensing | Two-Stage Modulating |  | 0.75 | Standard |  | 110000 | 89000 |  |  | 90900 | 1149 | 80 | 78 | [8 empty] | Federally-Regulated Consumer Product | 09/16/2016 |  | 09/08/2017
Lennox Industries Inc. | Airease | A80UH1E045A12L | LPG | Induced Draft | True | False | 1 | False | Up |  | None | Non-Condensing | Single-Stage |  | 0.5 | Standard |  | 44000 | 36000 |  |  | 38900 | 337 | 80 | 78 | [8 empty] | Federally-Regulated Consumer Product | 09/20/2016 |  | 09/08/2017
Lennox Industries Inc. | Airease | A80UH1E045A12L | LPG | Induced Draft | True | False | 1 | False | Horizontal |  | None | Non-Condensing | Single-Stage |  | 0.5 | Standard |  | 44000 | 36000 |  |  | 38900 | 337 | 80 | 78 | [8 empty] | Federally-Regulated Consumer Product | 09/20/2016 |  | 09/08/2017
Lennox Industries Inc. | Airease | A80UH1E045A12L | Natural Gas | Induced Draft | True | False | 1 | False | Up |  | None | Non-Condensing | Single-Stage |  | 0.5 | Standard |  | 44000 | 36000 |  |  | 38900 | 337 | 80 | 78 | [8 empty] | Federally-Regulated Consumer Product | 09/20/2016 |  | 09/08/2017
Lennox Industries Inc. | Airease | A80UH1E045A12L | Natural Gas | Induced Draft | True | False | 1 | False | Horizontal |  | None | Non-Condensing | Single-Stage |  | 0.5 | Standard |  | 44000 | 36000 |  |  | 38900 | 337 | 80 | 78 | [8 empty] | Federally-Regulated Consumer Product | 09/20/2016 |  | 09/08/2017
Lennox Industries Inc. | Airease | A80UH1E110C20L-* | LPG | Induced Draft | True | False | 1 | False | Up |  | None | Non-Condensing | Single-Stage |  | 1 | Standard |  | 110000 | 90000 |  |  | 97800 | 618 | 80 | 78 | [8 empty] | Federally-Regulated Consumer Product | 09/20/2016 |  | 09/08/2017
Lennox Industries Inc. | Airease | A80UH1E110C20L-* | LPG | Induced Draft | True | False | 1 | False | Horizontal |  | None | Non-Condensing | Single-Stage |  | 1 | Standard |  | 110000 | 90000 |  |  | 97800 | 618 | 80 | 78 | [8 empty] | Federally-Regulated Consumer Product | 09/20/2016 |  | 09/08/2017
Lennox Industries Inc. | Airease | A80UH1E110C20L-* | Natural Gas | Induced Draft | True | False | 1 | False | Up |  | None | Non-Condensing | Single-Stage |  | 1 | Standard |  | 110000 | 90000 |  |  | 97800 | 618 | 80 | 78 | [8 empty] | Federally-Regulated Consumer Product | 09/20/2016 |  | 09/08/2017
Lennox Industries Inc. | Airease | A80UH1E110C20L-* | Natural Gas | Induced Draft | True | False | 1 | False | Horizontal |  | None | Non-Condensing | Single-Stage |  | 1 | Standard |  | 110000 | 90000 |  |  | 97800 | 618 | 80 | 78 | [8 empty] | Federally-Regulated Consumer Product | 09/20/2016 |  | 09/08/2017
Lennox Industries Inc. | Airease | A80DF1E070A12-* | LPG | Induced Draft | True | False | 1 | False | Down |  | None | Non-Condensing | Single-Stage |  | 0.5 | Standard |  | 66000 | 54000 |  |  | 59100 | 289 | 80 | 78 | [8 empty] | Federally-Regulated Consumer Product | 09/20/2016 |  | 09/08/2017
Lennox Industries Inc. | Airease | A80DF1E070A12-* | Natural Gas | Induced Draft | True | False | 1 | False | Down |  | None | Non-Condensing | Single-Stage |  | 0.5 | Standard |  | 66000 | 54000 |  |  | 59100 | 289 | 80 | 78 | [8 empty] | Federally-Regulated Consumer Product | 09/20/2016 |  | 09/08/2017
Lennox Industries Inc. | Airease | A80UH1E070B12L-* | LPG | Induced Draft | True | False | 1 | False | Up |  | None | Non-Condensing | Single-Stage |  | 0.5 | Standard |  | 66000 | 53000 |  |  | 59400 | 219 | 80 | 78 | [8 empty] | Federally-Regulated Consumer Product | 09/20/2016 |  | 09/08/2017
Lennox Industries Inc. | Airease | A80UH1E070B12L-* | LPG | Induced Draft | True | False | 1 | False | Horizontal |  | None | Non-Condensing | Single-Stage |  | 0.5 | Standard |  | 66000 | 53000 |  |  | 59400 | 219 | 80 | 78 | [8 empty] | Federally-Regulated Consumer Product | 09/20/2016 |  | 09/08/2017
Lennox Industries Inc. | Airease | A80UH1E070B12L-* | Natural Gas | Induced Draft | True | False | 1 | False | Up |  | None | Non-Condensing | Single-Stage |  | 0.5 | Standard |  | 66000 | 53000 |  |  | 59400 | 219 | 80 | 78 | [8 empty] | Federally-Regulated Consumer Product | 09/20/2016 |  | 09/08/2017
Lennox Industries Inc. | Airease | A80UH1E070B12L-* | Natural Gas | Induced Draft | True | False | 1 | False | Horizontal |  | None | Non-Condensing | Single-Stage |  | 0.5 | Standard |  | 66000 | 53000 |  |  | 59400 | 219 | 80 | 78 | [8 empty] | Federally-Regulated Consumer Product | 09/20/2016 |  | 09/08/2017
Lennox Industries Inc. | Airease | A80UH1E090B16L-* | LPG | Induced Draft | True | False | 1 | False | Up |  | None | Non-Condensing | Single-Stage |  | 0.75 | Standard |  | 88000 | 72000 |  |  | 78600 | 410 | 80 | 78 | [8 empty] | Federally-Regulated Consumer Product | 09/20/2016 |  | 09/08/2017
Lennox Industries Inc. | Airease | A80UH1E090B16L-* | LPG | Induced Draft | True | False | 1 | False | Horizontal |  | None | Non-Condensing | Single-Stage |  | 0.75 | Standard |  | 88000 | 72000 |  |  | 78600 | 410 | 80 | 78 | [8 empty] | Federally-Regulated Consumer Product | 09/20/2016 |  | 09/08/2017
Lennox Industries Inc. | Airease | A80UH1E090B16L-* | Natural Gas | Induced Draft | True | False | 1 | False | Up |  | None | Non-Condensing | Single-Stage |  | 0.75 | Standard |  | 88000 | 72000 |  |  | 78600 | 410 | 80 | 78 | [8 empty] | Federally-Regulated Consumer Product | 09/20/2016 |  | 09/08/2017
Lennox Industries Inc. | Airease | A80UH1E090B16L-* | Natural Gas | Induced Draft | True | False | 1 | False | Horizontal |  | None | Non-Condensing | Single-Stage |  | 0.75 | Standard |  | 88000 | 72000 |  |  | 78600 | 410 | 80 | 78 | [8 empty] | Federally-Regulated Consumer Product | 09/20/2016 |  | 09/08/2017
Lennox Industries Inc. | Airease | A80US2V07012-* | LPG | Induced Draft | True | False | 1 | False | Up |  | None | Non-Condensing | Two-Stage Modulating |  | 0.5 | Standard |  | 66000 | 52000 |  |  | 58800 | 195 | 80 | 78 | [8 empty] | Federally-Regulated Consumer Product | 09/20/2016 |  | 09/08/2017
Lennox Industries Inc. | Airease | A80US2V07012-* | LPG | Induced Draft | True | False | 1 | False | Horizontal |  | None | Non-Condensing | Two-Stage Modulating |  | 0.5 | Standard |  | 66000 | 52000 |  |  | 58800 | 195 | 80 | 78 | [8 empty] | Federally-Regulated Consumer Product | 09/20/2016 |  | 09/08/2017
Lennox Industries Inc. | Airease | A80US2V07012-* | Natural Gas | Induced Draft | True | False | 1 | False | Up |  | None | Non-Condensing | Two-Stage Modulating |  | 0.5 | Standard |  | 66000 | 52000 |  |  | 58800 | 195 | 80 | 78 | [8 empty] | Federally-Regulated Consumer Product | 09/20/2016 |  | 09/08/2017
Lennox Industries Inc. | Airease | A80US2V07012-* | Natural Gas | Induced Draft | True | False | 1 | False | Horizontal |  | None | Non-Condensing | Two-Stage Modulating |  | 0.5 | Standard |  | 66000 | 52000 |  |  | 58800 | 195 | 80 | 78 | [8 empty] | Federally-Regulated Consumer Product | 09/20/2016 |  | 09/08/2017
Lennox Industries Inc. | AIRE-FLO | 95AF1UH045P12B-* | LPG | Induced Draft | True | False | 1 | False | Up |  | None | Condensing | Single-Stage |  | 0.2 | Standard |  | 44000 | 41000 |  |  | 32800 | 354 | 95 | 78 | [8 empty] | Federally-Regulated Consumer Product | 09/20/2016 |  | 09/08/2017
Lennox Industries Inc. | AIRE-FLO | 95AF1UH045P12B-* | LPG | Induced Draft | True | False | 1 | False | Horizontal |  | None | Condensing | Single-Stage |  | 0.2 | Standard |  | 44000 | 41000 |  |  | 32800 | 354 | 95 | 78 | [8 empty] | Federally-Regulated Consumer Product | 09/20/2016 |  | 09/08/2017
Lennox Industries Inc. | AIRE-FLO | 95AF1UH045P12B-* | Natural Gas | Induced Draft | True | False | 1 | False | Up |  | None | Condensing | Single-Stage |  | 0.2 | Standard |  | 44000 | 41000 |  |  | 32800 | 354 | 95 | 78 | [8 empty] | Federally-Regulated Consumer Product | 09/20/2016 |  | 09/08/2017
Lennox Industries Inc. | AIRE-FLO | 95AF1UH045P12B-* | Natural Gas | Induced Draft | True | False | 1 | False | Horizontal |  | None | Condensing | Single-Stage |  | 0.2 | Standard |  | 44000 | 41000 |  |  | 32800 | 354 | 95 | 78 | [8 empty] | Federally-Regulated Consumer Product | 09/20/2016 |  | 09/08/2017
Lennox Industries Inc. | ARMSTRONG AIR | A80UH1E045A12L | LPG | Induced Draft | True | False | 1 | False | Up |  | None | Non-Condensing | Single-Stage |  | 0.5 | Standard |  | 44000 | 36000 |  |  | 38900 | 337 | 80 | 78 | [8 empty] | Federally-Regulated Consumer Product | 09/20/2016 |  | 09/08/2017
Lennox Industries Inc. | ARMSTRONG AIR | A80UH1E045A12L | LPG | Induced Draft | True | False | 1 | False | Horizontal |  | None | Non-Condensing | Single-Stage |  | 0.5 | Standard |  | 44000 | 36000 |  |  | 38900 | 337 | 80 | 78 | [8 empty] | Federally-Regulated Consumer Product | 09/20/2016 |  | 09/08/2017
Lennox Industries Inc. | ARMSTRONG AIR | A80UH1E045A12L | Natural Gas | Induced Draft | True | False | 1 | False | Up |  | None | Non-Condensing | Single-Stage |  | 0.5 | Standard |  | 44000 | 36000 |  |  | 38900 | 337 | 80 | 78 | [8 empty] | Federally-Regulated Consumer Product | 09/20/2016 |  | 09/08/2017
Lennox Industries Inc. | ARMSTRONG AIR | A80UH1E045A12L | Natural Gas | Induced Draft | True | False | 1 | False | Horizontal |  | None | Non-Condensing | Single-Stage |  | 0.5 | Standard |  | 44000 | 36000 |  |  | 38900 | 337 | 80 | 78 | [8 empty] | Federally-Regulated Consumer Product | 09/20/2016 |  | 09/08/2017
Lennox Industries Inc. | ARMSTRONG AIR | A80UH1E110C20L-* | LPG | Induced Draft | True | False | 1 | False | Up |  | None | Non-Condensing | Single-Stage |  | 1 | Standard |  | 110000 | 90000 |  |  | 97800 | 618 | 80 | 78 | [8 empty] | Federally-Regulated Consumer Product | 09/20/2016 |  | 09/08/2017
Lennox Industries Inc. | ARMSTRONG AIR | A80UH1E110C20L-* | LPG | Induced Draft | True | False | 1 | False | Horizontal |  | None | Non-Condensing | Single-Stage |  | 1 | Standard |  | 110000 | 90000 |  |  | 97800 | 618 | 80 | 78 | [8 empty] | Federally-Regulated Consumer Product | 09/20/2016 |  | 09/08/2017
Lennox Industries Inc. | ARMSTRONG AIR | A80UH1E110C20L-* | Natural Gas | Induced Draft | True | False | 1 | False | Up |  | None | Non-Condensing | Single-Stage |  | 1 | Standard |  | 110000 | 90000 |  |  | 97800 | 618 | 80 | 78 | [8 empty] | Federally-Regulated Consumer Product | 09/20/2016 |  | 09/08/2017
Lennox Industries Inc. | ARMSTRONG AIR | A80UH1E110C20L-* | Natural Gas | Induced Draft | True | False | 1 | False | Horizontal |  | None | Non-Condensing | Single-Stage |  | 1 | Standard |  | 110000 | 90000 |  |  | 97800 | 618 | 80 | 78 | [8 empty] | Federally-Regulated Consumer Product | 09/20/2016 |  | 09/08/2017
Lennox Industries Inc. | ARMSTRONG AIR | A80DF1E070A12-* | LPG | Induced Draft | True | False | 1 | False | Down |  | None | Non-Condensing | Single-Stage |  | 0.5 | Standard |  | 66000 | 54000 |  |  | 59100 | 289 | 80 | 78 | [8 empty] | Federally-Regulated Consumer Product | 09/20/2016 |  | 09/08/2017
Lennox Industries Inc. | ARMSTRONG AIR | A80DF1E070A12-* | Natural Gas | Induced Draft | True | False | 1 | False | Down |  | None | Non-Condensing | Single-Stage |  | 0.5 | Standard |  | 66000 | 54000 |  |  | 59100 | 289 | 80 | 78 | [8 empty] | Federally-Regulated Consumer Product | 09/20/2016 |  | 09/08/2017
Lennox Industries Inc. | ARMSTRONG AIR | A80UH1E070B12L-* | LPG | Induced Draft | True | False | 1 | False | Up |  | None | Non-Condensing | Single-Stage |  | 0.5 | Standard |  | 66000 | 53000 |  |  | 59400 | 219 | 80 | 78 | [8 empty] | Federally-Regulated Consumer Product | 09/20/2016 |  | 09/08/2017
Lennox Industries Inc. | ARMSTRONG AIR | A80UH1E070B12L-* | LPG | Induced Draft | True | False | 1 | False | Horizontal |  | None | Non-Condensing | Single-Stage |  | 0.5 | Standard |  | 66000 | 53000 |  |  | 59400 | 219 | 80 | 78 | [8 empty] | Federally-Regulated Consumer Product | 09/20/2016 |  | 09/08/2017
Lennox Industries Inc. | ARMSTRONG AIR | A80UH1E070B12L-* | Natural Gas | Induced Draft | True | False | 1 | False | Up |  | None | Non-Condensing | Single-Stage |  | 0.5 | Standard |  | 66000 | 53000 |  |  | 59400 | 219 | 80 | 78 | [8 empty] | Federally-Regulated Consumer Product | 09/20/2016 |  | 09/08/2017
Lennox Industries Inc. | ARMSTRONG AIR | A80UH1E070B12L-* | Natural Gas | Induced Draft | True | False | 1 | False | Horizontal |  | None | Non-Condensing | Single-Stage |  | 0.5 | Standard |  | 66000 | 53000 |  |  | 59400 | 219 | 80 | 78 | [8 empty] | Federally-Regulated Consumer Product | 09/20/2016 |  | 09/08/2017
Lennox Industries Inc. | ARMSTRONG AIR | A80UH1E090B16L-* | LPG | Induced Draft | True | False | 1 | False | Up |  | None | Non-Condensing | Single-Stage |  | 0.75 | Standard |  | 88000 | 72000 |  |  | 78600 | 410 | 80 | 78 | [8 empty] | Federally-Regulated Consumer Product | 09/20/2016 |  | 09/08/2017
Lennox Industries Inc. | ARMSTRONG AIR | A80UH1E090B16L-* | LPG | Induced Draft | True | False | 1 | False | Horizontal |  | None | Non-Condensing | Single-Stage |  | 0.75 | Standard |  | 88000 | 72000 |  |  | 78600 | 410 | 80 | 78 | [8 empty] | Federally-Regulated Consumer Product | 09/20/2016 |  | 09/08/2017
Lennox Industries Inc. | ARMSTRONG AIR | A80UH1E090B16L-* | Natural Gas | Induced Draft | True | False | 1 | False | Up |  | None | Non-Condensing | Single-Stage |  | 0.75 | Standard |  | 88000 | 72000 |  |  | 78600 | 410 | 80 | 78 | [8 empty] | Federally-Regulated Consumer Product | 09/20/2016 |  | 09/08/2017
Lennox Industries Inc. | ARMSTRONG AIR | A80UH1E090B16L-* | Natural Gas | Induced Draft | True | False | 1 | False | Horizontal |  | None | Non-Condensing | Single-Stage |  | 0.75 | Standard |  | 88000 | 72000 |  |  | 78600 | 410 | 80 | 78 | [8 empty] | Federally-Regulated Consumer Product | 09/20/2016 |  | 09/08/2017
Lennox Industries Inc. | ARMSTRONG AIR | A80US2V07012-* | LPG | Induced Draft | True | False | 1 | False | Up |  | None | Non-Condensing | Two-Stage Modulating |  | 0.5 | Standard |  | 66000 | 52000 |  |  | 58800 | 195 | 80 | 78 | [8 empty] | Federally-Regulated Consumer Product | 09/20/2016 |  | 09/08/2017
Lennox Industries Inc. | ARMSTRONG AIR | A80US2V07012-* | LPG | Induced Draft | True | False | 1 | False | Horizontal |  | None | Non-Condensing | Two-Stage Modulating |  | 0.5 | Standard |  | 66000 | 52000 |  |  | 58800 | 195 | 80 | 78 | [8 empty] | Federally-Regulated Consumer Product | 09/20/2016 |  | 09/08/2017
Lennox Industries Inc. | ARMSTRONG AIR | A80US2V07012-* | Natural Gas | Induced Draft | True | False | 1 | False | Up |  | None | Non-Condensing | Two-Stage Modulating |  | 0.5 | Standard |  | 66000 | 52000 |  |  | 58800 | 195 | 80 | 78 | [8 empty] | Federally-Regulated Consumer Product | 09/20/2016 |  | 09/08/2017
Lennox Industries Inc. | ARMSTRONG AIR | A80US2V07012-* | Natural Gas | Induced Draft | True | False | 1 | False | Horizontal |  | None | Non-Condensing | Two-Stage Modulating |  | 0.5 | Standard |  | 66000 | 52000 |  |  | 58800 | 195 | 80 | 78 | [8 empty] | Federally-Regulated Consumer Product | 09/20/2016 |  | 09/08/2017
Lennox Industries Inc. | Concord | 80G1UH045AE12L | LPG | Induced Draft | True | False | 1 | False | Up |  | None | Non-Condensing | Single-Stage |  | 0.5 | Standard |  | 44000 | 36000 |  |  | 38900 | 337 | 80 | 78 | [8 empty] | Federally-Regulated Consumer Product | 09/20/2016 |  | 09/08/2017
Lennox Industries Inc. | Concord | 80G1UH045AE12L | LPG | Induced Draft | True | False | 1 | False | Horizontal |  | None | Non-Condensing | Single-Stage |  | 0.5 | Standard |  | 44000 | 36000 |  |  | 38900 | 337 | 80 | 78 | [8 empty] | Federally-Regulated Consumer Product | 09/20/2016 |  | 09/08/2017
Lennox Industries Inc. | Concord | 80G1UH045AE12L | Natural Gas | Induced Draft | True | False | 1 | False | Up |  | None | Non-Condensing | Single-Stage |  | 0.5 | Standard |  | 44000 | 36000 |  |  | 38900 | 337 | 80 | 78 | [8 empty] | Federally-Regulated Consumer Product | 09/20/2016 |  | 09/08/2017
Lennox Industries Inc. | Concord | 80G1UH045AE12L | Natural Gas | Induced Draft | True | False | 1 | False | Horizontal |  | None | Non-Condensing | Single-Stage |  | 0.5 | Standard |  | 44000 | 36000 |  |  | 38900 | 337 | 80 | 78 | [8 empty] | Federally-Regulated Consumer Product | 09/20/2016 |  | 09/08/2017
Lennox Industries Inc. | Concord | 80G1DF070AE12-* | LPG | Induced Draft | True | False | 1 | False | Down |  | None | Non-Condensing | Single-Stage |  | 0.5 | Standard |  | 66000 | 54000 |  |  | 59100 | 289 | 80 | 78 | [8 empty] | Federally-Regulated Consumer Product | 09/20/2016 |  | 09/08/2017
Lennox Industries Inc. | Concord | 80G1DF070AE12-* | Natural Gas | Induced Draft | True | False | 1 | False | Down |  | None | Non-Condensing | Single-Stage |  | 0.5 | Standard |  | 66000 | 54000 |  |  | 59100 | 289 | 80 | 78 | [8 empty] | Federally-Regulated Consumer Product | 09/20/2016 |  | 09/08/2017
Lennox Industries Inc. | Concord | 80G1UH110CE20L-* | LPG | Induced Draft | True | False | 1 | False | Up |  | None | Non-Condensing | Single-Stage |  | 1 | Standard |  | 110000 | 90000 |  |  | 97800 | 618 | 80 | 78 | [8 empty] | Federally-Regulated Consumer Product | 09/20/2016 |  | 09/08/2017
Lennox Industries Inc. | Concord | 80G1UH110CE20L-* | LPG | Induced Draft | True | False | 1 | False | Horizontal |  | None | Non-Condensing | Single-Stage |  | 1 | Standard |  | 110000 | 90000 |  |  | 97800 | 618 | 80 | 78 | [8 empty] | Federally-Regulated Consumer Product | 09/20/2016 |  | 09/08/2017
Lennox Industries Inc. | Concord | 80G1UH110CE20L-* | Natural Gas | Induced Draft | True | False | 1 | False | Up |  | None | Non-Condensing | Single-Stage |  | 1 | Standard |  | 110000 | 90000 |  |  | 97800 | 618 | 80 | 78 | [8 empty] | Federally-Regulated Consumer Product | 09/20/2016 |  | 09/08/2017
Lennox Industries Inc. | Concord | 80G1UH110CE20L-* | Natural Gas | Induced Draft | True | False | 1 | False | Horizontal |  | None | Non-Condensing | Single-Stage |  | 1 | Standard |  | 110000 | 90000 |  |  | 97800 | 618 | 80 | 78 | [8 empty] | Federally-Regulated Consumer Product | 09/20/2016 |  | 09/08/2017
Lennox Industries Inc. | Concord | 80G1UH090BE16L-* | LPG | Induced Draft | True | False | 1 | False | Up |  | None | Non-Condensing | Single-Stage |  | 0.75 | Standard |  | 88000 | 72000 |  |  | 78600 | 410 | 80 | 78 | [8 empty] | Federally-Regulated Consumer Product | 09/20/2016 |  | 09/08/2017
Lennox Industries Inc. | Concord | 80G1UH090BE16L-* | LPG | Induced Draft | True | False | 1 | False | Horizontal |  | None | Non-Condensing | Single-Stage |  | 0.75 | Standard |  | 88000 | 72000 |  |  | 78600 | 410 | 80 | 78 | [8 empty] | Federally-Regulated Consumer Product | 09/20/2016 |  | 09/08/2017
Lennox Industries Inc. | Concord | 80G1UH090BE16L-* | Natural Gas | Induced Draft | True | False | 1 | False | Up |  | None | Non-Condensing | Single-Stage |  | 0.75 | Standard |  | 88000 | 72000 |  |  | 78600 | 410 | 80 | 78 | [8 empty] | Federally-Regulated Consumer Product | 09/20/2016 |  | 09/08/2017
Lennox Industries Inc. | Concord | 80G1UH090BE16L-* | Natural Gas | Induced Draft | True | False | 1 | False | Horizontal |  | None | Non-Condensing | Single-Stage |  | 0.75 | Standard |  | 88000 | 72000 |  |  | 78600 | 410 | 80 | 78 | [8 empty] | Federally-Regulated Consumer Product | 09/20/2016 |  | 09/08/2017
Lennox Industries Inc. | Concord | 80G1UH070BE12L-* | LPG | Induced Draft | True | False | 1 | False | Up |  | None | Non-Condensing | Single-Stage |  | 0.5 | Standard |  | 66000 | 53000 |  |  | 59400 | 219 | 80 | 78 | [8 empty] | Federally-Regulated Consumer Product | 09/20/2016 |  | 09/08/2017
Lennox Industries Inc. | Concord | 80G1UH070BE12L-* | LPG | Induced Draft | True | False | 1 | False | Horizontal |  | None | Non-Condensing | Single-Stage |  | 0.5 | Standard |  | 66000 | 53000 |  |  | 59400 | 219 | 80 | 78 | [8 empty] | Federally-Regulated Consumer Product | 09/20/2016 |  | 09/08/2017
Lennox Industries Inc. | Concord | 80G1UH070BE12L-* | Natural Gas | Induced Draft | True | False | 1 | False | Up |  | None | Non-Condensing | Single-Stage |  | 0.5 | Standard |  | 66000 | 53000 |  |  | 59400 | 219 | 80 | 78 | [8 empty] | Federally-Regulated Consumer Product | 09/20/2016 |  | 09/08/2017
Lennox Industries Inc. | Concord | 80G1UH070BE12L-* | Natural Gas | Induced Draft | True | False | 1 | False | Horizontal |  | None | Non-Condensing | Single-Stage |  | 0.5 | Standard |  | 66000 | 53000 |  |  | 59400 | 219 | 80 | 78 | [8 empty] | Federally-Regulated Consumer Product | 09/20/2016 |  | 09/08/2017
Lennox Industries Inc. | Concord | 80G2UH090BV16L | LPG | Induced Draft | True | False | 1 | False | Up |  | None | Non-Condensing | Two-Stage Modulating |  | 1 | Standard |  | 88000 | 70000 |  |  | 78000 | 293 | 80 | 78 | [8 empty] | Federally-Regulated Consumer Product | 09/20/2016 |  | 09/08/2017
Lennox Industries Inc. | Concord | 80G2UH090BV16L | LPG | Induced Draft | True | False | 1 | False | Horizontal |  | None | Non-Condensing | Two-Stage Modulating |  | 1 | Standard |  | 88000 | 70000 |  |  | 78000 | 293 | 80 | 78 | [8 empty] | Federally-Regulated Consumer Product | 09/20/2016 |  | 09/08/2017
Lennox Industries Inc. | Concord | 80G2UH070AV12L | LPG | Induced Draft | True | False | 1 | False | Up |  | None | Non-Condensing | Two-Stage Modulating |  | 0.5 | Standard |  | 66000 | 52000 |  |  | 58800 | 195 | 80 | 78 | [8 empty] | Federally-Regulated Consumer Product | 09/20/2016 |  | 09/08/2017
Lennox Industries Inc. | Concord | 80G2UH070AV12L | LPG | Induced Draft | True | False | 1 | False | Horizontal |  | None | Non-Condensing | Two-Stage Modulating |  | 0.5 | Standard |  | 66000 | 52000 |  |  | 58800 | 195 | 80 | 78 | [8 empty] | Federally-Regulated Consumer Product | 09/20/2016 |  | 09/08/2017
Lennox Industries Inc. | Concord | 80G2UH110CV20L | LPG | Induced Draft | True | False | 1 | False | Up |  | None | Non-Condensing | Two-Stage Modulating |  | 1 | Standard |  | 110000 | 87000 |  |  | 96800 | 435 | 80 | 78 | [8 empty] | Federally-Regulated Consumer Product | 09/20/2016 |  | 09/08/2017
Lennox Industries Inc. | Concord | 80G2UH110CV20L | LPG | Induced Draft | True | False | 1 | False | Horizontal |  | None | Non-Condensing | Two-Stage Modulating |  | 1 | Standard |  | 110000 | 87000 |  |  | 96800 | 435 | 80 | 78 | [8 empty] | Federally-Regulated Consumer Product | 09/20/2016 |  | 09/08/2017
Lennox Industries Inc. | Ducane | 80G1UH045AE12L | LPG | Induced Draft | True | False | 1 | False | Up |  | None | Non-Condensing | Single-Stage |  | 0.5 | Standard |  | 44000 | 36000 |  |  | 38900 | 337 | 80 | 78 | [8 empty] | Federally-Regulated Consumer Product | 09/20/2016 |  | 09/08/2017
Lennox Industries Inc. | Ducane | 80G1UH045AE12L | LPG | Induced Draft | True | False | 1 | False | Horizontal |  | None | Non-Condensing | Single-Stage |  | 0.5 | Standard |  | 44000 | 36000 |  |  | 38900 | 337 | 80 | 78 | [8 empty] | Federally-Regulated Consumer Product | 09/20/2016 |  | 09/08/2017
Lennox Industries Inc. | Ducane | 80G1UH045AE12L | Natural Gas | Induced Draft | True | False | 1 | False | Up |  | None | Non-Condensing | Single-Stage |  | 0.5 | Standard |  | 44000 | 36000 |  |  | 38900 | 337 | 80 | 78 | [8 empty] | Federally-Regulated Consumer Product | 09/20/2016 |  | 09/08/2017
Lennox Industries Inc. | Ducane | 80G1UH045AE12L | Natural Gas | Induced Draft | True | False | 1 | False | Horizontal |  | None | Non-Condensing | Single-Stage |  | 0.5 | Standard |  | 44000 | 36000 |  |  | 38900 | 337 | 80 | 78 | [8 empty] | Federally-Regulated Consumer Product | 09/20/2016 |  | 09/08/2017
Lennox Industries Inc. | Ducane | 80G1DF070AE12-* | LPG | Induced Draft | True | False | 1 | False | Down |  | None | Non-Condensing | Single-Stage |  | 0.5 | Standard |  | 66000 | 54000 |  |  | 59100 | 289 | 80 | 78 | [8 empty] | Federally-Regulated Consumer Product | 09/20/2016 |  | 09/08/2017
Lennox Industries Inc. | Ducane | 80G1DF070AE12-* | Natural Gas | Induced Draft | True | False | 1 | False | Down |  | None | Non-Condensing | Single-Stage |  | 0.5 | Standard |  | 66000 | 54000 |  |  | 59100 | 289 | 80 | 78 | [8 empty] | Federally-Regulated Consumer Product | 09/20/2016 |  | 09/08/2017
Lennox Industries Inc. | Ducane | 80G1UH110CE20L-* | LPG | Induced Draft | True | False | 1 | False | Up |  | None | Non-Condensing | Single-Stage |  | 1 | Standard |  | 110000 | 90000 |  |  | 97800 | 618 | 80 | 78 | [8 empty] | Federally-Regulated Consumer Product | 09/20/2016 |  | 09/08/2017
Lennox Industries Inc. | Ducane | 80G1UH110CE20L-* | LPG | Induced Draft | True | False | 1 | False | Horizontal |  | None | Non-Condensing | Single-Stage |  | 1 | Standard |  | 110000 | 90000 |  |  | 97800 | 618 | 80 | 78 | [8 empty] | Federally-Regulated Consumer Product | 09/20/2016 |  | 09/08/2017
Lennox Industries Inc. | Ducane | 80G1UH110CE20L-* | Natural Gas | Induced Draft | True | False | 1 | False | Up |  | None | Non-Condensing | Single-Stage |  | 1 | Standard |  | 110000 | 90000 |  |  | 97800 | 618 | 80 | 78 | [8 empty] | Federally-Regulated Consumer Product | 09/20/2016 |  | 09/08/2017
Lennox Industries Inc. | Ducane | 80G1UH110CE20L-* | Natural Gas | Induced Draft | True | False | 1 | False | Horizontal |  | None | Non-Condensing | Single-Stage |  | 1 | Standard |  | 110000 | 90000 |  |  | 97800 | 618 | 80 | 78 | [8 empty] | Federally-Regulated Consumer Product | 09/20/2016 |  | 09/08/2017
Lennox Industries Inc. | Ducane | 80G1UH090BE16L-* | LPG | Induced Draft | True | False | 1 | False | Up |  | None | Non-Condensing | Single-Stage |  | 0.75 | Standard |  | 88000 | 72000 |  |  | 78600 | 410 | 80 | 78 | [8 empty] | Federally-Regulated Consumer Product | 09/20/2016 |  | 09/08/2017
Lennox Industries Inc. | Ducane | 80G1UH090BE16L-* | LPG | Induced Draft | True | False | 1 | False | Horizontal |  | None | Non-Condensing | Single-Stage |  | 0.75 | Standard |  | 88000 | 72000 |  |  | 78600 | 410 | 80 | 78 | [8 empty] | Federally-Regulated Consumer Product | 09/20/2016 |  | 09/08/2017
Lennox Industries Inc. | Ducane | 80G1UH090BE16L-* | Natural Gas | Induced Draft | True | False | 1 | False | Up |  | None | Non-Condensing | Single-Stage |  | 0.75 | Standard |  | 88000 | 72000 |  |  | 78600 | 410 | 80 | 78 | [8 empty] | Federally-Regulated Consumer Product | 09/20/2016 |  | 09/08/2017
Lennox Industries Inc. | Ducane | 80G1UH090BE16L-* | Natural Gas | Induced Draft | True | False | 1 | False | Horizontal |  | None | Non-Condensing | Single-Stage |  | 0.75 | Standard |  | 88000 | 72000 |  |  | 78600 | 410 | 80 | 78 | [8 empty] | Federally-Regulated Consumer Product | 09/20/2016 |  | 09/08/2017
Lennox Industries Inc. | Ducane | 80G1UH070BE12L-* | LPG | Induced Draft | True | False | 1 | False | Up |  | None | Non-Condensing | Single-Stage |  | 0.5 | Standard |  | 66000 | 53000 |  |  | 59400 | 219 | 80 | 78 | [8 empty] | Federally-Regulated Consumer Product | 09/20/2016 |  | 09/08/2017
Lennox Industries Inc. | Ducane | 80G1UH070BE12L-* | LPG | Induced Draft | True | False | 1 | False | Horizontal |  | None | Non-Condensing | Single-Stage |  | 0.5 | Standard |  | 66000 | 53000 |  |  | 59400 | 219 | 80 | 78 | [8 empty] | Federally-Regulated Consumer Product | 09/20/2016 |  | 09/08/2017
Lennox Industries Inc. | Ducane | 80G1UH070BE12L-* | Natural Gas | Induced Draft | True | False | 1 | False | Up |  | None | Non-Condensing | Single-Stage |  | 0.5 | Standard |  | 66000 | 53000 |  |  | 59400 | 219 | 80 | 78 | [8 empty] | Federally-Regulated Consumer Product | 09/20/2016 |  | 09/08/2017
Lennox Industries Inc. | Ducane | 80G1UH070BE12L-* | Natural Gas | Induced Draft | True | False | 1 | False | Horizontal |  | None | Non-Condensing | Single-Stage |  | 0.5 | Standard |  | 66000 | 53000 |  |  | 59400 | 219 | 80 | 78 | [8 empty] | Federally-Regulated Consumer Product | 09/20/2016 |  | 09/08/2017
Lennox Industries Inc. | Ducane | 80G2UH090BV16L | LPG | Induced Draft | True | False | 1 | False | Up |  | None | Non-Condensing | Two-Stage Modulating |  | 1 | Standard |  | 88000 | 70000 |  |  | 78000 | 293 | 80 | 78 | [8 empty] | Federally-Regulated Consumer Product | 09/20/2016 |  | 09/08/2017
Lennox Industries Inc. | Ducane | 80G2UH090BV16L | LPG | Induced Draft | True | False | 1 | False | Horizontal |  | None | Non-Condensing | Two-Stage Modulating |  | 1 | Standard |  | 88000 | 70000 |  |  | 78000 | 293 | 80 | 78 | [8 empty] | Federally-Regulated Consumer Product | 09/20/2016 |  | 09/08/2017
Lennox Industries Inc. | Ducane | 80G2UH070AV12L | LPG | Induced Draft | True | False | 1 | False | Up |  | None | Non-Condensing | Two-Stage Modulating |  | 0.5 | Standard |  | 66000 | 52000 |  |  | 58800 | 195 | 80 | 78 | [8 empty] | Federally-Regulated Consumer Product | 09/20/2016 |  | 09/08/2017
Lennox Industries Inc. | Ducane | 80G2UH070AV12L | LPG | Induced Draft | True | False | 1 | False | Horizontal |  | None | Non-Condensing | Two-Stage Modulating |  | 0.5 | Standard |  | 66000 | 52000 |  |  | 58800 | 195 | 80 | 78 | [8 empty] | Federally-Regulated Consumer Product | 09/20/2016 |  | 09/08/2017
Lennox Industries Inc. | Ducane | 80G2UH110CV20L | LPG | Induced Draft | True | False | 1 | False | Up |  | None | Non-Condensing | Two-Stage Modulating |  | 1 | Standard |  | 110000 | 87000 |  |  | 96800 | 435 | 80 | 78 | [8 empty] | Federally-Regulated Consumer Product | 09/20/2016 |  | 09/08/2017
Lennox Industries Inc. | Ducane | 80G2UH110CV20L | LPG | Induced Draft | True | False | 1 | False | Horizontal |  | None | Non-Condensing | Two-Stage Modulating |  | 1 | Standard |  | 110000 | 87000 |  |  | 96800 | 435 | 80 | 78 | [8 empty] | Federally-Regulated Consumer Product | 09/20/2016 |  | 09/08/2017
Trane U.S. Inc. | AMERICAN STANDARD | YHC120F(3, 4, W)*(H,Z)* | LPG | Induced Draft | False | True | 3 | False | Down |  | None | Non-Condensing | Two-Stage Modulating |  | 3.75 | Standard |  | 250000 | 200000 | [6 empty] | 80 | 80 | [6 empty] | Federally-Regulated Commercial & Industrial Equipment | 05/24/2016 |  | 09/08/2017
Trane U.S. Inc. | AMERICAN STANDARD | YHC120F(3, 4, W)*(H,Z)* | LPG | Induced Draft | False | True | 3 | False | Horizontal |  | None | Non-Condensing | Two-Stage Modulating |  | 3.75 | Standard |  | 250000 | 200000 | [6 empty] | 80 | 80 | [6 empty] | Federally-Regulated Commercial & Industrial Equipment | 05/24/2016 |  | 09/08/2017
Trane U.S. Inc. | Trane | YHC120F(3, 4, W)*(H,Z)* | LPG | Induced Draft | False | True | 3 | False | Down |  | None | Non-Condensing | Two-Stage Modulating |  | 3.75 | Standard |  | 250000 | 200000 | [6 empty] | 80 | 80 | [6 empty] | Federally-Regulated Commercial & Industrial Equipment | 05/24/2016 |  | 09/08/2017
Trane U.S. Inc. | Trane | YHC120F(3, 4, W)*(H,Z)* | LPG | Induced Draft | False | True | 3 | False | Horizontal |  | None | Non-Condensing | Two-Stage Modulating |  | 3.75 | Standard |  | 250000 | 200000 | [6 empty] | 80 | 80 | [6 empty] | Federally-Regulated Commercial & Industrial Equipment | 05/24/2016 |  | 09/08/2017
Nordyne, LLC | Broan | M4RC 054D-24B* | LPG | Induced Draft | True | False | 1 | False | Up |  | None | Condensing | Single-Stage |  | 0.5 | Standard |  | 54000 | 49000 |  |  | 49700 | 755 | 92.1 | 78 | [8 empty] | Federally-Regulated Consumer Product | 02/14/2017 |  | 09/11/2017
Nordyne, LLC | Broan | M4RC 054D-24B* | LPG | Induced Draft | True | False | 1 | False | Horizontal |  | None | Condensing | Single-Stage |  | 0.5 | Standard |  | 54000 | 49000 |  |  | 49700 | 755 | 92.1 | 78 | [8 empty] | Federally-Regulated Consumer Product | 02/14/2017 |  | 09/11/2017
Nordyne, LLC | Broan | M4RC 054D-24B* | Natural Gas | Induced Draft | True | False | 1 | False | Up |  | None | Condensing | Single-Stage |  | 0.5 | Standard |  | 54000 | 49000 |  |  | 49700 | 755 | 92.1 | 78 | [8 empty] | Federally-Regulated Consumer Product | 02/14/2017 |  | 09/11/2017
Nordyne, LLC | Broan | M4RC 054D-24B* | Natural Gas | Induced Draft | True | False | 1 | False | Horizontal |  | None | Condensing | Single-Stage |  | 0.5 | Standard |  | 54000 | 49000 |  |  | 49700 | 755 | 92.1 | 78 | [8 empty] | Federally-Regulated Consumer Product | 02/14/2017 |  | 09/11/2017
Nordyne, LLC | Broan | M4RC 072D-35C* | LPG | Induced Draft | True | False | 1 | False | Up |  | None | Condensing | Single-Stage |  | 0.5 | Standard |  | 72000 | 66000 |  |  | 66000 | 1054 | 92.1 | 78 | [8 empty] | Federally-Regulated Consumer Product | 02/14/2017 |  | 09/11/2017
Nordyne, LLC | Broan | M4RC 072D-35C* | LPG | Induced Draft | True | False | 1 | False | Horizontal |  | None | Condensing | Single-Stage |  | 0.5 | Standard |  | 72000 | 66000 |  |  | 66000 | 1054 | 92.1 | 78 | [8 empty] | Federally-Regulated Consumer Product | 02/14/2017 |  | 09/11/2017
Nordyne, LLC | Broan | M4RC 072D-35C* | Natural Gas | Induced Draft | True | False | 1 | False | Up |  | None | Condensing | Single-Stage |  | 0.5 | Standard |  | 72000 | 66000 |  |  | 66000 | 1054 | 92.1 | 78 | [8 empty] | Federally-Regulated Consumer Product | 02/14/2017 |  | 09/11/2017
Nordyne, LLC | Broan | M4RC 072D-35C* | Natural Gas | Induced Draft | True | False | 1 | False | Horizontal |  | None | Condensing | Single-Stage |  | 0.5 | Standard |  | 72000 | 66000 |  |  | 66000 | 1054 | 92.1 | 78 | [8 empty] | Federally-Regulated Consumer Product | 02/14/2017 |  | 09/11/2017
Nordyne, LLC | Broan | M4RC 090D-35C* | LPG | Induced Draft | True | False | 1 | False | Up |  | None | Condensing | Single-Stage |  | 1 | Standard |  | 90000 | 82000 |  |  | 82500 | 1309 | 92.1 | 78 | [8 empty] | Federally-Regulated Consumer Product | 02/14/2017 |  | 09/11/2017
Nordyne, LLC | Broan | M4RC 090D-35C* | LPG | Induced Draft | True | False | 1 | False | Horizontal |  | None | Condensing | Single-Stage |  | 1 | Standard |  | 90000 | 82000 |  |  | 82500 | 1309 | 92.1 | 78 | [8 empty] | Federally-Regulated Consumer Product | 02/14/2017 |  | 09/11/2017
Nordyne, LLC | Broan | M4RC 090D-35C* | Natural Gas | Induced Draft | True | False | 1 | False | Up |  | None | Condensing | Single-Stage |  | 1 | Standard |  | 90000 | 82000 |  |  | 82500 | 1309 | 92.1 | 78 | [8 empty] | Federally-Regulated Consumer Product | 02/14/2017 |  | 09/11/2017
Nordyne, LLC | Broan | M4RC 090D-35C* | Natural Gas | Induced Draft | True | False | 1 | False | Horizontal |  | None | Condensing | Single-Stage |  | 1 | Standard |  | 90000 | 82000 |  |  | 82500 | 1309 | 92.1 | 78 | [8 empty] | Federally-Regulated Consumer Product | 02/14/2017 |  | 09/11/2017
Nordyne, LLC | Broan | M4RC 108D-45D* | LPG | Induced Draft | True | False | 1 | False | Up |  | None | Condensing | Single-Stage |  | 1 | Standard |  | 108000 | 99000 |  |  | 99300 | 1450 | 92.1 | 78 | [8 empty] | Federally-Regulated Consumer Product | 02/14/2017 |  | 09/11/2017
Nordyne, LLC | Broan | M4RC 108D-45D* | LPG | Induced Draft | True | False | 1 | False | Horizontal |  | None | Condensing | Single-Stage |  | 1 | Standard |  | 108000 | 99000 |  |  | 99300 | 1450 | 92.1 | 78 | [8 empty] | Federally-Regulated Consumer Product | 02/14/2017 |  | 09/11/2017
Nordyne, LLC | Broan | M4RC 108D-45D* | Natural Gas | Induced Draft | True | False | 1 | False | Up |  | None | Condensing | Single-Stage |  | 1 | Standard |  | 108000 | 99000 |  |  | 99300 | 1450 | 92.1 | 78 | [8 empty] | Federally-Regulated Consumer Product | 02/14/2017 |  | 09/11/2017
Nordyne, LLC | Broan | M4RC 108D-45D* | Natural Gas | Induced Draft | True | False | 1 | False | Horizontal |  | None | Condensing | Single-Stage |  | 1 | Standard |  | 108000 | 99000 |  |  | 99300 | 1450 | 92.1 | 78 | [8 empty] | Federally-Regulated Consumer Product | 02/14/2017 |  | 09/11/2017
Nordyne, LLC | Broan | M4RL 090D-35C* | LPG | Induced Draft | True | False | 1 | False | Down |  | None | Condensing | Single-Stage |  | 1 | Standard |  | 90000 | 82000 |  |  | 83400 | 998 | 92.1 | 78 | [8 empty] | Federally-Regulated Consumer Product | 02/14/2017 |  | 09/11/2017
Nordyne, LLC | Broan | M4RL 090D-35C* | Natural Gas | Induced Draft | True | False | 1 | False | Down |  | None | Condensing | Single-Stage |  | 1 | Standard |  | 90000 | 82000 |  |  | 83400 | 998 | 92.1 | 78 | [8 empty] | Federally-Regulated Consumer Product | 02/14/2017 |  | 09/11/2017
Nordyne, LLC | Maytag | M4RC 054D-24B* | LPG | Induced Draft | True | False | 1 | False | Up |  | None | Condensing | Single-Stage |  | 0.5 | Standard |  | 54000 | 49000 |  |  | 49700 | 755 | 92.1 | 78 | [8 empty] | Federally-Regulated Consumer Product | 02/13/2017 |  | 09/11/2017
Nordyne, LLC | Maytag | M4RC 054D-24B* | LPG | Induced Draft | True | False | 1 | False | Horizontal |  | None | Condensing | Single-Stage |  | 0.5 | Standard |  | 54000 | 49000 |  |  | 49700 | 755 | 92.1 | 78 | [8 empty] | Federally-Regulated Consumer Product | 02/13/2017 |  | 09/11/2017
Nordyne, LLC | Maytag | M4RC 054D-24B* | Natural Gas | Induced Draft | True | False | 1 | False | Up |  | None | Condensing | Single-Stage |  | 0.5 | Standard |  | 54000 | 49000 |  |  | 49700 | 755 | 92.1 | 78 | [8 empty] | Federally-Regulated Consumer Product | 02/13/2017 |  | 09/11/2017
Nordyne, LLC | Maytag | M4RC 054D-24B* | Natural Gas | Induced Draft | True | False | 1 | False | Horizontal |  | None | Condensing | Single-Stage |  | 0.5 | Standard |  | 54000 | 49000 |  |  | 49700 | 755 | 92.1 | 78 | [8 empty] | Federally-Regulated Consumer Product | 02/13/2017 |  | 09/11/2017
Nordyne, LLC | Maytag | M4RC 072D-35C* | LPG | Induced Draft | True | False | 1 | False | Up |  | None | Condensing | Single-Stage |  | 0.5 | Standard |  | 72000 | 66000 |  |  | 66000 | 1054 | 92.1 | 78 | [8 empty] | Federally-Regulated Consumer Product | 02/13/2017 |  | 09/11/2017
Nordyne, LLC | Maytag | M4RC 072D-35C* | LPG | Induced Draft | True | False | 1 | False | Horizontal |  | None | Condensing | Single-Stage |  | 0.5 | Standard |  | 72000 | 66000 |  |  | 66000 | 1054 | 92.1 | 78 | [8 empty] | Federally-Regulated Consumer Product | 02/13/2017 |  | 09/11/2017
Nordyne, LLC | Maytag | M4RC 072D-35C* | Natural Gas | Induced Draft | True | False | 1 | False | Up |  | None | Condensing | Single-Stage |  | 0.5 | Standard |  | 72000 | 66000 |  |  | 66000 | 1054 | 92.1 | 78 | [8 empty] | Federally-Regulated Consumer Product | 02/13/2017 |  | 09/11/2017
Nordyne, LLC | Maytag | M4RC 072D-35C* | Natural Gas | Induced Draft | True | False | 1 | False | Horizontal |  | None | Condensing | Single-Stage |  | 0.5 | Standard |  | 72000 | 66000 |  |  | 66000 | 1054 | 92.1 | 78 | [8 empty] | Federally-Regulated Consumer Product | 02/13/2017 |  | 09/11/2017
Nordyne, LLC | Maytag | M4RC 090D-35C* | LPG | Induced Draft | True | False | 1 | False | Up |  | None | Condensing | Single-Stage |  | 1 | Standard |  | 90000 | 82000 |  |  | 82500 | 1309 | 92.1 | 78 | [8 empty] | Federally-Regulated Consumer Product | 02/13/2017 |  | 09/11/2017
Nordyne, LLC | Maytag | M4RC 090D-35C* | LPG | Induced Draft | True | False | 1 | False | Horizontal |  | None | Condensing | Single-Stage |  | 1 | Standard |  | 90000 | 82000 |  |  | 82500 | 1309 | 92.1 | 78 | [8 empty] | Federally-Regulated Consumer Product | 02/13/2017 |  | 09/11/2017
Nordyne, LLC | Maytag | M4RC 090D-35C* | Natural Gas | Induced Draft | True | False | 1 | False | Up |  | None | Condensing | Single-Stage |  | 1 | Standard |  | 90000 | 82000 |  |  | 82500 | 1309 | 92.1 | 78 | [8 empty] | Federally-Regulated Consumer Product | 02/13/2017 |  | 09/11/2017
Nordyne, LLC | Maytag | M4RC 090D-35C* | Natural Gas | Induced Draft | True | False | 1 | False | Horizontal |  | None | Condensing | Single-Stage |  | 1 | Standard |  | 90000 | 82000 |  |  | 82500 | 1309 | 92.1 | 78 | [8 empty] | Federally-Regulated Consumer Product | 02/13/2017 |  | 09/11/2017
Nordyne, LLC | Maytag | M4RC 108D-45D* | LPG | Induced Draft | True | False | 1 | False | Up |  | None | Condensing | Single-Stage |  | 1 | Standard |  | 108000 | 99000 |  |  | 99300 | 1450 | 92.1 | 78 | [8 empty] | Federally-Regulated Consumer Product | 02/13/2017 |  | 09/11/2017
Nordyne, LLC | Maytag | M4RC 108D-45D* | LPG | Induced Draft | True | False | 1 | False | Horizontal |  | None | Condensing | Single-Stage |  | 1 | Standard |  | 108000 | 99000 |  |  | 99300 | 1450 | 92.1 | 78 | [8 empty] | Federally-Regulated Consumer Product | 02/13/2017 |  | 09/11/2017
Nordyne, LLC | Maytag | M4RC 108D-45D* | Natural Gas | Induced Draft | True | False | 1 | False | Up |  | None | Condensing | Single-Stage |  | 1 | Standard |  | 108000 | 99000 |  |  | 99300 | 1450 | 92.1 | 78 | [8 empty] | Federally-Regulated Consumer Product | 02/13/2017 |  | 09/11/2017
Nordyne, LLC | Maytag | M4RC 108D-45D* | Natural Gas | Induced Draft | True | False | 1 | False | Horizontal |  | None | Condensing | Single-Stage |  | 1 | Standard |  | 108000 | 99000 |  |  | 99300 | 1450 | 92.1 | 78 | [8 empty] | Federally-Regulated Consumer Product | 02/13/2017 |  | 09/11/2017
Nordyne, LLC | Maytag | M4RL 090D-35C* | LPG | Induced Draft | True | False | 1 | False | Down |  | None | Condensing | Single-Stage |  | 1 | Standard |  | 90000 | 82000 |  |  | 83400 | 998 | 92.1 | 78 | [8 empty] | Federally-Regulated Consumer Product | 02/13/2017 |  | 09/11/2017
Nordyne, LLC | Maytag | M4RL 090D-35C* | Natural Gas | Induced Draft | True | False | 1 | False | Down |  | None | Condensing | Single-Stage |  | 1 | Standard |  | 90000 | 82000 |  |  | 83400 | 998 | 92.1 | 78 | [8 empty] | Federally-Regulated Consumer Product | 02/13/2017 |  | 09/11/2017
Nordyne, LLC | Miller | M4RC 054D-24B* | LPG | Induced Draft | True | False | 1 | False | Up |  | None | Condensing | Single-Stage |  | 0.5 | Standard |  | 54000 | 49000 |  |  | 49700 | 755 | 92.1 | 78 | [8 empty] | Federally-Regulated Consumer Product | 02/13/2017 |  | 09/11/2017
Nordyne, LLC | Miller | M4RC 054D-24B* | LPG | Induced Draft | True | False | 1 | False | Horizontal |  | None | Condensing | Single-Stage |  | 0.5 | Standard |  | 54000 | 49000 |  |  | 49700 | 755 | 92.1 | 78 | [8 empty] | Federally-Regulated Consumer Product | 02/13/2017 |  | 09/11/2017
Nordyne, LLC | Miller | M4RC 054D-24B* | Natural Gas | Induced Draft | True | False | 1 | False | Up |  | None | Condensing | Single-Stage |  | 0.5 | Standard |  | 54000 | 49000 |  |  | 49700 | 755 | 92.1 | 78 | [8 empty] | Federally-Regulated Consumer Product | 02/13/2017 |  | 09/11/2017
Nordyne, LLC | Miller | M4RC 054D-24B* | Natural Gas | Induced Draft | True | False | 1 | False | Horizontal |  | None | Condensing | Single-Stage |  | 0.5 | Standard |  | 54000 | 49000 |  |  | 49700 | 755 | 92.1 | 78 | [8 empty] | Federally-Regulated Consumer Product | 02/13/2017 |  | 09/11/2017
Nordyne, LLC | Miller | M4RC 072D-35C* | LPG | Induced Draft | True | False | 1 | False | Up |  | None | Condensing | Single-Stage |  | 0.5 | Standard |  | 72000 | 66000 |  |  | 66000 | 1054 | 92.1 | 78 | [8 empty] | Federally-Regulated Consumer Product | 02/13/2017 |  | 09/11/2017
Nordyne, LLC | Miller | M4RC 072D-35C* | LPG | Induced Draft | True | False | 1 | False | Horizontal |  | None | Condensing | Single-Stage |  | 0.5 | Standard |  | 72000 | 66000 |  |  | 66000 | 1054 | 92.1 | 78 | [8 empty] | Federally-Regulated Consumer Product | 02/13/2017 |  | 09/11/2017
Nordyne, LLC | Miller | M4RC 072D-35C* | Natural Gas | Induced Draft | True | False | 1 | False | Up |  | None | Condensing | Single-Stage |  | 0.5 | Standard |  | 72000 | 66000 |  |  | 66000 | 1054 | 92.1 | 78 | [8 empty] | Federally-Regulated Consumer Product | 02/13/2017 |  | 09/11/2017
Nordyne, LLC | Miller | M4RC 072D-35C* | Natural Gas | Induced Draft | True | False | 1 | False | Horizontal |  | None | Condensing | Single-Stage |  | 0.5 | Standard |  | 72000 | 66000 |  |  | 66000 | 1054 | 92.1 | 78 | [8 empty] | Federally-Regulated Consumer Product | 02/13/2017 |  | 09/11/2017
Nordyne, LLC | Miller | M4RC 090D-35C* | LPG | Induced Draft | True | False | 1 | False | Up |  | None | Condensing | Single-Stage |  | 1 | Standard |  | 90000 | 82000 |  |  | 82500 | 1309 | 92.1 | 78 | [8 empty] | Federally-Regulated Consumer Product | 02/13/2017 |  | 09/11/2017
Nordyne, LLC | Miller | M4RC 090D-35C* | LPG | Induced Draft | True | False | 1 | False | Horizontal |  | None | Condensing | Single-Stage |  | 1 | Standard |  | 90000 | 82000 |  |  | 82500 | 1309 | 92.1 | 78 | [8 empty] | Federally-Regulated Consumer Product | 02/13/2017 |  | 09/11/2017
Nordyne, LLC | Miller | M4RC 090D-35C* | Natural Gas | Induced Draft | True | False | 1 | False | Up |  | None | Condensing | Single-Stage |  | 1 | Standard |  | 90000 | 82000 |  |  | 82500 | 1309 | 92.1 | 78 | [8 empty] | Federally-Regulated Consumer Product | 02/13/2017 |  | 09/11/2017
Nordyne, LLC | Miller | M4RC 090D-35C* | Natural Gas | Induced Draft | True | False | 1 | False | Horizontal |  | None | Condensing | Single-Stage |  | 1 | Standard |  | 90000 | 82000 |  |  | 82500 | 1309 | 92.1 | 78 | [8 empty] | Federally-Regulated Consumer Product | 02/13/2017 |  | 09/11/2017
Nordyne, LLC | Miller | M4RC 108D-45D* | LPG | Induced Draft | True | False | 1 | False | Up |  | None | Condensing | Single-Stage |  | 1 | Standard |  | 108000 | 99000 |  |  | 99300 | 1450 | 92.1 | 78 | [8 empty] | Federally-Regulated Consumer Product | 02/13/2017 |  | 09/11/2017
Nordyne, LLC | Miller | M4RC 108D-45D* | LPG | Induced Draft | True | False | 1 | False | Horizontal |  | None | Condensing | Single-Stage |  | 1 | Standard |  | 108000 | 99000 |  |  | 99300 | 1450 | 92.1 | 78 | [8 empty] | Federally-Regulated Consumer Product | 02/13/2017 |  | 09/11/2017
Nordyne, LLC | Miller | M4RC 108D-45D* | Natural Gas | Induced Draft | True | False | 1 | False | Up |  | None | Condensing | Single-Stage |  | 1 | Standard |  | 108000 | 99000 |  |  | 99300 | 1450 | 92.1 | 78 | [8 empty] | Federally-Regulated Consumer Product | 02/13/2017 |  | 09/11/2017
Nordyne, LLC | Miller | M4RC 108D-45D* | Natural Gas | Induced Draft | True | False | 1 | False | Horizontal |  | None | Condensing | Single-Stage |  | 1 | Standard |  | 108000 | 99000 |  |  | 99300 | 1450 | 92.1 | 78 | [8 empty] | Federally-Regulated Consumer Product | 02/13/2017 |  | 09/11/2017
Nordyne, LLC | Miller | M4RL 090D-35C* | LPG | Induced Draft | True | False | 1 | False | Down |  | None | Condensing | Single-Stage |  | 1 | Standard |  | 90000 | 82000 |  |  | 83400 | 998 | 92.1 | 78 | [8 empty] | Federally-Regulated Consumer Product | 02/13/2017 |  | 09/11/2017
Nordyne, LLC | Miller | M4RL 090D-35C* | Natural Gas | Induced Draft | True | False | 1 | False | Down |  | None | Condensing | Single-Stage |  | 1 | Standard |  | 90000 | 82000 |  |  | 83400 | 998 | 92.1 | 78 | [8 empty] | Federally-Regulated Consumer Product | 02/13/2017 |  | 09/11/2017
Trane U.S. Inc. | Trane | TUC1B040A9241A* | LPG | Induced Draft | True | False | 1 | False | Up |  | None | Condensing | Single-Stage |  | 0.2 | Standard |  | 40000 | 37000 |  |  | 33700 | 312 | 92.1 | 78 | [8 empty] | Federally-Regulated Consumer Product | 05/10/2017 |  | 09/18/2017
Trane U.S. Inc. | Trane | TUC1B040A9241A* | LPG | Induced Draft | True | False | 1 | False | Horizontal |  | None | Condensing | Single-Stage |  | 0.2 | Standard |  | 40000 | 37000 |  |  | 33700 | 312 | 92.1 | 78 | [8 empty] | Federally-Regulated Consumer Product | 05/10/2017 |  | 09/18/2017
Trane U.S. Inc. | Trane | TUC1B040A9241A* | Natural Gas | Induced Draft | True | False | 1 | False | Up |  | None | Condensing | Single-Stage |  | 0.2 | Standard |  | 40000 | 37000 |  |  | 33700 | 312 | 92.1 | 78 | [8 empty] | Federally-Regulated Consumer Product | 05/10/2017 |  | 09/18/2017
Trane U.S. Inc. | Trane | TUC1B040A9241A* | Natural Gas | Induced Draft | True | False | 1 | False | Horizontal |  | None | Condensing | Single-Stage |  | 0.2 | Standard |  | 40000 | 37000 |  |  | 33700 | 312 | 92.1 | 78 | [8 empty] | Federally-Regulated Consumer Product | 05/10/2017 |  | 09/18/2017
Trane U.S. Inc. | Trane | TUC1B060A9361A* | LPG | Induced Draft | True | False | 1 | False | Up |  | None | Condensing | Single-Stage |  | 0.33 | Standard |  | 60000 | 56000 |  |  | 50500 | 473 | 92.1 | 78 | [8 empty] | Federally-Regulated Consumer Product | 05/10/2017 |  | 09/18/2017
Trane U.S. Inc. | Trane | TUC1B060A9361A* | LPG | Induced Draft | True | False | 1 | False | Horizontal |  | None | Condensing | Single-Stage |  | 0.33 | Standard |  | 60000 | 56000 |  |  | 50500 | 473 | 92.1 | 78 | [8 empty] | Federally-Regulated Consumer Product | 05/10/2017 |  | 09/18/2017
Trane U.S. Inc. | Trane | TUC1B060A9361A* | Natural Gas | Induced Draft | True | False | 1 | False | Up |  | None | Condensing | Single-Stage |  | 0.33 | Standard |  | 60000 | 56000 |  |  | 50500 | 473 | 92.1 | 78 | [8 empty] | Federally-Regulated Consumer Product | 05/10/2017 |  | 09/18/2017
Trane U.S. Inc. | Trane | TUC1B060A9361A* | Natural Gas | Induced Draft | True | False | 1 | False | Horizontal |  | None | Condensing | Single-Stage |  | 0.33 | Standard |  | 60000 | 56000 |  |  | 50500 | 473 | 92.1 | 78 | [8 empty] | Federally-Regulated Consumer Product | 05/10/2017 |  | 09/18/2017
Trane U.S. Inc. | Trane | TUC1B080A9421A* | LPG | Induced Draft | True | False | 1 | False | Up |  | None | Condensing | Single-Stage |  | 0.33 | Standard |  | 80000 | 74000 |  |  | 67200 | 654 | 92.1 | 78 | [8 empty] | Federally-Regulated Consumer Product | 06/08/2017 |  | 09/18/2017
Trane U.S. Inc. | Trane | TUC1B080A9421A* | LPG | Induced Draft | True | False | 1 | False | Horizontal |  | None | Condensing | Single-Stage |  | 0.33 | Standard |  | 80000 | 74000 |  |  | 67200 | 654 | 92.1 | 78 | [8 empty] | Federally-Regulated Consumer Product | 06/08/2017 |  | 09/18/2017
Trane U.S. Inc. | Trane | TUC1B080A9421A* | Natural Gas | Induced Draft | True | False | 1 | False | Up |  | None | Condensing | Single-Stage |  | 0.33 | Standard |  | 80000 | 74000 |  |  | 67200 | 654 | 92.1 | 78 | [8 empty] | Federally-Regulated Consumer Product | 06/08/2017 |  | 09/18/2017
Trane U.S. Inc. | Trane | TUC1B080A9421A* | Natural Gas | Induced Draft | True | False | 1 | False | Horizontal |  | None | Condensing | Single-Stage |  | 0.33 | Standard |  | 80000 | 74000 |  |  | 67200 | 654 | 92.1 | 78 | [8 empty] | Federally-Regulated Consumer Product | 06/08/2017 |  | 09/18/2017
Trane U.S. Inc. | Trane | TUC1C100A9481A* | LPG | Induced Draft | True | False | 1 | False | Up |  | None | Condensing | Single-Stage |  | 0.5 | Standard |  | 100000 | 94000 |  |  | 101000 | 943 | 92.1 | 78 | [8 empty] | Federally-Regulated Consumer Product | 05/10/2017 |  | 09/18/2017
Trane U.S. Inc. | Trane | TUC1C100A9481A* | LPG | Induced Draft | True | False | 1 | False | Horizontal |  | None | Condensing | Single-Stage |  | 0.5 | Standard |  | 100000 | 94000 |  |  | 101000 | 943 | 92.1 | 78 | [8 empty] | Federally-Regulated Consumer Product | 05/10/2017 |  | 09/18/2017
Trane U.S. Inc. | Trane | TUC1C100A9481A* | Natural Gas | Induced Draft | True | False | 1 | False | Up |  | None | Condensing | Single-Stage |  | 0.5 | Standard |  | 100000 | 94000 |  |  | 101000 | 943 | 92.1 | 78 | [8 empty] | Federally-Regulated Consumer Product | 05/10/2017 |  | 09/18/2017
Trane U.S. Inc. | Trane | TUC1C100A9481A* | Natural Gas | Induced Draft | True | False | 1 | False | Horizontal |  | None | Condensing | Single-Stage |  | 0.5 | Standard |  | 100000 | 94000 |  |  | 101000 | 943 | 92.1 | 78 | [8 empty] | Federally-Regulated Consumer Product | 05/10/2017 |  | 09/18/2017
Trane U.S. Inc. | Trane | TUC1D100A9601A* | LPG | Induced Draft | True | False | 1 | False | Up |  | None | Condensing | Single-Stage |  | 0.75 | Standard |  | 100000 | 93000 |  |  | 83700 | 900 | 92.1 | 78 | [8 empty] | Federally-Regulated Consumer Product | 05/10/2017 |  | 09/18/2017
Trane U.S. Inc. | Trane | TUC1D100A9601A* | LPG | Induced Draft | True | False | 1 | False | Horizontal |  | None | Condensing | Single-Stage |  | 0.75 | Standard |  | 100000 | 93000 |  |  | 83700 | 900 | 92.1 | 78 | [8 empty] | Federally-Regulated Consumer Product | 05/10/2017 |  | 09/18/2017
Trane U.S. Inc. | Trane | TUC1D100A9601A* | Natural Gas | Induced Draft | True | False | 1 | False | Up |  | None | Condensing | Single-Stage |  | 0.75 | Standard |  | 100000 | 93000 |  |  | 83700 | 900 | 92.1 | 78 | [8 empty] | Federally-Regulated Consumer Product | 05/10/2017 |  | 09/18/2017
Trane U.S. Inc. | Trane | TUC1D100A9601A* | Natural Gas | Induced Draft | True | False | 1 | False | Horizontal |  | None | Condensing | Single-Stage |  | 0.75 | Standard |  | 100000 | 93000 |  |  | 83700 | 900 | 92.1 | 78 | [8 empty] | Federally-Regulated Consumer Product | 05/10/2017 |  | 09/18/2017
Trane U.S. Inc. | Trane | TUC1D120A9601A* | LPG | Induced Draft | True | False | 1 | False | Up |  | None | Condensing | Single-Stage |  | 0.75 | Standard |  | 120000 | 113000 |  |  | 117200 | 1246 | 92.1 | 78 | [8 empty] | Federally-Regulated Consumer Product | 05/10/2017 |  | 09/18/2017
Trane U.S. Inc. | Trane | TUC1D120A9601A* | LPG | Induced Draft | True | False | 1 | False | Horizontal |  | None | Condensing | Single-Stage |  | 0.75 | Standard |  | 120000 | 113000 |  |  | 117200 | 1246 | 92.1 | 78 | [8 empty] | Federally-Regulated Consumer Product | 05/10/2017 |  | 09/18/2017
Trane U.S. Inc. | Trane | TUC1D120A9601A* | Natural Gas | Induced Draft | True | False | 1 | False | Up |  | None | Condensing | Single-Stage |  | 0.75 | Standard |  | 120000 | 113000 |  |  | 117200 | 1246 | 92.1 | 78 | [8 empty] | Federally-Regulated Consumer Product | 05/10/2017 |  | 09/18/2017
Trane U.S. Inc. | Trane | TUC1D120A9601A* | Natural Gas | Induced Draft | True | False | 1 | False | Horizontal |  | None | Condensing | Single-Stage |  | 0.75 | Standard |  | 120000 | 113000 |  |  | 117200 | 1246 | 92.1 | 78 | [8 empty] | Federally-Regulated Consumer Product | 05/10/2017 |  | 09/18/2017
Trane U.S. Inc. | Trane | TUE1A040A9241A* | LPG | Induced Draft | True | False | 1 | False | Up |  | None | Non-Condensing | Single-Stage |  | 0.33 | Standard |  | 40000 | 32000 |  |  | 38400 | 337 | 80 | 78 | [8 empty] | Federally-Regulated Consumer Product | 05/10/2017 |  | 09/18/2017
Trane U.S. Inc. | Trane | TUE1A040A9241A* | LPG | Induced Draft | True | False | 1 | False | Horizontal |  | None | Non-Condensing | Single-Stage |  | 0.33 | Standard |  | 40000 | 32000 |  |  | 38400 | 337 | 80 | 78 | [8 empty] | Federally-Regulated Consumer Product | 05/10/2017 |  | 09/18/2017
Trane U.S. Inc. | Trane | TUE1A040A9241A* | Natural Gas | Induced Draft | True | False | 1 | False | Up |  | None | Non-Condensing | Single-Stage |  | 0.33 | Standard |  | 40000 | 32000 |  |  | 38400 | 337 | 80 | 78 | [8 empty] | Federally-Regulated Consumer Product | 05/10/2017 |  | 09/18/2017
Trane U.S. Inc. | Trane | TUE1A040A9241A* | Natural Gas | Induced Draft | True | False | 1 | False | Horizontal |  | None | Non-Condensing | Single-Stage |  | 0.33 | Standard |  | 40000 | 32000 |  |  | 38400 | 337 | 80 | 78 | [8 empty] | Federally-Regulated Consumer Product | 05/10/2017 |  | 09/18/2017
Trane U.S. Inc. | Trane | TUE1A060A9241A* | LPG | Induced Draft | True | False | 1 | False | Up |  | None | Non-Condensing | Single-Stage |  | 0.33 | Standard |  | 60000 | 47000 |  |  | 57700 | 481 | 80 | 78 | [8 empty] | Federally-Regulated Consumer Product | 05/10/2017 |  | 09/18/2017
Trane U.S. Inc. | Trane | TUE1A060A9241A* | LPG | Induced Draft | True | False | 1 | False | Horizontal |  | None | Non-Condensing | Single-Stage |  | 0.33 | Standard |  | 60000 | 47000 |  |  | 57700 | 481 | 80 | 78 | [8 empty] | Federally-Regulated Consumer Product | 05/10/2017 |  | 09/18/2017
Trane U.S. Inc. | Trane | TUE1A060A9241A* | Natural Gas | Induced Draft | True | False | 1 | False | Up |  | None | Non-Condensing | Single-Stage |  | 0.33 | Standard |  | 60000 | 47000 |  |  | 57700 | 481 | 80 | 78 | [8 empty] | Federally-Regulated Consumer Product | 05/10/2017 |  | 09/18/2017
Trane U.S. Inc. | Trane | TUE1A060A9241A* | Natural Gas | Induced Draft | True | False | 1 | False | Horizontal |  | None | Non-Condensing | Single-Stage |  | 0.33 | Standard |  | 60000 | 47000 |  |  | 57700 | 481 | 80 | 78 | [8 empty] | Federally-Regulated Consumer Product | 05/10/2017 |  | 09/18/2017
Trane U.S. Inc. | Trane | TUE1B080A9361A* | LPG | Induced Draft | True | False | 1 | False | Up |  | None | Non-Condensing | Single-Stage |  | 0.33 | Standard |  | 80000 | 63000 |  |  | 76000 | 784 | 80 | 78 | [8 empty] | Federally-Regulated Consumer Product | 05/10/2017 |  | 09/18/2017
Trane U.S. Inc. | Trane | TUE1B080A9361A* | LPG | Induced Draft | True | False | 1 | False | Horizontal |  | None | Non-Condensing | Single-Stage |  | 0.33 | Standard |  | 80000 | 63000 |  |  | 76000 | 784 | 80 | 78 | [8 empty] | Federally-Regulated Consumer Product | 05/10/2017 |  | 09/18/2017
Trane U.S. Inc. | Trane | TUE1B080A9361A* | Natural Gas | Induced Draft | True | False | 1 | False | Up |  | None | Non-Condensing | Single-Stage |  | 0.33 | Standard |  | 80000 | 63000 |  |  | 76000 | 784 | 80 | 78 | [8 empty] | Federally-Regulated Consumer Product | 05/10/2017 |  | 09/18/2017
Trane U.S. Inc. | Trane | TUE1B080A9361A* | Natural Gas | Induced Draft | True | False | 1 | False | Horizontal |  | None | Non-Condensing | Single-Stage |  | 0.33 | Standard |  | 80000 | 63000 |  |  | 76000 | 784 | 80 | 78 | [8 empty] | Federally-Regulated Consumer Product | 05/10/2017 |  | 09/18/2017
Trane U.S. Inc. | Trane | TUE1D140A9601A* | LPG | Induced Draft | True | False | 1 | False | Up |  | None | Non-Condensing | Single-Stage |  | 0.33 | Standard |  | 140000 | 111000 |  |  | 133500 | 1249 | 80 | 78 | [8 empty] | Federally-Regulated Consumer Product | 05/10/2017 |  | 09/18/2017
Trane U.S. Inc. | Trane | TUE1D140A9601A* | LPG | Induced Draft | True | False | 1 | False | Horizontal |  | None | Non-Condensing | Single-Stage |  | 0.33 | Standard |  | 140000 | 111000 |  |  | 133500 | 1249 | 80 | 78 | [8 empty] | Federally-Regulated Consumer Product | 05/10/2017 |  | 09/18/2017
Trane U.S. Inc. | Trane | TUE1D140A9601A* | Natural Gas | Induced Draft | True | False | 1 | False | Up |  | None | Non-Condensing | Single-Stage |  | 0.33 | Standard |  | 140000 | 111000 |  |  | 133500 | 1249 | 80 | 78 | [8 empty] | Federally-Regulated Consumer Product | 05/10/2017 |  | 09/18/2017
Trane U.S. Inc. | Trane | TUE1D140A9601A* | Natural Gas | Induced Draft | True | False | 1 | False | Horizontal |  | None | Non-Condensing | Single-Stage |  | 0.33 | Standard |  | 140000 | 111000 |  |  | 133500 | 1249 | 80 | 78 | [8 empty] | Federally-Regulated Consumer Product | 05/10/2017 |  | 09/18/2017
Trane U.S. Inc. | Trane | TDE1A060A9361A* | LPG | Induced Draft | True | False | 1 | False | Down |  | None | Non-Condensing | Single-Stage |  | 0.2 | Standard |  | 60000 | 48000 |  |  | 56400 | 712 | 80 | 78 | [8 empty] | Federally-Regulated Consumer Product | 05/10/2017 |  | 09/18/2017
Trane U.S. Inc. | Trane | TDE1A060A9361A* | LPG | Induced Draft | True | False | 1 | False | Horizontal |  | None | Non-Condensing | Single-Stage |  | 0.2 | Standard |  | 60000 | 48000 |  |  | 56400 | 712 | 80 | 78 | [8 empty] | Federally-Regulated Consumer Product | 05/10/2017 |  | 09/18/2017
Trane U.S. Inc. | Trane | TDE1A060A9361A* | Natural Gas | Induced Draft | True | False | 1 | False | Down |  | None | Non-Condensing | Single-Stage |  | 0.2 | Standard |  | 60000 | 48000 |  |  | 56400 | 712 | 80 | 78 | [8 empty] | Federally-Regulated Consumer Product | 05/10/2017 |  | 09/18/2017
Trane U.S. Inc. | Trane | TDE1A060A9361A* | Natural Gas | Induced Draft | True | False | 1 | False | Horizontal |  | None | Non-Condensing | Single-Stage |  | 0.2 | Standard |  | 60000 | 48000 |  |  | 56400 | 712 | 80 | 78 | [8 empty] | Federally-Regulated Consumer Product | 05/10/2017 |  | 09/18/2017
Trane U.S. Inc. | Trane | TDE1C100A9601A* | LPG | Induced Draft | True | False | 1 | False | Down |  | None | Non-Condensing | Single-Stage |  | 0.75 | Standard |  | 100000 | 81000 |  |  | 96000 | 998 | 80 | 78 | [8 empty] | Federally-Regulated Consumer Product | 05/10/2017 |  | 09/18/2017
Trane U.S. Inc. | Trane | TDE1C100A9601A* | LPG | Induced Draft | True | False | 1 | False | Horizontal |  | None | Non-Condensing | Single-Stage |  | 0.75 | Standard |  | 100000 | 81000 |  |  | 96000 | 998 | 80 | 78 | [8 empty] | Federally-Regulated Consumer Product | 05/10/2017 |  | 09/18/2017
Trane U.S. Inc. | Trane | TDE1C100A9601A* | Natural Gas | Induced Draft | True | False | 1 | False | Down |  | None | Non-Condensing | Single-Stage |  | 0.75 | Standard |  | 100000 | 81000 |  |  | 96000 | 998 | 80 | 78 | [8 empty] | Federally-Regulated Consumer Product | 05/10/2017 |  | 09/18/2017
Trane U.S. Inc. | Trane | TDE1C100A9601A* | Natural Gas | Induced Draft | True | False | 1 | False | Horizontal |  | None | Non-Condensing | Single-Stage |  | 0.75 | Standard |  | 100000 | 81000 |  |  | 96000 | 998 | 80 | 78 | [8 empty] | Federally-Regulated Consumer Product | 05/10/2017 |  | 09/18/2017
Trane U.S. Inc. | Trane | TDD1C100A9H51B* | LPG | Induced Draft | True | False | 1 | False | Down |  | None | Non-Condensing | Single-Stage |  | 1 | Standard |  | 100000 | 82000 |  |  | 97000 | 393 | 80 | 78 | [8 empty] | Federally-Regulated Consumer Product | 05/10/2017 |  | 09/18/2017
Trane U.S. Inc. | Trane | TDD1C100A9H51B* | LPG | Induced Draft | True | False | 1 | False | Horizontal |  | None | Non-Condensing | Single-Stage |  | 1 | Standard |  | 100000 | 82000 |  |  | 97000 | 393 | 80 | 78 | [8 empty] | Federally-Regulated Consumer Product | 05/10/2017 |  | 09/18/2017
Trane U.S. Inc. | Trane | TDD1C100A9H51B* | Natural Gas | Induced Draft | True | False | 1 | False | Down |  | None | Non-Condensing | Single-Stage |  | 1 | Standard |  | 100000 | 82000 |  |  | 97000 | 393 | 80 | 78 | [8 empty] | Federally-Regulated Consumer Product | 05/10/2017 |  | 09/18/2017
Trane U.S. Inc. | Trane | TDD1C100A9H51B* | Natural Gas | Induced Draft | True | False | 1 | False | Horizontal |  | None | Non-Condensing | Single-Stage |  | 1 | Standard |  | 100000 | 82000 |  |  | 97000 | 393 | 80 | 78 | [8 empty] | Federally-Regulated Consumer Product | 05/10/2017 |  | 09/18/2017
Trane U.S. Inc. | Trane | TUD1C080A9H41B* | LPG | Induced Draft | True | False | 1 | False | Up |  | None | Non-Condensing | Single-Stage |  | 0.75 | Standard |  | 80000 | 63000 |  |  | 79100 | 340 | 80 | 78 | [8 empty] | Federally-Regulated Consumer Product | 05/10/2017 |  | 09/18/2017
Trane U.S. Inc. | Trane | TUD1C080A9H41B* | LPG | Induced Draft | True | False | 1 | False | Horizontal |  | None | Non-Condensing | Single-Stage |  | 0.75 | Standard |  | 80000 | 63000 |  |  | 79100 | 340 | 80 | 78 | [8 empty] | Federally-Regulated Consumer Product | 05/10/2017 |  | 09/18/2017
Trane U.S. Inc. | Trane | TUD1C080A9H41B* | Natural Gas | Induced Draft | True | False | 1 | False | Up |  | None | Non-Condensing | Single-Stage |  | 0.75 | Standard |  | 80000 | 63000 |  |  | 79100 | 340 | 80 | 78 | [8 empty] | Federally-Regulated Consumer Product | 05/10/2017 |  | 09/18/2017
Trane U.S. Inc. | Trane | TUD1C080A9H41B* | Natural Gas | Induced Draft | True | False | 1 | False | Horizontal |  | None | Non-Condensing | Single-Stage |  | 0.75 | Standard |  | 80000 | 63000 |  |  | 79100 | 340 | 80 | 78 | [8 empty] | Federally-Regulated Consumer Product | 05/10/2017 |  | 09/18/2017
Trane U.S. Inc. | Trane | TDD1B080A9H31B* | LPG | Induced Draft | True | False | 1 | False | Down |  | None | Non-Condensing | Single-Stage |  | 0.5 | Standard |  | 80000 | 64000 |  |  | 76900 | 344 | 80 | 78 | [8 empty] | Federally-Regulated Consumer Product | 05/10/2017 |  | 09/18/2017
Trane U.S. Inc. | Trane | TDD1B080A9H31B* | LPG | Induced Draft | True | False | 1 | False | Horizontal |  | None | Non-Condensing | Single-Stage |  | 0.5 | Standard |  | 80000 | 64000 |  |  | 76900 | 344 | 80 | 78 | [8 empty] | Federally-Regulated Consumer Product | 05/10/2017 |  | 09/18/2017
Trane U.S. Inc. | Trane | TDD1B080A9H31B* | Natural Gas | Induced Draft | True | False | 1 | False | Down |  | None | Non-Condensing | Single-Stage |  | 0.5 | Standard |  | 80000 | 64000 |  |  | 76900 | 344 | 80 | 78 | [8 empty] | Federally-Regulated Consumer Product | 05/10/2017 |  | 09/18/2017
Trane U.S. Inc. | Trane | TDD1B080A9H31B* | Natural Gas | Induced Draft | True | False | 1 | False | Horizontal |  | None | Non-Condensing | Single-Stage |  | 0.5 | Standard |  | 80000 | 64000 |  |  | 76900 | 344 | 80 | 78 | [8 empty] | Federally-Regulated Consumer Product | 05/10/2017 |  | 09/18/2017
Trane U.S. Inc. | Trane | TUD1D120A9H51B* | LPG | Induced Draft | True | False | 1 | False | Up |  | None | Non-Condensing | Single-Stage |  | 1 | Standard |  | 120000 | 95000 |  |  | 116000 | 739 | 80 | 78 | [8 empty] | Federally-Regulated Consumer Product | 05/10/2017 |  | 09/18/2017
Trane U.S. Inc. | Trane | TUD1D120A9H51B* | LPG | Induced Draft | True | False | 1 | False | Horizontal |  | None | Non-Condensing | Single-Stage |  | 1 | Standard |  | 120000 | 95000 |  |  | 116000 | 739 | 80 | 78 | [8 empty] | Federally-Regulated Consumer Product | 05/10/2017 |  | 09/18/2017
Trane U.S. Inc. | Trane | TUD1D120A9H51B* | Natural Gas | Induced Draft | True | False | 1 | False | Up |  | None | Non-Condensing | Single-Stage |  | 1 | Standard |  | 120000 | 95000 |  |  | 116000 | 739 | 80 | 78 | [8 empty] | Federally-Regulated Consumer Product | 05/10/2017 |  | 09/18/2017
Trane U.S. Inc. | Trane | TUD1D120A9H51B* | Natural Gas | Induced Draft | True | False | 1 | False | Horizontal |  | None | Non-Condensing | Single-Stage |  | 1 | Standard |  | 120000 | 95000 |  |  | 116000 | 739 | 80 | 78 | [8 empty] | Federally-Regulated Consumer Product | 05/10/2017 |  | 09/18/2017
Trane U.S. Inc. | Trane | TUD1B060A9H31B* | LPG | Induced Draft | True | False | 1 | False | Up |  | None | Non-Condensing | Single-Stage |  | 0.5 | Standard |  | 60000 | 47000 |  |  | 59300 | 213 | 80 | 78 | [8 empty] | Federally-Regulated Consumer Product | 05/10/2017 |  | 09/18/2017
Trane U.S. Inc. | Trane | TUD1B060A9H31B* | LPG | Induced Draft | True | False | 1 | False | Horizontal |  | None | Non-Condensing | Single-Stage |  | 0.5 | Standard |  | 60000 | 47000 |  |  | 59300 | 213 | 80 | 78 | [8 empty] | Federally-Regulated Consumer Product | 05/10/2017 |  | 09/18/2017
Trane U.S. Inc. | Trane | TUD1B060A9H31B* | Natural Gas | Induced Draft | True | False | 1 | False | Up |  | None | Non-Condensing | Single-Stage |  | 0.5 | Standard |  | 60000 | 47000 |  |  | 59300 | 213 | 80 | 78 | [8 empty] | Federally-Regulated Consumer Product | 05/10/2017 |  | 09/18/2017
Trane U.S. Inc. | Trane | TUD1B060A9H31B* | Natural Gas | Induced Draft | True | False | 1 | False | Horizontal |  | None | Non-Condensing | Single-Stage |  | 0.5 | Standard |  | 60000 | 47000 |  |  | 59300 | 213 | 80 | 78 | [8 empty] | Federally-Regulated Consumer Product | 05/10/2017 |  | 09/18/2017
Trane U.S. Inc. | Trane | TUD2A040A9242A* | LPG | Induced Draft | True | False | 1 | False | Up |  | None | Non-Condensing | Two-Stage Modulating |  | 0.2 | Standard |  | 40000 | 32000 |  |  | 36800 | 665 | 80 | 78 | [8 empty] | Federally-Regulated Consumer Product | 05/10/2017 |  | 09/18/2017
Trane U.S. Inc. | Trane | TUD2A040A9242A* | LPG | Induced Draft | True | False | 1 | False | Horizontal |  | None | Non-Condensing | Two-Stage Modulating |  | 0.2 | Standard |  | 40000 | 32000 |  |  | 36800 | 665 | 80 | 78 | [8 empty] | Federally-Regulated Consumer Product | 05/10/2017 |  | 09/18/2017
Trane U.S. Inc. | Trane | TUD2A040A9242A* | Natural Gas | Induced Draft | True | False | 1 | False | Up |  | None | Non-Condensing | Two-Stage Modulating |  | 0.2 | Standard |  | 40000 | 32000 |  |  | 36800 | 665 | 80 | 78 | [8 empty] | Federally-Regulated Consumer Product | 05/10/2017 |  | 09/18/2017
Trane U.S. Inc. | Trane | TUD2A040A9242A* | Natural Gas | Induced Draft | True | False | 1 | False | Horizontal |  | None | Non-Condensing | Two-Stage Modulating |  | 0.2 | Standard |  | 40000 | 32000 |  |  | 36800 | 665 | 80 | 78 | [8 empty] | Federally-Regulated Consumer Product | 05/10/2017 |  | 09/18/2017
Trane U.S. Inc. | Trane | TUD2A060A9362A* | LPG | Induced Draft | True | False | 1 | False | Up |  | None | Non-Condensing | Two-Stage Modulating |  | 0.33 | Standard |  | 60000 | 47000 |  |  | 54100 | 663 | 80 | 78 | [8 empty] | Federally-Regulated Consumer Product | 05/10/2017 |  | 09/18/2017
Trane U.S. Inc. | Trane | TUD2A060A9362A* | LPG | Induced Draft | True | False | 1 | False | Horizontal |  | None | Non-Condensing | Two-Stage Modulating |  | 0.33 | Standard |  | 60000 | 47000 |  |  | 54100 | 663 | 80 | 78 | [8 empty] | Federally-Regulated Consumer Product | 05/10/2017 |  | 09/18/2017
Trane U.S. Inc. | Trane | TUD2A060A9362A* | Natural Gas | Induced Draft | True | False | 1 | False | Up |  | None | Non-Condensing | Two-Stage Modulating |  | 0.33 | Standard |  | 60000 | 47000 |  |  | 54100 | 663 | 80 | 78 | [8 empty] | Federally-Regulated Consumer Product | 05/10/2017 |  | 09/18/2017
Trane U.S. Inc. | Trane | TUD2A060A9362A* | Natural Gas | Induced Draft | True | False | 1 | False | Horizontal |  | None | Non-Condensing | Two-Stage Modulating |  | 0.33 | Standard |  | 60000 | 47000 |  |  | 54100 | 663 | 80 | 78 | [8 empty] | Federally-Regulated Consumer Product | 05/10/2017 |  | 09/18/2017
Trane U.S. Inc. | Trane | TUD2B080A9482A* | LPG | Induced Draft | True | False | 1 | False | Up |  | None | Non-Condensing | Two-Stage Modulating |  | 0.33 | Standard |  | 80000 | 63000 |  |  | 73000 | 182 | 80 | 78 | [8 empty] | Federally-Regulated Consumer Product | 05/10/2017 |  | 09/18/2017
Trane U.S. Inc. | Trane | TUD2B080A9482A* | LPG | Induced Draft | True | False | 1 | False | Horizontal |  | None | Non-Condensing | Two-Stage Modulating |  | 0.33 | Standard |  | 80000 | 63000 |  |  | 73000 | 182 | 80 | 78 | [8 empty] | Federally-Regulated Consumer Product | 05/10/2017 |  | 09/18/2017
Trane U.S. Inc. | Trane | TUD2B080A9482A* | Natural Gas | Induced Draft | True | False | 1 | False | Up |  | None | Non-Condensing | Two-Stage Modulating |  | 0.33 | Standard |  | 80000 | 63000 |  |  | 73000 | 182 | 80 | 78 | [8 empty] | Federally-Regulated Consumer Product | 05/10/2017 |  | 09/18/2017
Trane U.S. Inc. | Trane | TUD2B080A9482A* | Natural Gas | Induced Draft | True | False | 1 | False | Horizontal |  | None | Non-Condensing | Two-Stage Modulating |  | 0.33 | Standard |  | 80000 | 63000 |  |  | 73000 | 182 | 80 | 78 | [8 empty] | Federally-Regulated Consumer Product | 05/10/2017 |  | 09/18/2017
Trane U.S. Inc. | Trane | TUD2C100A9482A* | LPG | Induced Draft | True | False | 1 | False | Up |  | None | Non-Condensing | Two-Stage Modulating |  | 0.5 | Standard |  | 100000 | 79000 |  |  | 91000 | 121 | 80 | 78 | [8 empty] | Federally-Regulated Consumer Product | 05/10/2017 |  | 09/18/2017
Trane U.S. Inc. | Trane | TUD2C100A9482A* | LPG | Induced Draft | True | False | 1 | False | Horizontal |  | None | Non-Condensing | Two-Stage Modulating |  | 0.5 | Standard |  | 100000 | 79000 |  |  | 91000 | 121 | 80 | 78 | [8 empty] | Federally-Regulated Consumer Product | 05/10/2017 |  | 09/18/2017
Trane U.S. Inc. | Trane | TUD2C100A9482A* | Natural Gas | Induced Draft | True | False | 1 | False | Up |  | None | Non-Condensing | Two-Stage Modulating |  | 0.5 | Standard |  | 100000 | 79000 |  |  | 91000 | 121 | 80 | 78 | [8 empty] | Federally-Regulated Consumer Product | 05/10/2017 |  | 09/18/2017
Trane U.S. Inc. | Trane | TUD2C100A9482A* | Natural Gas | Induced Draft | True | False | 1 | False | Horizontal |  | None | Non-Condensing | Two-Stage Modulating |  | 0.5 | Standard |  | 100000 | 79000 |  |  | 91000 | 121 | 80 | 78 | [8 empty] | Federally-Regulated Consumer Product | 05/10/2017 |  | 09/18/2017
Trane U.S. Inc. | Trane | TUD2C100A9602A* | LPG | Induced Draft | True | False | 1 | False | Up |  | None | Non-Condensing | Two-Stage Modulating |  | 0.5 | Standard |  | 100000 | 80000 |  |  | 90000 | 1076 | 80 | 78 | [8 empty] | Federally-Regulated Consumer Product | 05/10/2017 |  | 09/18/2017
Trane U.S. Inc. | Trane | TUD2C100A9602A* | LPG | Induced Draft | True | False | 1 | False | Horizontal |  | None | Non-Condensing | Two-Stage Modulating |  | 0.5 | Standard |  | 100000 | 80000 |  |  | 90000 | 1076 | 80 | 78 | [8 empty] | Federally-Regulated Consumer Product | 05/10/2017 |  | 09/18/2017
Trane U.S. Inc. | Trane | TUD2C100A9602A* | Natural Gas | Induced Draft | True | False | 1 | False | Up |  | None | Non-Condensing | Two-Stage Modulating |  | 0.5 | Standard |  | 100000 | 80000 |  |  | 90000 | 1076 | 80 | 78 | [8 empty] | Federally-Regulated Consumer Product | 05/10/2017 |  | 09/18/2017
Trane U.S. Inc. | Trane | TUD2C100A9602A* | Natural Gas | Induced Draft | True | False | 1 | False | Horizontal |  | None | Non-Condensing | Two-Stage Modulating |  | 0.5 | Standard |  | 100000 | 80000 |  |  | 90000 | 1076 | 80 | 78 | [8 empty] | Federally-Regulated Consumer Product | 05/10/2017 |  | 09/18/2017
Trane U.S. Inc. | Trane | TUD2D100A9602A* | LPG | Induced Draft | True | False | 1 | False | Up |  | None | Non-Condensing | Two-Stage Modulating |  | 0.5 | Standard |  | 100000 | 80000 |  |  | 91500 | 1011 | 80 | 78 | [8 empty] | Federally-Regulated Consumer Product | 05/10/2017 |  | 09/18/2017
Trane U.S. Inc. | Trane | TUD2D100A9602A* | LPG | Induced Draft | True | False | 1 | False | Horizontal |  | None | Non-Condensing | Two-Stage Modulating |  | 0.5 | Standard |  | 100000 | 80000 |  |  | 91500 | 1011 | 80 | 78 | [8 empty] | Federally-Regulated Consumer Product | 05/10/2017 |  | 09/18/2017
Trane U.S. Inc. | Trane | TUD2D100A9602A* | Natural Gas | Induced Draft | True | False | 1 | False | Up |  | None | Non-Condensing | Two-Stage Modulating |  | 0.5 | Standard |  | 100000 | 80000 |  |  | 91500 | 1011 | 80 | 78 | [8 empty] | Federally-Regulated Consumer Product | 05/10/2017 |  | 09/18/2017
Trane U.S. Inc. | Trane | TUD2D100A9602A* | Natural Gas | Induced Draft | True | False | 1 | False | Horizontal |  | None | Non-Condensing | Two-Stage Modulating |  | 0.5 | Standard |  | 100000 | 80000 |  |  | 91500 | 1011 | 80 | 78 | [8 empty] | Federally-Regulated Consumer Product | 05/10/2017 |  | 09/18/2017
Trane U.S. Inc. | Trane | TUD2D140A9602A* | LPG | Induced Draft | True | False | 1 | False | Up |  | None | Non-Condensing | Two-Stage Modulating |  | 0.75 | Standard |  | 140000 | 112000 |  |  | 128600 | 1150 | 80 | 78 | [8 empty] | Federally-Regulated Consumer Product | 05/10/2017 |  | 09/18/2017
Trane U.S. Inc. | Trane | TUD2D140A9602A* | LPG | Induced Draft | True | False | 1 | False | Horizontal |  | None | Non-Condensing | Two-Stage Modulating |  | 0.75 | Standard |  | 140000 | 112000 |  |  | 128600 | 1150 | 80 | 78 | [8 empty] | Federally-Regulated Consumer Product | 05/10/2017 |  | 09/18/2017
Trane U.S. Inc. | Trane | TUD2D140A9602A* | Natural Gas | Induced Draft | True | False | 1 | False | Up |  | None | Non-Condensing | Two-Stage Modulating |  | 0.75 | Standard |  | 140000 | 112000 |  |  | 128600 | 1150 | 80 | 78 | [8 empty] | Federally-Regulated Consumer Product | 05/10/2017 |  | 09/18/2017
Trane U.S. Inc. | Trane | TUD2D140A9602A* | Natural Gas | Induced Draft | True | False | 1 | False | Horizontal |  | None | Non-Condensing | Two-Stage Modulating |  | 0.75 | Standard |  | 140000 | 112000 |  |  | 128600 | 1150 | 80 | 78 | [8 empty] | Federally-Regulated Consumer Product | 05/10/2017 |  | 09/18/2017
Trane U.S. Inc. | Trane | TDD2A040A9242A* | LPG | Induced Draft | True | False | 1 | False | Down |  | None | Non-Condensing | Two-Stage Modulating |  | 0.2 | Standard |  | 40000 | 32000 |  |  | 36700 | 443 | 80 | 78 | [8 empty] | Federally-Regulated Consumer Product | 05/10/2017 |  | 09/18/2017
Trane U.S. Inc. | Trane | TDD2A040A9242A* | LPG | Induced Draft | True | False | 1 | False | Horizontal |  | None | Non-Condensing | Two-Stage Modulating |  | 0.2 | Standard |  | 40000 | 32000 |  |  | 36700 | 443 | 80 | 78 | [8 empty] | Federally-Regulated Consumer Product | 05/10/2017 |  | 09/18/2017
Trane U.S. Inc. | Trane | TDD2A040A9242A* | Natural Gas | Induced Draft | True | False | 1 | False | Down |  | None | Non-Condensing | Two-Stage Modulating |  | 0.2 | Standard |  | 40000 | 32000 |  |  | 36700 | 443 | 80 | 78 | [8 empty] | Federally-Regulated Consumer Product | 05/10/2017 |  | 09/18/2017
Trane U.S. Inc. | Trane | TDD2A040A9242A* | Natural Gas | Induced Draft | True | False | 1 | False | Horizontal |  | None | Non-Condensing | Two-Stage Modulating |  | 0.2 | Standard |  | 40000 | 32000 |  |  | 36700 | 443 | 80 | 78 | [8 empty] | Federally-Regulated Consumer Product | 05/10/2017 |  | 09/18/2017
Trane U.S. Inc. | Trane | TDD2B080A9362A* | LPG | Induced Draft | True | False | 1 | False | Down |  | None | Non-Condensing | Two-Stage Modulating |  | 0.33 | Standard |  | 80000 | 64000 |  |  | 72900 | 182 | 80 | 78 | [8 empty] | Federally-Regulated Consumer Product | 05/10/2017 |  | 09/18/2017
Trane U.S. Inc. | Trane | TDD2B080A9362A* | LPG | Induced Draft | True | False | 1 | False | Horizontal |  | None | Non-Condensing | Two-Stage Modulating |  | 0.33 | Standard |  | 80000 | 64000 |  |  | 72900 | 182 | 80 | 78 | [8 empty] | Federally-Regulated Consumer Product | 05/10/2017 |  | 09/18/2017
Trane U.S. Inc. | Trane | TDD2B080A9362A* | Natural Gas | Induced Draft | True | False | 1 | False | Down |  | None | Non-Condensing | Two-Stage Modulating |  | 0.33 | Standard |  | 80000 | 64000 |  |  | 72900 | 182 | 80 | 78 | [8 empty] | Federally-Regulated Consumer Product | 05/10/2017 |  | 09/18/2017
Trane U.S. Inc. | Trane | TDD2B080A9362A* | Natural Gas | Induced Draft | True | False | 1 | False | Horizontal |  | None | Non-Condensing | Two-Stage Modulating |  | 0.33 | Standard |  | 80000 | 64000 |  |  | 72900 | 182 | 80 | 78 | [8 empty] | Federally-Regulated Consumer Product | 05/10/2017 |  | 09/18/2017
Trane U.S. Inc. | Trane | TDD2B100A9482A* | LPG | Induced Draft | True | False | 1 | False | Down |  | None | Non-Condensing | Two-Stage Modulating |  | 0.33 | Standard |  | 100000 | 79000 |  |  | 94500 | 1100 | 80 | 78 | [8 empty] | Federally-Regulated Consumer Product | 05/10/2017 |  | 09/18/2017
Trane U.S. Inc. | Trane | TDD2B100A9482A* | LPG | Induced Draft | True | False | 1 | False | Horizontal |  | None | Non-Condensing | Two-Stage Modulating |  | 0.33 | Standard |  | 100000 | 79000 |  |  | 94500 | 1100 | 80 | 78 | [8 empty] | Federally-Regulated Consumer Product | 05/10/2017 |  | 09/18/2017
Trane U.S. Inc. | Trane | TDD2B100A9482A* | Natural Gas | Induced Draft | True | False | 1 | False | Down |  | None | Non-Condensing | Two-Stage Modulating |  | 0.33 | Standard |  | 100000 | 79000 |  |  | 94500 | 1100 | 80 | 78 | [8 empty] | Federally-Regulated Consumer Product | 05/10/2017 |  | 09/18/2017
Trane U.S. Inc. | Trane | TDD2B100A9482A* | Natural Gas | Induced Draft | True | False | 1 | False | Horizontal |  | None | Non-Condensing | Two-Stage Modulating |  | 0.33 | Standard |  | 100000 | 79000 |  |  | 94500 | 1100 | 80 | 78 | [8 empty] | Federally-Regulated Consumer Product | 05/10/2017 |  | 09/18/2017
Trane U.S. Inc. | Trane | TDD2C100A9602A* | LPG | Induced Draft | True | False | 1 | False | Down |  | None | Non-Condensing | Two-Stage Modulating |  | 0.5 | Standard |  | 100000 | 81000 |  |  | 89600 | 1057 | 80 | 78 | [8 empty] | Federally-Regulated Consumer Product | 05/10/2017 |  | 09/18/2017
Trane U.S. Inc. | Trane | TDD2C100A9602A* | LPG | Induced Draft | True | False | 1 | False | Horizontal |  | None | Non-Condensing | Two-Stage Modulating |  | 0.5 | Standard |  | 100000 | 81000 |  |  | 89600 | 1057 | 80 | 78 | [8 empty] | Federally-Regulated Consumer Product | 05/10/2017 |  | 09/18/2017
Trane U.S. Inc. | Trane | TDD2C100A9602A* | Natural Gas | Induced Draft | True | False | 1 | False | Down |  | None | Non-Condensing | Two-Stage Modulating |  | 0.5 | Standard |  | 100000 | 81000 |  |  | 89600 | 1057 | 80 | 78 | [8 empty] | Federally-Regulated Consumer Product | 05/10/2017 |  | 09/18/2017
Trane U.S. Inc. | Trane | TDD2C100A9602A* | Natural Gas | Induced Draft | True | False | 1 | False | Horizontal |  | None | Non-Condensing | Two-Stage Modulating |  | 0.5 | Standard |  | 100000 | 81000 |  |  | 89600 | 1057 | 80 | 78 | [8 empty] | Federally-Regulated Consumer Product | 05/10/2017 |  | 09/18/2017
Trane U.S. Inc. | Trane | TDD2D120A9602A* | LPG | Induced Draft | True | False | 1 | False | Down |  | None | Non-Condensing | Two-Stage Modulating |  | 0.5 | Standard |  | 120000 | 96000 |  |  | 109000 | 1111 | 80 | 78 | [8 empty] | Federally-Regulated Consumer Product | 05/10/2017 |  | 09/18/2017
Trane U.S. Inc. | Trane | TDD2D120A9602A* | LPG | Induced Draft | True | False | 1 | False | Horizontal |  | None | Non-Condensing | Two-Stage Modulating |  | 0.5 | Standard |  | 120000 | 96000 |  |  | 109000 | 1111 | 80 | 78 | [8 empty] | Federally-Regulated Consumer Product | 05/10/2017 |  | 09/18/2017
Trane U.S. Inc. | Trane | TDD2D120A9602A* | Natural Gas | Induced Draft | True | False | 1 | False | Down |  | None | Non-Condensing | Two-Stage Modulating |  | 0.5 | Standard |  | 120000 | 96000 |  |  | 109000 | 1111 | 80 | 78 | [8 empty] | Federally-Regulated Consumer Product | 05/10/2017 |  | 09/18/2017
Trane U.S. Inc. | Trane | TDD2D120A9602A* | Natural Gas | Induced Draft | True | False | 1 | False | Horizontal |  | None | Non-Condensing | Two-Stage Modulating |  | 0.5 | Standard |  | 120000 | 96000 |  |  | 109000 | 1111 | 80 | 78 | [8 empty] | Federally-Regulated Consumer Product | 05/10/2017 |  | 09/18/2017
Trane U.S. Inc. | Trane | TDD2D140A9602A* | LPG | Induced Draft | True | False | 1 | False | Down |  | None | Non-Condensing | Two-Stage Modulating |  | 0.75 | Standard |  | 140000 | 113000 |  |  | 128300 | 1155 | 80 | 78 | [8 empty] | Federally-Regulated Consumer Product | 05/10/2017 |  | 09/18/2017
Trane U.S. Inc. | Trane | TDD2D140A9602A* | LPG | Induced Draft | True | False | 1 | False | Horizontal |  | None | Non-Condensing | Two-Stage Modulating |  | 0.75 | Standard |  | 140000 | 113000 |  |  | 128300 | 1155 | 80 | 78 | [8 empty] | Federally-Regulated Consumer Product | 05/10/2017 |  | 09/18/2017
Trane U.S. Inc. | Trane | TDD2D140A9602A* | Natural Gas | Induced Draft | True | False | 1 | False | Down |  | None | Non-Condensing | Two-Stage Modulating |  | 0.75 | Standard |  | 140000 | 113000 |  |  | 128300 | 1155 | 80 | 78 | [8 empty] | Federally-Regulated Consumer Product | 05/10/2017 |  | 09/18/2017
Trane U.S. Inc. | Trane | TDD2D140A9602A* | Natural Gas | Induced Draft | True | False | 1 | False | Horizontal |  | None | Non-Condensing | Two-Stage Modulating |  | 0.75 | Standard |  | 140000 | 113000 |  |  | 128300 | 1155 | 80 | 78 | [8 empty] | Federally-Regulated Consumer Product | 05/10/2017 |  | 09/18/2017
Trane U.S. Inc. | Trane | TDD2B080ACV32* | LPG | Induced Draft | True | False | 1 | False | Down |  | None | Non-Condensing | Two-Stage Modulating |  | 0.5 | Standard |  | 80000 | 63000 |  |  | 76300 | 232 | 80 | 78 | [8 empty] | Federally-Regulated Consumer Product | 05/10/2017 |  | 09/18/2017
Trane U.S. Inc. | Trane | TDD2B080ACV32* | LPG | Induced Draft | True | False | 1 | False | Horizontal |  | None | Non-Condensing | Two-Stage Modulating |  | 0.5 | Standard |  | 80000 | 63000 |  |  | 76300 | 232 | 80 | 78 | [8 empty] | Federally-Regulated Consumer Product | 05/10/2017 |  | 09/18/2017
Trane U.S. Inc. | Trane | TDD2B080ACV32* | Natural Gas | Induced Draft | True | False | 1 | False | Down |  | None | Non-Condensing | Two-Stage Modulating |  | 0.5 | Standard |  | 80000 | 63000 |  |  | 76300 | 232 | 80 | 78 | [8 empty] | Federally-Regulated Consumer Product | 05/10/2017 |  | 09/18/2017
Trane U.S. Inc. | Trane | TDD2B080ACV32* | Natural Gas | Induced Draft | True | False | 1 | False | Horizontal |  | None | Non-Condensing | Two-Stage Modulating |  | 0.5 | Standard |  | 80000 | 63000 |  |  | 76300 | 232 | 80 | 78 | [8 empty] | Federally-Regulated Consumer Product | 05/10/2017 |  | 09/18/2017
Trane U.S. Inc. | Trane | TDD2B060ACV32* | LPG | Induced Draft | True | False | 1 | False | Down |  | None | Non-Condensing | Two-Stage Modulating |  | 0.5 | Standard |  | 60000 | 48000 |  |  | 57600 | 172 | 80 | 78 | [8 empty] | Federally-Regulated Consumer Product | 05/10/2017 |  | 09/18/2017
Trane U.S. Inc. | Trane | TDD2B060ACV32* | LPG | Induced Draft | True | False | 1 | False | Horizontal |  | None | Non-Condensing | Two-Stage Modulating |  | 0.5 | Standard |  | 60000 | 48000 |  |  | 57600 | 172 | 80 | 78 | [8 empty] | Federally-Regulated Consumer Product | 05/10/2017 |  | 09/18/2017
Trane U.S. Inc. | Trane | TDD2B060ACV32* | Natural Gas | Induced Draft | True | False | 1 | False | Down |  | None | Non-Condensing | Two-Stage Modulating |  | 0.5 | Standard |  | 60000 | 48000 |  |  | 57600 | 172 | 80 | 78 | [8 empty] | Federally-Regulated Consumer Product | 05/10/2017 |  | 09/18/2017
Trane U.S. Inc. | Trane | TDD2B060ACV32* | Natural Gas | Induced Draft | True | False | 1 | False | Horizontal |  | None | Non-Condensing | Two-Stage Modulating |  | 0.5 | Standard |  | 60000 | 48000 |  |  | 57600 | 172 | 80 | 78 | [8 empty] | Federally-Regulated Consumer Product | 05/10/2017 |  | 09/18/2017
Trane U.S. Inc. | Trane | TDD2C100ACV52* | LPG | Induced Draft | True | False | 1 | False | Down |  | None | Non-Condensing | Two-Stage Modulating |  | 1 | Standard |  | 100000 | 81000 |  |  | 95000 | 240 | 80 | 78 | [8 empty] | Federally-Regulated Consumer Product | 05/10/2017 |  | 09/18/2017
Trane U.S. Inc. | Trane | TDD2C100ACV52* | LPG | Induced Draft | True | False | 1 | False | Horizontal |  | None | Non-Condensing | Two-Stage Modulating |  | 1 | Standard |  | 100000 | 81000 |  |  | 95000 | 240 | 80 | 78 | [8 empty] | Federally-Regulated Consumer Product | 05/10/2017 |  | 09/18/2017
Trane U.S. Inc. | Trane | TDD2C100ACV52* | Natural Gas | Induced Draft | True | False | 1 | False | Down |  | None | Non-Condensing | Two-Stage Modulating |  | 1 | Standard |  | 100000 | 81000 |  |  | 95000 | 240 | 80 | 78 | [8 empty] | Federally-Regulated Consumer Product | 05/10/2017 |  | 09/18/2017
Trane U.S. Inc. | Trane | TDD2C100ACV52* | Natural Gas | Induced Draft | True | False | 1 | False | Horizontal |  | None | Non-Condensing | Two-Stage Modulating |  | 1 | Standard |  | 100000 | 81000 |  |  | 95000 | 240 | 80 | 78 | [8 empty] | Federally-Regulated Consumer Product | 05/10/2017 |  | 09/18/2017
Trane U.S. Inc. | Trane | TUD2C100ACV52* | LPG | Induced Draft | True | False | 1 | False | Up |  | None | Non-Condensing | Two-Stage Modulating |  | 1 | Standard |  | 100000 | 79000 |  |  | 95900 | 289 | 80 | 78 | [8 empty] | Federally-Regulated Consumer Product | 05/10/2017 |  | 09/18/2017
Trane U.S. Inc. | Trane | TUD2C100ACV52* | LPG | Induced Draft | True | False | 1 | False | Horizontal |  | None | Non-Condensing | Two-Stage Modulating |  | 1 | Standard |  | 100000 | 79000 |  |  | 95900 | 289 | 80 | 78 | [8 empty] | Federally-Regulated Consumer Product | 05/10/2017 |  | 09/18/2017
Trane U.S. Inc. | Trane | TUD2C100ACV52* | Natural Gas | Induced Draft | True | False | 1 | False | Up |  | None | Non-Condensing | Two-Stage Modulating |  | 1 | Standard |  | 100000 | 79000 |  |  | 95900 | 289 | 80 | 78 | [8 empty] | Federally-Regulated Consumer Product | 05/10/2017 |  | 09/18/2017
Trane U.S. Inc. | Trane | TUD2C100ACV52* | Natural Gas | Induced Draft | True | False | 1 | False | Horizontal |  | None | Non-Condensing | Two-Stage Modulating |  | 1 | Standard |  | 100000 | 79000 |  |  | 95900 | 289 | 80 | 78 | [8 empty] | Federally-Regulated Consumer Product | 05/10/2017 |  | 09/18/2017
Trane U.S. Inc. | Trane | TUD2B060ACV32* | LPG | Induced Draft | True | False | 1 | False | Up |  | None | Non-Condensing | Two-Stage Modulating |  | 0.5 | Standard |  | 60000 | 48000 |  |  | 57700 | 170 | 80 | 78 | [8 empty] | Federally-Regulated Consumer Product | 05/10/2017 |  | 09/18/2017
Trane U.S. Inc. | Trane | TUD2B060ACV32* | LPG | Induced Draft | True | False | 1 | False | Horizontal |  | None | Non-Condensing | Two-Stage Modulating |  | 0.5 | Standard |  | 60000 | 48000 |  |  | 57700 | 170 | 80 | 78 | [8 empty] | Federally-Regulated Consumer Product | 05/10/2017 |  | 09/18/2017
Trane U.S. Inc. | Trane | TUD2B060ACV32* | Natural Gas | Induced Draft | True | False | 1 | False | Up |  | None | Non-Condensing | Two-Stage Modulating |  | 0.5 | Standard |  | 60000 | 48000 |  |  | 57700 | 170 | 80 | 78 | [8 empty] | Federally-Regulated Consumer Product | 05/10/2017 |  | 09/18/2017
Trane U.S. Inc. | Trane | TUD2B060ACV32* | Natural Gas | Induced Draft | True | False | 1 | False | Horizontal |  | None | Non-Condensing | Two-Stage Modulating |  | 0.5 | Standard |  | 60000 | 48000 |  |  | 57700 | 170 | 80 | 78 | [8 empty] | Federally-Regulated Consumer Product | 05/10/2017 |  | 09/18/2017
Trane U.S. Inc. | Trane | TUD2B080ACV32* | LPG | Induced Draft | True | False | 1 | False | Up |  | None | Non-Condensing | Two-Stage Modulating |  | 0.5 | Standard |  | 80000 | 64000 |  |  | 76700 | 274 | 80 | 78 | [8 empty] | Federally-Regulated Consumer Product | 05/10/2017 |  | 09/18/2017
Trane U.S. Inc. | Trane | TUD2B080ACV32* | LPG | Induced Draft | True | False | 1 | False | Horizontal |  | None | Non-Condensing | Two-Stage Modulating |  | 0.5 | Standard |  | 80000 | 64000 |  |  | 76700 | 274 | 80 | 78 | [8 empty] | Federally-Regulated Consumer Product | 05/10/2017 |  | 09/18/2017
Trane U.S. Inc. | Trane | TUD2B080ACV32* | Natural Gas | Induced Draft | True | False | 1 | False | Up |  | None | Non-Condensing | Two-Stage Modulating |  | 0.5 | Standard |  | 80000 | 64000 |  |  | 76700 | 274 | 80 | 78 | [8 empty] | Federally-Regulated Consumer Product | 05/10/2017 |  | 09/18/2017
Trane U.S. Inc. | Trane | TUD2B080ACV32* | Natural Gas | Induced Draft | True | False | 1 | False | Horizontal |  | None | Non-Condensing | Two-Stage Modulating |  | 0.5 | Standard |  | 80000 | 64000 |  |  | 76700 | 274 | 80 | 78 | [8 empty] | Federally-Regulated Consumer Product | 05/10/2017 |  | 09/18/2017
Trane U.S. Inc. | Trane | TUD2D140ACV52* | LPG | Induced Draft | True | False | 1 | False | Up |  | None | Non-Condensing | Two-Stage Modulating |  | 1 | Standard |  | 140000 | 111000 |  |  | 131400 | 365 | 80 | 78 | [8 empty] | Federally-Regulated Consumer Product | 05/10/2017 |  | 09/18/2017
Trane U.S. Inc. | Trane | TUD2D140ACV52* | LPG | Induced Draft | True | False | 1 | False | Horizontal |  | None | Non-Condensing | Two-Stage Modulating |  | 1 | Standard |  | 140000 | 111000 |  |  | 131400 | 365 | 80 | 78 | [8 empty] | Federally-Regulated Consumer Product | 05/10/2017 |  | 09/18/2017
Trane U.S. Inc. | Trane | TUD2D140ACV52* | Natural Gas | Induced Draft | True | False | 1 | False | Up |  | None | Non-Condensing | Two-Stage Modulating |  | 1 | Standard |  | 140000 | 111000 |  |  | 131400 | 365 | 80 | 78 | [8 empty] | Federally-Regulated Consumer Product | 05/10/2017 |  | 09/18/2017
Trane U.S. Inc. | Trane | TUD2D140ACV52* | Natural Gas | Induced Draft | True | False | 1 | False | Horizontal |  | None | Non-Condensing | Two-Stage Modulating |  | 1 | Standard |  | 140000 | 111000 |  |  | 131400 | 365 | 80 | 78 | [8 empty] | Federally-Regulated Consumer Product | 05/10/2017 |  | 09/18/2017
Trane U.S. Inc. | Trane | TUD2C080ACV42* | LPG | Induced Draft | True | False | 1 | False | Up |  | None | Non-Condensing | Two-Stage Modulating |  | 0.75 | Standard |  | 80000 | 64000 |  |  | 77500 | 371 | 80 | 78 | [8 empty] | Federally-Regulated Consumer Product | 05/10/2017 |  | 09/18/2017
Trane U.S. Inc. | Trane | TUD2C080ACV42* | LPG | Induced Draft | True | False | 1 | False | Horizontal |  | None | Non-Condensing | Two-Stage Modulating |  | 0.75 | Standard |  | 80000 | 64000 |  |  | 77500 | 371 | 80 | 78 | [8 empty] | Federally-Regulated Consumer Product | 05/10/2017 |  | 09/18/2017
Trane U.S. Inc. | Trane | TUD2C080ACV42* | Natural Gas | Induced Draft | True | False | 1 | False | Up |  | None | Non-Condensing | Two-Stage Modulating |  | 0.75 | Standard |  | 80000 | 64000 |  |  | 77500 | 371 | 80 | 78 | [8 empty] | Federally-Regulated Consumer Product | 05/10/2017 |  | 09/18/2017
Trane U.S. Inc. | Trane | TUD2C080ACV42* | Natural Gas | Induced Draft | True | False | 1 | False | Horizontal |  | None | Non-Condensing | Two-Stage Modulating |  | 0.75 | Standard |  | 80000 | 64000 |  |  | 77500 | 371 | 80 | 78 | [8 empty] | Federally-Regulated Consumer Product | 05/10/2017 |  | 09/18/2017
Trane U.S. Inc. | Trane | TUD2D120A9V5VB* | LPG | Induced Draft | True | False | 1 | False | Up |  | None | Non-Condensing | Two-Stage Modulating |  | 1 | Standard |  | 120000 | 96000 |  |  | 113100 | 395 | 80 | 78 | [8 empty] | Federally-Regulated Consumer Product | 05/10/2017 |  | 09/18/2017
Trane U.S. Inc. | Trane | TUD2D120A9V5VB* | LPG | Induced Draft | True | False | 1 | False | Horizontal |  | None | Non-Condensing | Two-Stage Modulating |  | 1 | Standard |  | 120000 | 96000 |  |  | 113100 | 395 | 80 | 78 | [8 empty] | Federally-Regulated Consumer Product | 05/10/2017 |  | 09/18/2017
Trane U.S. Inc. | Trane | TUD2D120A9V5VB* | Natural Gas | Induced Draft | True | False | 1 | False | Up |  | None | Non-Condensing | Two-Stage Modulating |  | 1 | Standard |  | 120000 | 96000 |  |  | 113100 | 395 | 80 | 78 | [8 empty] | Federally-Regulated Consumer Product | 05/10/2017 |  | 09/18/2017
Trane U.S. Inc. | Trane | TUD2D120A9V5VB* | Natural Gas | Induced Draft | True | False | 1 | False | Horizontal |  | None | Non-Condensing | Two-Stage Modulating |  | 1 | Standard |  | 120000 | 96000 |  |  | 113100 | 395 | 80 | 78 | [8 empty] | Federally-Regulated Consumer Product | 05/10/2017 |  | 09/18/2017
Trane U.S. Inc. | Trane | TDD2D120A9V5V** | LPG | Induced Draft | True | False | 1 | False | Down |  | None | Non-Condensing | Two-Stage Modulating |  | 1 | Standard |  | 120000 | 96000 |  |  | 113200 | 331 | 80 | 78 | [8 empty] | Federally-Regulated Consumer Product | 05/10/2017 |  | 09/18/2017
Trane U.S. Inc. | Trane | TDD2D120A9V5V** | LPG | Induced Draft | True | False | 1 | False | Horizontal |  | None | Non-Condensing | Two-Stage Modulating |  | 1 | Standard |  | 120000 | 96000 |  |  | 113200 | 331 | 80 | 78 | [8 empty] | Federally-Regulated Consumer Product | 05/10/2017 |  | 09/18/2017
Trane U.S. Inc. | Trane | TDD2D120A9V5V** | Natural Gas | Induced Draft | True | False | 1 | False | Down |  | None | Non-Condensing | Two-Stage Modulating |  | 1 | Standard |  | 120000 | 96000 |  |  | 113200 | 331 | 80 | 78 | [8 empty] | Federally-Regulated Consumer Product | 05/10/2017 |  | 09/18/2017
Trane U.S. Inc. | Trane | TDD2D120A9V5V** | Natural Gas | Induced Draft | True | False | 1 | False | Horizontal |  | None | Non-Condensing | Two-Stage Modulating |  | 1 | Standard |  | 120000 | 96000 |  |  | 113200 | 331 | 80 | 78 | [8 empty] | Federally-Regulated Consumer Product | 05/10/2017 |  | 09/18/2017
Trane U.S. Inc. | Trane | TUD2B100A9V3V** | LPG | Induced Draft | True | False | 1 | False | Up |  | None | Non-Condensing | Two-Stage Modulating |  | 0.5 | Standard |  | 100000 | 80000 |  |  | 94100 | 257 | 80 | 78 | [8 empty] | Federally-Regulated Consumer Product | 05/10/2017 |  | 09/18/2017
Trane U.S. Inc. | Trane | TUD2B100A9V3V** | LPG | Induced Draft | True | False | 1 | False | Horizontal |  | None | Non-Condensing | Two-Stage Modulating |  | 0.5 | Standard |  | 100000 | 80000 |  |  | 94100 | 257 | 80 | 78 | [8 empty] | Federally-Regulated Consumer Product | 05/10/2017 |  | 09/18/2017
Trane U.S. Inc. | Trane | TUD2B100A9V3V** | Natural Gas | Induced Draft | True | False | 1 | False | Up |  | None | Non-Condensing | Two-Stage Modulating |  | 0.5 | Standard |  | 100000 | 80000 |  |  | 94100 | 257 | 80 | 78 | [8 empty] | Federally-Regulated Consumer Product | 05/10/2017 |  | 09/18/2017
Trane U.S. Inc. | Trane | TUD2B100A9V3V** | Natural Gas | Induced Draft | True | False | 1 | False | Horizontal |  | None | Non-Condensing | Two-Stage Modulating |  | 0.5 | Standard |  | 100000 | 80000 |  |  | 94100 | 257 | 80 | 78 | [8 empty] | Federally-Regulated Consumer Product | 05/10/2017 |  | 09/18/2017
Trane U.S. Inc. | Trane | TUD2C080B9V4V** | LPG | Induced Draft | True | False | 1 | False | Up |  | None | Non-Condensing | Two-Stage Modulating |  | 0.75 | Standard |  | 80000 | 64000 |  |  | 77500 | 286 | 80 | 78 | [8 empty] | Federally-Regulated Consumer Product | 05/10/2017 |  | 09/18/2017
Trane U.S. Inc. | Trane | TUD2C080B9V4V** | LPG | Induced Draft | True | False | 1 | False | Horizontal |  | None | Non-Condensing | Two-Stage Modulating |  | 0.75 | Standard |  | 80000 | 64000 |  |  | 77500 | 286 | 80 | 78 | [8 empty] | Federally-Regulated Consumer Product | 05/10/2017 |  | 09/18/2017
Trane U.S. Inc. | Trane | TUD2C080B9V4V** | Natural Gas | Induced Draft | True | False | 1 | False | Up |  | None | Non-Condensing | Two-Stage Modulating |  | 0.75 | Standard |  | 80000 | 64000 |  |  | 77500 | 286 | 80 | 78 | [8 empty] | Federally-Regulated Consumer Product | 05/10/2017 |  | 09/18/2017
Trane U.S. Inc. | Trane | TUD2C080B9V4V** | Natural Gas | Induced Draft | True | False | 1 | False | Horizontal |  | None | Non-Condensing | Two-Stage Modulating |  | 0.75 | Standard |  | 80000 | 64000 |  |  | 77500 | 286 | 80 | 78 | [8 empty] | Federally-Regulated Consumer Product | 05/10/2017 |  | 09/18/2017
Trane U.S. Inc. | Trane | TUD2C100B9V5V** | LPG | Induced Draft | True | False | 1 | False | Up |  | None | Non-Condensing | Two-Stage Modulating |  | 1 | Standard |  | 100000 | 80000 |  |  | 95900 | 316 | 80 | 78 | [8 empty] | Federally-Regulated Consumer Product | 05/10/2017 |  | 09/18/2017
Trane U.S. Inc. | Trane | TUD2C100B9V5V** | LPG | Induced Draft | True | False | 1 | False | Horizontal |  | None | Non-Condensing | Two-Stage Modulating |  | 1 | Standard |  | 100000 | 80000 |  |  | 95900 | 316 | 80 | 78 | [8 empty] | Federally-Regulated Consumer Product | 05/10/2017 |  | 09/18/2017
Trane U.S. Inc. | Trane | TUD2C100B9V5V** | Natural Gas | Induced Draft | True | False | 1 | False | Up |  | None | Non-Condensing | Two-Stage Modulating |  | 1 | Standard |  | 100000 | 80000 |  |  | 95900 | 316 | 80 | 78 | [8 empty] | Federally-Regulated Consumer Product | 05/10/2017 |  | 09/18/2017
Trane U.S. Inc. | Trane | TUD2C100B9V5V** | Natural Gas | Induced Draft | True | False | 1 | False | Horizontal |  | None | Non-Condensing | Two-Stage Modulating |  | 1 | Standard |  | 100000 | 80000 |  |  | 95900 | 316 | 80 | 78 | [8 empty] | Federally-Regulated Consumer Product | 05/10/2017 |  | 09/18/2017
Trane U.S. Inc. | Trane | TUH2B060A936V** | LPG | Induced Draft | True | False | 1 | False | Up |  | None | Condensing | Two-Stage Modulating |  | 0.33 | Standard |  | 60000 | 58000 |  |  | 54700 | 477 | 96 | 78 | [8 empty] | Federally-Regulated Consumer Product | 05/10/2017 |  | 09/18/2017
Trane U.S. Inc. | Trane | TUH2B060A936V** | LPG | Induced Draft | True | False | 1 | False | Horizontal |  | None | Condensing | Two-Stage Modulating |  | 0.33 | Standard |  | 60000 | 58000 |  |  | 54700 | 477 | 96 | 78 | [8 empty] | Federally-Regulated Consumer Product | 05/10/2017 |  | 09/18/2017
Trane U.S. Inc. | Trane | TUH2B060A936V** | Natural Gas | Induced Draft | True | False | 1 | False | Up |  | None | Condensing | Two-Stage Modulating |  | 0.33 | Standard |  | 60000 | 58000 |  |  | 54700 | 477 | 96 | 78 | [8 empty] | Federally-Regulated Consumer Product | 05/10/2017 |  | 09/18/2017
Trane U.S. Inc. | Trane | TUH2B060A936V** | Natural Gas | Induced Draft | True | False | 1 | False | Horizontal |  | None | Condensing | Two-Stage Modulating |  | 0.33 | Standard |  | 60000 | 58000 |  |  | 54700 | 477 | 96 | 78 | [8 empty] | Federally-Regulated Consumer Product | 05/10/2017 |  | 09/18/2017
Trane U.S. Inc. | Trane | TUH2B080A942V** | LPG | Induced Draft | True | False | 1 | False | Up |  | None | Condensing | Two-Stage Modulating |  | 0.5 | Standard |  | 80000 | 77000 |  |  | 77300 | 832 | 96 | 78 | [8 empty] | Federally-Regulated Consumer Product | 05/10/2017 |  | 09/18/2017
Trane U.S. Inc. | Trane | TUH2B080A942V** | LPG | Induced Draft | True | False | 1 | False | Horizontal |  | None | Condensing | Two-Stage Modulating |  | 0.5 | Standard |  | 80000 | 77000 |  |  | 77300 | 832 | 96 | 78 | [8 empty] | Federally-Regulated Consumer Product | 05/10/2017 |  | 09/18/2017
Trane U.S. Inc. | Trane | TUH2B080A942V** | Natural Gas | Induced Draft | True | False | 1 | False | Up |  | None | Condensing | Two-Stage Modulating |  | 0.5 | Standard |  | 80000 | 77000 |  |  | 77300 | 832 | 96 | 78 | [8 empty] | Federally-Regulated Consumer Product | 05/10/2017 |  | 09/18/2017
Trane U.S. Inc. | Trane | TUH2B080A942V** | Natural Gas | Induced Draft | True | False | 1 | False | Horizontal |  | None | Condensing | Two-Stage Modulating |  | 0.5 | Standard |  | 80000 | 77000 |  |  | 77300 | 832 | 96 | 78 | [8 empty] | Federally-Regulated Consumer Product | 05/10/2017 |  | 09/18/2017
Trane U.S. Inc. | Trane | TUH2C100A948V** | LPG | Induced Draft | True | False | 1 | False | Up |  | None | Condensing | Two-Stage Modulating |  | 0.5 | Standard |  | 100000 | 96000 |  |  | 93700 | 948 | 96 | 78 | [8 empty] | Federally-Regulated Consumer Product | 05/10/2017 |  | 09/18/2017
Trane U.S. Inc. | Trane | TUH2C100A948V** | LPG | Induced Draft | True | False | 1 | False | Horizontal |  | None | Condensing | Two-Stage Modulating |  | 0.5 | Standard |  | 100000 | 96000 |  |  | 93700 | 948 | 96 | 78 | [8 empty] | Federally-Regulated Consumer Product | 05/10/2017 |  | 09/18/2017
Trane U.S. Inc. | Trane | TUH2C100A948V** | Natural Gas | Induced Draft | True | False | 1 | False | Up |  | None | Condensing | Two-Stage Modulating |  | 0.5 | Standard |  | 100000 | 96000 |  |  | 93700 | 948 | 96 | 78 | [8 empty] | Federally-Regulated Consumer Product | 05/10/2017 |  | 09/18/2017
Trane U.S. Inc. | Trane | TUH2C100A948V** | Natural Gas | Induced Draft | True | False | 1 | False | Horizontal |  | None | Condensing | Two-Stage Modulating |  | 0.5 | Standard |  | 100000 | 96000 |  |  | 93700 | 948 | 96 | 78 | [8 empty] | Federally-Regulated Consumer Product | 05/10/2017 |  | 09/18/2017
Trane U.S. Inc. | Trane | TUH2D120A960VA* | LPG | Induced Draft | True | False | 1 | False | Up |  | None | Condensing | Two-Stage Modulating |  | 0.75 | Standard |  | 120000 | 115000 |  |  | 108700 | 1224 | 96 | 78 | [8 empty] | Federally-Regulated Consumer Product | 05/10/2017 |  | 09/18/2017
Trane U.S. Inc. | Trane | TUH2D120A960VA* | LPG | Induced Draft | True | False | 1 | False | Horizontal |  | None | Condensing | Two-Stage Modulating |  | 0.75 | Standard |  | 120000 | 115000 |  |  | 108700 | 1224 | 96 | 78 | [8 empty] | Federally-Regulated Consumer Product | 05/10/2017 |  | 09/18/2017
Trane U.S. Inc. | Trane | TUH2D120A960VA* | Natural Gas | Induced Draft | True | False | 1 | False | Up |  | None | Condensing | Two-Stage Modulating |  | 0.75 | Standard |  | 120000 | 115000 |  |  | 108700 | 1224 | 96 | 78 | [8 empty] | Federally-Regulated Consumer Product | 05/10/2017 |  | 09/18/2017
Trane U.S. Inc. | Trane | TUH2D120A960VA* | Natural Gas | Induced Draft | True | False | 1 | False | Horizontal |  | None | Condensing | Two-Stage Modulating |  | 0.75 | Standard |  | 120000 | 115000 |  |  | 108700 | 1224 | 96 | 78 | [8 empty] | Federally-Regulated Consumer Product | 05/10/2017 |  | 09/18/2017
Trane U.S. Inc. | Trane | TUH1D120A9H51B* | LPG | Induced Draft | True | False | 1 | False | Up |  | None | Condensing | Single-Stage |  | 1 | Standard |  | 110000 | 105000 |  |  | 98400 | 578 | 95 | 78 | [8 empty] | Federally-Regulated Consumer Product | 05/10/2017 |  | 09/18/2017
Trane U.S. Inc. | Trane | TUH1D120A9H51B* | LPG | Induced Draft | True | False | 1 | False | Horizontal |  | None | Condensing | Single-Stage |  | 1 | Standard |  | 110000 | 105000 |  |  | 98400 | 578 | 95 | 78 | [8 empty] | Federally-Regulated Consumer Product | 05/10/2017 |  | 09/18/2017
Trane U.S. Inc. | Trane | TUH1D120A9H51B* | Natural Gas | Induced Draft | True | False | 1 | False | Up |  | None | Condensing | Single-Stage |  | 1 | Standard |  | 110000 | 105000 |  |  | 98400 | 578 | 95 | 78 | [8 empty] | Federally-Regulated Consumer Product | 05/10/2017 |  | 09/18/2017
Trane U.S. Inc. | Trane | TUH1D120A9H51B* | Natural Gas | Induced Draft | True | False | 1 | False | Horizontal |  | None | Condensing | Single-Stage |  | 1 | Standard |  | 110000 | 105000 |  |  | 98400 | 578 | 95 | 78 | [8 empty] | Federally-Regulated Consumer Product | 05/10/2017 |  | 09/18/2017
Trane U.S. Inc. | Trane | TUH1B040A9H21B* | LPG | Induced Draft | True | False | 1 | False | Up |  | None | Condensing | Single-Stage |  | 0.5 | Standard |  | 40000 | 38000 |  |  | 32800 | 210 | 95 | 78 | [8 empty] | Federally-Regulated Consumer Product | 06/08/2017 |  | 09/18/2017
Trane U.S. Inc. | Trane | TUH1B040A9H21B* | LPG | Induced Draft | True | False | 1 | False | Horizontal |  | None | Condensing | Single-Stage |  | 0.5 | Standard |  | 40000 | 38000 |  |  | 32800 | 210 | 95 | 78 | [8 empty] | Federally-Regulated Consumer Product | 06/08/2017 |  | 09/18/2017
Trane U.S. Inc. | Trane | TUH1B040A9H21B* | Natural Gas | Induced Draft | True | False | 1 | False | Up |  | None | Condensing | Single-Stage |  | 0.5 | Standard |  | 40000 | 38000 |  |  | 32800 | 210 | 95 | 78 | [8 empty] | Federally-Regulated Consumer Product | 06/08/2017 |  | 09/18/2017
Trane U.S. Inc. | Trane | TUH1B040A9H21B* | Natural Gas | Induced Draft | True | False | 1 | False | Horizontal |  | None | Condensing | Single-Stage |  | 0.5 | Standard |  | 40000 | 38000 |  |  | 32800 | 210 | 95 | 78 | [8 empty] | Federally-Regulated Consumer Product | 06/08/2017 |  | 09/18/2017
Trane U.S. Inc. | Trane | TUH1B060A9H31B* | LPG | Induced Draft | True | False | 1 | False | Up |  | None | Condensing | Single-Stage |  | 0.5 | Standard |  | 60000 | 57000 |  |  | 49200 | 374 | 95 | 78 | [8 empty] | Federally-Regulated Consumer Product | 05/10/2017 |  | 09/18/2017
Trane U.S. Inc. | Trane | TUH1B060A9H31B* | LPG | Induced Draft | True | False | 1 | False | Horizontal |  | None | Condensing | Single-Stage |  | 0.5 | Standard |  | 60000 | 57000 |  |  | 49200 | 374 | 95 | 78 | [8 empty] | Federally-Regulated Consumer Product | 05/10/2017 |  | 09/18/2017
Trane U.S. Inc. | Trane | TUH1B060A9H31B* | Natural Gas | Induced Draft | True | False | 1 | False | Up |  | None | Condensing | Single-Stage |  | 0.5 | Standard |  | 60000 | 57000 |  |  | 49200 | 374 | 95 | 78 | [8 empty] | Federally-Regulated Consumer Product | 05/10/2017 |  | 09/18/2017
Trane U.S. Inc. | Trane | TUH1B060A9H31B* | Natural Gas | Induced Draft | True | False | 1 | False | Horizontal |  | None | Condensing | Single-Stage |  | 0.5 | Standard |  | 60000 | 57000 |  |  | 49200 | 374 | 95 | 78 | [8 empty] | Federally-Regulated Consumer Product | 05/10/2017 |  | 09/18/2017
Trane U.S. Inc. | Trane | TUH1B080A9H31C* | LPG | Induced Draft | True | False | 1 | False | Up |  | None | Condensing | Single-Stage |  | 0.5 | Standard |  | 77000 | 73000 |  |  | 65000 | 636 | 95 | 78 | [8 empty] | Federally-Regulated Consumer Product | 05/10/2017 |  | 09/18/2017
Trane U.S. Inc. | Trane | TUH1B080A9H31C* | LPG | Induced Draft | True | False | 1 | False | Horizontal |  | None | Condensing | Single-Stage |  | 0.5 | Standard |  | 77000 | 73000 |  |  | 65000 | 636 | 95 | 78 | [8 empty] | Federally-Regulated Consumer Product | 05/10/2017 |  | 09/18/2017
Trane U.S. Inc. | Trane | TUH1B080A9H31C* | Natural Gas | Induced Draft | True | False | 1 | False | Up |  | None | Condensing | Single-Stage |  | 0.5 | Standard |  | 77000 | 73000 |  |  | 65000 | 636 | 95 | 78 | [8 empty] | Federally-Regulated Consumer Product | 05/10/2017 |  | 09/18/2017
Trane U.S. Inc. | Trane | TUH1B080A9H31C* | Natural Gas | Induced Draft | True | False | 1 | False | Horizontal |  | None | Condensing | Single-Stage |  | 0.5 | Standard |  | 77000 | 73000 |  |  | 65000 | 636 | 95 | 78 | [8 empty] | Federally-Regulated Consumer Product | 05/10/2017 |  | 09/18/2017
Trane U.S. Inc. | Trane | TUH2B080A9V3VB* | LPG | Induced Draft | True | False | 1 | False | Up |  | None | Condensing | Two-Stage Modulating |  | 0.5 | Standard |  | 80000 | 78000 |  |  | 78000 | 320 | 97 | 78 | [8 empty] | Federally-Regulated Consumer Product | 05/10/2017 |  | 09/18/2017
Trane U.S. Inc. | Trane | TUH2B080A9V3VB* | LPG | Induced Draft | True | False | 1 | False | Horizontal |  | None | Condensing | Two-Stage Modulating |  | 0.5 | Standard |  | 80000 | 78000 |  |  | 78000 | 320 | 97 | 78 | [8 empty] | Federally-Regulated Consumer Product | 05/10/2017 |  | 09/18/2017
Trane U.S. Inc. | Trane | TUH2B080A9V3VB* | Natural Gas | Induced Draft | True | False | 1 | False | Up |  | None | Condensing | Two-Stage Modulating |  | 0.5 | Standard |  | 80000 | 78000 |  |  | 78000 | 320 | 97 | 78 | [8 empty] | Federally-Regulated Consumer Product | 05/10/2017 |  | 09/18/2017
Trane U.S. Inc. | Trane | TUH2B080A9V3VB* | Natural Gas | Induced Draft | True | False | 1 | False | Horizontal |  | None | Condensing | Two-Stage Modulating |  | 0.5 | Standard |  | 80000 | 78000 |  |  | 78000 | 320 | 97 | 78 | [8 empty] | Federally-Regulated Consumer Product | 05/10/2017 |  | 09/18/2017
Trane U.S. Inc. | Trane | TUH2B060A9V3VB* | LPG | Induced Draft | True | False | 1 | False | Up |  | None | Condensing | Two-Stage Modulating |  | 0.5 | Standard |  | 60000 | 58000 |  |  | 47400 | 200 | 97 | 78 | [8 empty] | Federally-Regulated Consumer Product | 05/10/2017 |  | 09/18/2017
Trane U.S. Inc. | Trane | TUH2B060A9V3VB* | LPG | Induced Draft | True | False | 1 | False | Horizontal |  | None | Condensing | Two-Stage Modulating |  | 0.5 | Standard |  | 60000 | 58000 |  |  | 47400 | 200 | 97 | 78 | [8 empty] | Federally-Regulated Consumer Product | 05/10/2017 |  | 09/18/2017
Trane U.S. Inc. | Trane | TUH2B060A9V3VB* | Natural Gas | Induced Draft | True | False | 1 | False | Up |  | None | Condensing | Two-Stage Modulating |  | 0.5 | Standard |  | 60000 | 58000 |  |  | 47400 | 200 | 97 | 78 | [8 empty] | Federally-Regulated Consumer Product | 05/10/2017 |  | 09/18/2017
Trane U.S. Inc. | Trane | TUH2B060A9V3VB* | Natural Gas | Induced Draft | True | False | 1 | False | Horizontal |  | None | Condensing | Two-Stage Modulating |  | 0.5 | Standard |  | 60000 | 58000 |  |  | 47400 | 200 | 97 | 78 | [8 empty] | Federally-Regulated Consumer Product | 05/10/2017 |  | 09/18/2017
Trane U.S. Inc. | Trane | TDHMB080ACV3VB* | LPG | Induced Draft | True | False | 1 | False | Down |  | None | Condensing | Step Modulating |  | 0.5 | Standard |  | 80000 | 76000 |  |  | 70200 | 416 | 96 | 78 | [8 empty] | Federally-Regulated Consumer Product | 06/08/2017 |  | 09/18/2017
Trane U.S. Inc. | Trane | TDHMB080ACV3VB* | LPG | Induced Draft | True | False | 1 | False | Horizontal |  | None | Condensing | Step Modulating |  | 0.5 | Standard |  | 80000 | 76000 |  |  | 70200 | 416 | 96 | 78 | [8 empty] | Federally-Regulated Consumer Product | 06/08/2017 |  | 09/18/2017
Trane U.S. Inc. | Trane | TDHMB080ACV3VB* | Natural Gas | Induced Draft | True | False | 1 | False | Down |  | None | Condensing | Step Modulating |  | 0.5 | Standard |  | 80000 | 76000 |  |  | 70200 | 416 | 96 | 78 | [8 empty] | Federally-Regulated Consumer Product | 06/08/2017 |  | 09/18/2017
Trane U.S. Inc. | Trane | TDHMB080ACV3VB* | Natural Gas | Induced Draft | True | False | 1 | False | Horizontal |  | None | Condensing | Step Modulating |  | 0.5 | Standard |  | 80000 | 76000 |  |  | 70200 | 416 | 96 | 78 | [8 empty] | Federally-Regulated Consumer Product | 06/08/2017 |  | 09/18/2017
Trane U.S. Inc. | Trane | TUH2B080A9V4VB* | LPG | Induced Draft | True | False | 1 | False | Up |  | None | Condensing | Two-Stage Modulating |  | 0.75 | Standard |  | 80000 | 78000 |  |  | 78100 | 372 | 97 | 78 | [8 empty] | Federally-Regulated Consumer Product | 05/10/2017 |  | 09/18/2017
Trane U.S. Inc. | Trane | TUH2B080A9V4VB* | LPG | Induced Draft | True | False | 1 | False | Horizontal |  | None | Condensing | Two-Stage Modulating |  | 0.75 | Standard |  | 80000 | 78000 |  |  | 78100 | 372 | 97 | 78 | [8 empty] | Federally-Regulated Consumer Product | 05/10/2017 |  | 09/18/2017
Trane U.S. Inc. | Trane | TUH2B080A9V4VB* | Natural Gas | Induced Draft | True | False | 1 | False | Up |  | None | Condensing | Two-Stage Modulating |  | 0.75 | Standard |  | 80000 | 78000 |  |  | 78100 | 372 | 97 | 78 | [8 empty] | Federally-Regulated Consumer Product | 05/10/2017 |  | 09/18/2017
Trane U.S. Inc. | Trane | TUH2B080A9V4VB* | Natural Gas | Induced Draft | True | False | 1 | False | Horizontal |  | None | Condensing | Two-Stage Modulating |  | 0.75 | Standard |  | 80000 | 78000 |  |  | 78100 | 372 | 97 | 78 | [8 empty] | Federally-Regulated Consumer Product | 05/10/2017 |  | 09/18/2017
Trane U.S. Inc. | Trane | TUH1C100A9H41B* | LPG | Induced Draft | True | False | 1 | False | Up |  | None | Condensing | Single-Stage |  | 0.75 | Standard |  | 97000 | 92000 |  |  | 98800 | 646 | 95 | 78 | [8 empty] | Federally-Regulated Consumer Product | 05/10/2017 |  | 09/18/2017
Trane U.S. Inc. | Trane | TUH1C100A9H41B* | LPG | Induced Draft | True | False | 1 | False | Horizontal |  | None | Condensing | Single-Stage |  | 0.75 | Standard |  | 97000 | 92000 |  |  | 98800 | 646 | 95 | 78 | [8 empty] | Federally-Regulated Consumer Product | 05/10/2017 |  | 09/18/2017
Trane U.S. Inc. | Trane | TUH1C100A9H41B* | Natural Gas | Induced Draft | True | False | 1 | False | Up |  | None | Condensing | Single-Stage |  | 0.75 | Standard |  | 97000 | 92000 |  |  | 98800 | 646 | 95 | 78 | [8 empty] | Federally-Regulated Consumer Product | 05/10/2017 |  | 09/18/2017
Trane U.S. Inc. | Trane | TUH1C100A9H41B* | Natural Gas | Induced Draft | True | False | 1 | False | Horizontal |  | None | Condensing | Single-Stage |  | 0.75 | Standard |  | 97000 | 92000 |  |  | 98800 | 646 | 95 | 78 | [8 empty] | Federally-Regulated Consumer Product | 05/10/2017 |  | 09/18/2017
Carrier Corp. - Syracuse | Carrier | 59SP5A026E14--10*D | LPG | Induced Draft | True | False | 1 | False | Down |  | None | Condensing | Single-Stage |  | 0.33 | Standard |  | 26000 | 25000 |  |  | 25000 | 130 | 95 | 78 | [8 empty] | Federally-Regulated Consumer Product | 10/28/2016 |  | 09/22/2017
Nordyne, LLC | Century | GUH95C054B3XE | LPG | Induced Draft | True | False | 1 | False | Up |  | None | Condensing | Single-Stage |  | 0.5 | Premium |  | 54000 | 51000 |  |  | 47900 | 189 | 95 | 78 | [8 empty] | Federally-Regulated Consumer Product | 01/30/2017 |  | 09/22/2017
Nordyne, LLC | Century | GUH95C054B3XE | LPG | Induced Draft | True | False | 1 | False | Horizontal |  | None | Condensing | Single-Stage |  | 0.5 | Premium |  | 54000 | 51000 |  |  | 47900 | 189 | 95 | 78 | [8 empty] | Federally-Regulated Consumer Product | 01/30/2017 |  | 09/22/2017
Nordyne, LLC | Century | GUH95C054B3XE | Natural Gas | Induced Draft | True | False | 1 | False | Up |  | None | Condensing | Single-Stage |  | 0.5 | Premium |  | 54000 | 51000 |  |  | 47900 | 189 | 95 | 78 | [8 empty] | Federally-Regulated Consumer Product | 01/30/2017 |  | 09/22/2017
Nordyne, LLC | Century | GUH95C054B3XE | Natural Gas | Induced Draft | True | False | 1 | False | Horizontal |  | None | Condensing | Single-Stage |  | 0.5 | Premium |  | 54000 | 51000 |  |  | 47900 | 189 | 95 | 78 | [8 empty] | Federally-Regulated Consumer Product | 01/30/2017 |  | 09/22/2017
Nordyne, LLC | Century | GUH95C072C5XE | LPG | Induced Draft | True | False | 1 | False | Up |  | None | Condensing | Single-Stage |  | 0.75 | Premium |  | 72000 | 68000 |  |  | 65200 | 214 | 95 | 78 | [8 empty] | Federally-Regulated Consumer Product | 01/30/2017 |  | 09/22/2017
Nordyne, LLC | Century | GUH95C072C5XE | LPG | Induced Draft | True | False | 1 | False | Horizontal |  | None | Condensing | Single-Stage |  | 0.75 | Premium |  | 72000 | 68000 |  |  | 65200 | 214 | 95 | 78 | [8 empty] | Federally-Regulated Consumer Product | 01/30/2017 |  | 09/22/2017
Nordyne, LLC | Century | GUH95C072C5XE | Natural Gas | Induced Draft | True | False | 1 | False | Up |  | None | Condensing | Single-Stage |  | 0.75 | Premium |  | 72000 | 68000 |  |  | 65200 | 214 | 95 | 78 | [8 empty] | Federally-Regulated Consumer Product | 01/30/2017 |  | 09/22/2017
Nordyne, LLC | Century | GUH95C072C5XE | Natural Gas | Induced Draft | True | False | 1 | False | Horizontal |  | None | Condensing | Single-Stage |  | 0.75 | Premium |  | 72000 | 68000 |  |  | 65200 | 214 | 95 | 78 | [8 empty] | Federally-Regulated Consumer Product | 01/30/2017 |  | 09/22/2017
Nordyne, LLC | Century | GUH95C090C5XE | LPG | Induced Draft | True | False | 1 | False | Up |  | None | Condensing | Single-Stage |  | 0.75 | Premium |  | 90000 | 85000 |  |  | 65200 | 214 | 95 | 78 | [8 empty] | Federally-Regulated Consumer Product | 01/30/2017 |  | 09/22/2017
Nordyne, LLC | Century | GUH95C090C5XE | LPG | Induced Draft | True | False | 1 | False | Horizontal |  | None | Condensing | Single-Stage |  | 0.75 | Premium |  | 90000 | 85000 |  |  | 65200 | 214 | 95 | 78 | [8 empty] | Federally-Regulated Consumer Product | 01/30/2017 |  | 09/22/2017
Nordyne, LLC | Century | GUH95C090C5XE | Natural Gas | Induced Draft | True | False | 1 | False | Up |  | None | Condensing | Single-Stage |  | 0.75 | Premium |  | 90000 | 85000 |  |  | 65200 | 214 | 95 | 78 | [8 empty] | Federally-Regulated Consumer Product | 01/30/2017 |  | 09/22/2017
Nordyne, LLC | Century | GUH95C090C5XE | Natural Gas | Induced Draft | True | False | 1 | False | Horizontal |  | None | Condensing | Single-Stage |  | 0.75 | Premium |  | 90000 | 85000 |  |  | 65200 | 214 | 95 | 78 | [8 empty] | Federally-Regulated Consumer Product | 01/30/2017 |  | 09/22/2017
Nordyne, LLC | Century | GUH95C108C5XE | LPG | Induced Draft | True | False | 1 | False | Up |  | None | Condensing | Single-Stage |  | 1 | Premium |  | 108000 | 102000 |  |  | 113000 | 326 | 95 | 78 | [8 empty] | Federally-Regulated Consumer Product | 01/30/2017 |  | 09/22/2017
Nordyne, LLC | Century | GUH95C108C5XE | LPG | Induced Draft | True | False | 1 | False | Horizontal |  | None | Condensing | Single-Stage |  | 1 | Premium |  | 108000 | 102000 |  |  | 113000 | 326 | 95 | 78 | [8 empty] | Federally-Regulated Consumer Product | 01/30/2017 |  | 09/22/2017
Nordyne, LLC | Century | GUH95C108C5XE | Natural Gas | Induced Draft | True | False | 1 | False | Up |  | None | Condensing | Single-Stage |  | 1 | Premium |  | 108000 | 102000 |  |  | 113000 | 326 | 95 | 78 | [8 empty] | Federally-Regulated Consumer Product | 01/30/2017 |  | 09/22/2017
Nordyne, LLC | Century | GUH95C108C5XE | Natural Gas | Induced Draft | True | False | 1 | False | Horizontal |  | None | Condensing | Single-Stage |  | 1 | Premium |  | 108000 | 102000 |  |  | 113000 | 326 | 95 | 78 | [8 empty] | Federally-Regulated Consumer Product | 01/30/2017 |  | 09/22/2017
Nordyne, LLC | Century | GUH95C120D5XE | LPG | Induced Draft | True | False | 1 | False | Up |  | None | Condensing | Single-Stage |  | 1 | Premium |  | 120000 | 113000 |  |  | 113000 | 452 | 94.3 | 78 | [8 empty] | Federally-Regulated Consumer Product | 01/30/2017 |  | 09/22/2017
Nordyne, LLC | Century | GUH95C120D5XE | LPG | Induced Draft | True | False | 1 | False | Horizontal |  | None | Condensing | Single-Stage |  | 1 | Premium |  | 120000 | 113000 |  |  | 113000 | 452 | 94.3 | 78 | [8 empty] | Federally-Regulated Consumer Product | 01/30/2017 |  | 09/22/2017
Nordyne, LLC | Century | GUH95C120D5XE | Natural Gas | Induced Draft | True | False | 1 | False | Up |  | None | Condensing | Single-Stage |  | 1 | Premium |  | 120000 | 113000 |  |  | 113000 | 452 | 94.3 | 78 | [8 empty] | Federally-Regulated Consumer Product | 01/30/2017 |  | 09/22/2017
Nordyne, LLC | Century | GUH95C120D5XE | Natural Gas | Induced Draft | True | False | 1 | False | Horizontal |  | None | Condensing | Single-Stage |  | 1 | Premium |  | 120000 | 113000 |  |  | 113000 | 452 | 94.3 | 78 | [8 empty] | Federally-Regulated Consumer Product | 01/30/2017 |  | 09/22/2017
Nordyne, LLC | Comfort-Aire | GUH95C054B3XE | LPG | Induced Draft | True | False | 1 | False | Up |  | None | Condensing | Single-Stage |  | 0.5 | Premium |  | 54000 | 51000 |  |  | 47900 | 189 | 95 | 78 | [8 empty] | Federally-Regulated Consumer Product | 01/30/2017 |  | 09/22/2017
Nordyne, LLC | Comfort-Aire | GUH95C054B3XE | LPG | Induced Draft | True | False | 1 | False | Horizontal |  | None | Condensing | Single-Stage |  | 0.5 | Premium |  | 54000 | 51000 |  |  | 47900 | 189 | 95 | 78 | [8 empty] | Federally-Regulated Consumer Product | 01/30/2017 |  | 09/22/2017
Nordyne, LLC | Comfort-Aire | GUH95C054B3XE | Natural Gas | Induced Draft | True | False | 1 | False | Up |  | None | Condensing | Single-Stage |  | 0.5 | Premium |  | 54000 | 51000 |  |  | 47900 | 189 | 95 | 78 | [8 empty] | Federally-Regulated Consumer Product | 01/30/2017 |  | 09/22/2017
Nordyne, LLC | Comfort-Aire | GUH95C054B3XE | Natural Gas | Induced Draft | True | False | 1 | False | Horizontal |  | None | Condensing | Single-Stage |  | 0.5 | Premium |  | 54000 | 51000 |  |  | 47900 | 189 | 95 | 78 | [8 empty] | Federally-Regulated Consumer Product | 01/30/2017 |  | 09/22/2017
Nordyne, LLC | Comfort-Aire | GUH95C072C5XE | LPG | Induced Draft | True | False | 1 | False | Up |  | None | Condensing | Single-Stage |  | 0.75 | Premium |  | 72000 | 68000 |  |  | 65200 | 214 | 95 | 78 | [8 empty] | Federally-Regulated Consumer Product | 01/30/2017 |  | 09/22/2017
Nordyne, LLC | Comfort-Aire | GUH95C072C5XE | LPG | Induced Draft | True | False | 1 | False | Horizontal |  | None | Condensing | Single-Stage |  | 0.75 | Premium |  | 72000 | 68000 |  |  | 65200 | 214 | 95 | 78 | [8 empty] | Federally-Regulated Consumer Product | 01/30/2017 |  | 09/22/2017
Nordyne, LLC | Comfort-Aire | GUH95C072C5XE | Natural Gas | Induced Draft | True | False | 1 | False | Up |  | None | Condensing | Single-Stage |  | 0.75 | Premium |  | 72000 | 68000 |  |  | 65200 | 214 | 95 | 78 | [8 empty] | Federally-Regulated Consumer Product | 01/30/2017 |  | 09/22/2017
Nordyne, LLC | Comfort-Aire | GUH95C072C5XE | Natural Gas | Induced Draft | True | False | 1 | False | Horizontal |  | None | Condensing | Single-Stage |  | 0.75 | Premium |  | 72000 | 68000 |  |  | 65200 | 214 | 95 | 78 | [8 empty] | Federally-Regulated Consumer Product | 01/30/2017 |  | 09/22/2017
Nordyne, LLC | Comfort-Aire | GUH95C090C5XE | LPG | Induced Draft | True | False | 1 | False | Up |  | None | Condensing | Single-Stage |  | 0.75 | Premium |  | 90000 | 85000 |  |  | 65200 | 214 | 95 | 78 | [8 empty] | Federally-Regulated Consumer Product | 01/30/2017 |  | 09/22/2017
Nordyne, LLC | Comfort-Aire | GUH95C090C5XE | LPG | Induced Draft | True | False | 1 | False | Horizontal |  | None | Condensing | Single-Stage |  | 0.75 | Premium |  | 90000 | 85000 |  |  | 65200 | 214 | 95 | 78 | [8 empty] | Federally-Regulated Consumer Product | 01/30/2017 |  | 09/22/2017
Nordyne, LLC | Comfort-Aire | GUH95C090C5XE | Natural Gas | Induced Draft | True | False | 1 | False | Up |  | None | Condensing | Single-Stage |  | 0.75 | Premium |  | 90000 | 85000 |  |  | 65200 | 214 | 95 | 78 | [8 empty] | Federally-Regulated Consumer Product | 01/30/2017 |  | 09/22/2017
Nordyne, LLC | Comfort-Aire | GUH95C090C5XE | Natural Gas | Induced Draft | True | False | 1 | False | Horizontal |  | None | Condensing | Single-Stage |  | 0.75 | Premium |  | 90000 | 85000 |  |  | 65200 | 214 | 95 | 78 | [8 empty] | Federally-Regulated Consumer Product | 01/30/2017 |  | 09/22/2017
Nordyne, LLC | Comfort-Aire | GUH95C108C5XE | LPG | Induced Draft | True | False | 1 | False | Up |  | None | Condensing | Single-Stage |  | 1 | Premium |  | 108000 | 102000 |  |  | 113000 | 326 | 95 | 78 | [8 empty] | Federally-Regulated Consumer Product | 01/30/2017 |  | 09/22/2017
Nordyne, LLC | Comfort-Aire | GUH95C108C5XE | LPG | Induced Draft | True | False | 1 | False | Horizontal |  | None | Condensing | Single-Stage |  | 1 | Premium |  | 108000 | 102000 |  |  | 113000 | 326 | 95 | 78 | [8 empty] | Federally-Regulated Consumer Product | 01/30/2017 |  | 09/22/2017
Nordyne, LLC | Comfort-Aire | GUH95C108C5XE | Natural Gas | Induced Draft | True | False | 1 | False | Up |  | None | Condensing | Single-Stage |  | 1 | Premium |  | 108000 | 102000 |  |  | 113000 | 326 | 95 | 78 | [8 empty] | Federally-Regulated Consumer Product | 01/30/2017 |  | 09/22/2017
Nordyne, LLC | Comfort-Aire | GUH95C108C5XE | Natural Gas | Induced Draft | True | False | 1 | False | Horizontal |  | None | Condensing | Single-Stage |  | 1 | Premium |  | 108000 | 102000 |  |  | 113000 | 326 | 95 | 78 | [8 empty] | Federally-Regulated Consumer Product | 01/30/2017 |  | 09/22/2017
Nordyne, LLC | Comfort-Aire | GUH95C120D5XE | LPG | Induced Draft | True | False | 1 | False | Up |  | None | Condensing | Single-Stage |  | 1 | Premium |  | 120000 | 113000 |  |  | 113000 | 452 | 94.3 | 78 | [8 empty] | Federally-Regulated Consumer Product | 01/30/2017 |  | 09/22/2017
Nordyne, LLC | Comfort-Aire | GUH95C120D5XE | LPG | Induced Draft | True | False | 1 | False | Horizontal |  | None | Condensing | Single-Stage |  | 1 | Premium |  | 120000 | 113000 |  |  | 113000 | 452 | 94.3 | 78 | [8 empty] | Federally-Regulated Consumer Product | 01/30/2017 |  | 09/22/2017
Nordyne, LLC | Comfort-Aire | GUH95C120D5XE | Natural Gas | Induced Draft | True | False | 1 | False | Up |  | None | Condensing | Single-Stage |  | 1 | Premium |  | 120000 | 113000 |  |  | 113000 | 452 | 94.3 | 78 | [8 empty] | Federally-Regulated Consumer Product | 01/30/2017 |  | 09/22/2017
Nordyne, LLC | Comfort-Aire | GUH95C120D5XE | Natural Gas | Induced Draft | True | False | 1 | False | Horizontal |  | None | Condensing | Single-Stage |  | 1 | Premium |  | 120000 | 113000 |  |  | 113000 | 452 | 94.3 | 78 | [8 empty] | Federally-Regulated Consumer Product | 01/30/2017 |  | 09/22/2017
Rheem Sales Company, Inc. | DUROGUARD | D92TA0401317MSA | LPG | Induced Draft | True | False | 1 | False | Up |  | None | Condensing | Single-Stage |  | 0.5 | Premium |  | 42000 | 41000 |  |  | 32700 | 247 | 92 | 78 | [8 empty] | Federally-Regulated Consumer Product | 02/01/2017 |  | 09/22/2017
Rheem Sales Company, Inc. | DUROGUARD | D92TA0401317MSA | LPG | Induced Draft | True | False | 1 | False | Down |  | None | Condensing | Single-Stage |  | 0.5 | Premium |  | 42000 | 41000 |  |  | 32700 | 247 | 92 | 78 | [8 empty] | Federally-Regulated Consumer Product | 02/01/2017 |  | 09/22/2017
Rheem Sales Company, Inc. | DUROGUARD | D92TA0401317MSA | LPG | Induced Draft | True | False | 1 | False | Horizontal |  | None | Condensing | Single-Stage |  | 0.5 | Premium |  | 42000 | 41000 |  |  | 32700 | 247 | 92 | 78 | [8 empty] | Federally-Regulated Consumer Product | 02/01/2017 |  | 09/22/2017
Rheem Sales Company, Inc. | DUROGUARD | D92TA0401317MSA | Natural Gas | Induced Draft | True | False | 1 | False | Up |  | None | Condensing | Single-Stage |  | 0.5 | Premium |  | 42000 | 41000 |  |  | 32700 | 247 | 92 | 78 | [8 empty] | Federally-Regulated Consumer Product | 02/01/2017 |  | 09/22/2017
Rheem Sales Company, Inc. | DUROGUARD | D92TA0401317MSA | Natural Gas | Induced Draft | True | False | 1 | False | Down |  | None | Condensing | Single-Stage |  | 0.5 | Premium |  | 42000 | 41000 |  |  | 32700 | 247 | 92 | 78 | [8 empty] | Federally-Regulated Consumer Product | 02/01/2017 |  | 09/22/2017
Rheem Sales Company, Inc. | DUROGUARD | D92TA0401317MSA | Natural Gas | Induced Draft | True | False | 1 | False | Horizontal |  | None | Condensing | Single-Stage |  | 0.5 | Premium |  | 42000 | 41000 |  |  | 32700 | 247 | 92 | 78 | [8 empty] | Federally-Regulated Consumer Product | 02/01/2017 |  | 09/22/2017
Rheem Sales Company, Inc. | DUROGUARD | D92TA0601317MSA | LPG | Induced Draft | True | False | 1 | False | Up |  | None | Condensing | Single-Stage |  | 0.5 | Premium |  | 56000 | 54000 |  |  | 49000 | 293 | 92 | 78 | [8 empty] | Federally-Regulated Consumer Product | 02/01/2017 |  | 09/22/2017
Rheem Sales Company, Inc. | DUROGUARD | D92TA0601317MSA | LPG | Induced Draft | True | False | 1 | False | Down |  | None | Condensing | Single-Stage |  | 0.5 | Premium |  | 56000 | 54000 |  |  | 49000 | 293 | 92 | 78 | [8 empty] | Federally-Regulated Consumer Product | 02/01/2017 |  | 09/22/2017
Rheem Sales Company, Inc. | DUROGUARD | D92TA0601317MSA | LPG | Induced Draft | True | False | 1 | False | Horizontal |  | None | Condensing | Single-Stage |  | 0.5 | Premium |  | 56000 | 54000 |  |  | 49000 | 293 | 92 | 78 | [8 empty] | Federally-Regulated Consumer Product | 02/01/2017 |  | 09/22/2017
Rheem Sales Company, Inc. | DUROGUARD | D92TA0601317MSA | Natural Gas | Induced Draft | True | False | 1 | False | Up |  | None | Condensing | Single-Stage |  | 0.5 | Premium |  | 56000 | 54000 |  |  | 49000 | 293 | 92 | 78 | [8 empty] | Federally-Regulated Consumer Product | 02/01/2017 |  | 09/22/2017
Rheem Sales Company, Inc. | DUROGUARD | D92TA0601317MSA | Natural Gas | Induced Draft | True | False | 1 | False | Down |  | None | Condensing | Single-Stage |  | 0.5 | Premium |  | 56000 | 54000 |  |  | 49000 | 293 | 92 | 78 | [8 empty] | Federally-Regulated Consumer Product | 02/01/2017 |  | 09/22/2017
Rheem Sales Company, Inc. | DUROGUARD | D92TA0601317MSA | Natural Gas | Induced Draft | True | False | 1 | False | Horizontal |  | None | Condensing | Single-Stage |  | 0.5 | Premium |  | 56000 | 54000 |  |  | 49000 | 293 | 92 | 78 | [8 empty] | Federally-Regulated Consumer Product | 02/01/2017 |  | 09/22/2017
Rheem Sales Company, Inc. | DUROGUARD | D92TA0701317MSA | LPG | Induced Draft | True | False | 1 | False | Up |  | None | Condensing | Single-Stage |  | 0.5 | Premium |  | 70000 | 68000 |  |  | 66000 | 470 | 92 | 78 | [8 empty] | Federally-Regulated Consumer Product | 02/01/2017 |  | 09/22/2017
Rheem Sales Company, Inc. | DUROGUARD | D92TA0701317MSA | LPG | Induced Draft | True | False | 1 | False | Down |  | None | Condensing | Single-Stage |  | 0.5 | Premium |  | 70000 | 68000 |  |  | 66000 | 470 | 92 | 78 | [8 empty] | Federally-Regulated Consumer Product | 02/01/2017 |  | 09/22/2017
Rheem Sales Company, Inc. | DUROGUARD | D92TA0701317MSA | LPG | Induced Draft | True | False | 1 | False | Horizontal |  | None | Condensing | Single-Stage |  | 0.5 | Premium |  | 70000 | 68000 |  |  | 66000 | 470 | 92 | 78 | [8 empty] | Federally-Regulated Consumer Product | 02/01/2017 |  | 09/22/2017
Rheem Sales Company, Inc. | DUROGUARD | D92TA0701317MSA | Natural Gas | Induced Draft | True | False | 1 | False | Up |  | None | Condensing | Single-Stage |  | 0.5 | Premium |  | 70000 | 68000 |  |  | 66000 | 470 | 92 | 78 | [8 empty] | Federally-Regulated Consumer Product | 02/01/2017 |  | 09/22/2017
Rheem Sales Company, Inc. | DUROGUARD | D92TA0701317MSA | Natural Gas | Induced Draft | True | False | 1 | False | Down |  | None | Condensing | Single-Stage |  | 0.5 | Premium |  | 70000 | 68000 |  |  | 66000 | 470 | 92 | 78 | [8 empty] | Federally-Regulated Consumer Product | 02/01/2017 |  | 09/22/2017
Rheem Sales Company, Inc. | DUROGUARD | D92TA0701317MSA | Natural Gas | Induced Draft | True | False | 1 | False | Horizontal |  | None | Condensing | Single-Stage |  | 0.5 | Premium |  | 70000 | 68000 |  |  | 66000 | 470 | 92 | 78 | [8 empty] | Federally-Regulated Consumer Product | 02/01/2017 |  | 09/22/2017
Rheem Sales Company, Inc. | DUROGUARD | D92TA0851521MSA | LPG | Induced Draft | True | False | 1 | False | Up |  | None | Condensing | Single-Stage |  | 1 | Premium |  | 84000 | 82000 |  |  | 80600 | 757 | 92 | 78 | [8 empty] | Federally-Regulated Consumer Product | 02/01/2017 |  | 09/22/2017
Rheem Sales Company, Inc. | DUROGUARD | D92TA0851521MSA | LPG | Induced Draft | True | False | 1 | False | Down |  | None | Condensing | Single-Stage |  | 1 | Premium |  | 84000 | 82000 |  |  | 80600 | 757 | 92 | 78 | [8 empty] | Federally-Regulated Consumer Product | 02/01/2017 |  | 09/22/2017
Rheem Sales Company, Inc. | DUROGUARD | D92TA0851521MSA | LPG | Induced Draft | True | False | 1 | False | Horizontal |  | None | Condensing | Single-Stage |  | 1 | Premium |  | 84000 | 82000 |  |  | 80600 | 757 | 92 | 78 | [8 empty] | Federally-Regulated Consumer Product | 02/01/2017 |  | 09/22/2017
Rheem Sales Company, Inc. | DUROGUARD | D92TA0851521MSA | Natural Gas | Induced Draft | True | False | 1 | False | Up |  | None | Condensing | Single-Stage |  | 1 | Premium |  | 84000 | 82000 |  |  | 80600 | 757 | 92 | 78 | [8 empty] | Federally-Regulated Consumer Product | 02/01/2017 |  | 09/22/2017
Rheem Sales Company, Inc. | DUROGUARD | D92TA0851521MSA | Natural Gas | Induced Draft | True | False | 1 | False | Down |  | None | Condensing | Single-Stage |  | 1 | Premium |  | 84000 | 82000 |  |  | 80600 | 757 | 92 | 78 | [8 empty] | Federally-Regulated Consumer Product | 02/01/2017 |  | 09/22/2017
Rheem Sales Company, Inc. | DUROGUARD | D92TA0851521MSA | Natural Gas | Induced Draft | True | False | 1 | False | Horizontal |  | None | Condensing | Single-Stage |  | 1 | Premium |  | 84000 | 82000 |  |  | 80600 | 757 | 92 | 78 | [8 empty] | Federally-Regulated Consumer Product | 02/01/2017 |  | 09/22/2017
Rheem Sales Company, Inc. | DUROGUARD | D92TA1001521MSA | LPG | Induced Draft | True | False | 1 | False | Up |  | None | Condensing | Single-Stage |  | 1 | Premium |  | 98000 | 95000 |  |  | 98000 | 824 | 92 | 78 | [8 empty] | Federally-Regulated Consumer Product | 02/01/2017 |  | 09/22/2017
Rheem Sales Company, Inc. | DUROGUARD | D92TA1001521MSA | LPG | Induced Draft | True | False | 1 | False | Down |  | None | Condensing | Single-Stage |  | 1 | Premium |  | 98000 | 95000 |  |  | 98000 | 824 | 92 | 78 | [8 empty] | Federally-Regulated Consumer Product | 02/01/2017 |  | 09/22/2017
Rheem Sales Company, Inc. | DUROGUARD | D92TA1001521MSA | LPG | Induced Draft | True | False | 1 | False | Horizontal |  | None | Condensing | Single-Stage |  | 1 | Premium |  | 98000 | 95000 |  |  | 98000 | 824 | 92 | 78 | [8 empty] | Federally-Regulated Consumer Product | 02/01/2017 |  | 09/22/2017
Rheem Sales Company, Inc. | DUROGUARD | D92TA1001521MSA | Natural Gas | Induced Draft | True | False | 1 | False | Up |  | None | Condensing | Single-Stage |  | 1 | Premium |  | 98000 | 95000 |  |  | 98000 | 824 | 92 | 78 | [8 empty] | Federally-Regulated Consumer Product | 02/01/2017 |  | 09/22/2017
Rheem Sales Company, Inc. | DUROGUARD | D92TA1001521MSA | Natural Gas | Induced Draft | True | False | 1 | False | Down |  | None | Condensing | Single-Stage |  | 1 | Premium |  | 98000 | 95000 |  |  | 98000 | 824 | 92 | 78 | [8 empty] | Federally-Regulated Consumer Product | 02/01/2017 |  | 09/22/2017
Rheem Sales Company, Inc. | DUROGUARD | D92TA1001521MSA | Natural Gas | Induced Draft | True | False | 1 | False | Horizontal |  | None | Condensing | Single-Stage |  | 1 | Premium |  | 98000 | 95000 |  |  | 98000 | 824 | 92 | 78 | [8 empty] | Federally-Regulated Consumer Product | 02/01/2017 |  | 09/22/2017
Rheem Sales Company, Inc. | DUROGUARD | D92TA1151524MSA | LPG | Induced Draft | True | False | 1 | False | Up |  | None | Condensing | Single-Stage |  | 1 | Premium |  | 112000 | 108000 |  |  | 99000 | 561 | 92 | 78 | [8 empty] | Federally-Regulated Consumer Product | 02/01/2017 |  | 09/22/2017
Rheem Sales Company, Inc. | DUROGUARD | D92TA1151524MSA | LPG | Induced Draft | True | False | 1 | False | Down |  | None | Condensing | Single-Stage |  | 1 | Premium |  | 112000 | 108000 |  |  | 99000 | 561 | 92 | 78 | [8 empty] | Federally-Regulated Consumer Product | 02/01/2017 |  | 09/22/2017
Rheem Sales Company, Inc. | DUROGUARD | D92TA1151524MSA | LPG | Induced Draft | True | False | 1 | False | Horizontal |  | None | Condensing | Single-Stage |  | 1 | Premium |  | 112000 | 108000 |  |  | 99000 | 561 | 92 | 78 | [8 empty] | Federally-Regulated Consumer Product | 02/01/2017 |  | 09/22/2017
Rheem Sales Company, Inc. | DUROGUARD | D92TA1151524MSA | Natural Gas | Induced Draft | True | False | 1 | False | Up |  | None | Condensing | Single-Stage |  | 1 | Premium |  | 112000 | 108000 |  |  | 99000 | 561 | 92 | 78 | [8 empty] | Federally-Regulated Consumer Product | 02/01/2017 |  | 09/22/2017
Rheem Sales Company, Inc. | DUROGUARD | D92TA1151524MSA | Natural Gas | Induced Draft | True | False | 1 | False | Down |  | None | Condensing | Single-Stage |  | 1 | Premium |  | 112000 | 108000 |  |  | 99000 | 561 | 92 | 78 | [8 empty] | Federally-Regulated Consumer Product | 02/01/2017 |  | 09/22/2017
Rheem Sales Company, Inc. | DUROGUARD | D92TA1151524MSA | Natural Gas | Induced Draft | True | False | 1 | False | Horizontal |  | None | Condensing | Single-Stage |  | 1 | Premium |  | 112000 | 108000 |  |  | 99000 | 561 | 92 | 78 | [8 empty] | Federally-Regulated Consumer Product | 02/01/2017 |  | 09/22/2017
Carrier Corp. - Syracuse | Carrier | A1X95-066120 | Natural Gas | Induced Draft | True | False | 1 | False | Up |  | None | Condensing | Single-Stage |  | 1 | Standard |  | 120000 | 117000 |  |  | 113200 | 988 | 96.2 | 78 | [8 empty] | Federally-Regulated Consumer Product | 11/28/2016 |  | 10/10/2017
Carrier Corp. - Syracuse | Carrier | A1X95-066120 | Natural Gas | Induced Draft | True | False | 1 | False | Horizontal |  | None | Condensing | Single-Stage |  | 1 | Standard |  | 120000 | 117000 |  |  | 113200 | 988 | 96.2 | 78 | [8 empty] | Federally-Regulated Consumer Product | 11/28/2016 |  | 10/10/2017
Carrier Corp. - Syracuse | Carrier | A1X95-048080 | LPG | Induced Draft | True | False | 1 | False | Up |  | None | Condensing | Single-Stage |  | 0.75 | Standard |  | 80000 | 78000 |  |  | 81700 | 482 | 96.2 | 78 | [8 empty] | Federally-Regulated Consumer Product | 11/28/2016 |  | 10/10/2017
Carrier Corp. - Syracuse | Carrier | A1X95-048080 | LPG | Induced Draft | True | False | 1 | False | Horizontal |  | None | Condensing | Single-Stage |  | 0.75 | Standard |  | 80000 | 78000 |  |  | 81700 | 482 | 96.2 | 78 | [8 empty] | Federally-Regulated Consumer Product | 11/28/2016 |  | 10/10/2017
Carrier Corp. - Syracuse | Carrier | A1X95-048080 | Natural Gas | Induced Draft | True | False | 1 | False | Up |  | None | Condensing | Single-Stage |  | 0.75 | Standard |  | 80000 | 78000 |  |  | 81700 | 482 | 96.2 | 78 | [8 empty] | Federally-Regulated Consumer Product | 11/28/2016 |  | 10/10/2017
Carrier Corp. - Syracuse | Carrier | A1X95-048080 | Natural Gas | Induced Draft | True | False | 1 | False | Horizontal |  | None | Condensing | Single-Stage |  | 0.75 | Standard |  | 80000 | 78000 |  |  | 81700 | 482 | 96.2 | 78 | [8 empty] | Federally-Regulated Consumer Product | 11/28/2016 |  | 10/10/2017
Carrier Corp. - Syracuse | Carrier | 59SC5A040S14--10 | LPG | Induced Draft | True | False | 1 | False | Up |  | None | Condensing | Single-Stage |  | 0.5 | Standard |  | 40000 | 39000 |  |  | 32300 | 373 | 95.5 | 78 | [8 empty] | Federally-Regulated Consumer Product | 11/28/2016 |  | 10/10/2017
Carrier Corp. - Syracuse | Carrier | 59SC5A040S14--10 | LPG | Induced Draft | True | False | 1 | False | Horizontal |  | None | Condensing | Single-Stage |  | 0.5 | Standard |  | 40000 | 39000 |  |  | 32300 | 373 | 95.5 | 78 | [8 empty] | Federally-Regulated Consumer Product | 11/28/2016 |  | 10/10/2017
Carrier Corp. - Syracuse | Carrier | 59SC5A040S14--10 | Natural Gas | Induced Draft | True | False | 1 | False | Up |  | None | Condensing | Single-Stage |  | 0.5 | Standard |  | 40000 | 39000 |  |  | 32300 | 373 | 95.5 | 78 | [8 empty] | Federally-Regulated Consumer Product | 11/28/2016 |  | 10/10/2017
Carrier Corp. - Syracuse | Carrier | 59SC5A040S14--10 | Natural Gas | Induced Draft | True | False | 1 | False | Horizontal |  | None | Condensing | Single-Stage |  | 0.5 | Standard |  | 40000 | 39000 |  |  | 32300 | 373 | 95.5 | 78 | [8 empty] | Federally-Regulated Consumer Product | 11/28/2016 |  | 10/10/2017
Carrier Corp. - Syracuse | Carrier | 59SC5A060S14--10 | LPG | Induced Draft | True | False | 1 | False | Up |  | None | Condensing | Single-Stage |  | 0.5 | Standard |  | 60000 | 58000 |  |  | 48600 | 515 | 95.5 | 78 | [8 empty] | Federally-Regulated Consumer Product | 11/28/2016 |  | 10/10/2017
Carrier Corp. - Syracuse | Carrier | 59SC5A060S14--10 | LPG | Induced Draft | True | False | 1 | False | Horizontal |  | None | Condensing | Single-Stage |  | 0.5 | Standard |  | 60000 | 58000 |  |  | 48600 | 515 | 95.5 | 78 | [8 empty] | Federally-Regulated Consumer Product | 11/28/2016 |  | 10/10/2017
Carrier Corp. - Syracuse | Carrier | 59SC5A060S14--10 | Natural Gas | Induced Draft | True | False | 1 | False | Up |  | None | Condensing | Single-Stage |  | 0.5 | Standard |  | 60000 | 58000 |  |  | 48600 | 515 | 95.5 | 78 | [8 empty] | Federally-Regulated Consumer Product | 11/28/2016 |  | 10/10/2017
Carrier Corp. - Syracuse | Carrier | 59SC5A060S14--10 | Natural Gas | Induced Draft | True | False | 1 | False | Horizontal |  | None | Condensing | Single-Stage |  | 0.5 | Standard |  | 60000 | 58000 |  |  | 48600 | 515 | 95.5 | 78 | [8 empty] | Federally-Regulated Consumer Product | 11/28/2016 |  | 10/10/2017
Carrier Corp. - Syracuse | Carrier | 59SC5A060S17--14 | LPG | Induced Draft | True | False | 1 | False | Up |  | None | Condensing | Single-Stage |  | 0.5 | Standard |  | 60000 | 58000 |  |  | 48300 | 592 | 95.5 | 78 | [8 empty] | Federally-Regulated Consumer Product | 11/28/2016 |  | 10/10/2017
Carrier Corp. - Syracuse | Carrier | 59SC5A060S17--14 | LPG | Induced Draft | True | False | 1 | False | Horizontal |  | None | Condensing | Single-Stage |  | 0.5 | Standard |  | 60000 | 58000 |  |  | 48300 | 592 | 95.5 | 78 | [8 empty] | Federally-Regulated Consumer Product | 11/28/2016 |  | 10/10/2017
Carrier Corp. - Syracuse | Carrier | 59SC5A060S17--14 | Natural Gas | Induced Draft | True | False | 1 | False | Up |  | None | Condensing | Single-Stage |  | 0.5 | Standard |  | 60000 | 58000 |  |  | 48300 | 592 | 95.5 | 78 | [8 empty] | Federally-Regulated Consumer Product | 11/28/2016 |  | 10/10/2017
Carrier Corp. - Syracuse | Carrier | 59SC5A060S17--14 | Natural Gas | Induced Draft | True | False | 1 | False | Horizontal |  | None | Condensing | Single-Stage |  | 0.5 | Standard |  | 60000 | 58000 |  |  | 48300 | 592 | 95.5 | 78 | [8 empty] | Federally-Regulated Consumer Product | 11/28/2016 |  | 10/10/2017
Carrier Corp. - Syracuse | Carrier | 59SC5A080S17--16 | LPG | Induced Draft | True | False | 1 | False | Up |  | None | Condensing | Single-Stage |  | 0.75 | Standard |  | 80000 | 78000 |  |  | 80800 | 903 | 95.5 | 78 | [8 empty] | Federally-Regulated Consumer Product | 11/28/2016 |  | 10/10/2017
Carrier Corp. - Syracuse | Carrier | 59SC5A080S17--16 | LPG | Induced Draft | True | False | 1 | False | Horizontal |  | None | Condensing | Single-Stage |  | 0.75 | Standard |  | 80000 | 78000 |  |  | 80800 | 903 | 95.5 | 78 | [8 empty] | Federally-Regulated Consumer Product | 11/28/2016 |  | 10/10/2017
Carrier Corp. - Syracuse | Carrier | 59SC5A080S17--16 | Natural Gas | Induced Draft | True | False | 1 | False | Up |  | None | Condensing | Single-Stage |  | 0.75 | Standard |  | 80000 | 78000 |  |  | 80800 | 903 | 95.5 | 78 | [8 empty] | Federally-Regulated Consumer Product | 11/28/2016 |  | 10/10/2017
Carrier Corp. - Syracuse | Carrier | 59SC5A080S17--16 | Natural Gas | Induced Draft | True | False | 1 | False | Horizontal |  | None | Condensing | Single-Stage |  | 0.75 | Standard |  | 80000 | 78000 |  |  | 80800 | 903 | 95.5 | 78 | [8 empty] | Federally-Regulated Consumer Product | 11/28/2016 |  | 10/10/2017
Carrier Corp. - Syracuse | Carrier | 59SC5A080S21--20 | LPG | Induced Draft | True | False | 1 | False | Up |  | None | Condensing | Single-Stage |  | 0.75 | Standard |  | 80000 | 78000 |  |  | 80700 | 939 | 95.5 | 78 | [8 empty] | Federally-Regulated Consumer Product | 11/28/2016 |  | 10/10/2017
Carrier Corp. - Syracuse | Carrier | 59SC5A080S21--20 | LPG | Induced Draft | True | False | 1 | False | Horizontal |  | None | Condensing | Single-Stage |  | 0.75 | Standard |  | 80000 | 78000 |  |  | 80700 | 939 | 95.5 | 78 | [8 empty] | Federally-Regulated Consumer Product | 11/28/2016 |  | 10/10/2017
Carrier Corp. - Syracuse | Carrier | 59SC5A080S21--20 | Natural Gas | Induced Draft | True | False | 1 | False | Up |  | None | Condensing | Single-Stage |  | 0.75 | Standard |  | 80000 | 78000 |  |  | 80700 | 939 | 95.5 | 78 | [8 empty] | Federally-Regulated Consumer Product | 11/28/2016 |  | 10/10/2017
Carrier Corp. - Syracuse | Carrier | 59SC5A080S21--20 | Natural Gas | Induced Draft | True | False | 1 | False | Horizontal |  | None | Condensing | Single-Stage |  | 0.75 | Standard |  | 80000 | 78000 |  |  | 80700 | 939 | 95.5 | 78 | [8 empty] | Federally-Regulated Consumer Product | 11/28/2016 |  | 10/10/2017
Carrier Corp. - Syracuse | Carrier | 59SC5A100S21--14 | LPG | Induced Draft | True | False | 1 | False | Up |  | None | Condensing | Single-Stage |  | 0.75 | Standard |  | 100000 | 97000 |  |  | 96700 | 1162 | 95.5 | 78 | [8 empty] | Federally-Regulated Consumer Product | 11/28/2016 |  | 10/10/2017
Carrier Corp. - Syracuse | Carrier | 59SC5A100S21--14 | LPG | Induced Draft | True | False | 1 | False | Horizontal |  | None | Condensing | Single-Stage |  | 0.75 | Standard |  | 100000 | 97000 |  |  | 96700 | 1162 | 95.5 | 78 | [8 empty] | Federally-Regulated Consumer Product | 11/28/2016 |  | 10/10/2017
Carrier Corp. - Syracuse | Carrier | 59SC5A100S21--14 | Natural Gas | Induced Draft | True | False | 1 | False | Up |  | None | Condensing | Single-Stage |  | 0.75 | Standard |  | 100000 | 97000 |  |  | 96700 | 1162 | 95.5 | 78 | [8 empty] | Federally-Regulated Consumer Product | 11/28/2016 |  | 10/10/2017
Carrier Corp. - Syracuse | Carrier | 59SC5A100S21--14 | Natural Gas | Induced Draft | True | False | 1 | False | Horizontal |  | None | Condensing | Single-Stage |  | 0.75 | Standard |  | 100000 | 97000 |  |  | 96700 | 1162 | 95.5 | 78 | [8 empty] | Federally-Regulated Consumer Product | 11/28/2016 |  | 10/10/2017
Carrier Corp. - Syracuse | Carrier | 59SC5A100S21--20 | LPG | Induced Draft | True | False | 1 | False | Up |  | None | Condensing | Single-Stage |  | 0.75 | Standard |  | 100000 | 97000 |  |  | 96700 | 1155 | 95.5 | 78 | [8 empty] | Federally-Regulated Consumer Product | 11/28/2016 |  | 10/10/2017
Carrier Corp. - Syracuse | Carrier | 59SC5A100S21--20 | LPG | Induced Draft | True | False | 1 | False | Horizontal |  | None | Condensing | Single-Stage |  | 0.75 | Standard |  | 100000 | 97000 |  |  | 96700 | 1155 | 95.5 | 78 | [8 empty] | Federally-Regulated Consumer Product | 11/28/2016 |  | 10/10/2017
Carrier Corp. - Syracuse | Carrier | 59SC5A100S21--20 | Natural Gas | Induced Draft | True | False | 1 | False | Up |  | None | Condensing | Single-Stage |  | 0.75 | Standard |  | 100000 | 97000 |  |  | 96700 | 1155 | 95.5 | 78 | [8 empty] | Federally-Regulated Consumer Product | 11/28/2016 |  | 10/10/2017
Carrier Corp. - Syracuse | Carrier | 59SC5A100S21--20 | Natural Gas | Induced Draft | True | False | 1 | False | Horizontal |  | None | Condensing | Single-Stage |  | 0.75 | Standard |  | 100000 | 97000 |  |  | 96700 | 1155 | 95.5 | 78 | [8 empty] | Federally-Regulated Consumer Product | 11/28/2016 |  | 10/10/2017
Carrier Corp. - Syracuse | Carrier | 59SC5A120S24--20 | LPG | Induced Draft | True | False | 1 | False | Up |  | None | Condensing | Single-Stage |  | 0.75 | Standard |  | 120000 | 117000 |  |  | 112800 | 1336 | 95.5 | 78 | [8 empty] | Federally-Regulated Consumer Product | 11/28/2016 |  | 10/10/2017
Carrier Corp. - Syracuse | Carrier | 59SC5A120S24--20 | LPG | Induced Draft | True | False | 1 | False | Horizontal |  | None | Condensing | Single-Stage |  | 0.75 | Standard |  | 120000 | 117000 |  |  | 112800 | 1336 | 95.5 | 78 | [8 empty] | Federally-Regulated Consumer Product | 11/28/2016 |  | 10/10/2017
Carrier Corp. - Syracuse | Carrier | 59SC5A120S24--20 | Natural Gas | Induced Draft | True | False | 1 | False | Up |  | None | Condensing | Single-Stage |  | 0.75 | Standard |  | 120000 | 117000 |  |  | 112800 | 1336 | 95.5 | 78 | [8 empty] | Federally-Regulated Consumer Product | 11/28/2016 |  | 10/10/2017
Carrier Corp. - Syracuse | Carrier | 59SC5A120S24--20 | Natural Gas | Induced Draft | True | False | 1 | False | Horizontal |  | None | Condensing | Single-Stage |  | 0.75 | Standard |  | 120000 | 117000 |  |  | 112800 | 1336 | 95.5 | 78 | [8 empty] | Federally-Regulated Consumer Product | 11/28/2016 |  | 10/10/2017
Carrier Corp. - Syracuse | Carrier | 59SC5A140S24--20 | LPG | Induced Draft | True | False | 1 | False | Up |  | None | Condensing | Single-Stage |  | 0.75 | Standard |  | 140000 | 135000 |  |  | 128900 | 1520 | 95.5 | 78 | [8 empty] | Federally-Regulated Consumer Product | 11/28/2016 |  | 10/10/2017
Carrier Corp. - Syracuse | Carrier | 59SC5A140S24--20 | LPG | Induced Draft | True | False | 1 | False | Horizontal |  | None | Condensing | Single-Stage |  | 0.75 | Standard |  | 140000 | 135000 |  |  | 128900 | 1520 | 95.5 | 78 | [8 empty] | Federally-Regulated Consumer Product | 11/28/2016 |  | 10/10/2017
Carrier Corp. - Syracuse | Carrier | 59SC5A140S24--20 | Natural Gas | Induced Draft | True | False | 1 | False | Up |  | None | Condensing | Single-Stage |  | 0.75 | Standard |  | 140000 | 135000 |  |  | 128900 | 1520 | 95.5 | 78 | [8 empty] | Federally-Regulated Consumer Product | 11/28/2016 |  | 10/10/2017
Carrier Corp. - Syracuse | Carrier | 59SC5A140S24--20 | Natural Gas | Induced Draft | True | False | 1 | False | Horizontal |  | None | Condensing | Single-Stage |  | 0.75 | Standard |  | 140000 | 135000 |  |  | 128900 | 1520 | 95.5 | 78 | [8 empty] | Federally-Regulated Consumer Product | 11/28/2016 |  | 10/10/2017
Carrier Corp. - Syracuse | Carrier | 59TN6A080V21--20 | LPG | Induced Draft | True | False | 1 | False | Up |  | None | Condensing | Two-Stage Modulating |  | 1 | Standard |  | 80000 | 78000 |  |  | 80900 | 269 | 96.7 | 78 | [8 empty] | Federally-Regulated Consumer Product | 11/28/2016 |  | 10/10/2017
Carrier Corp. - Syracuse | Carrier | 59TN6A080V21--20 | LPG | Induced Draft | True | False | 1 | False | Horizontal |  | None | Condensing | Two-Stage Modulating |  | 1 | Standard |  | 80000 | 78000 |  |  | 80900 | 269 | 96.7 | 78 | [8 empty] | Federally-Regulated Consumer Product | 11/28/2016 |  | 10/10/2017
Carrier Corp. - Syracuse | Carrier | 59TN6A080V21--20 | Natural Gas | Induced Draft | True | False | 1 | False | Up |  | None | Condensing | Two-Stage Modulating |  | 1 | Standard |  | 80000 | 78000 |  |  | 80900 | 269 | 96.7 | 78 | [8 empty] | Federally-Regulated Consumer Product | 11/28/2016 |  | 10/10/2017
Carrier Corp. - Syracuse | Carrier | 59TN6A080V21--20 | Natural Gas | Induced Draft | True | False | 1 | False | Horizontal |  | None | Condensing | Two-Stage Modulating |  | 1 | Standard |  | 80000 | 78000 |  |  | 80900 | 269 | 96.7 | 78 | [8 empty] | Federally-Regulated Consumer Product | 11/28/2016 |  | 10/10/2017
Carrier Corp. - Syracuse | Carrier | 59TN6A100V21--22 | LPG | Induced Draft | True | False | 1 | False | Up |  | None | Condensing | Two-Stage Modulating |  | 1 | Standard |  | 100000 | 97000 |  |  | 97100 | 463 | 96.1 | 78 | [8 empty] | Federally-Regulated Consumer Product | 08/08/2017 |  | 10/10/2017
Carrier Corp. - Syracuse | Carrier | 59TN6A100V21--22 | LPG | Induced Draft | True | False | 1 | False | Horizontal |  | None | Condensing | Two-Stage Modulating |  | 1 | Standard |  | 100000 | 97000 |  |  | 97100 | 463 | 96.1 | 78 | [8 empty] | Federally-Regulated Consumer Product | 08/08/2017 |  | 10/10/2017
Carrier Corp. - Syracuse | Carrier | 59TN6A100V21--22 | Natural Gas | Induced Draft | True | False | 1 | False | Up |  | None | Condensing | Two-Stage Modulating |  | 1 | Standard |  | 100000 | 97000 |  |  | 97100 | 463 | 96.1 | 78 | [8 empty] | Federally-Regulated Consumer Product | 08/08/2017 |  | 10/10/2017
Carrier Corp. - Syracuse | Carrier | 59TN6A100V21--22 | Natural Gas | Induced Draft | True | False | 1 | False | Horizontal |  | None | Condensing | Two-Stage Modulating |  | 1 | Standard |  | 100000 | 97000 |  |  | 97100 | 463 | 96.1 | 78 | [8 empty] | Federally-Regulated Consumer Product | 08/08/2017 |  | 10/10/2017
Carrier Corp. - Syracuse | Carrier | 59SP5A080E21--20 | LPG | Induced Draft | True | False | 1 | False | Up |  | None | Condensing | Single-Stage |  | 1 | Standard |  | 80000 | 78000 |  |  | 81600 | 442 | 96.5 | 78 | [8 empty] | Federally-Regulated Consumer Product | 11/28/2016 |  | 10/10/2017
Carrier Corp. - Syracuse | Carrier | 59SP5A080E21--20 | LPG | Induced Draft | True | False | 1 | False | Horizontal |  | None | Condensing | Single-Stage |  | 1 | Standard |  | 80000 | 78000 |  |  | 81600 | 442 | 96.5 | 78 | [8 empty] | Federally-Regulated Consumer Product | 11/28/2016 |  | 10/10/2017
Carrier Corp. - Syracuse | Carrier | 59SP5A080E21--20 | Natural Gas | Induced Draft | True | False | 1 | False | Up |  | None | Condensing | Single-Stage |  | 1 | Standard |  | 80000 | 78000 |  |  | 81600 | 442 | 96.5 | 78 | [8 empty] | Federally-Regulated Consumer Product | 11/28/2016 |  | 10/10/2017
Carrier Corp. - Syracuse | Carrier | 59SP5A080E21--20 | Natural Gas | Induced Draft | True | False | 1 | False | Horizontal |  | None | Condensing | Single-Stage |  | 1 | Standard |  | 80000 | 78000 |  |  | 81600 | 442 | 96.5 | 78 | [8 empty] | Federally-Regulated Consumer Product | 11/28/2016 |  | 10/10/2017
Carrier Corp. - Syracuse | Carrier | 59SP5A100E21--20 | LPG | Induced Draft | True | False | 1 | False | Up |  | None | Condensing | Single-Stage |  | 1 | Standard |  | 100000 | 97000 |  |  | 97900 | 581 | 96.3 | 78 | [8 empty] | Federally-Regulated Consumer Product | 11/28/2016 |  | 10/10/2017
Carrier Corp. - Syracuse | Carrier | 59SP5A100E21--20 | LPG | Induced Draft | True | False | 1 | False | Horizontal |  | None | Condensing | Single-Stage |  | 1 | Standard |  | 100000 | 97000 |  |  | 97900 | 581 | 96.3 | 78 | [8 empty] | Federally-Regulated Consumer Product | 11/28/2016 |  | 10/10/2017
Carrier Corp. - Syracuse | Carrier | 59SP5A100E21--20 | Natural Gas | Induced Draft | True | False | 1 | False | Up |  | None | Condensing | Single-Stage |  | 1 | Standard |  | 100000 | 97000 |  |  | 97900 | 581 | 96.3 | 78 | [8 empty] | Federally-Regulated Consumer Product | 11/28/2016 |  | 10/10/2017
Carrier Corp. - Syracuse | Carrier | 59SP5A100E21--20 | Natural Gas | Induced Draft | True | False | 1 | False | Horizontal |  | None | Condensing | Single-Stage |  | 1 | Standard |  | 100000 | 97000 |  |  | 97900 | 581 | 96.3 | 78 | [8 empty] | Federally-Regulated Consumer Product | 11/28/2016 |  | 10/10/2017
Carrier Corp. - Syracuse | Carrier | A1X95-060080 | LPG | Induced Draft | True | False | 1 | False | Up |  | None | Condensing | Single-Stage |  | 1 | Standard |  | 80000 | 78000 |  |  | 81900 | 443 | 96.2 | 78 | [8 empty] | Federally-Regulated Consumer Product | 11/28/2016 |  | 10/10/2017
Carrier Corp. - Syracuse | Carrier | A1X95-060080 | LPG | Induced Draft | True | False | 1 | False | Horizontal |  | None | Condensing | Single-Stage |  | 1 | Standard |  | 80000 | 78000 |  |  | 81900 | 443 | 96.2 | 78 | [8 empty] | Federally-Regulated Consumer Product | 11/28/2016 |  | 10/10/2017
Carrier Corp. - Syracuse | Carrier | A1X95-060080 | Natural Gas | Induced Draft | True | False | 1 | False | Up |  | None | Condensing | Single-Stage |  | 1 | Standard |  | 80000 | 78000 |  |  | 81900 | 443 | 96.2 | 78 | [8 empty] | Federally-Regulated Consumer Product | 11/28/2016 |  | 10/10/2017
Carrier Corp. - Syracuse | Carrier | A1X95-060080 | Natural Gas | Induced Draft | True | False | 1 | False | Horizontal |  | None | Condensing | Single-Stage |  | 1 | Standard |  | 80000 | 78000 |  |  | 81900 | 443 | 96.2 | 78 | [8 empty] | Federally-Regulated Consumer Product | 11/28/2016 |  | 10/10/2017
Carrier Corp. - Syracuse | Carrier | A1X95-060100 | LPG | Induced Draft | True | False | 1 | False | Up |  | None | Condensing | Single-Stage |  | 1 | Standard |  | 100000 | 97000 |  |  | 98000 | 582 | 96.2 | 78 | [8 empty] | Federally-Regulated Consumer Product | 11/28/2016 |  | 10/10/2017
Carrier Corp. - Syracuse | Carrier | A1X95-060100 | LPG | Induced Draft | True | False | 1 | False | Horizontal |  | None | Condensing | Single-Stage |  | 1 | Standard |  | 100000 | 97000 |  |  | 98000 | 582 | 96.2 | 78 | [8 empty] | Federally-Regulated Consumer Product | 11/28/2016 |  | 10/10/2017
Carrier Corp. - Syracuse | Carrier | A1X95-060100 | Natural Gas | Induced Draft | True | False | 1 | False | Up |  | None | Condensing | Single-Stage |  | 1 | Standard |  | 100000 | 97000 |  |  | 98000 | 582 | 96.2 | 78 | [8 empty] | Federally-Regulated Consumer Product | 11/28/2016 |  | 10/10/2017
Carrier Corp. - Syracuse | Carrier | A1X95-060100 | Natural Gas | Induced Draft | True | False | 1 | False | Horizontal |  | None | Condensing | Single-Stage |  | 1 | Standard |  | 100000 | 97000 |  |  | 98000 | 582 | 96.2 | 78 | [8 empty] | Federally-Regulated Consumer Product | 11/28/2016 |  | 10/10/2017
Carrier Corp. - Syracuse | Carrier | A2X95-060080** | LPG | Induced Draft | True | False | 1 | False | Up |  | None | Condensing | Two-Stage Modulating |  | 1 | Standard |  | 80000 | 78000 |  |  | 81100 | 318 | 95.5 | 78 | [8 empty] | Federally-Regulated Consumer Product | 11/28/2016 |  | 10/10/2017
Carrier Corp. - Syracuse | Carrier | A2X95-060080** | LPG | Induced Draft | True | False | 1 | False | Horizontal |  | None | Condensing | Two-Stage Modulating |  | 1 | Standard |  | 80000 | 78000 |  |  | 81100 | 318 | 95.5 | 78 | [8 empty] | Federally-Regulated Consumer Product | 11/28/2016 |  | 10/10/2017
Carrier Corp. - Syracuse | Carrier | A2X95-060080** | Natural Gas | Induced Draft | True | False | 1 | False | Up |  | None | Condensing | Two-Stage Modulating |  | 1 | Standard |  | 80000 | 78000 |  |  | 81100 | 318 | 95.5 | 78 | [8 empty] | Federally-Regulated Consumer Product | 11/28/2016 |  | 10/10/2017
Carrier Corp. - Syracuse | Carrier | A2X95-060080** | Natural Gas | Induced Draft | True | False | 1 | False | Horizontal |  | None | Condensing | Two-Stage Modulating |  | 1 | Standard |  | 80000 | 78000 |  |  | 81100 | 318 | 95.5 | 78 | [8 empty] | Federally-Regulated Consumer Product | 11/28/2016 |  | 10/10/2017
Carrier Corp. - Syracuse | Carrier | A2X95-060100** | LPG | Induced Draft | True | False | 1 | False | Up |  | None | Condensing | Two-Stage Modulating |  | 1 | Standard |  | 100000 | 97000 |  |  | 96500 | 436 | 95.5 | 78 | [8 empty] | Federally-Regulated Consumer Product | 11/28/2016 |  | 10/10/2017
Carrier Corp. - Syracuse | Carrier | A2X95-060100** | LPG | Induced Draft | True | False | 1 | False | Horizontal |  | None | Condensing | Two-Stage Modulating |  | 1 | Standard |  | 100000 | 97000 |  |  | 96500 | 436 | 95.5 | 78 | [8 empty] | Federally-Regulated Consumer Product | 11/28/2016 |  | 10/10/2017
Carrier Corp. - Syracuse | Carrier | A2X95-060100** | Natural Gas | Induced Draft | True | False | 1 | False | Up |  | None | Condensing | Two-Stage Modulating |  | 1 | Standard |  | 100000 | 97000 |  |  | 96500 | 436 | 95.5 | 78 | [8 empty] | Federally-Regulated Consumer Product | 11/28/2016 |  | 10/10/2017
Carrier Corp. - Syracuse | Carrier | A2X95-060100** | Natural Gas | Induced Draft | True | False | 1 | False | Horizontal |  | None | Condensing | Two-Stage Modulating |  | 1 | Standard |  | 100000 | 97000 |  |  | 96500 | 436 | 95.5 | 78 | [8 empty] | Federally-Regulated Consumer Product | 11/28/2016 |  | 10/10/2017
Carrier Corp. - Syracuse | Carrier | 59MN7A060V21--20 | LPG | Induced Draft | True | False | 1 | False | Up |  | None | Condensing | Step Modulating |  | 1 | Standard |  | 61000 | 60000 |  |  | 62100 | 354 | 98.5 | 78 | [8 empty] | Federally-Regulated Consumer Product | 10/28/2016 |  | 10/10/2017
Carrier Corp. - Syracuse | Carrier | 59MN7A060V21--20 | LPG | Induced Draft | True | False | 1 | False | Horizontal |  | None | Condensing | Step Modulating |  | 1 | Standard |  | 61000 | 60000 |  |  | 62100 | 354 | 98.5 | 78 | [8 empty] | Federally-Regulated Consumer Product | 10/28/2016 |  | 10/10/2017
Carrier Corp. - Syracuse | Carrier | 59MN7A080V21--20 | LPG | Induced Draft | True | False | 1 | False | Up |  | None | Condensing | Step Modulating |  | 1 | Standard |  | 80000 | 78000 |  |  | 79000 | 353 | 97.2 | 78 | [8 empty] | Federally-Regulated Consumer Product | 10/28/2016 |  | 10/10/2017
Carrier Corp. - Syracuse | Carrier | 59MN7A080V21--20 | LPG | Induced Draft | True | False | 1 | False | Horizontal |  | None | Condensing | Step Modulating |  | 1 | Standard |  | 80000 | 78000 |  |  | 79000 | 353 | 97.2 | 78 | [8 empty] | Federally-Regulated Consumer Product | 10/28/2016 |  | 10/10/2017
Carrier Corp. - Syracuse | Carrier | 59MN7A100V21--22 | LPG | Induced Draft | True | False | 1 | False | Up |  | None | Condensing | Step Modulating |  | 1 | Standard |  | 100000 | 98000 |  |  | 95000 | 377 | 97.3 | 78 | [8 empty] | Federally-Regulated Consumer Product | 08/08/2017 |  | 10/10/2017
Carrier Corp. - Syracuse | Carrier | 59MN7A100V21--22 | LPG | Induced Draft | True | False | 1 | False | Horizontal |  | None | Condensing | Step Modulating |  | 1 | Standard |  | 100000 | 98000 |  |  | 95000 | 377 | 97.3 | 78 | [8 empty] | Federally-Regulated Consumer Product | 08/08/2017 |  | 10/10/2017
Carrier Corp. - Syracuse | Carrier | 59MN7A100V21--22 | Natural Gas | Induced Draft | True | False | 1 | False | Up |  | None | Condensing | Step Modulating |  | 1 | Standard |  | 100000 | 98000 |  |  | 95000 | 377 | 97.3 | 78 | [8 empty] | Federally-Regulated Consumer Product | 08/08/2017 |  | 10/10/2017
Carrier Corp. - Syracuse | Carrier | 59MN7A100V21--22 | Natural Gas | Induced Draft | True | False | 1 | False | Horizontal |  | None | Condensing | Step Modulating |  | 1 | Standard |  | 100000 | 98000 |  |  | 95000 | 377 | 97.3 | 78 | [8 empty] | Federally-Regulated Consumer Product | 08/08/2017 |  | 10/10/2017
Carrier Corp. - Syracuse | Carrier | AMV98-060060 | LPG | Induced Draft | True | False | 1 | False | Up |  | None | Condensing | Step Modulating |  | 1 | Standard |  | 61000 | 60000 |  |  | 62200 | 355 | 98.3 | 78 | [8 empty] | Federally-Regulated Consumer Product | 11/28/2016 |  | 10/10/2017
Carrier Corp. - Syracuse | Carrier | AMV98-060060 | LPG | Induced Draft | True | False | 1 | False | Horizontal |  | None | Condensing | Step Modulating |  | 1 | Standard |  | 61000 | 60000 |  |  | 62200 | 355 | 98.3 | 78 | [8 empty] | Federally-Regulated Consumer Product | 11/28/2016 |  | 10/10/2017
Carrier Corp. - Syracuse | Carrier | AMV98-060060 | Natural Gas | Induced Draft | True | False | 1 | False | Up |  | None | Condensing | Step Modulating |  | 1 | Standard |  | 61000 | 60000 |  |  | 62200 | 355 | 98.3 | 78 | [8 empty] | Federally-Regulated Consumer Product | 11/28/2016 |  | 10/10/2017
Carrier Corp. - Syracuse | Carrier | AMV98-060060 | Natural Gas | Induced Draft | True | False | 1 | False | Horizontal |  | None | Condensing | Step Modulating |  | 1 | Standard |  | 61000 | 60000 |  |  | 62200 | 355 | 98.3 | 78 | [8 empty] | Federally-Regulated Consumer Product | 11/28/2016 |  | 10/10/2017
Carrier Corp. - Syracuse | Carrier | AMV98-060080 | LPG | Induced Draft | True | False | 1 | False | Up |  | None | Condensing | Step Modulating |  | 1 | Standard |  | 80000 | 78000 |  |  | 79100 | 354 | 97 | 78 | [8 empty] | Federally-Regulated Consumer Product | 08/16/2016 |  | 10/10/2017
Carrier Corp. - Syracuse | Carrier | AMV98-060080 | LPG | Induced Draft | True | False | 1 | False | Horizontal |  | None | Condensing | Step Modulating |  | 1 | Standard |  | 80000 | 78000 |  |  | 79100 | 354 | 97 | 78 | [8 empty] | Federally-Regulated Consumer Product | 08/16/2016 |  | 10/10/2017
Carrier Corp. - Syracuse | Carrier | AMV98-060080 | Natural Gas | Induced Draft | True | False | 1 | False | Up |  | None | Condensing | Step Modulating |  | 1 | Standard |  | 80000 | 78000 |  |  | 79100 | 354 | 97 | 78 | [8 empty] | Federally-Regulated Consumer Product | 08/16/2016 |  | 10/10/2017
Carrier Corp. - Syracuse | Carrier | AMV98-060080 | Natural Gas | Induced Draft | True | False | 1 | False | Horizontal |  | None | Condensing | Step Modulating |  | 1 | Standard |  | 80000 | 78000 |  |  | 79100 | 354 | 97 | 78 | [8 empty] | Federally-Regulated Consumer Product | 08/16/2016 |  | 10/10/2017
Carrier Corp. - Syracuse | Carrier | AMV98-066100* | LPG | Induced Draft | True | False | 1 | False | Up |  | None | Condensing | Step Modulating |  | 1 | Standard |  | 100000 | 98000 |  |  | 95100 | 380 | 97 | 78 | [8 empty] | Federally-Regulated Consumer Product | 08/16/2016 |  | 10/10/2017
Carrier Corp. - Syracuse | Carrier | AMV98-066100* | LPG | Induced Draft | True | False | 1 | False | Horizontal |  | None | Condensing | Step Modulating |  | 1 | Standard |  | 100000 | 98000 |  |  | 95100 | 380 | 97 | 78 | [8 empty] | Federally-Regulated Consumer Product | 08/16/2016 |  | 10/10/2017
Carrier Corp. - Syracuse | Carrier | AMV98-066100* | Natural Gas | Induced Draft | True | False | 1 | False | Up |  | None | Condensing | Step Modulating |  | 1 | Standard |  | 100000 | 98000 |  |  | 95100 | 380 | 97 | 78 | [8 empty] | Federally-Regulated Consumer Product | 08/16/2016 |  | 10/10/2017
Carrier Corp. - Syracuse | Carrier | AMV98-066100* | Natural Gas | Induced Draft | True | False | 1 | False | Horizontal |  | None | Condensing | Step Modulating |  | 1 | Standard |  | 100000 | 98000 |  |  | 95100 | 380 | 97 | 78 | [8 empty] | Federally-Regulated Consumer Product | 08/16/2016 |  | 10/10/2017
Carrier Corp. - Syracuse | Carrier | 59SC5A040S17--12 | LPG | Induced Draft | True | False | 1 | False | Up |  | None | Condensing | Single-Stage |  | 0.5 | Standard |  | 40000 | 39000 |  |  | 32200 | 426 | 95.5 | 78 | [8 empty] | Federally-Regulated Consumer Product | 11/28/2016 |  | 10/10/2017
Carrier Corp. - Syracuse | Carrier | 59SC5A040S17--12 | LPG | Induced Draft | True | False | 1 | False | Horizontal |  | None | Condensing | Single-Stage |  | 0.5 | Standard |  | 40000 | 39000 |  |  | 32200 | 426 | 95.5 | 78 | [8 empty] | Federally-Regulated Consumer Product | 11/28/2016 |  | 10/10/2017
Carrier Corp. - Syracuse | Carrier | 59SC5A040S17--12 | Natural Gas | Induced Draft | True | False | 1 | False | Up |  | None | Condensing | Single-Stage |  | 0.5 | Standard |  | 40000 | 39000 |  |  | 32200 | 426 | 95.5 | 78 | [8 empty] | Federally-Regulated Consumer Product | 11/28/2016 |  | 10/10/2017
Carrier Corp. - Syracuse | Carrier | 59SC5A040S17--12 | Natural Gas | Induced Draft | True | False | 1 | False | Horizontal |  | None | Condensing | Single-Stage |  | 0.5 | Standard |  | 40000 | 39000 |  |  | 32200 | 426 | 95.5 | 78 | [8 empty] | Federally-Regulated Consumer Product | 11/28/2016 |  | 10/10/2017
Carrier Corp. - Syracuse | Carrier | 59SP5A040E17--12 | LPG | Induced Draft | True | False | 1 | False | Up |  | None | Condensing | Single-Stage |  | 0.5 | Standard |  | 40000 | 39000 |  |  | 32700 | 175 | 96.5 | 78 | [8 empty] | Federally-Regulated Consumer Product | 11/28/2016 |  | 10/10/2017
Carrier Corp. - Syracuse | Carrier | 59SP5A040E17--12 | LPG | Induced Draft | True | False | 1 | False | Horizontal |  | None | Condensing | Single-Stage |  | 0.5 | Standard |  | 40000 | 39000 |  |  | 32700 | 175 | 96.5 | 78 | [8 empty] | Federally-Regulated Consumer Product | 11/28/2016 |  | 10/10/2017
Carrier Corp. - Syracuse | Carrier | 59SP5A040E17--12 | Natural Gas | Induced Draft | True | False | 1 | False | Up |  | None | Condensing | Single-Stage |  | 0.5 | Standard |  | 40000 | 39000 |  |  | 32700 | 175 | 96.5 | 78 | [8 empty] | Federally-Regulated Consumer Product | 11/28/2016 |  | 10/10/2017
Carrier Corp. - Syracuse | Carrier | 59SP5A040E17--12 | Natural Gas | Induced Draft | True | False | 1 | False | Horizontal |  | None | Condensing | Single-Stage |  | 0.5 | Standard |  | 40000 | 39000 |  |  | 32700 | 175 | 96.5 | 78 | [8 empty] | Federally-Regulated Consumer Product | 11/28/2016 |  | 10/10/2017
Carrier Corp. - Syracuse | Carrier | 59SP5A060E14--12 | LPG | Induced Draft | True | False | 1 | False | Up |  | None | Condensing | Single-Stage |  | 0.5 | Standard |  | 60000 | 58000 |  |  | 49400 | 307 | 95.5 | 78 | [8 empty] | Federally-Regulated Consumer Product | 11/28/2016 |  | 10/10/2017
Carrier Corp. - Syracuse | Carrier | 59SP5A060E14--12 | LPG | Induced Draft | True | False | 1 | False | Horizontal |  | None | Condensing | Single-Stage |  | 0.5 | Standard |  | 60000 | 58000 |  |  | 49400 | 307 | 95.5 | 78 | [8 empty] | Federally-Regulated Consumer Product | 11/28/2016 |  | 10/10/2017
Carrier Corp. - Syracuse | Carrier | 59SP5A060E14--12 | Natural Gas | Induced Draft | True | False | 1 | False | Up |  | None | Condensing | Single-Stage |  | 0.5 | Standard |  | 60000 | 58000 |  |  | 49400 | 307 | 95.5 | 78 | [8 empty] | Federally-Regulated Consumer Product | 11/28/2016 |  | 10/10/2017
Carrier Corp. - Syracuse | Carrier | 59SP5A060E14--12 | Natural Gas | Induced Draft | True | False | 1 | False | Horizontal |  | None | Condensing | Single-Stage |  | 0.5 | Standard |  | 60000 | 58000 |  |  | 49400 | 307 | 95.5 | 78 | [8 empty] | Federally-Regulated Consumer Product | 11/28/2016 |  | 10/10/2017
Carrier Corp. - Syracuse | Carrier | 59SP2A080E17--16 | LPG | Induced Draft | True | False | 1 | False | Up |  | None | Condensing | Single-Stage |  | 0.5 | Standard |  | 80000 | 75000 |  |  | 68500 | 336 | 92.1 | 78 | [8 empty] | Federally-Regulated Consumer Product | 11/28/2016 |  | 10/10/2017
Carrier Corp. - Syracuse | Carrier | 59SP2A080E17--16 | LPG | Induced Draft | True | False | 1 | False | Down |  | None | Condensing | Single-Stage |  | 0.5 | Standard |  | 80000 | 75000 |  |  | 68500 | 336 | 92.1 | 78 | [8 empty] | Federally-Regulated Consumer Product | 11/28/2016 |  | 10/10/2017
Carrier Corp. - Syracuse | Carrier | 59SP2A080E17--16 | LPG | Induced Draft | True | False | 1 | False | Horizontal |  | None | Condensing | Single-Stage |  | 0.5 | Standard |  | 80000 | 75000 |  |  | 68500 | 336 | 92.1 | 78 | [8 empty] | Federally-Regulated Consumer Product | 11/28/2016 |  | 10/10/2017
Carrier Corp. - Syracuse | Carrier | 59SP2A080E17--16 | Natural Gas | Induced Draft | True | False | 1 | False | Up |  | None | Condensing | Single-Stage |  | 0.5 | Standard |  | 80000 | 75000 |  |  | 68500 | 336 | 92.1 | 78 | [8 empty] | Federally-Regulated Consumer Product | 11/28/2016 |  | 10/10/2017
Carrier Corp. - Syracuse | Carrier | 59SP2A080E17--16 | Natural Gas | Induced Draft | True | False | 1 | False | Down |  | None | Condensing | Single-Stage |  | 0.5 | Standard |  | 80000 | 75000 |  |  | 68500 | 336 | 92.1 | 78 | [8 empty] | Federally-Regulated Consumer Product | 11/28/2016 |  | 10/10/2017
Carrier Corp. - Syracuse | Carrier | 59SP2A080E17--16 | Natural Gas | Induced Draft | True | False | 1 | False | Horizontal |  | None | Condensing | Single-Stage |  | 0.5 | Standard |  | 80000 | 75000 |  |  | 68500 | 336 | 92.1 | 78 | [8 empty] | Federally-Regulated Consumer Product | 11/28/2016 |  | 10/10/2017
Carrier Corp. - Syracuse | Carrier | 59SP2A040E14--10 | LPG | Induced Draft | True | False | 1 | False | Up |  | None | Condensing | Single-Stage |  | 0.5 | Standard |  | 40000 | 37000 |  |  | 34200 | 192 | 92.1 | 78 | [8 empty] | Federally-Regulated Consumer Product | 11/28/2016 |  | 10/10/2017
Carrier Corp. - Syracuse | Carrier | 59SP2A040E14--10 | LPG | Induced Draft | True | False | 1 | False | Down |  | None | Condensing | Single-Stage |  | 0.5 | Standard |  | 40000 | 37000 |  |  | 34200 | 192 | 92.1 | 78 | [8 empty] | Federally-Regulated Consumer Product | 11/28/2016 |  | 10/10/2017
Carrier Corp. - Syracuse | Carrier | 59SP2A040E14--10 | LPG | Induced Draft | True | False | 1 | False | Horizontal |  | None | Condensing | Single-Stage |  | 0.5 | Standard |  | 40000 | 37000 |  |  | 34200 | 192 | 92.1 | 78 | [8 empty] | Federally-Regulated Consumer Product | 11/28/2016 |  | 10/10/2017
Carrier Corp. - Syracuse | Carrier | 59SP2A040E14--10 | Natural Gas | Induced Draft | True | False | 1 | False | Up |  | None | Condensing | Single-Stage |  | 0.5 | Standard |  | 40000 | 37000 |  |  | 34200 | 192 | 92.1 | 78 | [8 empty] | Federally-Regulated Consumer Product | 11/28/2016 |  | 10/10/2017
Carrier Corp. - Syracuse | Carrier | 59SP2A040E14--10 | Natural Gas | Induced Draft | True | False | 1 | False | Down |  | None | Condensing | Single-Stage |  | 0.5 | Standard |  | 40000 | 37000 |  |  | 34200 | 192 | 92.1 | 78 | [8 empty] | Federally-Regulated Consumer Product | 11/28/2016 |  | 10/10/2017
Carrier Corp. - Syracuse | Carrier | 59SP2A040E14--10 | Natural Gas | Induced Draft | True | False | 1 | False | Horizontal |  | None | Condensing | Single-Stage |  | 0.5 | Standard |  | 40000 | 37000 |  |  | 34200 | 192 | 92.1 | 78 | [8 empty] | Federally-Regulated Consumer Product | 11/28/2016 |  | 10/10/2017
Carrier Corp. - Syracuse | Carrier | 59SP2A040E17--12 | LPG | Induced Draft | True | False | 1 | False | Up |  | None | Condensing | Single-Stage |  | 0.5 | Standard |  | 40000 | 37000 |  |  | 34200 | 194 | 92.1 | 78 | [8 empty] | Federally-Regulated Consumer Product | 11/28/2016 |  | 10/10/2017
Carrier Corp. - Syracuse | Carrier | 59SP2A040E17--12 | LPG | Induced Draft | True | False | 1 | False | Down |  | None | Condensing | Single-Stage |  | 0.5 | Standard |  | 40000 | 37000 |  |  | 34200 | 194 | 92.1 | 78 | [8 empty] | Federally-Regulated Consumer Product | 11/28/2016 |  | 10/10/2017
Carrier Corp. - Syracuse | Carrier | 59SP2A040E17--12 | LPG | Induced Draft | True | False | 1 | False | Horizontal |  | None | Condensing | Single-Stage |  | 0.5 | Standard |  | 40000 | 37000 |  |  | 34200 | 194 | 92.1 | 78 | [8 empty] | Federally-Regulated Consumer Product | 11/28/2016 |  | 10/10/2017
Carrier Corp. - Syracuse | Carrier | 59SP2A040E17--12 | Natural Gas | Induced Draft | True | False | 1 | False | Up |  | None | Condensing | Single-Stage |  | 0.5 | Standard |  | 40000 | 37000 |  |  | 34200 | 194 | 92.1 | 78 | [8 empty] | Federally-Regulated Consumer Product | 11/28/2016 |  | 10/10/2017
Carrier Corp. - Syracuse | Carrier | 59SP2A040E17--12 | Natural Gas | Induced Draft | True | False | 1 | False | Down |  | None | Condensing | Single-Stage |  | 0.5 | Standard |  | 40000 | 37000 |  |  | 34200 | 194 | 92.1 | 78 | [8 empty] | Federally-Regulated Consumer Product | 11/28/2016 |  | 10/10/2017
Carrier Corp. - Syracuse | Carrier | 59SP2A040E17--12 | Natural Gas | Induced Draft | True | False | 1 | False | Horizontal |  | None | Condensing | Single-Stage |  | 0.5 | Standard |  | 40000 | 37000 |  |  | 34200 | 194 | 92.1 | 78 | [8 empty] | Federally-Regulated Consumer Product | 11/28/2016 |  | 10/10/2017
Carrier Corp. - Syracuse | Carrier | 59SP2A060E14--12 | LPG | Induced Draft | True | False | 1 | False | Up |  | None | Condensing | Single-Stage |  | 0.5 | Standard |  | 60000 | 56000 |  |  | 51200 | 320 | 92.1 | 78 | [8 empty] | Federally-Regulated Consumer Product | 11/28/2016 |  | 10/10/2017
Carrier Corp. - Syracuse | Carrier | 59SP2A060E14--12 | LPG | Induced Draft | True | False | 1 | False | Down |  | None | Condensing | Single-Stage |  | 0.5 | Standard |  | 60000 | 56000 |  |  | 51200 | 320 | 92.1 | 78 | [8 empty] | Federally-Regulated Consumer Product | 11/28/2016 |  | 10/10/2017
Carrier Corp. - Syracuse | Carrier | 59SP2A060E14--12 | LPG | Induced Draft | True | False | 1 | False | Horizontal |  | None | Condensing | Single-Stage |  | 0.5 | Standard |  | 60000 | 56000 |  |  | 51200 | 320 | 92.1 | 78 | [8 empty] | Federally-Regulated Consumer Product | 11/28/2016 |  | 10/10/2017
Carrier Corp. - Syracuse | Carrier | 59SP2A060E14--12 | Natural Gas | Induced Draft | True | False | 1 | False | Up |  | None | Condensing | Single-Stage |  | 0.5 | Standard |  | 60000 | 56000 |  |  | 51200 | 320 | 92.1 | 78 | [8 empty] | Federally-Regulated Consumer Product | 11/28/2016 |  | 10/10/2017
Carrier Corp. - Syracuse | Carrier | 59SP2A060E14--12 | Natural Gas | Induced Draft | True | False | 1 | False | Down |  | None | Condensing | Single-Stage |  | 0.5 | Standard |  | 60000 | 56000 |  |  | 51200 | 320 | 92.1 | 78 | [8 empty] | Federally-Regulated Consumer Product | 11/28/2016 |  | 10/10/2017
Carrier Corp. - Syracuse | Carrier | 59SP2A060E14--12 | Natural Gas | Induced Draft | True | False | 1 | False | Horizontal |  | None | Condensing | Single-Stage |  | 0.5 | Standard |  | 60000 | 56000 |  |  | 51200 | 320 | 92.1 | 78 | [8 empty] | Federally-Regulated Consumer Product | 11/28/2016 |  | 10/10/2017
Carrier Corp. - Syracuse | Carrier | 59SP2A060E17--14 | LPG | Induced Draft | True | False | 1 | False | Up |  | None | Condensing | Single-Stage |  | 0.5 | Standard |  | 60000 | 56000 |  |  | 51700 | 187 | 92.1 | 78 | [8 empty] | Federally-Regulated Consumer Product | 11/28/2016 |  | 10/10/2017
Carrier Corp. - Syracuse | Carrier | 59SP2A060E17--14 | LPG | Induced Draft | True | False | 1 | False | Down |  | None | Condensing | Single-Stage |  | 0.5 | Standard |  | 60000 | 56000 |  |  | 51700 | 187 | 92.1 | 78 | [8 empty] | Federally-Regulated Consumer Product | 11/28/2016 |  | 10/10/2017
Carrier Corp. - Syracuse | Carrier | 59SP2A060E17--14 | LPG | Induced Draft | True | False | 1 | False | Horizontal |  | None | Condensing | Single-Stage |  | 0.5 | Standard |  | 60000 | 56000 |  |  | 51700 | 187 | 92.1 | 78 | [8 empty] | Federally-Regulated Consumer Product | 11/28/2016 |  | 10/10/2017
Carrier Corp. - Syracuse | Carrier | 59SP2A060E17--14 | Natural Gas | Induced Draft | True | False | 1 | False | Up |  | None | Condensing | Single-Stage |  | 0.5 | Standard |  | 60000 | 56000 |  |  | 51700 | 187 | 92.1 | 78 | [8 empty] | Federally-Regulated Consumer Product | 11/28/2016 |  | 10/10/2017
Carrier Corp. - Syracuse | Carrier | 59SP2A060E17--14 | Natural Gas | Induced Draft | True | False | 1 | False | Down |  | None | Condensing | Single-Stage |  | 0.5 | Standard |  | 60000 | 56000 |  |  | 51700 | 187 | 92.1 | 78 | [8 empty] | Federally-Regulated Consumer Product | 11/28/2016 |  | 10/10/2017
Carrier Corp. - Syracuse | Carrier | 59SP2A060E17--14 | Natural Gas | Induced Draft | True | False | 1 | False | Horizontal |  | None | Condensing | Single-Stage |  | 0.5 | Standard |  | 60000 | 56000 |  |  | 51700 | 187 | 92.1 | 78 | [8 empty] | Federally-Regulated Consumer Product | 11/28/2016 |  | 10/10/2017
Carrier Corp. - Syracuse | Carrier | 59SP2A080E21--20 | LPG | Induced Draft | True | False | 1 | False | Up |  | None | Condensing | Single-Stage |  | 0.75 | Standard |  | 80000 | 75000 |  |  | 68600 | 319 | 92.1 | 78 | [8 empty] | Federally-Regulated Consumer Product | 11/28/2016 |  | 10/10/2017
Carrier Corp. - Syracuse | Carrier | 59SP2A080E21--20 | LPG | Induced Draft | True | False | 1 | False | Down |  | None | Condensing | Single-Stage |  | 0.75 | Standard |  | 80000 | 75000 |  |  | 68600 | 319 | 92.1 | 78 | [8 empty] | Federally-Regulated Consumer Product | 11/28/2016 |  | 10/10/2017
Carrier Corp. - Syracuse | Carrier | 59SP2A080E21--20 | LPG | Induced Draft | True | False | 1 | False | Horizontal |  | None | Condensing | Single-Stage |  | 0.75 | Standard |  | 80000 | 75000 |  |  | 68600 | 319 | 92.1 | 78 | [8 empty] | Federally-Regulated Consumer Product | 11/28/2016 |  | 10/10/2017
Carrier Corp. - Syracuse | Carrier | 59SP2A080E21--20 | Natural Gas | Induced Draft | True | False | 1 | False | Up |  | None | Condensing | Single-Stage |  | 0.75 | Standard |  | 80000 | 75000 |  |  | 68600 | 319 | 92.1 | 78 | [8 empty] | Federally-Regulated Consumer Product | 11/28/2016 |  | 10/10/2017
Carrier Corp. - Syracuse | Carrier | 59SP2A080E21--20 | Natural Gas | Induced Draft | True | False | 1 | False | Down |  | None | Condensing | Single-Stage |  | 0.75 | Standard |  | 80000 | 75000 |  |  | 68600 | 319 | 92.1 | 78 | [8 empty] | Federally-Regulated Consumer Product | 11/28/2016 |  | 10/10/2017
Carrier Corp. - Syracuse | Carrier | 59SP2A080E21--20 | Natural Gas | Induced Draft | True | False | 1 | False | Horizontal |  | None | Condensing | Single-Stage |  | 0.75 | Standard |  | 80000 | 75000 |  |  | 68600 | 319 | 92.1 | 78 | [8 empty] | Federally-Regulated Consumer Product | 11/28/2016 |  | 10/10/2017
Carrier Corp. - Syracuse | Carrier | 59SP2A100E21--20 | LPG | Induced Draft | True | False | 1 | False | Up |  | None | Condensing | Single-Stage |  | 0.75 | Standard |  | 100000 | 94000 |  |  | 102600 | 554 | 92.1 | 78 | [8 empty] | Federally-Regulated Consumer Product | 02/14/2017 |  | 10/10/2017
Carrier Corp. - Syracuse | Carrier | 59SP2A100E21--20 | LPG | Induced Draft | True | False | 1 | False | Down |  | None | Condensing | Single-Stage |  | 0.75 | Standard |  | 100000 | 94000 |  |  | 102600 | 554 | 92.1 | 78 | [8 empty] | Federally-Regulated Consumer Product | 02/14/2017 |  | 10/10/2017
Carrier Corp. - Syracuse | Carrier | 59SP2A100E21--20 | LPG | Induced Draft | True | False | 1 | False | Horizontal |  | None | Condensing | Single-Stage |  | 0.75 | Standard |  | 100000 | 94000 |  |  | 102600 | 554 | 92.1 | 78 | [8 empty] | Federally-Regulated Consumer Product | 02/14/2017 |  | 10/10/2017
Carrier Corp. - Syracuse | Carrier | 59SP2A100E21--20 | Natural Gas | Induced Draft | True | False | 1 | False | Up |  | None | Condensing | Single-Stage |  | 0.75 | Standard |  | 100000 | 94000 |  |  | 102600 | 554 | 92.1 | 78 | [8 empty] | Federally-Regulated Consumer Product | 02/14/2017 |  | 10/10/2017
Carrier Corp. - Syracuse | Carrier | 59SP2A100E21--20 | Natural Gas | Induced Draft | True | False | 1 | False | Down |  | None | Condensing | Single-Stage |  | 0.75 | Standard |  | 100000 | 94000 |  |  | 102600 | 554 | 92.1 | 78 | [8 empty] | Federally-Regulated Consumer Product | 02/14/2017 |  | 10/10/2017
Carrier Corp. - Syracuse | Carrier | 59SP2A100E21--20 | Natural Gas | Induced Draft | True | False | 1 | False | Horizontal |  | None | Condensing | Single-Stage |  | 0.75 | Standard |  | 100000 | 94000 |  |  | 102600 | 554 | 92.1 | 78 | [8 empty] | Federally-Regulated Consumer Product | 02/14/2017 |  | 10/10/2017
Carrier Corp. - Syracuse | Carrier | 59SP2A120E24--20 | LPG | Induced Draft | True | False | 1 | False | Up |  | None | Condensing | Single-Stage |  | 0.75 | Standard |  | 120000 | 112000 |  |  | 119600 | 650 | 92.1 | 78 | [8 empty] | Federally-Regulated Consumer Product | 02/14/2017 |  | 10/10/2017
Carrier Corp. - Syracuse | Carrier | 59SP2A120E24--20 | LPG | Induced Draft | True | False | 1 | False | Down |  | None | Condensing | Single-Stage |  | 0.75 | Standard |  | 120000 | 112000 |  |  | 119600 | 650 | 92.1 | 78 | [8 empty] | Federally-Regulated Consumer Product | 02/14/2017 |  | 10/10/2017
Carrier Corp. - Syracuse | Carrier | 59SP2A120E24--20 | LPG | Induced Draft | True | False | 1 | False | Horizontal |  | None | Condensing | Single-Stage |  | 0.75 | Standard |  | 120000 | 112000 |  |  | 119600 | 650 | 92.1 | 78 | [8 empty] | Federally-Regulated Consumer Product | 02/14/2017 |  | 10/10/2017
Carrier Corp. - Syracuse | Carrier | 59SP2A120E24--20 | Natural Gas | Induced Draft | True | False | 1 | False | Up |  | None | Condensing | Single-Stage |  | 0.75 | Standard |  | 120000 | 112000 |  |  | 119600 | 650 | 92.1 | 78 | [8 empty] | Federally-Regulated Consumer Product | 02/14/2017 |  | 10/10/2017
Carrier Corp. - Syracuse | Carrier | 59SP2A120E24--20 | Natural Gas | Induced Draft | True | False | 1 | False | Down |  | None | Condensing | Single-Stage |  | 0.75 | Standard |  | 120000 | 112000 |  |  | 119600 | 650 | 92.1 | 78 | [8 empty] | Federally-Regulated Consumer Product | 02/14/2017 |  | 10/10/2017
Carrier Corp. - Syracuse | Carrier | 59SP2A120E24--20 | Natural Gas | Induced Draft | True | False | 1 | False | Horizontal |  | None | Condensing | Single-Stage |  | 0.75 | Standard |  | 120000 | 112000 |  |  | 119600 | 650 | 92.1 | 78 | [8 empty] | Federally-Regulated Consumer Product | 02/14/2017 |  | 10/10/2017
Carrier Corp. - Syracuse | Carrier | 59TP6A040E14--10 | LPG | Induced Draft | True | False | 1 | False | Up |  | None | Condensing | Two-Stage Modulating |  | 0.5 | Standard |  | 40000 | 39000 |  |  | 32000 | 175 | 96.5 | 78 | [8 empty] | Federally-Regulated Consumer Product | 11/17/2015 |  | 10/10/2017
Carrier Corp. - Syracuse | Carrier | 59TP6A040E14--10 | LPG | Induced Draft | True | False | 1 | False | Horizontal |  | None | Condensing | Two-Stage Modulating |  | 0.5 | Standard |  | 40000 | 39000 |  |  | 32000 | 175 | 96.5 | 78 | [8 empty] | Federally-Regulated Consumer Product | 11/17/2015 |  | 10/10/2017
Carrier Corp. - Syracuse | Carrier | 59TP6A040E14--10 | Natural Gas | Induced Draft | True | False | 1 | False | Up |  | None | Condensing | Two-Stage Modulating |  | 0.5 | Standard |  | 40000 | 39000 |  |  | 32000 | 175 | 96.5 | 78 | [8 empty] | Federally-Regulated Consumer Product | 11/17/2015 |  | 10/10/2017
Carrier Corp. - Syracuse | Carrier | 59TP6A040E14--10 | Natural Gas | Induced Draft | True | False | 1 | False | Horizontal |  | None | Condensing | Two-Stage Modulating |  | 0.5 | Standard |  | 40000 | 39000 |  |  | 32000 | 175 | 96.5 | 78 | [8 empty] | Federally-Regulated Consumer Product | 11/17/2015 |  | 10/10/2017
Carrier Corp. - Syracuse | Carrier | 59TP6A060E17--14 | LPG | Induced Draft | True | False | 1 | False | Up |  | None | Condensing | Two-Stage Modulating |  | 0.75 | Standard |  | 60000 | 58000 |  |  | 48400 | 194 | 96.3 | 78 | [8 empty] | Federally-Regulated Consumer Product | 11/17/2015 |  | 10/10/2017
Carrier Corp. - Syracuse | Carrier | 59TP6A060E17--14 | LPG | Induced Draft | True | False | 1 | False | Horizontal |  | None | Condensing | Two-Stage Modulating |  | 0.75 | Standard |  | 60000 | 58000 |  |  | 48400 | 194 | 96.3 | 78 | [8 empty] | Federally-Regulated Consumer Product | 11/17/2015 |  | 10/10/2017
Carrier Corp. - Syracuse | Carrier | 59TP6A060E17--14 | Natural Gas | Induced Draft | True | False | 1 | False | Up |  | None | Condensing | Two-Stage Modulating |  | 0.75 | Standard |  | 60000 | 58000 |  |  | 48400 | 194 | 96.3 | 78 | [8 empty] | Federally-Regulated Consumer Product | 11/17/2015 |  | 10/10/2017
Carrier Corp. - Syracuse | Carrier | 59TP6A060E17--14 | Natural Gas | Induced Draft | True | False | 1 | False | Horizontal |  | None | Condensing | Two-Stage Modulating |  | 0.75 | Standard |  | 60000 | 58000 |  |  | 48400 | 194 | 96.3 | 78 | [8 empty] | Federally-Regulated Consumer Product | 11/17/2015 |  | 10/10/2017
Carrier Corp. - Syracuse | Carrier | 59TP6A080E17--16 | LPG | Induced Draft | True | False | 1 | False | Up |  | None | Condensing | Two-Stage Modulating |  | 0.75 | Standard |  | 80000 | 78000 |  |  | 79700 | 413 | 96.2 | 78 | [8 empty] | Federally-Regulated Consumer Product | 11/17/2015 |  | 10/10/2017
Carrier Corp. - Syracuse | Carrier | 59TP6A080E17--16 | LPG | Induced Draft | True | False | 1 | False | Horizontal |  | None | Condensing | Two-Stage Modulating |  | 0.75 | Standard |  | 80000 | 78000 |  |  | 79700 | 413 | 96.2 | 78 | [8 empty] | Federally-Regulated Consumer Product | 11/17/2015 |  | 10/10/2017
Carrier Corp. - Syracuse | Carrier | 59TP6A080E17--16 | Natural Gas | Induced Draft | True | False | 1 | False | Up |  | None | Condensing | Two-Stage Modulating |  | 0.75 | Standard |  | 80000 | 78000 |  |  | 79700 | 413 | 96.2 | 78 | [8 empty] | Federally-Regulated Consumer Product | 11/17/2015 |  | 10/10/2017
Carrier Corp. - Syracuse | Carrier | 59TP6A080E17--16 | Natural Gas | Induced Draft | True | False | 1 | False | Horizontal |  | None | Condensing | Two-Stage Modulating |  | 0.75 | Standard |  | 80000 | 78000 |  |  | 79700 | 413 | 96.2 | 78 | [8 empty] | Federally-Regulated Consumer Product | 11/17/2015 |  | 10/10/2017
Carrier Corp. - Syracuse | Carrier | 59TP6A120E24--22 | LPG | Induced Draft | True | False | 1 | False | Up |  | None | Condensing | Two-Stage Modulating |  | 1 | Standard |  | 120000 | 117000 |  |  | 109500 | 626 | 96.5 | 78 | [8 empty] | Federally-Regulated Consumer Product | 11/17/2015 |  | 10/10/2017
Carrier Corp. - Syracuse | Carrier | 59TP6A120E24--22 | LPG | Induced Draft | True | False | 1 | False | Horizontal |  | None | Condensing | Two-Stage Modulating |  | 1 | Standard |  | 120000 | 117000 |  |  | 109500 | 626 | 96.5 | 78 | [8 empty] | Federally-Regulated Consumer Product | 11/17/2015 |  | 10/10/2017
Carrier Corp. - Syracuse | Carrier | 59TP6A120E24--22 | Natural Gas | Induced Draft | True | False | 1 | False | Up |  | None | Condensing | Two-Stage Modulating |  | 1 | Standard |  | 120000 | 117000 |  |  | 109500 | 626 | 96.5 | 78 | [8 empty] | Federally-Regulated Consumer Product | 11/17/2015 |  | 10/10/2017
Carrier Corp. - Syracuse | Carrier | 59TP6A120E24--22 | Natural Gas | Induced Draft | True | False | 1 | False | Horizontal |  | None | Condensing | Two-Stage Modulating |  | 1 | Standard |  | 120000 | 117000 |  |  | 109500 | 626 | 96.5 | 78 | [8 empty] | Federally-Regulated Consumer Product | 11/17/2015 |  | 10/10/2017
Carrier Corp. - Syracuse | Carrier | 59TP6A080E21--20 | LPG | Induced Draft | True | False | 1 | False | Up |  | None | Condensing | Two-Stage Modulating |  | 1 | Standard |  | 80000 | 78000 |  |  | 80400 | 341 | 96.5 | 78 | [8 empty] | Federally-Regulated Consumer Product | 11/17/2015 |  | 10/10/2017
Carrier Corp. - Syracuse | Carrier | 59TP6A080E21--20 | LPG | Induced Draft | True | False | 1 | False | Horizontal |  | None | Condensing | Two-Stage Modulating |  | 1 | Standard |  | 80000 | 78000 |  |  | 80400 | 341 | 96.5 | 78 | [8 empty] | Federally-Regulated Consumer Product | 11/17/2015 |  | 10/10/2017
Carrier Corp. - Syracuse | Carrier | 59TP6A080E21--20 | Natural Gas | Induced Draft | True | False | 1 | False | Up |  | None | Condensing | Two-Stage Modulating |  | 1 | Standard |  | 80000 | 78000 |  |  | 80400 | 341 | 96.5 | 78 | [8 empty] | Federally-Regulated Consumer Product | 11/17/2015 |  | 10/10/2017
Carrier Corp. - Syracuse | Carrier | 59TP6A080E21--20 | Natural Gas | Induced Draft | True | False | 1 | False | Horizontal |  | None | Condensing | Two-Stage Modulating |  | 1 | Standard |  | 80000 | 78000 |  |  | 80400 | 341 | 96.5 | 78 | [8 empty] | Federally-Regulated Consumer Product | 11/17/2015 |  | 10/10/2017
Carrier Corp. - Syracuse | Carrier | 59TP6A100E21--20 | LPG | Induced Draft | True | False | 1 | False | Up |  | None | Condensing | Two-Stage Modulating |  | 1 | Standard |  | 100000 | 97000 |  |  | 96200 | 421 | 96.1 | 78 | [8 empty] | Federally-Regulated Consumer Product | 11/17/2015 |  | 10/10/2017
Carrier Corp. - Syracuse | Carrier | 59TP6A100E21--20 | LPG | Induced Draft | True | False | 1 | False | Horizontal |  | None | Condensing | Two-Stage Modulating |  | 1 | Standard |  | 100000 | 97000 |  |  | 96200 | 421 | 96.1 | 78 | [8 empty] | Federally-Regulated Consumer Product | 11/17/2015 |  | 10/10/2017
Carrier Corp. - Syracuse | Carrier | 59TP6A100E21--20 | Natural Gas | Induced Draft | True | False | 1 | False | Up |  | None | Condensing | Two-Stage Modulating |  | 1 | Standard |  | 100000 | 97000 |  |  | 96200 | 421 | 96.1 | 78 | [8 empty] | Federally-Regulated Consumer Product | 11/17/2015 |  | 10/10/2017
Carrier Corp. - Syracuse | Carrier | 59TP6A100E21--20 | Natural Gas | Induced Draft | True | False | 1 | False | Horizontal |  | None | Condensing | Two-Stage Modulating |  | 1 | Standard |  | 100000 | 97000 |  |  | 96200 | 421 | 96.1 | 78 | [8 empty] | Federally-Regulated Consumer Product | 11/17/2015 |  | 10/10/2017
Carrier Corp. - Syracuse | Carrier | 59TP6A040E17--12 | LPG | Induced Draft | True | False | 1 | False | Up |  | None | Condensing | Two-Stage Modulating |  | 0.5 | Standard |  | 40000 | 39000 |  |  | 32500 | 129 | 96 | 78 | [8 empty] | Federally-Regulated Consumer Product | 11/17/2015 |  | 10/10/2017
Carrier Corp. - Syracuse | Carrier | 59TP6A040E17--12 | LPG | Induced Draft | True | False | 1 | False | Horizontal |  | None | Condensing | Two-Stage Modulating |  | 0.5 | Standard |  | 40000 | 39000 |  |  | 32500 | 129 | 96 | 78 | [8 empty] | Federally-Regulated Consumer Product | 11/17/2015 |  | 10/10/2017
Carrier Corp. - Syracuse | Carrier | 59TP6A040E17--12 | Natural Gas | Induced Draft | True | False | 1 | False | Up |  | None | Condensing | Two-Stage Modulating |  | 0.5 | Standard |  | 40000 | 39000 |  |  | 32500 | 129 | 96 | 78 | [8 empty] | Federally-Regulated Consumer Product | 11/17/2015 |  | 10/10/2017
Carrier Corp. - Syracuse | Carrier | 59TP6A040E17--12 | Natural Gas | Induced Draft | True | False | 1 | False | Horizontal |  | None | Condensing | Two-Stage Modulating |  | 0.5 | Standard |  | 40000 | 39000 |  |  | 32500 | 129 | 96 | 78 | [8 empty] | Federally-Regulated Consumer Product | 11/17/2015 |  | 10/10/2017
Carrier Corp. - Syracuse | Carrier | 59TP6A060E14--12 | LPG | Induced Draft | True | False | 1 | False | Up |  | None | Condensing | Two-Stage Modulating |  | 0.5 | Standard |  | 60000 | 58000 |  |  | 48400 | 248 | 95 | 78 | [8 empty] | Federally-Regulated Consumer Product | 08/16/2016 |  | 10/10/2017
Carrier Corp. - Syracuse | Carrier | 59TP6A060E14--12 | LPG | Induced Draft | True | False | 1 | False | Horizontal |  | None | Condensing | Two-Stage Modulating |  | 0.5 | Standard |  | 60000 | 58000 |  |  | 48400 | 248 | 95 | 78 | [8 empty] | Federally-Regulated Consumer Product | 08/16/2016 |  | 10/10/2017
Carrier Corp. - Syracuse | Carrier | 59TP6A060E14--12 | Natural Gas | Induced Draft | True | False | 1 | False | Up |  | None | Condensing | Two-Stage Modulating |  | 0.5 | Standard |  | 60000 | 58000 |  |  | 48400 | 248 | 95 | 78 | [8 empty] | Federally-Regulated Consumer Product | 08/16/2016 |  | 10/10/2017
Carrier Corp. - Syracuse | Carrier | 59TP6A060E14--12 | Natural Gas | Induced Draft | True | False | 1 | False | Horizontal |  | None | Condensing | Two-Stage Modulating |  | 0.5 | Standard |  | 60000 | 58000 |  |  | 48400 | 248 | 95 | 78 | [8 empty] | Federally-Regulated Consumer Product | 08/16/2016 |  | 10/10/2017
Carrier Corp. - Syracuse | Carrier | 59SC2C040S14--10 | LPG | Induced Draft | True | False | 1 | False | Up |  | None | Condensing | Single-Stage |  | 0.33 | Standard |  | 40000 | 37000 |  |  | 33700 | 341 | 92.1 | 78 | [8 empty] | Federally-Regulated Consumer Product | 11/28/2016 |  | 10/10/2017
Carrier Corp. - Syracuse | Carrier | 59SC2C040S14--10 | LPG | Induced Draft | True | False | 1 | False | Down |  | None | Condensing | Single-Stage |  | 0.33 | Standard |  | 40000 | 37000 |  |  | 33700 | 341 | 92.1 | 78 | [8 empty] | Federally-Regulated Consumer Product | 11/28/2016 |  | 10/10/2017
Carrier Corp. - Syracuse | Carrier | 59SC2C040S14--10 | LPG | Induced Draft | True | False | 1 | False | Horizontal |  | None | Condensing | Single-Stage |  | 0.33 | Standard |  | 40000 | 37000 |  |  | 33700 | 341 | 92.1 | 78 | [8 empty] | Federally-Regulated Consumer Product | 11/28/2016 |  | 10/10/2017
Carrier Corp. - Syracuse | Carrier | 59SC2C040S14--10 | Natural Gas | Induced Draft | True | False | 1 | False | Up |  | None | Condensing | Single-Stage |  | 0.33 | Standard |  | 40000 | 37000 |  |  | 33700 | 341 | 92.1 | 78 | [8 empty] | Federally-Regulated Consumer Product | 11/28/2016 |  | 10/10/2017
Carrier Corp. - Syracuse | Carrier | 59SC2C040S14--10 | Natural Gas | Induced Draft | True | False | 1 | False | Down |  | None | Condensing | Single-Stage |  | 0.33 | Standard |  | 40000 | 37000 |  |  | 33700 | 341 | 92.1 | 78 | [8 empty] | Federally-Regulated Consumer Product | 11/28/2016 |  | 10/10/2017
Carrier Corp. - Syracuse | Carrier | 59SC2C040S14--10 | Natural Gas | Induced Draft | True | False | 1 | False | Horizontal |  | None | Condensing | Single-Stage |  | 0.33 | Standard |  | 40000 | 37000 |  |  | 33700 | 341 | 92.1 | 78 | [8 empty] | Federally-Regulated Consumer Product | 11/28/2016 |  | 10/10/2017
Carrier Corp. - Syracuse | Carrier | 59SC2C060S14--12 | LPG | Induced Draft | True | False | 1 | False | Up |  | None | Condensing | Single-Stage |  | 0.33 | Standard |  | 60000 | 56000 |  |  | 50600 | 481 | 92.1 | 78 | [8 empty] | Federally-Regulated Consumer Product | 11/28/2016 |  | 10/10/2017
Carrier Corp. - Syracuse | Carrier | 59SC2C060S14--12 | LPG | Induced Draft | True | False | 1 | False | Down |  | None | Condensing | Single-Stage |  | 0.33 | Standard |  | 60000 | 56000 |  |  | 50600 | 481 | 92.1 | 78 | [8 empty] | Federally-Regulated Consumer Product | 11/28/2016 |  | 10/10/2017
Carrier Corp. - Syracuse | Carrier | 59SC2C060S14--12 | LPG | Induced Draft | True | False | 1 | False | Horizontal |  | None | Condensing | Single-Stage |  | 0.33 | Standard |  | 60000 | 56000 |  |  | 50600 | 481 | 92.1 | 78 | [8 empty] | Federally-Regulated Consumer Product | 11/28/2016 |  | 10/10/2017
Carrier Corp. - Syracuse | Carrier | 59SC2C060S14--12 | Natural Gas | Induced Draft | True | False | 1 | False | Up |  | None | Condensing | Single-Stage |  | 0.33 | Standard |  | 60000 | 56000 |  |  | 50600 | 481 | 92.1 | 78 | [8 empty] | Federally-Regulated Consumer Product | 11/28/2016 |  | 10/10/2017
Carrier Corp. - Syracuse | Carrier | 59SC2C060S14--12 | Natural Gas | Induced Draft | True | False | 1 | False | Down |  | None | Condensing | Single-Stage |  | 0.33 | Standard |  | 60000 | 56000 |  |  | 50600 | 481 | 92.1 | 78 | [8 empty] | Federally-Regulated Consumer Product | 11/28/2016 |  | 10/10/2017
Carrier Corp. - Syracuse | Carrier | 59SC2C060S14--12 | Natural Gas | Induced Draft | True | False | 1 | False | Horizontal |  | None | Condensing | Single-Stage |  | 0.33 | Standard |  | 60000 | 56000 |  |  | 50600 | 481 | 92.1 | 78 | [8 empty] | Federally-Regulated Consumer Product | 11/28/2016 |  | 10/10/2017
Carrier Corp. - Syracuse | Carrier | 59SC2C060S17--16 | LPG | Induced Draft | True | False | 1 | False | Up |  | None | Condensing | Single-Stage |  | 0.5 | Standard |  | 60000 | 56000 |  |  | 50100 | 605 | 92.1 | 78 | [8 empty] | Federally-Regulated Consumer Product | 11/28/2016 |  | 10/10/2017
Carrier Corp. - Syracuse | Carrier | 59SC2C060S17--16 | LPG | Induced Draft | True | False | 1 | False | Down |  | None | Condensing | Single-Stage |  | 0.5 | Standard |  | 60000 | 56000 |  |  | 50100 | 605 | 92.1 | 78 | [8 empty] | Federally-Regulated Consumer Product | 11/28/2016 |  | 10/10/2017
Carrier Corp. - Syracuse | Carrier | 59SC2C060S17--16 | LPG | Induced Draft | True | False | 1 | False | Horizontal |  | None | Condensing | Single-Stage |  | 0.5 | Standard |  | 60000 | 56000 |  |  | 50100 | 605 | 92.1 | 78 | [8 empty] | Federally-Regulated Consumer Product | 11/28/2016 |  | 10/10/2017
Carrier Corp. - Syracuse | Carrier | 59SC2C060S17--16 | Natural Gas | Induced Draft | True | False | 1 | False | Up |  | None | Condensing | Single-Stage |  | 0.5 | Standard |  | 60000 | 56000 |  |  | 50100 | 605 | 92.1 | 78 | [8 empty] | Federally-Regulated Consumer Product | 11/28/2016 |  | 10/10/2017
Carrier Corp. - Syracuse | Carrier | 59SC2C060S17--16 | Natural Gas | Induced Draft | True | False | 1 | False | Down |  | None | Condensing | Single-Stage |  | 0.5 | Standard |  | 60000 | 56000 |  |  | 50100 | 605 | 92.1 | 78 | [8 empty] | Federally-Regulated Consumer Product | 11/28/2016 |  | 10/10/2017
Carrier Corp. - Syracuse | Carrier | 59SC2C060S17--16 | Natural Gas | Induced Draft | True | False | 1 | False | Horizontal |  | None | Condensing | Single-Stage |  | 0.5 | Standard |  | 60000 | 56000 |  |  | 50100 | 605 | 92.1 | 78 | [8 empty] | Federally-Regulated Consumer Product | 11/28/2016 |  | 10/10/2017
Carrier Corp. - Syracuse | Carrier | 59SC2C080S21--20 | LPG | Induced Draft | True | False | 1 | False | Up |  | None | Condensing | Single-Stage |  | 0.75 | Standard |  | 80000 | 75000 |  |  | 66900 | 775 | 92.1 | 78 | [8 empty] | Federally-Regulated Consumer Product | 11/28/2016 |  | 10/10/2017
Carrier Corp. - Syracuse | Carrier | 59SC2C080S21--20 | LPG | Induced Draft | True | False | 1 | False | Down |  | None | Condensing | Single-Stage |  | 0.75 | Standard |  | 80000 | 75000 |  |  | 66900 | 775 | 92.1 | 78 | [8 empty] | Federally-Regulated Consumer Product | 11/28/2016 |  | 10/10/2017
Carrier Corp. - Syracuse | Carrier | 59SC2C080S21--20 | LPG | Induced Draft | True | False | 1 | False | Horizontal |  | None | Condensing | Single-Stage |  | 0.75 | Standard |  | 80000 | 75000 |  |  | 66900 | 775 | 92.1 | 78 | [8 empty] | Federally-Regulated Consumer Product | 11/28/2016 |  | 10/10/2017
Carrier Corp. - Syracuse | Carrier | 59SC2C080S21--20 | Natural Gas | Induced Draft | True | False | 1 | False | Up |  | None | Condensing | Single-Stage |  | 0.75 | Standard |  | 80000 | 75000 |  |  | 66900 | 775 | 92.1 | 78 | [8 empty] | Federally-Regulated Consumer Product | 11/28/2016 |  | 10/10/2017
Carrier Corp. - Syracuse | Carrier | 59SC2C080S21--20 | Natural Gas | Induced Draft | True | False | 1 | False | Down |  | None | Condensing | Single-Stage |  | 0.75 | Standard |  | 80000 | 75000 |  |  | 66900 | 775 | 92.1 | 78 | [8 empty] | Federally-Regulated Consumer Product | 11/28/2016 |  | 10/10/2017
Carrier Corp. - Syracuse | Carrier | 59SC2C080S21--20 | Natural Gas | Induced Draft | True | False | 1 | False | Horizontal |  | None | Condensing | Single-Stage |  | 0.75 | Standard |  | 80000 | 75000 |  |  | 66900 | 775 | 92.1 | 78 | [8 empty] | Federally-Regulated Consumer Product | 11/28/2016 |  | 10/10/2017
Carrier Corp. - Syracuse | Carrier | 59SC2C100S21--16 | LPG | Induced Draft | True | False | 1 | False | Up |  | None | Condensing | Single-Stage |  | 0.5 | Standard |  | 100000 | 94000 |  |  | 100900 | 994 | 92.1 | 78 | [8 empty] | Federally-Regulated Consumer Product | 02/14/2017 |  | 10/10/2017
Carrier Corp. - Syracuse | Carrier | 59SC2C100S21--16 | LPG | Induced Draft | True | False | 1 | False | Down |  | None | Condensing | Single-Stage |  | 0.5 | Standard |  | 100000 | 94000 |  |  | 100900 | 994 | 92.1 | 78 | [8 empty] | Federally-Regulated Consumer Product | 02/14/2017 |  | 10/10/2017
Carrier Corp. - Syracuse | Carrier | 59SC2C100S21--16 | LPG | Induced Draft | True | False | 1 | False | Horizontal |  | None | Condensing | Single-Stage |  | 0.5 | Standard |  | 100000 | 94000 |  |  | 100900 | 994 | 92.1 | 78 | [8 empty] | Federally-Regulated Consumer Product | 02/14/2017 |  | 10/10/2017
Carrier Corp. - Syracuse | Carrier | 59SC2C100S21--16 | Natural Gas | Induced Draft | True | False | 1 | False | Up |  | None | Condensing | Single-Stage |  | 0.5 | Standard |  | 100000 | 94000 |  |  | 100900 | 994 | 92.1 | 78 | [8 empty] | Federally-Regulated Consumer Product | 02/14/2017 |  | 10/10/2017
Carrier Corp. - Syracuse | Carrier | 59SC2C100S21--16 | Natural Gas | Induced Draft | True | False | 1 | False | Down |  | None | Condensing | Single-Stage |  | 0.5 | Standard |  | 100000 | 94000 |  |  | 100900 | 994 | 92.1 | 78 | [8 empty] | Federally-Regulated Consumer Product | 02/14/2017 |  | 10/10/2017
Carrier Corp. - Syracuse | Carrier | 59SC2C100S21--16 | Natural Gas | Induced Draft | True | False | 1 | False | Horizontal |  | None | Condensing | Single-Stage |  | 0.5 | Standard |  | 100000 | 94000 |  |  | 100900 | 994 | 92.1 | 78 | [8 empty] | Federally-Regulated Consumer Product | 02/14/2017 |  | 10/10/2017
Carrier Corp. - Syracuse | Carrier | 59SC2C040S17--12 | LPG | Induced Draft | True | False | 1 | False | Up |  | None | Condensing | Single-Stage |  | 0.5 | Standard |  | 40000 | 37000 |  |  | 33500 | 383 | 92.1 | 78 | [8 empty] | Federally-Regulated Consumer Product | 11/28/2016 |  | 10/10/2017
Carrier Corp. - Syracuse | Carrier | 59SC2C040S17--12 | LPG | Induced Draft | True | False | 1 | False | Down |  | None | Condensing | Single-Stage |  | 0.5 | Standard |  | 40000 | 37000 |  |  | 33500 | 383 | 92.1 | 78 | [8 empty] | Federally-Regulated Consumer Product | 11/28/2016 |  | 10/10/2017
Carrier Corp. - Syracuse | Carrier | 59SC2C040S17--12 | LPG | Induced Draft | True | False | 1 | False | Horizontal |  | None | Condensing | Single-Stage |  | 0.5 | Standard |  | 40000 | 37000 |  |  | 33500 | 383 | 92.1 | 78 | [8 empty] | Federally-Regulated Consumer Product | 11/28/2016 |  | 10/10/2017
Carrier Corp. - Syracuse | Carrier | 59SC2C040S17--12 | Natural Gas | Induced Draft | True | False | 1 | False | Up |  | None | Condensing | Single-Stage |  | 0.5 | Standard |  | 40000 | 37000 |  |  | 33500 | 383 | 92.1 | 78 | [8 empty] | Federally-Regulated Consumer Product | 11/28/2016 |  | 10/10/2017
Carrier Corp. - Syracuse | Carrier | 59SC2C040S17--12 | Natural Gas | Induced Draft | True | False | 1 | False | Down |  | None | Condensing | Single-Stage |  | 0.5 | Standard |  | 40000 | 37000 |  |  | 33500 | 383 | 92.1 | 78 | [8 empty] | Federally-Regulated Consumer Product | 11/28/2016 |  | 10/10/2017
Carrier Corp. - Syracuse | Carrier | 59SC2C040S17--12 | Natural Gas | Induced Draft | True | False | 1 | False | Horizontal |  | None | Condensing | Single-Stage |  | 0.5 | Standard |  | 40000 | 37000 |  |  | 33500 | 383 | 92.1 | 78 | [8 empty] | Federally-Regulated Consumer Product | 11/28/2016 |  | 10/10/2017
Carrier Corp. - Syracuse | Carrier | 59SC2C100S21--20 | LPG | Induced Draft | True | False | 1 | False | Up |  | None | Condensing | Single-Stage |  | 0.75 | Standard |  | 100000 | 94000 |  |  | 100800 | 1030 | 92.1 | 78 | [8 empty] | Federally-Regulated Consumer Product | 02/14/2017 |  | 10/10/2017
Carrier Corp. - Syracuse | Carrier | 59SC2C100S21--20 | LPG | Induced Draft | True | False | 1 | False | Down |  | None | Condensing | Single-Stage |  | 0.75 | Standard |  | 100000 | 94000 |  |  | 100800 | 1030 | 92.1 | 78 | [8 empty] | Federally-Regulated Consumer Product | 02/14/2017 |  | 10/10/2017
Carrier Corp. - Syracuse | Carrier | 59SC2C100S21--20 | LPG | Induced Draft | True | False | 1 | False | Horizontal |  | None | Condensing | Single-Stage |  | 0.75 | Standard |  | 100000 | 94000 |  |  | 100800 | 1030 | 92.1 | 78 | [8 empty] | Federally-Regulated Consumer Product | 02/14/2017 |  | 10/10/2017
Carrier Corp. - Syracuse | Carrier | 59SC2C100S21--20 | Natural Gas | Induced Draft | True | False | 1 | False | Up |  | None | Condensing | Single-Stage |  | 0.75 | Standard |  | 100000 | 94000 |  |  | 100800 | 1030 | 92.1 | 78 | [8 empty] | Federally-Regulated Consumer Product | 02/14/2017 |  | 10/10/2017
Carrier Corp. - Syracuse | Carrier | 59SC2C100S21--20 | Natural Gas | Induced Draft | True | False | 1 | False | Down |  | None | Condensing | Single-Stage |  | 0.75 | Standard |  | 100000 | 94000 |  |  | 100800 | 1030 | 92.1 | 78 | [8 empty] | Federally-Regulated Consumer Product | 02/14/2017 |  | 10/10/2017
Carrier Corp. - Syracuse | Carrier | 59SC2C100S21--20 | Natural Gas | Induced Draft | True | False | 1 | False | Horizontal |  | None | Condensing | Single-Stage |  | 0.75 | Standard |  | 100000 | 94000 |  |  | 100800 | 1030 | 92.1 | 78 | [8 empty] | Federally-Regulated Consumer Product | 02/14/2017 |  | 10/10/2017
Carrier Corp. - Syracuse | Carrier | 59SC2C120S24--20 | LPG | Induced Draft | True | False | 1 | False | Up |  | None | Condensing | Single-Stage |  | 0.75 | Standard |  | 120000 | 112000 |  |  | 117400 | 1247 | 92.1 | 78 | [8 empty] | Federally-Regulated Consumer Product | 02/14/2017 |  | 10/10/2017
Carrier Corp. - Syracuse | Carrier | 59SC2C120S24--20 | LPG | Induced Draft | True | False | 1 | False | Down |  | None | Condensing | Single-Stage |  | 0.75 | Standard |  | 120000 | 112000 |  |  | 117400 | 1247 | 92.1 | 78 | [8 empty] | Federally-Regulated Consumer Product | 02/14/2017 |  | 10/10/2017
Carrier Corp. - Syracuse | Carrier | 59SC2C120S24--20 | LPG | Induced Draft | True | False | 1 | False | Horizontal |  | None | Condensing | Single-Stage |  | 0.75 | Standard |  | 120000 | 112000 |  |  | 117400 | 1247 | 92.1 | 78 | [8 empty] | Federally-Regulated Consumer Product | 02/14/2017 |  | 10/10/2017
Carrier Corp. - Syracuse | Carrier | 59SC2C120S24--20 | Natural Gas | Induced Draft | True | False | 1 | False | Up |  | None | Condensing | Single-Stage |  | 0.75 | Standard |  | 120000 | 112000 |  |  | 117400 | 1247 | 92.1 | 78 | [8 empty] | Federally-Regulated Consumer Product | 02/14/2017 |  | 10/10/2017
Carrier Corp. - Syracuse | Carrier | 59SC2C120S24--20 | Natural Gas | Induced Draft | True | False | 1 | False | Down |  | None | Condensing | Single-Stage |  | 0.75 | Standard |  | 120000 | 112000 |  |  | 117400 | 1247 | 92.1 | 78 | [8 empty] | Federally-Regulated Consumer Product | 02/14/2017 |  | 10/10/2017
Carrier Corp. - Syracuse | Carrier | 59SC2C120S24--20 | Natural Gas | Induced Draft | True | False | 1 | False | Horizontal |  | None | Condensing | Single-Stage |  | 0.75 | Standard |  | 120000 | 112000 |  |  | 117400 | 1247 | 92.1 | 78 | [8 empty] | Federally-Regulated Consumer Product | 02/14/2017 |  | 10/10/2017
Carrier Corp. - Syracuse | Carrier | 48VR-B240403* | LPG | Induced Draft | True | True | 1 | False | Down |  | None | Non-Condensing | Two-Stage Modulating |  | 0.5 | Standard |  | 40000 | 33000 |  |  | 38200 | 168 | 81 | 78 | [8 empty] | Federally-Regulated Consumer Product | 04/17/2017 |  | 10/10/2017
Carrier Corp. - Syracuse | Carrier | 48VR-B240403* | LPG | Induced Draft | True | True | 1 | False | Horizontal |  | None | Non-Condensing | Two-Stage Modulating |  | 0.5 | Standard |  | 40000 | 33000 |  |  | 38200 | 168 | 81 | 78 | [8 empty] | Federally-Regulated Consumer Product | 04/17/2017 |  | 10/10/2017
Carrier Corp. - Syracuse | Carrier | 48VR-B240403* | Natural Gas | Induced Draft | True | True | 1 | False | Down |  | None | Non-Condensing | Two-Stage Modulating |  | 0.5 | Standard |  | 40000 | 33000 |  |  | 38200 | 168 | 81 | 78 | [8 empty] | Federally-Regulated Consumer Product | 04/17/2017 |  | 10/10/2017
Carrier Corp. - Syracuse | Carrier | 48VR-B240403* | Natural Gas | Induced Draft | True | True | 1 | False | Horizontal |  | None | Non-Condensing | Two-Stage Modulating |  | 0.5 | Standard |  | 40000 | 33000 |  |  | 38200 | 168 | 81 | 78 | [8 empty] | Federally-Regulated Consumer Product | 04/17/2017 |  | 10/10/2017
Carrier Corp. - Syracuse | Carrier | 48VR-B240603* | LPG | Induced Draft | True | True | 1 | False | Down |  | None | Non-Condensing | Two-Stage Modulating |  | 0.5 | Standard |  | 60000 | 49000 |  |  | 56300 | 182 | 81 | 78 | [8 empty] | Federally-Regulated Consumer Product | 04/17/2017 |  | 10/10/2017
Carrier Corp. - Syracuse | Carrier | 48VR-B240603* | LPG | Induced Draft | True | True | 1 | False | Horizontal |  | None | Non-Condensing | Two-Stage Modulating |  | 0.5 | Standard |  | 60000 | 49000 |  |  | 56300 | 182 | 81 | 78 | [8 empty] | Federally-Regulated Consumer Product | 04/17/2017 |  | 10/10/2017
Carrier Corp. - Syracuse | Carrier | 48VR-B240603* | Natural Gas | Induced Draft | True | True | 1 | False | Down |  | None | Non-Condensing | Two-Stage Modulating |  | 0.5 | Standard |  | 60000 | 49000 |  |  | 56300 | 182 | 81 | 78 | [8 empty] | Federally-Regulated Consumer Product | 04/17/2017 |  | 10/10/2017
Carrier Corp. - Syracuse | Carrier | 48VR-B240603* | Natural Gas | Induced Draft | True | True | 1 | False | Horizontal |  | None | Non-Condensing | Two-Stage Modulating |  | 0.5 | Standard |  | 60000 | 49000 |  |  | 56300 | 182 | 81 | 78 | [8 empty] | Federally-Regulated Consumer Product | 04/17/2017 |  | 10/10/2017
Carrier Corp. - Syracuse | Carrier | 48VR-B300403* | LPG | Induced Draft | True | True | 1 | False | Down |  | None | Non-Condensing | Two-Stage Modulating |  | 0.5 | Standard |  | 40000 | 33000 |  |  | 38200 | 168 | 81 | 78 | [8 empty] | Federally-Regulated Consumer Product | 04/17/2017 |  | 10/10/2017
Carrier Corp. - Syracuse | Carrier | 48VR-B300403* | LPG | Induced Draft | True | True | 1 | False | Horizontal |  | None | Non-Condensing | Two-Stage Modulating |  | 0.5 | Standard |  | 40000 | 33000 |  |  | 38200 | 168 | 81 | 78 | [8 empty] | Federally-Regulated Consumer Product | 04/17/2017 |  | 10/10/2017
Carrier Corp. - Syracuse | Carrier | 48VR-B300403* | Natural Gas | Induced Draft | True | True | 1 | False | Down |  | None | Non-Condensing | Two-Stage Modulating |  | 0.5 | Standard |  | 40000 | 33000 |  |  | 38200 | 168 | 81 | 78 | [8 empty] | Federally-Regulated Consumer Product | 04/17/2017 |  | 10/10/2017
Carrier Corp. - Syracuse | Carrier | 48VR-B300403* | Natural Gas | Induced Draft | True | True | 1 | False | Horizontal |  | None | Non-Condensing | Two-Stage Modulating |  | 0.5 | Standard |  | 40000 | 33000 |  |  | 38200 | 168 | 81 | 78 | [8 empty] | Federally-Regulated Consumer Product | 04/17/2017 |  | 10/10/2017
Carrier Corp. - Syracuse | Carrier | 48VR-B300603* | LPG | Induced Draft | True | True | 1 | False | Down |  | None | Non-Condensing | Two-Stage Modulating |  | 0.5 | Standard |  | 60000 | 49000 |  |  | 56300 | 182 | 81 | 78 | [8 empty] | Federally-Regulated Consumer Product | 04/17/2017 |  | 10/10/2017
Carrier Corp. - Syracuse | Carrier | 48VR-B300603* | LPG | Induced Draft | True | True | 1 | False | Horizontal |  | None | Non-Condensing | Two-Stage Modulating |  | 0.5 | Standard |  | 60000 | 49000 |  |  | 56300 | 182 | 81 | 78 | [8 empty] | Federally-Regulated Consumer Product | 04/17/2017 |  | 10/10/2017
Carrier Corp. - Syracuse | Carrier | 48VR-B300603* | Natural Gas | Induced Draft | True | True | 1 | False | Down |  | None | Non-Condensing | Two-Stage Modulating |  | 0.5 | Standard |  | 60000 | 49000 |  |  | 56300 | 182 | 81 | 78 | [8 empty] | Federally-Regulated Consumer Product | 04/17/2017 |  | 10/10/2017
Carrier Corp. - Syracuse | Carrier | 48VR-B300603* | Natural Gas | Induced Draft | True | True | 1 | False | Horizontal |  | None | Non-Condensing | Two-Stage Modulating |  | 0.5 | Standard |  | 60000 | 49000 |  |  | 56300 | 182 | 81 | 78 | [8 empty] | Federally-Regulated Consumer Product | 04/17/2017 |  | 10/10/2017
Rheem Sales Company, Inc. | Rheem | R96TA0602317MSA | Natural Gas | Induced Draft | True | False | 1 | False | Up |  | None | Condensing | Two-Stage Modulating |  | 50 | Premium |  | 56000 | 55000 |  |  | 46800 | 338 | 96 | 78 | [8 empty] | Federally-Regulated Consumer Product | 04/03/2017 |  | 10/11/2017
Rheem Sales Company, Inc. | Rheem | R96TA0602317MSA | Natural Gas | Induced Draft | True | False | 1 | False | Down |  | None | Condensing | Two-Stage Modulating |  | 50 | Premium |  | 56000 | 55000 |  |  | 46800 | 338 | 96 | 78 | [8 empty] | Federally-Regulated Consumer Product | 04/03/2017 |  | 10/11/2017
Rheem Sales Company, Inc. | Rheem | R96TA0602317MSA | Natural Gas | Induced Draft | True | False | 1 | False | Horizontal |  | None | Condensing | Two-Stage Modulating |  | 50 | Premium |  | 56000 | 55000 |  |  | 46800 | 338 | 96 | 78 | [8 empty] | Federally-Regulated Consumer Product | 04/03/2017 |  | 10/11/2017
Rheem Sales Company, Inc. | Rheem | R96TA0602317MSA | LPG | Induced Draft | True | False | 1 | False | Up |  | None | Condensing | Two-Stage Modulating |  | 50 | Premium |  | 56000 | 55000 |  |  | 46800 | 338 | 96 | 78 | [8 empty] | Federally-Regulated Consumer Product | 04/03/2017 |  | 10/11/2017
Rheem Sales Company, Inc. | Rheem | R96TA0602317MSA | LPG | Induced Draft | True | False | 1 | False | Down |  | None | Condensing | Two-Stage Modulating |  | 50 | Premium |  | 56000 | 55000 |  |  | 46800 | 338 | 96 | 78 | [8 empty] | Federally-Regulated Consumer Product | 04/03/2017 |  | 10/11/2017
Rheem Sales Company, Inc. | Rheem | R96TA0602317MSA | LPG | Induced Draft | True | False | 1 | False | Horizontal |  | None | Condensing | Two-Stage Modulating |  | 50 | Premium |  | 56000 | 55000 |  |  | 46800 | 338 | 96 | 78 | [8 empty] | Federally-Regulated Consumer Product | 04/03/2017 |  | 10/11/2017
Trane U.S. Inc. | Trane | RRU150G(3,4,W)DB** | LPG | Injection Type | False | True | 3 | False | Down |  | None | Non-Condensing | Step Modulating |  | 3 | Standard |  | 400000 | 380000 | [6 empty] | 95 | 80 | [6 empty] | Federally-Regulated Commercial & Industrial Equipment | 02/09/2017 |  | 10/11/2017
Trane U.S. Inc. | Trane | RRU150G(3,4,W)DB** | LPG | Injection Type | False | True | 3 | False | Horizontal |  | None | Non-Condensing | Step Modulating |  | 3 | Standard |  | 400000 | 380000 | [6 empty] | 95 | 80 | [6 empty] | Federally-Regulated Commercial & Industrial Equipment | 02/09/2017 |  | 10/11/2017
Trane U.S. Inc. | Trane | RRU150G(3,4,W)NA** | LPG | Power | False | True | 3 | False | Down |  | None | Non-Condensing | Step Modulating |  | 3 | Standard |  | 250000 | 200000 | [6 empty] | 80 | 80 | [6 empty] | Federally-Regulated Commercial & Industrial Equipment | 02/09/2017 |  | 10/11/2017
Trane U.S. Inc. | Trane | RRU150G(3,4,W)NA** | LPG | Power | False | True | 3 | False | Horizontal |  | None | Non-Condensing | Step Modulating |  | 3 | Standard |  | 250000 | 200000 | [6 empty] | 80 | 80 | [6 empty] | Federally-Regulated Commercial & Industrial Equipment | 02/09/2017 |  | 10/11/2017
Trane U.S. Inc. | Trane | RRU180G(3,4,W)DD** | LPG | Injection Type | False | True | 3 | False | Down |  | None | Non-Condensing | Step Modulating |  | 5 | Standard |  | 400000 | 380000 | [6 empty] | 95 | 80 | [6 empty] | Federally-Regulated Commercial & Industrial Equipment | 02/09/2017 |  | 10/11/2017
Trane U.S. Inc. | Trane | RRU180G(3,4,W)DD** | LPG | Injection Type | False | True | 3 | False | Horizontal |  | None | Non-Condensing | Step Modulating |  | 5 | Standard |  | 400000 | 380000 | [6 empty] | 95 | 80 | [6 empty] | Federally-Regulated Commercial & Industrial Equipment | 02/09/2017 |  | 10/11/2017
Trane U.S. Inc. | Trane | RRU180G(3,4,W)DF** | LPG | Injection Type | False | True | 3 | False | Down |  | None | Non-Condensing | Step Modulating |  | 5 | Standard |  | 488000 | 464000 | [6 empty] | 95 | 80 | [6 empty] | Federally-Regulated Commercial & Industrial Equipment | 02/09/2017 |  | 10/11/2017
Trane U.S. Inc. | Trane | RRU180G(3,4,W)DF** | LPG | Injection Type | False | True | 3 | False | Horizontal |  | None | Non-Condensing | Step Modulating |  | 5 | Standard |  | 488000 | 464000 | [6 empty] | 95 | 80 | [6 empty] | Federally-Regulated Commercial & Industrial Equipment | 02/09/2017 |  | 10/11/2017
Trane U.S. Inc. | Trane | RRU180G(3,4,W)NC** | LPG | Power | False | True | 3 | False | Down |  | None | Non-Condensing | Step Modulating |  | 5 | Standard |  | 350000 | 280000 | [6 empty] | 80 | 80 | [6 empty] | Federally-Regulated Commercial & Industrial Equipment | 02/09/2017 |  | 10/11/2017
Trane U.S. Inc. | Trane | RRU180G(3,4,W)NC** | LPG | Power | False | True | 3 | False | Horizontal |  | None | Non-Condensing | Step Modulating |  | 5 | Standard |  | 350000 | 280000 | [6 empty] | 80 | 80 | [6 empty] | Federally-Regulated Commercial & Industrial Equipment | 02/09/2017 |  | 10/11/2017
Trane U.S. Inc. | Trane | RRU240G(3,4,W)DG** | LPG | Injection Type | False | True | 3 | False | Down |  | None | Non-Condensing | Step Modulating |  | 7.5 | Standard |  | 400000 | 380000 | [6 empty] | 95 | 80 | [6 empty] | Federally-Regulated Commercial & Industrial Equipment | 02/09/2017 |  | 10/11/2017
Trane U.S. Inc. | Trane | RRU240G(3,4,W)DG** | LPG | Injection Type | False | True | 3 | False | Horizontal |  | None | Non-Condensing | Step Modulating |  | 7.5 | Standard |  | 400000 | 380000 | [6 empty] | 95 | 80 | [6 empty] | Federally-Regulated Commercial & Industrial Equipment | 02/09/2017 |  | 10/11/2017
Trane U.S. Inc. | Trane | RRU240G(3,4,W)DH** | LPG | Injection Type | False | True | 3 | False | Down |  | None | Non-Condensing | Step Modulating |  | 7.5 | Standard |  | 661000 | 628000 | [6 empty] | 95 | 80 | [6 empty] | Federally-Regulated Commercial & Industrial Equipment | 02/09/2017 |  | 10/11/2017
Trane U.S. Inc. | Trane | RRU240G(3,4,W)DH** | LPG | Injection Type | False | True | 3 | False | Horizontal |  | None | Non-Condensing | Step Modulating |  | 7.5 | Standard |  | 661000 | 628000 | [6 empty] | 95 | 80 | [6 empty] | Federally-Regulated Commercial & Industrial Equipment | 02/09/2017 |  | 10/11/2017
Trane U.S. Inc. | Trane | RRU240G(3,4,W)NE** | LPG | Power | False | True | 3 | False | Down |  | None | Non-Condensing | Step Modulating |  | 7.5 | Standard |  | 400000 | 320000 | [6 empty] | 80 | 80 | [6 empty] | Federally-Regulated Commercial & Industrial Equipment | 02/09/2017 |  | 10/11/2017
Trane U.S. Inc. | Trane | RRU240G(3,4,W)NE** | LPG | Power | False | True | 3 | False | Horizontal |  | None | Non-Condensing | Step Modulating |  | 7.5 | Standard |  | 400000 | 320000 | [6 empty] | 80 | 80 | [6 empty] | Federally-Regulated Commercial & Industrial Equipment | 02/09/2017 |  | 10/11/2017
Trane U.S. Inc. | Trane | RRU300G(3,4,W)DJ** | LPG | Injection Type | False | True | 3 | False | Down |  | None | Non-Condensing | Step Modulating |  | 10 | Standard |  | 400000 | 380000 | [6 empty] | 95 | 80 | [6 empty] | Federally-Regulated Commercial & Industrial Equipment | 02/09/2017 |  | 10/11/2017
Trane U.S. Inc. | Trane | RRU300G(3,4,W)DJ** | LPG | Injection Type | False | True | 3 | False | Horizontal |  | None | Non-Condensing | Step Modulating |  | 10 | Standard |  | 400000 | 380000 | [6 empty] | 95 | 80 | [6 empty] | Federally-Regulated Commercial & Industrial Equipment | 02/09/2017 |  | 10/11/2017
Trane U.S. Inc. | Trane | RRU300G(3,4,W)DK** | LPG | Injection Type | False | True | 3 | False | Down |  | None | Non-Condensing | Step Modulating |  | 10 | Standard |  | 661000 | 628000 | [6 empty] | 95 | 80 | [6 empty] | Federally-Regulated Commercial & Industrial Equipment | 02/09/2017 |  | 10/11/2017
Trane U.S. Inc. | Trane | RRU300G(3,4,W)DK** | LPG | Injection Type | False | True | 3 | False | Horizontal |  | None | Non-Condensing | Step Modulating |  | 10 | Standard |  | 661000 | 628000 | [6 empty] | 95 | 80 | [6 empty] | Federally-Regulated Commercial & Industrial Equipment | 02/09/2017 |  | 10/11/2017
Trane U.S. Inc. | Trane | RRU300G(3,4,W)NM** | LPG | Power | False | True | 3 | False | Down |  | None | Non-Condensing | Step Modulating |  | 10 | Standard |  | 400000 | 320000 | [6 empty] | 80 | 80 | [6 empty] | Federally-Regulated Commercial & Industrial Equipment | 02/09/2017 |  | 10/11/2017
Trane U.S. Inc. | Trane | RRU300G(3,4,W)NM** | LPG | Power | False | True | 3 | False | Horizontal |  | None | Non-Condensing | Step Modulating |  | 10 | Standard |  | 400000 | 320000 | [6 empty] | 80 | 80 | [6 empty] | Federally-Regulated Commercial & Industrial Equipment | 02/09/2017 |  | 10/11/2017
Trane U.S. Inc. | Trane | RRU120F(3,4,W)DQ** | LPG | Injection Type | False | True | 3 | False | Down |  | None | Non-Condensing | Step Modulating |  | 3.75 | Standard |  | 326000 | 310000 | [6 empty] | 80 | 80 | [6 empty] | Federally-Regulated Commercial & Industrial Equipment | 02/09/2017 |  | 10/11/2017
Trane U.S. Inc. | Trane | RRU120F(3,4,W)DQ** | LPG | Injection Type | False | True | 3 | False | Horizontal |  | None | Non-Condensing | Step Modulating |  | 3.75 | Standard |  | 326000 | 310000 | [6 empty] | 80 | 80 | [6 empty] | Federally-Regulated Commercial & Industrial Equipment | 02/09/2017 |  | 10/11/2017
Allied Air | Airease | A95UH2V070B12*-* | LPG | Induced Draft | True | False | 1 | False | Up |  | None | Condensing | Two-Stage Modulating |  | 0.5 | Standard |  | 66000 | 62000 |  |  | 66100 | 282 | 95 | 78 | [8 empty] | Federally-Regulated Consumer Product | 08/14/2017 |  | 10/13/2017
Allied Air | Airease | A95UH2V070B12*-* | LPG | Induced Draft | True | False | 1 | False | Horizontal |  | None | Condensing | Two-Stage Modulating |  | 0.5 | Standard |  | 66000 | 62000 |  |  | 66100 | 282 | 95 | 78 | [8 empty] | Federally-Regulated Consumer Product | 08/14/2017 |  | 10/13/2017
Allied Air | Airease | A95UH2V070B12*-* | Natural Gas | Induced Draft | True | False | 1 | False | Up |  | None | Condensing | Two-Stage Modulating |  | 0.5 | Standard |  | 66000 | 62000 |  |  | 66100 | 282 | 95 | 78 | [8 empty] | Federally-Regulated Consumer Product | 08/14/2017 |  | 10/13/2017
Allied Air | Airease | A95UH2V070B12*-* | Natural Gas | Induced Draft | True | False | 1 | False | Horizontal |  | None | Condensing | Two-Stage Modulating |  | 0.5 | Standard |  | 66000 | 62000 |  |  | 66100 | 282 | 95 | 78 | [8 empty] | Federally-Regulated Consumer Product | 08/14/2017 |  | 10/13/2017
Allied Air | Airease | A95UH2V090C12*-* | LPG | Induced Draft | True | False | 1 | False | Up |  | None | Condensing | Two-Stage Modulating |  | 0.5 | Standard |  | 88000 | 84000 |  |  | 82900 | 296 | 95 | 78 | [8 empty] | Federally-Regulated Consumer Product | 08/14/2017 |  | 10/13/2017
Allied Air | Airease | A95UH2V090C12*-* | LPG | Induced Draft | True | False | 1 | False | Horizontal |  | None | Condensing | Two-Stage Modulating |  | 0.5 | Standard |  | 88000 | 84000 |  |  | 82900 | 296 | 95 | 78 | [8 empty] | Federally-Regulated Consumer Product | 08/14/2017 |  | 10/13/2017
Allied Air | Airease | A95UH2V090C12*-* | Natural Gas | Induced Draft | True | False | 1 | False | Up |  | None | Condensing | Two-Stage Modulating |  | 0.5 | Standard |  | 88000 | 84000 |  |  | 82900 | 296 | 95 | 78 | [8 empty] | Federally-Regulated Consumer Product | 08/14/2017 |  | 10/13/2017
Allied Air | Airease | A95UH2V090C12*-* | Natural Gas | Induced Draft | True | False | 1 | False | Horizontal |  | None | Condensing | Two-Stage Modulating |  | 0.5 | Standard |  | 88000 | 84000 |  |  | 82900 | 296 | 95 | 78 | [8 empty] | Federally-Regulated Consumer Product | 08/14/2017 |  | 10/13/2017
Allied Air | Airease | A95UH2V090C16*-* | LPG | Induced Draft | True | False | 1 | False | Up |  | None | Condensing | Two-Stage Modulating |  | 0.75 | Standard |  | 88000 | 85000 |  |  | 82200 | 357 | 95 | 78 | [8 empty] | Federally-Regulated Consumer Product | 08/14/2017 |  | 10/13/2017
Allied Air | Airease | A95UH2V090C16*-* | LPG | Induced Draft | True | False | 1 | False | Horizontal |  | None | Condensing | Two-Stage Modulating |  | 0.75 | Standard |  | 88000 | 85000 |  |  | 82200 | 357 | 95 | 78 | [8 empty] | Federally-Regulated Consumer Product | 08/14/2017 |  | 10/13/2017
Allied Air | Airease | A95UH2V090C16*-* | Natural Gas | Induced Draft | True | False | 1 | False | Up |  | None | Condensing | Two-Stage Modulating |  | 0.75 | Standard |  | 88000 | 85000 |  |  | 82200 | 357 | 95 | 78 | [8 empty] | Federally-Regulated Consumer Product | 08/14/2017 |  | 10/13/2017
Allied Air | Airease | A95UH2V090C16*-* | Natural Gas | Induced Draft | True | False | 1 | False | Horizontal |  | None | Condensing | Two-Stage Modulating |  | 0.75 | Standard |  | 88000 | 85000 |  |  | 82200 | 357 | 95 | 78 | [8 empty] | Federally-Regulated Consumer Product | 08/14/2017 |  | 10/13/2017
Allied Air | Airease | A95UH2V090C20*-* | LPG | Induced Draft | True | False | 1 | False | Up |  | None | Condensing | Two-Stage Modulating |  | 1 | Standard |  | 88000 | 85000 |  |  | 81500 | 299 | 95 | 78 | [8 empty] | Federally-Regulated Consumer Product | 08/14/2017 |  | 10/13/2017
Allied Air | Airease | A95UH2V090C20*-* | LPG | Induced Draft | True | False | 1 | False | Horizontal |  | None | Condensing | Two-Stage Modulating |  | 1 | Standard |  | 88000 | 85000 |  |  | 81500 | 299 | 95 | 78 | [8 empty] | Federally-Regulated Consumer Product | 08/14/2017 |  | 10/13/2017
Allied Air | Airease | A95UH2V090C20*-* | Natural Gas | Induced Draft | True | False | 1 | False | Up |  | None | Condensing | Two-Stage Modulating |  | 1 | Standard |  | 88000 | 85000 |  |  | 81500 | 299 | 95 | 78 | [8 empty] | Federally-Regulated Consumer Product | 08/14/2017 |  | 10/13/2017
Allied Air | Airease | A95UH2V090C20*-* | Natural Gas | Induced Draft | True | False | 1 | False | Horizontal |  | None | Condensing | Two-Stage Modulating |  | 1 | Standard |  | 88000 | 85000 |  |  | 81500 | 299 | 95 | 78 | [8 empty] | Federally-Regulated Consumer Product | 08/14/2017 |  | 10/13/2017
Allied Air | Airease | A95UH2V110C16*-* | LPG | Induced Draft | True | False | 1 | False | Up |  | None | Condensing | Two-Stage Modulating |  | 0.75 | Standard |  | 110000 | 105000 |  |  | 99300 | 383 | 95 | 78 | [8 empty] | Federally-Regulated Consumer Product | 08/14/2017 |  | 10/13/2017
Allied Air | Airease | A95UH2V110C16*-* | LPG | Induced Draft | True | False | 1 | False | Horizontal |  | None | Condensing | Two-Stage Modulating |  | 0.75 | Standard |  | 110000 | 105000 |  |  | 99300 | 383 | 95 | 78 | [8 empty] | Federally-Regulated Consumer Product | 08/14/2017 |  | 10/13/2017
Allied Air | Airease | A95UH2V110C16*-* | Natural Gas | Induced Draft | True | False | 1 | False | Up |  | None | Condensing | Two-Stage Modulating |  | 0.75 | Standard |  | 110000 | 105000 |  |  | 99300 | 383 | 95 | 78 | [8 empty] | Federally-Regulated Consumer Product | 08/14/2017 |  | 10/13/2017
Allied Air | Airease | A95UH2V110C16*-* | Natural Gas | Induced Draft | True | False | 1 | False | Horizontal |  | None | Condensing | Two-Stage Modulating |  | 0.75 | Standard |  | 110000 | 105000 |  |  | 99300 | 383 | 95 | 78 | [8 empty] | Federally-Regulated Consumer Product | 08/14/2017 |  | 10/13/2017
Allied Air | Airease | A95UH2V110C20*-* | LPG | Induced Draft | True | False | 1 | False | Up |  | None | Condensing | Two-Stage Modulating |  | 1 | Standard |  | 110000 | 106000 |  |  | 98200 | 342 | 95 | 78 | [8 empty] | Federally-Regulated Consumer Product | 08/14/2017 |  | 10/13/2017
Allied Air | Airease | A95UH2V110C20*-* | LPG | Induced Draft | True | False | 1 | False | Horizontal |  | None | Condensing | Two-Stage Modulating |  | 1 | Standard |  | 110000 | 106000 |  |  | 98200 | 342 | 95 | 78 | [8 empty] | Federally-Regulated Consumer Product | 08/14/2017 |  | 10/13/2017
Allied Air | Airease | A95UH2V110C20*-* | Natural Gas | Induced Draft | True | False | 1 | False | Up |  | None | Condensing | Two-Stage Modulating |  | 1 | Standard |  | 110000 | 106000 |  |  | 98200 | 342 | 95 | 78 | [8 empty] | Federally-Regulated Consumer Product | 08/14/2017 |  | 10/13/2017
Allied Air | Airease | A95UH2V110C20*-* | Natural Gas | Induced Draft | True | False | 1 | False | Horizontal |  | None | Condensing | Two-Stage Modulating |  | 1 | Standard |  | 110000 | 106000 |  |  | 98200 | 342 | 95 | 78 | [8 empty] | Federally-Regulated Consumer Product | 08/14/2017 |  | 10/13/2017
Allied Air | Airease | A95DF2V070B16*-* | LPG | Induced Draft | True | False | 1 | False | Down |  | None | Condensing | Two-Stage Modulating |  | 0.75 | Standard |  | 66000 | 64000 |  |  | 65200 | 276 | 95 | 78 | [8 empty] | Federally-Regulated Consumer Product | 08/14/2017 |  | 10/13/2017
Allied Air | Airease | A95DF2V070B16*-* | Natural Gas | Induced Draft | True | False | 1 | False | Down |  | None | Condensing | Two-Stage Modulating |  | 0.75 | Standard |  | 66000 | 64000 |  |  | 65200 | 276 | 95 | 78 | [8 empty] | Federally-Regulated Consumer Product | 08/14/2017 |  | 10/13/2017
Allied Air | Airease | A95DF2V090C20*-* | LPG | Induced Draft | True | False | 1 | False | Down |  | None | Condensing | Two-Stage Modulating |  | 1 | Standard |  | 88000 | 85000 |  |  | 81600 | 313 | 95 | 78 | [8 empty] | Federally-Regulated Consumer Product | 08/14/2017 |  | 10/13/2017
Allied Air | Airease | A95DF2V090C20*-* | Natural Gas | Induced Draft | True | False | 1 | False | Down |  | None | Condensing | Two-Stage Modulating |  | 1 | Standard |  | 88000 | 85000 |  |  | 81600 | 313 | 95 | 78 | [8 empty] | Federally-Regulated Consumer Product | 08/14/2017 |  | 10/13/2017
Allied Air | Airease | A95DF2V110C20*-* | LPG | Induced Draft | True | False | 1 | False | Down |  | None | Condensing | Two-Stage Modulating |  | 1 | Standard |  | 110000 | 106000 |  |  | 98200 | 324 | 95 | 78 | [8 empty] | Federally-Regulated Consumer Product | 08/14/2017 |  | 10/13/2017
Allied Air | Airease | A95DF2V110C20*-* | Natural Gas | Induced Draft | True | False | 1 | False | Down |  | None | Condensing | Two-Stage Modulating |  | 1 | Standard |  | 110000 | 106000 |  |  | 98200 | 324 | 95 | 78 | [8 empty] | Federally-Regulated Consumer Product | 08/14/2017 |  | 10/13/2017
Allied Air | Airease | A95UH2V045B12*-* | LPG | Induced Draft | True | False | 1 | False | Up |  | None | Condensing | Two-Stage Modulating |  | 0.5 | Standard |  | 44000 | 42000 |  |  | 33100 | 155 | 95 | 78 | [8 empty] | Federally-Regulated Consumer Product | 08/14/2017 |  | 10/13/2017
Allied Air | Airease | A95UH2V045B12*-* | LPG | Induced Draft | True | False | 1 | False | Horizontal |  | None | Condensing | Two-Stage Modulating |  | 0.5 | Standard |  | 44000 | 42000 |  |  | 33100 | 155 | 95 | 78 | [8 empty] | Federally-Regulated Consumer Product | 08/14/2017 |  | 10/13/2017
Allied Air | Airease | A95UH2V045B12*-* | Natural Gas | Induced Draft | True | False | 1 | False | Up |  | None | Condensing | Two-Stage Modulating |  | 0.5 | Standard |  | 44000 | 42000 |  |  | 33100 | 155 | 95 | 78 | [8 empty] | Federally-Regulated Consumer Product | 08/14/2017 |  | 10/13/2017
Allied Air | Airease | A95UH2V045B12*-* | Natural Gas | Induced Draft | True | False | 1 | False | Horizontal |  | None | Condensing | Two-Stage Modulating |  | 0.5 | Standard |  | 44000 | 42000 |  |  | 33100 | 155 | 95 | 78 | [8 empty] | Federally-Regulated Consumer Product | 08/14/2017 |  | 10/13/2017
Allied Air | ARMSTRONG AIR | A95UH2V070B12*-* | LPG | Induced Draft | True | False | 1 | False | Up |  | None | Condensing | Two-Stage Modulating |  | 0.5 | Standard |  | 66000 | 62000 |  |  | 66100 | 282 | 95 | 78 | [8 empty] | Federally-Regulated Consumer Product | 08/14/2017 |  | 10/13/2017
Allied Air | ARMSTRONG AIR | A95UH2V070B12*-* | LPG | Induced Draft | True | False | 1 | False | Horizontal |  | None | Condensing | Two-Stage Modulating |  | 0.5 | Standard |  | 66000 | 62000 |  |  | 66100 | 282 | 95 | 78 | [8 empty] | Federally-Regulated Consumer Product | 08/14/2017 |  | 10/13/2017
Allied Air | ARMSTRONG AIR | A95UH2V070B12*-* | Natural Gas | Induced Draft | True | False | 1 | False | Up |  | None | Condensing | Two-Stage Modulating |  | 0.5 | Standard |  | 66000 | 62000 |  |  | 66100 | 282 | 95 | 78 | [8 empty] | Federally-Regulated Consumer Product | 08/14/2017 |  | 10/13/2017
Allied Air | ARMSTRONG AIR | A95UH2V070B12*-* | Natural Gas | Induced Draft | True | False | 1 | False | Horizontal |  | None | Condensing | Two-Stage Modulating |  | 0.5 | Standard |  | 66000 | 62000 |  |  | 66100 | 282 | 95 | 78 | [8 empty] | Federally-Regulated Consumer Product | 08/14/2017 |  | 10/13/2017
Allied Air | ARMSTRONG AIR | A95UH2V090C12*-* | LPG | Induced Draft | True | False | 1 | False | Up |  | None | Condensing | Two-Stage Modulating |  | 0.5 | Standard |  | 88000 | 84000 |  |  | 82900 | 296 | 95 | 78 | [8 empty] | Federally-Regulated Consumer Product | 08/14/2017 |  | 10/13/2017
Allied Air | ARMSTRONG AIR | A95UH2V090C12*-* | LPG | Induced Draft | True | False | 1 | False | Horizontal |  | None | Condensing | Two-Stage Modulating |  | 0.5 | Standard |  | 88000 | 84000 |  |  | 82900 | 296 | 95 | 78 | [8 empty] | Federally-Regulated Consumer Product | 08/14/2017 |  | 10/13/2017
Allied Air | ARMSTRONG AIR | A95UH2V090C12*-* | Natural Gas | Induced Draft | True | False | 1 | False | Up |  | None | Condensing | Two-Stage Modulating |  | 0.5 | Standard |  | 88000 | 84000 |  |  | 82900 | 296 | 95 | 78 | [8 empty] | Federally-Regulated Consumer Product | 08/14/2017 |  | 10/13/2017
Allied Air | ARMSTRONG AIR | A95UH2V090C12*-* | Natural Gas | Induced Draft | True | False | 1 | False | Horizontal |  | None | Condensing | Two-Stage Modulating |  | 0.5 | Standard |  | 88000 | 84000 |  |  | 82900 | 296 | 95 | 78 | [8 empty] | Federally-Regulated Consumer Product | 08/14/2017 |  | 10/13/2017
Allied Air | ARMSTRONG AIR | A95UH2V090C16*-* | LPG | Induced Draft | True | False | 1 | False | Up |  | None | Condensing | Two-Stage Modulating |  | 0.75 | Standard |  | 88000 | 85000 |  |  | 82200 | 357 | 95 | 78 | [8 empty] | Federally-Regulated Consumer Product | 08/14/2017 |  | 10/13/2017
Allied Air | ARMSTRONG AIR | A95UH2V090C16*-* | LPG | Induced Draft | True | False | 1 | False | Horizontal |  | None | Condensing | Two-Stage Modulating |  | 0.75 | Standard |  | 88000 | 85000 |  |  | 82200 | 357 | 95 | 78 | [8 empty] | Federally-Regulated Consumer Product | 08/14/2017 |  | 10/13/2017
Allied Air | ARMSTRONG AIR | A95UH2V090C16*-* | Natural Gas | Induced Draft | True | False | 1 | False | Up |  | None | Condensing | Two-Stage Modulating |  | 0.75 | Standard |  | 88000 | 85000 |  |  | 82200 | 357 | 95 | 78 | [8 empty] | Federally-Regulated Consumer Product | 08/14/2017 |  | 10/13/2017
Allied Air | ARMSTRONG AIR | A95UH2V090C16*-* | Natural Gas | Induced Draft | True | False | 1 | False | Horizontal |  | None | Condensing | Two-Stage Modulating |  | 0.75 | Standard |  | 88000 | 85000 |  |  | 82200 | 357 | 95 | 78 | [8 empty] | Federally-Regulated Consumer Product | 08/14/2017 |  | 10/13/2017
Allied Air | ARMSTRONG AIR | A95UH2V090C20*-* | LPG | Induced Draft | True | False | 1 | False | Up |  | None | Condensing | Two-Stage Modulating |  | 1 | Standard |  | 88000 | 85000 |  |  | 81500 | 299 | 95 | 78 | [8 empty] | Federally-Regulated Consumer Product | 08/14/2017 |  | 10/13/2017
Allied Air | ARMSTRONG AIR | A95UH2V090C20*-* | LPG | Induced Draft | True | False | 1 | False | Horizontal |  | None | Condensing | Two-Stage Modulating |  | 1 | Standard |  | 88000 | 85000 |  |  | 81500 | 299 | 95 | 78 | [8 empty] | Federally-Regulated Consumer Product | 08/14/2017 |  | 10/13/2017
Allied Air | ARMSTRONG AIR | A95UH2V090C20*-* | Natural Gas | Induced Draft | True | False | 1 | False | Up |  | None | Condensing | Two-Stage Modulating |  | 1 | Standard |  | 88000 | 85000 |  |  | 81500 | 299 | 95 | 78 | [8 empty] | Federally-Regulated Consumer Product | 08/14/2017 |  | 10/13/2017
Allied Air | ARMSTRONG AIR | A95UH2V090C20*-* | Natural Gas | Induced Draft | True | False | 1 | False | Horizontal |  | None | Condensing | Two-Stage Modulating |  | 1 | Standard |  | 88000 | 85000 |  |  | 81500 | 299 | 95 | 78 | [8 empty] | Federally-Regulated Consumer Product | 08/14/2017 |  | 10/13/2017
Allied Air | ARMSTRONG AIR | A95UH2V110C16*-* | LPG | Induced Draft | True | False | 1 | False | Up |  | None | Condensing | Two-Stage Modulating |  | 0.75 | Standard |  | 110000 | 105000 |  |  | 99300 | 383 | 95 | 78 | [8 empty] | Federally-Regulated Consumer Product | 08/14/2017 |  | 10/13/2017
Allied Air | ARMSTRONG AIR | A95UH2V110C16*-* | LPG | Induced Draft | True | False | 1 | False | Horizontal |  | None | Condensing | Two-Stage Modulating |  | 0.75 | Standard |  | 110000 | 105000 |  |  | 99300 | 383 | 95 | 78 | [8 empty] | Federally-Regulated Consumer Product | 08/14/2017 |  | 10/13/2017
Allied Air | ARMSTRONG AIR | A95UH2V110C16*-* | Natural Gas | Induced Draft | True | False | 1 | False | Up |  | None | Condensing | Two-Stage Modulating |  | 0.75 | Standard |  | 110000 | 105000 |  |  | 99300 | 383 | 95 | 78 | [8 empty] | Federally-Regulated Consumer Product | 08/14/2017 |  | 10/13/2017
Allied Air | ARMSTRONG AIR | A95UH2V110C16*-* | Natural Gas | Induced Draft | True | False | 1 | False | Horizontal |  | None | Condensing | Two-Stage Modulating |  | 0.75 | Standard |  | 110000 | 105000 |  |  | 99300 | 383 | 95 | 78 | [8 empty] | Federally-Regulated Consumer Product | 08/14/2017 |  | 10/13/2017
Allied Air | ARMSTRONG AIR | A95UH2V110C20*-* | LPG | Induced Draft | True | False | 1 | False | Up |  | None | Condensing | Two-Stage Modulating |  | 1 | Standard |  | 110000 | 106000 |  |  | 98200 | 342 | 95 | 78 | [8 empty] | Federally-Regulated Consumer Product | 08/14/2017 |  | 10/13/2017
Allied Air | ARMSTRONG AIR | A95UH2V110C20*-* | LPG | Induced Draft | True | False | 1 | False | Horizontal |  | None | Condensing | Two-Stage Modulating |  | 1 | Standard |  | 110000 | 106000 |  |  | 98200 | 342 | 95 | 78 | [8 empty] | Federally-Regulated Consumer Product | 08/14/2017 |  | 10/13/2017
Allied Air | ARMSTRONG AIR | A95UH2V110C20*-* | Natural Gas | Induced Draft | True | False | 1 | False | Up |  | None | Condensing | Two-Stage Modulating |  | 1 | Standard |  | 110000 | 106000 |  |  | 98200 | 342 | 95 | 78 | [8 empty] | Federally-Regulated Consumer Product | 08/14/2017 |  | 10/13/2017
Allied Air | ARMSTRONG AIR | A95UH2V110C20*-* | Natural Gas | Induced Draft | True | False | 1 | False | Horizontal |  | None | Condensing | Two-Stage Modulating |  | 1 | Standard |  | 110000 | 106000 |  |  | 98200 | 342 | 95 | 78 | [8 empty] | Federally-Regulated Consumer Product | 08/14/2017 |  | 10/13/2017
Allied Air | ARMSTRONG AIR | A95DF2V070B16*-* | LPG | Induced Draft | True | False | 1 | False | Down |  | None | Condensing | Two-Stage Modulating |  | 0.75 | Standard |  | 66000 | 64000 |  |  | 65200 | 276 | 95 | 78 | [8 empty] | Federally-Regulated Consumer Product | 08/14/2017 |  | 10/13/2017
Allied Air | ARMSTRONG AIR | A95DF2V070B16*-* | Natural Gas | Induced Draft | True | False | 1 | False | Down |  | None | Condensing | Two-Stage Modulating |  | 0.75 | Standard |  | 66000 | 64000 |  |  | 65200 | 276 | 95 | 78 | [8 empty] | Federally-Regulated Consumer Product | 08/14/2017 |  | 10/13/2017
Allied Air | ARMSTRONG AIR | A95DF2V090C20*-* | LPG | Induced Draft | True | False | 1 | False | Down |  | None | Condensing | Two-Stage Modulating |  | 1 | Standard |  | 88000 | 85000 |  |  | 81600 | 313 | 95 | 78 | [8 empty] | Federally-Regulated Consumer Product | 08/14/2017 |  | 10/13/2017
Allied Air | ARMSTRONG AIR | A95DF2V090C20*-* | Natural Gas | Induced Draft | True | False | 1 | False | Down |  | None | Condensing | Two-Stage Modulating |  | 1 | Standard |  | 88000 | 85000 |  |  | 81600 | 313 | 95 | 78 | [8 empty] | Federally-Regulated Consumer Product | 08/14/2017 |  | 10/13/2017
Allied Air | ARMSTRONG AIR | A95DF2V110C20*-* | LPG | Induced Draft | True | False | 1 | False | Down |  | None | Condensing | Two-Stage Modulating |  | 1 | Standard |  | 110000 | 106000 |  |  | 98200 | 324 | 95 | 78 | [8 empty] | Federally-Regulated Consumer Product | 08/14/2017 |  | 10/13/2017
Allied Air | ARMSTRONG AIR | A95DF2V110C20*-* | Natural Gas | Induced Draft | True | False | 1 | False | Down |  | None | Condensing | Two-Stage Modulating |  | 1 | Standard |  | 110000 | 106000 |  |  | 98200 | 324 | 95 | 78 | [8 empty] | Federally-Regulated Consumer Product | 08/14/2017 |  | 10/13/2017
Allied Air | ARMSTRONG AIR | A95UH2V045B12*-* | LPG | Induced Draft | True | False | 1 | False | Up |  | None | Condensing | Two-Stage Modulating |  | 0.5 | Standard |  | 44000 | 42000 |  |  | 33100 | 155 | 95 | 78 | [8 empty] | Federally-Regulated Consumer Product | 08/14/2017 |  | 10/13/2017
Allied Air | ARMSTRONG AIR | A95UH2V045B12*-* | LPG | Induced Draft | True | False | 1 | False | Horizontal |  | None | Condensing | Two-Stage Modulating |  | 0.5 | Standard |  | 44000 | 42000 |  |  | 33100 | 155 | 95 | 78 | [8 empty] | Federally-Regulated Consumer Product | 08/14/2017 |  | 10/13/2017
Allied Air | ARMSTRONG AIR | A95UH2V045B12*-* | Natural Gas | Induced Draft | True | False | 1 | False | Up |  | None | Condensing | Two-Stage Modulating |  | 0.5 | Standard |  | 44000 | 42000 |  |  | 33100 | 155 | 95 | 78 | [8 empty] | Federally-Regulated Consumer Product | 08/14/2017 |  | 10/13/2017
Allied Air | ARMSTRONG AIR | A95UH2V045B12*-* | Natural Gas | Induced Draft | True | False | 1 | False | Horizontal |  | None | Condensing | Two-Stage Modulating |  | 0.5 | Standard |  | 44000 | 42000 |  |  | 33100 | 155 | 95 | 78 | [8 empty] | Federally-Regulated Consumer Product | 08/14/2017 |  | 10/13/2017
Carrier Corp. - Syracuse | Bryant | 677ENWB24040A* | LPG | Induced Draft | True | True | 1 | False | Down |  | None | Non-Condensing | Two-Stage Modulating |  | 0.5 | Standard |  | 40000 | 33000 |  |  | 38200 | 168 | 81 | 78 | [8 empty] | Federally-Regulated Consumer Product | 05/05/2017 |  | 10/13/2017
Carrier Corp. - Syracuse | Bryant | 677ENWB24040A* | LPG | Induced Draft | True | True | 1 | False | Horizontal |  | None | Non-Condensing | Two-Stage Modulating |  | 0.5 | Standard |  | 40000 | 33000 |  |  | 38200 | 168 | 81 | 78 | [8 empty] | Federally-Regulated Consumer Product | 05/05/2017 |  | 10/13/2017
Carrier Corp. - Syracuse | Bryant | 677ENWB24040A* | Natural Gas | Induced Draft | True | True | 1 | False | Down |  | None | Non-Condensing | Two-Stage Modulating |  | 0.5 | Standard |  | 40000 | 33000 |  |  | 38200 | 168 | 81 | 78 | [8 empty] | Federally-Regulated Consumer Product | 05/05/2017 |  | 10/13/2017
Carrier Corp. - Syracuse | Bryant | 677ENWB24040A* | Natural Gas | Induced Draft | True | True | 1 | False | Horizontal |  | None | Non-Condensing | Two-Stage Modulating |  | 0.5 | Standard |  | 40000 | 33000 |  |  | 38200 | 168 | 81 | 78 | [8 empty] | Federally-Regulated Consumer Product | 05/05/2017 |  | 10/13/2017
Carrier Corp. - Syracuse | Bryant | 677ENWB24060A* | LPG | Induced Draft | True | True | 1 | False | Down |  | None | Non-Condensing | Two-Stage Modulating |  | 0.5 | Standard |  | 60000 | 49000 |  |  | 56300 | 182 | 81 | 78 | [8 empty] | Federally-Regulated Consumer Product | 05/05/2017 |  | 10/13/2017
Carrier Corp. - Syracuse | Bryant | 677ENWB24060A* | LPG | Induced Draft | True | True | 1 | False | Horizontal |  | None | Non-Condensing | Two-Stage Modulating |  | 0.5 | Standard |  | 60000 | 49000 |  |  | 56300 | 182 | 81 | 78 | [8 empty] | Federally-Regulated Consumer Product | 05/05/2017 |  | 10/13/2017
Carrier Corp. - Syracuse | Bryant | 677ENWB24060A* | Natural Gas | Induced Draft | True | True | 1 | False | Down |  | None | Non-Condensing | Two-Stage Modulating |  | 0.5 | Standard |  | 60000 | 49000 |  |  | 56300 | 182 | 81 | 78 | [8 empty] | Federally-Regulated Consumer Product | 05/05/2017 |  | 10/13/2017
Carrier Corp. - Syracuse | Bryant | 677ENWB24060A* | Natural Gas | Induced Draft | True | True | 1 | False | Horizontal |  | None | Non-Condensing | Two-Stage Modulating |  | 0.5 | Standard |  | 60000 | 49000 |  |  | 56300 | 182 | 81 | 78 | [8 empty] | Federally-Regulated Consumer Product | 05/05/2017 |  | 10/13/2017
Carrier Corp. - Syracuse | Bryant | 677ENWB30040A* | LPG | Induced Draft | True | True | 1 | False | Down |  | None | Non-Condensing | Two-Stage Modulating |  | 0.5 | Standard |  | 40000 | 33000 |  |  | 38200 | 168 | 81 | 78 | [8 empty] | Federally-Regulated Consumer Product | 05/05/2017 |  | 10/13/2017
Carrier Corp. - Syracuse | Bryant | 677ENWB30040A* | LPG | Induced Draft | True | True | 1 | False | Horizontal |  | None | Non-Condensing | Two-Stage Modulating |  | 0.5 | Standard |  | 40000 | 33000 |  |  | 38200 | 168 | 81 | 78 | [8 empty] | Federally-Regulated Consumer Product | 05/05/2017 |  | 10/13/2017
Carrier Corp. - Syracuse | Bryant | 677ENWB30040A* | Natural Gas | Induced Draft | True | True | 1 | False | Down |  | None | Non-Condensing | Two-Stage Modulating |  | 0.5 | Standard |  | 40000 | 33000 |  |  | 38200 | 168 | 81 | 78 | [8 empty] | Federally-Regulated Consumer Product | 05/05/2017 |  | 10/13/2017
Carrier Corp. - Syracuse | Bryant | 677ENWB30040A* | Natural Gas | Induced Draft | True | True | 1 | False | Horizontal |  | None | Non-Condensing | Two-Stage Modulating |  | 0.5 | Standard |  | 40000 | 33000 |  |  | 38200 | 168 | 81 | 78 | [8 empty] | Federally-Regulated Consumer Product | 05/05/2017 |  | 10/13/2017
Carrier Corp. - Syracuse | Bryant | 677ENWB30060A* | LPG | Induced Draft | True | True | 1 | False | Down |  | None | Non-Condensing | Two-Stage Modulating |  | 0.5 | Standard |  | 60000 | 49000 |  |  | 56300 | 182 | 81 | 78 | [8 empty] | Federally-Regulated Consumer Product | 05/05/2017 |  | 10/13/2017
Carrier Corp. - Syracuse | Bryant | 677ENWB30060A* | LPG | Induced Draft | True | True | 1 | False | Horizontal |  | None | Non-Condensing | Two-Stage Modulating |  | 0.5 | Standard |  | 60000 | 49000 |  |  | 56300 | 182 | 81 | 78 | [8 empty] | Federally-Regulated Consumer Product | 05/05/2017 |  | 10/13/2017
Carrier Corp. - Syracuse | Bryant | 677ENWB30060A* | Natural Gas | Induced Draft | True | True | 1 | False | Down |  | None | Non-Condensing | Two-Stage Modulating |  | 0.5 | Standard |  | 60000 | 49000 |  |  | 56300 | 182 | 81 | 78 | [8 empty] | Federally-Regulated Consumer Product | 05/05/2017 |  | 10/13/2017
Carrier Corp. - Syracuse | Bryant | 677ENWB30060A* | Natural Gas | Induced Draft | True | True | 1 | False | Horizontal |  | None | Non-Condensing | Two-Stage Modulating |  | 0.5 | Standard |  | 60000 | 49000 |  |  | 56300 | 182 | 81 | 78 | [8 empty] | Federally-Regulated Consumer Product | 05/05/2017 |  | 10/13/2017
Carrier Corp. - Syracuse | Bryant | 677ENWB24040N* | LPG | Induced Draft | True | True | 1 | False | Down |  | None | Non-Condensing | Two-Stage Modulating |  | 0.5 | Standard |  | 40000 | 33000 |  |  | 38200 | 168 | 81 | 78 | [8 empty] | Federally-Regulated Consumer Product | 05/05/2017 |  | 10/13/2017
Carrier Corp. - Syracuse | Bryant | 677ENWB24040N* | LPG | Induced Draft | True | True | 1 | False | Horizontal |  | None | Non-Condensing | Two-Stage Modulating |  | 0.5 | Standard |  | 40000 | 33000 |  |  | 38200 | 168 | 81 | 78 | [8 empty] | Federally-Regulated Consumer Product | 05/05/2017 |  | 10/13/2017
Carrier Corp. - Syracuse | Bryant | 677ENWB24040N* | Natural Gas | Induced Draft | True | True | 1 | False | Down |  | None | Non-Condensing | Two-Stage Modulating |  | 0.5 | Standard |  | 40000 | 33000 |  |  | 38200 | 168 | 81 | 78 | [8 empty] | Federally-Regulated Consumer Product | 05/05/2017 |  | 10/13/2017
Carrier Corp. - Syracuse | Bryant | 677ENWB24040N* | Natural Gas | Induced Draft | True | True | 1 | False | Horizontal |  | None | Non-Condensing | Two-Stage Modulating |  | 0.5 | Standard |  | 40000 | 33000 |  |  | 38200 | 168 | 81 | 78 | [8 empty] | Federally-Regulated Consumer Product | 05/05/2017 |  | 10/13/2017
Carrier Corp. - Syracuse | Bryant | 677ENWB24060N* | LPG | Induced Draft | True | True | 1 | False | Down |  | None | Non-Condensing | Two-Stage Modulating |  | 0.5 | Standard |  | 60000 | 49000 |  |  | 56300 | 182 | 81 | 78 | [8 empty] | Federally-Regulated Consumer Product | 05/05/2017 |  | 10/13/2017
Carrier Corp. - Syracuse | Bryant | 677ENWB24060N* | LPG | Induced Draft | True | True | 1 | False | Horizontal |  | None | Non-Condensing | Two-Stage Modulating |  | 0.5 | Standard |  | 60000 | 49000 |  |  | 56300 | 182 | 81 | 78 | [8 empty] | Federally-Regulated Consumer Product | 05/05/2017 |  | 10/13/2017
Carrier Corp. - Syracuse | Bryant | 677ENWB24060N* | Natural Gas | Induced Draft | True | True | 1 | False | Down |  | None | Non-Condensing | Two-Stage Modulating |  | 0.5 | Standard |  | 60000 | 49000 |  |  | 56300 | 182 | 81 | 78 | [8 empty] | Federally-Regulated Consumer Product | 05/05/2017 |  | 10/13/2017
Carrier Corp. - Syracuse | Bryant | 677ENWB24060N* | Natural Gas | Induced Draft | True | True | 1 | False | Horizontal |  | None | Non-Condensing | Two-Stage Modulating |  | 0.5 | Standard |  | 60000 | 49000 |  |  | 56300 | 182 | 81 | 78 | [8 empty] | Federally-Regulated Consumer Product | 05/05/2017 |  | 10/13/2017
Carrier Corp. - Syracuse | Bryant | 677ENWB30040N* | LPG | Induced Draft | True | True | 1 | False | Down |  | None | Non-Condensing | Two-Stage Modulating |  | 0.5 | Standard |  | 40000 | 33000 |  |  | 38200 | 168 | 81 | 78 | [8 empty] | Federally-Regulated Consumer Product | 05/05/2017 |  | 10/13/2017
Carrier Corp. - Syracuse | Bryant | 677ENWB30040N* | LPG | Induced Draft | True | True | 1 | False | Horizontal |  | None | Non-Condensing | Two-Stage Modulating |  | 0.5 | Standard |  | 40000 | 33000 |  |  | 38200 | 168 | 81 | 78 | [8 empty] | Federally-Regulated Consumer Product | 05/05/2017 |  | 10/13/2017
Carrier Corp. - Syracuse | Bryant | 677ENWB30040N* | Natural Gas | Induced Draft | True | True | 1 | False | Down |  | None | Non-Condensing | Two-Stage Modulating |  | 0.5 | Standard |  | 40000 | 33000 |  |  | 38200 | 168 | 81 | 78 | [8 empty] | Federally-Regulated Consumer Product | 05/05/2017 |  | 10/13/2017
Carrier Corp. - Syracuse | Bryant | 677ENWB30040N* | Natural Gas | Induced Draft | True | True | 1 | False | Horizontal |  | None | Non-Condensing | Two-Stage Modulating |  | 0.5 | Standard |  | 40000 | 33000 |  |  | 38200 | 168 | 81 | 78 | [8 empty] | Federally-Regulated Consumer Product | 05/05/2017 |  | 10/13/2017
Carrier Corp. - Syracuse | Bryant | 677ENWB30060N* | LPG | Induced Draft | True | True | 1 | False | Down |  | None | Non-Condensing | Two-Stage Modulating |  | 0.5 | Standard |  | 60000 | 49000 |  |  | 56300 | 182 | 81 | 78 | [8 empty] | Federally-Regulated Consumer Product | 05/05/2017 |  | 10/13/2017
Carrier Corp. - Syracuse | Bryant | 677ENWB30060N* | LPG | Induced Draft | True | True | 1 | False | Horizontal |  | None | Non-Condensing | Two-Stage Modulating |  | 0.5 | Standard |  | 60000 | 49000 |  |  | 56300 | 182 | 81 | 78 | [8 empty] | Federally-Regulated Consumer Product | 05/05/2017 |  | 10/13/2017
Carrier Corp. - Syracuse | Bryant | 677ENWB30060N* | Natural Gas | Induced Draft | True | True | 1 | False | Down |  | None | Non-Condensing | Two-Stage Modulating |  | 0.5 | Standard |  | 60000 | 49000 |  |  | 56300 | 182 | 81 | 78 | [8 empty] | Federally-Regulated Consumer Product | 05/05/2017 |  | 10/13/2017
Carrier Corp. - Syracuse | Bryant | 677ENWB30060N* | Natural Gas | Induced Draft | True | True | 1 | False | Horizontal |  | None | Non-Condensing | Two-Stage Modulating |  | 0.5 | Standard |  | 60000 | 49000 |  |  | 56300 | 182 | 81 | 78 | [8 empty] | Federally-Regulated Consumer Product | 05/05/2017 |  | 10/13/2017
Carrier Corp. - Syracuse | Bryant | 311JAV066135* | LPG | Induced Draft | True | False | 1 | False | Down |  | None | Non-Condensing | Single-Stage |  | 0.75 | Standard |  | 126000 | 102000 |  |  | 114400 | 1380 | 80 | 78 | [8 empty] | Federally-Regulated Consumer Product | 05/24/2016 |  | 10/18/2017
Carrier Corp. - Syracuse | Bryant | 311JAV066135* | LPG | Induced Draft | True | False | 1 | False | Horizontal |  | None | Non-Condensing | Single-Stage |  | 0.75 | Standard |  | 126000 | 102000 |  |  | 114400 | 1380 | 80 | 78 | [8 empty] | Federally-Regulated Consumer Product | 05/24/2016 |  | 10/18/2017
Carrier Corp. - Syracuse | Bryant | 311JAV066135* | Natural Gas | Induced Draft | True | False | 1 | False | Down |  | None | Non-Condensing | Single-Stage |  | 0.75 | Standard |  | 126000 | 102000 |  |  | 114400 | 1380 | 80 | 78 | [8 empty] | Federally-Regulated Consumer Product | 05/24/2016 |  | 10/18/2017
Carrier Corp. - Syracuse | Bryant | 311JAV066135* | Natural Gas | Induced Draft | True | False | 1 | False | Horizontal |  | None | Non-Condensing | Single-Stage |  | 0.75 | Standard |  | 126000 | 102000 |  |  | 114400 | 1380 | 80 | 78 | [8 empty] | Federally-Regulated Consumer Product | 05/24/2016 |  | 10/18/2017
Carrier Corp. - Syracuse | Bryant | 311JAV066135 | LPG | Induced Draft | True | False | 1 | False | Up |  | None | Non-Condensing | Single-Stage |  | 0.75 | Standard |  | 132000 | 107000 |  |  | 114700 | 1317 | 80 | 78 | [8 empty] | Federally-Regulated Consumer Product | 05/24/2016 |  | 10/18/2017
Carrier Corp. - Syracuse | Bryant | 311JAV066135 | Natural Gas | Induced Draft | True | False | 1 | False | Up |  | None | Non-Condensing | Single-Stage |  | 0.75 | Standard |  | 132000 | 107000 |  |  | 114700 | 1317 | 80 | 78 | [8 empty] | Federally-Regulated Consumer Product | 05/24/2016 |  | 10/18/2017
Carrier Corp. - Syracuse | Bryant | 912SBS48080S17 | LPG | Induced Draft | True | False | 1 | False | Up |  | None | Condensing | Single-Stage |  | 0.5 | Standard |  | 80000 | 75000 |  |  | 66800 | 798 | 92.1 | 78 | [8 empty] | Federally-Regulated Consumer Product | 11/28/2016 |  | 10/18/2017
Carrier Corp. - Syracuse | Bryant | 912SBS48080S17 | LPG | Induced Draft | True | False | 1 | False | Down |  | None | Condensing | Single-Stage |  | 0.5 | Standard |  | 80000 | 75000 |  |  | 66800 | 798 | 92.1 | 78 | [8 empty] | Federally-Regulated Consumer Product | 11/28/2016 |  | 10/18/2017
Carrier Corp. - Syracuse | Bryant | 912SBS48080S17 | LPG | Induced Draft | True | False | 1 | False | Horizontal |  | None | Condensing | Single-Stage |  | 0.5 | Standard |  | 80000 | 75000 |  |  | 66800 | 798 | 92.1 | 78 | [8 empty] | Federally-Regulated Consumer Product | 11/28/2016 |  | 10/18/2017
Carrier Corp. - Syracuse | Bryant | 912SBS48080S17 | Natural Gas | Induced Draft | True | False | 1 | False | Up |  | None | Condensing | Single-Stage |  | 0.5 | Standard |  | 80000 | 75000 |  |  | 66800 | 798 | 92.1 | 78 | [8 empty] | Federally-Regulated Consumer Product | 11/28/2016 |  | 10/18/2017
Carrier Corp. - Syracuse | Bryant | 912SBS48080S17 | Natural Gas | Induced Draft | True | False | 1 | False | Down |  | None | Condensing | Single-Stage |  | 0.5 | Standard |  | 80000 | 75000 |  |  | 66800 | 798 | 92.1 | 78 | [8 empty] | Federally-Regulated Consumer Product | 11/28/2016 |  | 10/18/2017
Carrier Corp. - Syracuse | Bryant | 912SBS48080S17 | Natural Gas | Induced Draft | True | False | 1 | False | Horizontal |  | None | Condensing | Single-Stage |  | 0.5 | Standard |  | 80000 | 75000 |  |  | 66800 | 798 | 92.1 | 78 | [8 empty] | Federally-Regulated Consumer Product | 11/28/2016 |  | 10/18/2017
Carrier Corp. - Syracuse | Bryant | 310AAV066135 | LPG | Induced Draft | True | False | 1 | False | Up |  | None | Non-Condensing | Single-Stage |  | 0.75 | Standard |  | 132000 | 107000 |  |  | 114600 | 1340 | 80 | 78 | [8 empty] | Federally-Regulated Consumer Product | 05/24/2016 |  | 10/18/2017
Carrier Corp. - Syracuse | Bryant | 310AAV066135 | LPG | Induced Draft | True | False | 1 | False | Down |  | None | Non-Condensing | Single-Stage |  | 0.75 | Standard |  | 132000 | 107000 |  |  | 114600 | 1340 | 80 | 78 | [8 empty] | Federally-Regulated Consumer Product | 05/24/2016 |  | 10/18/2017
Carrier Corp. - Syracuse | Bryant | 310AAV066135 | LPG | Induced Draft | True | False | 1 | False | Horizontal |  | None | Non-Condensing | Single-Stage |  | 0.75 | Standard |  | 132000 | 107000 |  |  | 114600 | 1340 | 80 | 78 | [8 empty] | Federally-Regulated Consumer Product | 05/24/2016 |  | 10/18/2017
Carrier Corp. - Syracuse | Bryant | 310AAV066135 | Natural Gas | Induced Draft | True | False | 1 | False | Up |  | None | Non-Condensing | Single-Stage |  | 0.75 | Standard |  | 132000 | 107000 |  |  | 114600 | 1340 | 80 | 78 | [8 empty] | Federally-Regulated Consumer Product | 05/24/2016 |  | 10/18/2017
Carrier Corp. - Syracuse | Bryant | 310AAV066135 | Natural Gas | Induced Draft | True | False | 1 | False | Down |  | None | Non-Condensing | Single-Stage |  | 0.75 | Standard |  | 132000 | 107000 |  |  | 114600 | 1340 | 80 | 78 | [8 empty] | Federally-Regulated Consumer Product | 05/24/2016 |  | 10/18/2017
Carrier Corp. - Syracuse | Bryant | 310AAV066135 | Natural Gas | Induced Draft | True | False | 1 | False | Horizontal |  | None | Non-Condensing | Single-Stage |  | 0.75 | Standard |  | 132000 | 107000 |  |  | 114600 | 1340 | 80 | 78 | [8 empty] | Federally-Regulated Consumer Product | 05/24/2016 |  | 10/18/2017
Carrier Corp. - Syracuse | Bryant | 310JAV066135 | LPG | Induced Draft | True | False | 1 | False | Up |  | None | Non-Condensing | Single-Stage |  | 0.75 | Standard |  | 132000 | 107000 |  |  | 114600 | 1340 | 80 | 78 | [8 empty] | Federally-Regulated Consumer Product | 05/24/2016 |  | 10/18/2017
Carrier Corp. - Syracuse | Bryant | 310JAV066135 | Natural Gas | Induced Draft | True | False | 1 | False | Up |  | None | Non-Condensing | Single-Stage |  | 0.75 | Standard |  | 132000 | 107000 |  |  | 114600 | 1340 | 80 | 78 | [8 empty] | Federally-Regulated Consumer Product | 05/24/2016 |  | 10/18/2017
Carrier Corp. - Syracuse | Bryant | 310JAV066135* | LPG | Induced Draft | True | False | 1 | False | Down |  | None | Non-Condensing | Single-Stage |  | 0.75 | Standard |  | 126000 | 102000 |  |  | 114300 | 1403 | 80 | 78 | [8 empty] | Federally-Regulated Consumer Product | 05/24/2016 |  | 10/18/2017
Carrier Corp. - Syracuse | Bryant | 310JAV066135* | LPG | Induced Draft | True | False | 1 | False | Horizontal |  | None | Non-Condensing | Single-Stage |  | 0.75 | Standard |  | 126000 | 102000 |  |  | 114300 | 1403 | 80 | 78 | [8 empty] | Federally-Regulated Consumer Product | 05/24/2016 |  | 10/18/2017
Carrier Corp. - Syracuse | Bryant | 310JAV066135* | Natural Gas | Induced Draft | True | False | 1 | False | Down |  | None | Non-Condensing | Single-Stage |  | 0.75 | Standard |  | 126000 | 102000 |  |  | 114300 | 1403 | 80 | 78 | [8 empty] | Federally-Regulated Consumer Product | 05/24/2016 |  | 10/18/2017
Carrier Corp. - Syracuse | Bryant | 310JAV066135* | Natural Gas | Induced Draft | True | False | 1 | False | Horizontal |  | None | Non-Condensing | Single-Stage |  | 0.75 | Standard |  | 126000 | 102000 |  |  | 114300 | 1403 | 80 | 78 | [8 empty] | Federally-Regulated Consumer Product | 05/24/2016 |  | 10/18/2017
Carrier Corp. - Syracuse | Bryant | 312JAV036070* | LPG | Induced Draft | True | False | 1 | False | Down |  | None | Non-Condensing | Two-Stage Modulating |  | 0.33 | Standard |  | 63000 | 51000 |  |  | 55300 | 392 | 80 | 78 | [8 empty] | Federally-Regulated Consumer Product | 05/05/2017 |  | 10/18/2017
Carrier Corp. - Syracuse | Bryant | 312JAV036070* | LPG | Induced Draft | True | False | 1 | False | Horizontal |  | None | Non-Condensing | Two-Stage Modulating |  | 0.33 | Standard |  | 63000 | 51000 |  |  | 55300 | 392 | 80 | 78 | [8 empty] | Federally-Regulated Consumer Product | 05/05/2017 |  | 10/18/2017
Carrier Corp. - Syracuse | Bryant | 312JAV036070* | Natural Gas | Induced Draft | True | False | 1 | False | Down |  | None | Non-Condensing | Two-Stage Modulating |  | 0.33 | Standard |  | 63000 | 51000 |  |  | 55300 | 392 | 80 | 78 | [8 empty] | Federally-Regulated Consumer Product | 05/05/2017 |  | 10/18/2017
Carrier Corp. - Syracuse | Bryant | 312JAV036070* | Natural Gas | Induced Draft | True | False | 1 | False | Horizontal |  | None | Non-Condensing | Two-Stage Modulating |  | 0.33 | Standard |  | 63000 | 51000 |  |  | 55300 | 392 | 80 | 78 | [8 empty] | Federally-Regulated Consumer Product | 05/05/2017 |  | 10/18/2017
Carrier Corp. - Syracuse | Bryant | 312JAV042090* | LPG | Induced Draft | True | False | 1 | False | Down |  | None | Non-Condensing | Two-Stage Modulating |  | 0.33 | Standard |  | 84000 | 68000 |  |  | 74900 | 637 | 80 | 78 | [8 empty] | Federally-Regulated Consumer Product | 05/05/2017 |  | 10/18/2017
Carrier Corp. - Syracuse | Bryant | 312JAV042090* | LPG | Induced Draft | True | False | 1 | False | Horizontal |  | None | Non-Condensing | Two-Stage Modulating |  | 0.33 | Standard |  | 84000 | 68000 |  |  | 74900 | 637 | 80 | 78 | [8 empty] | Federally-Regulated Consumer Product | 05/05/2017 |  | 10/18/2017
Carrier Corp. - Syracuse | Bryant | 312JAV042090* | Natural Gas | Induced Draft | True | False | 1 | False | Down |  | None | Non-Condensing | Two-Stage Modulating |  | 0.33 | Standard |  | 84000 | 68000 |  |  | 74900 | 637 | 80 | 78 | [8 empty] | Federally-Regulated Consumer Product | 05/05/2017 |  | 10/18/2017
Carrier Corp. - Syracuse | Bryant | 312JAV042090* | Natural Gas | Induced Draft | True | False | 1 | False | Horizontal |  | None | Non-Condensing | Two-Stage Modulating |  | 0.33 | Standard |  | 84000 | 68000 |  |  | 74900 | 637 | 80 | 78 | [8 empty] | Federally-Regulated Consumer Product | 05/05/2017 |  | 10/18/2017
Carrier Corp. - Syracuse | Bryant | 312JAV042090 | LPG | Induced Draft | True | False | 1 | False | Up |  | None | Non-Condensing | Two-Stage Modulating |  | 0.33 | Standard |  | 88000 | 71000 |  |  | 75100 | 639 | 80 | 78 | [8 empty] | Federally-Regulated Consumer Product | 05/05/2017 |  | 10/18/2017
Carrier Corp. - Syracuse | Bryant | 312JAV042090 | Natural Gas | Induced Draft | True | False | 1 | False | Up |  | None | Non-Condensing | Two-Stage Modulating |  | 0.33 | Standard |  | 88000 | 71000 |  |  | 75100 | 639 | 80 | 78 | [8 empty] | Federally-Regulated Consumer Product | 05/05/2017 |  | 10/18/2017
Carrier Corp. - Syracuse | Bryant | 922SA48080E17* | LPG | Induced Draft | True | False | 1 | True | Up |  | None | Condensing | Single-Stage |  | 0.5 | Standard |  | 80000 | 75000 |  |  | 68500 | 336 | 92.1 | 75 | [8 empty] | Federally-Regulated Consumer Product | 11/28/2016 |  | 10/18/2017
Carrier Corp. - Syracuse | Bryant | 922SA48080E17* | LPG | Induced Draft | True | False | 1 | True | Down |  | None | Condensing | Single-Stage |  | 0.5 | Standard |  | 80000 | 75000 |  |  | 68500 | 336 | 92.1 | 75 | [8 empty] | Federally-Regulated Consumer Product | 11/28/2016 |  | 10/18/2017
Carrier Corp. - Syracuse | Bryant | 922SA48080E17* | LPG | Induced Draft | True | False | 1 | True | Horizontal |  | None | Condensing | Single-Stage |  | 0.5 | Standard |  | 80000 | 75000 |  |  | 68500 | 336 | 92.1 | 75 | [8 empty] | Federally-Regulated Consumer Product | 11/28/2016 |  | 10/18/2017
Carrier Corp. - Syracuse | Bryant | 922SA48080E17* | Natural Gas | Induced Draft | True | False | 1 | True | Up |  | None | Condensing | Single-Stage |  | 0.5 | Standard |  | 80000 | 75000 |  |  | 68500 | 336 | 92.1 | 75 | [8 empty] | Federally-Regulated Consumer Product | 11/28/2016 |  | 10/18/2017
Carrier Corp. - Syracuse | Bryant | 922SA48080E17* | Natural Gas | Induced Draft | True | False | 1 | True | Down |  | None | Condensing | Single-Stage |  | 0.5 | Standard |  | 80000 | 75000 |  |  | 68500 | 336 | 92.1 | 75 | [8 empty] | Federally-Regulated Consumer Product | 11/28/2016 |  | 10/18/2017
Carrier Corp. - Syracuse | Bryant | 922SA48080E17* | Natural Gas | Induced Draft | True | False | 1 | True | Horizontal |  | None | Condensing | Single-Stage |  | 0.5 | Standard |  | 80000 | 75000 |  |  | 68500 | 336 | 92.1 | 75 | [8 empty] | Federally-Regulated Consumer Product | 11/28/2016 |  | 10/18/2017
Carrier Corp. - Syracuse | Bryant | 922SA36040E17* | LPG | Induced Draft | True | False | 1 | True | Up |  | None | Condensing | Single-Stage |  | 0.5 | Standard |  | 40000 | 37000 |  |  | 34200 | 194 | 92.1 | 75 | [8 empty] | Federally-Regulated Consumer Product | 11/28/2016 |  | 10/18/2017
Carrier Corp. - Syracuse | Bryant | 922SA36040E17* | LPG | Induced Draft | True | False | 1 | True | Down |  | None | Condensing | Single-Stage |  | 0.5 | Standard |  | 40000 | 37000 |  |  | 34200 | 194 | 92.1 | 75 | [8 empty] | Federally-Regulated Consumer Product | 11/28/2016 |  | 10/18/2017
Carrier Corp. - Syracuse | Bryant | 922SA36040E17* | LPG | Induced Draft | True | False | 1 | True | Horizontal |  | None | Condensing | Single-Stage |  | 0.5 | Standard |  | 40000 | 37000 |  |  | 34200 | 194 | 92.1 | 75 | [8 empty] | Federally-Regulated Consumer Product | 11/28/2016 |  | 10/18/2017
Carrier Corp. - Syracuse | Bryant | 922SA36040E17* | Natural Gas | Induced Draft | True | False | 1 | True | Up |  | None | Condensing | Single-Stage |  | 0.5 | Standard |  | 40000 | 37000 |  |  | 34200 | 194 | 92.1 | 75 | [8 empty] | Federally-Regulated Consumer Product | 11/28/2016 |  | 10/18/2017
Carrier Corp. - Syracuse | Bryant | 922SA36040E17* | Natural Gas | Induced Draft | True | False | 1 | True | Down |  | None | Condensing | Single-Stage |  | 0.5 | Standard |  | 40000 | 37000 |  |  | 34200 | 194 | 92.1 | 75 | [8 empty] | Federally-Regulated Consumer Product | 11/28/2016 |  | 10/18/2017
Carrier Corp. - Syracuse | Bryant | 922SA36040E17* | Natural Gas | Induced Draft | True | False | 1 | True | Horizontal |  | None | Condensing | Single-Stage |  | 0.5 | Standard |  | 40000 | 37000 |  |  | 34200 | 194 | 92.1 | 75 | [8 empty] | Federally-Regulated Consumer Product | 11/28/2016 |  | 10/18/2017
Carrier Corp. - Syracuse | Bryant | 922SA36060E14* | LPG | Induced Draft | True | False | 1 | True | Up |  | None | Condensing | Single-Stage |  | 0.5 | Standard |  | 60000 | 56000 |  |  | 51200 | 320 | 92.1 | 75 | [8 empty] | Federally-Regulated Consumer Product | 11/28/2016 |  | 10/18/2017
Carrier Corp. - Syracuse | Bryant | 922SA36060E14* | LPG | Induced Draft | True | False | 1 | True | Down |  | None | Condensing | Single-Stage |  | 0.5 | Standard |  | 60000 | 56000 |  |  | 51200 | 320 | 92.1 | 75 | [8 empty] | Federally-Regulated Consumer Product | 11/28/2016 |  | 10/18/2017
Carrier Corp. - Syracuse | Bryant | 922SA36060E14* | LPG | Induced Draft | True | False | 1 | True | Horizontal |  | None | Condensing | Single-Stage |  | 0.5 | Standard |  | 60000 | 56000 |  |  | 51200 | 320 | 92.1 | 75 | [8 empty] | Federally-Regulated Consumer Product | 11/28/2016 |  | 10/18/2017
Carrier Corp. - Syracuse | Bryant | 922SA36060E14* | Natural Gas | Induced Draft | True | False | 1 | True | Up |  | None | Condensing | Single-Stage |  | 0.5 | Standard |  | 60000 | 56000 |  |  | 51200 | 320 | 92.1 | 75 | [8 empty] | Federally-Regulated Consumer Product | 11/28/2016 |  | 10/18/2017
Carrier Corp. - Syracuse | Bryant | 922SA36060E14* | Natural Gas | Induced Draft | True | False | 1 | True | Down |  | None | Condensing | Single-Stage |  | 0.5 | Standard |  | 60000 | 56000 |  |  | 51200 | 320 | 92.1 | 75 | [8 empty] | Federally-Regulated Consumer Product | 11/28/2016 |  | 10/18/2017
Carrier Corp. - Syracuse | Bryant | 922SA36060E14* | Natural Gas | Induced Draft | True | False | 1 | True | Horizontal |  | None | Condensing | Single-Stage |  | 0.5 | Standard |  | 60000 | 56000 |  |  | 51200 | 320 | 92.1 | 75 | [8 empty] | Federally-Regulated Consumer Product | 11/28/2016 |  | 10/18/2017
Carrier Corp. - Syracuse | Bryant | 922SA42060E17* | LPG | Induced Draft | True | False | 1 | True | Up |  | None | Condensing | Single-Stage |  | 0.5 | Standard |  | 60000 | 56000 |  |  | 51700 | 187 | 92.1 | 75 | [8 empty] | Federally-Regulated Consumer Product | 11/28/2016 |  | 10/18/2017
Carrier Corp. - Syracuse | Bryant | 922SA42060E17* | LPG | Induced Draft | True | False | 1 | True | Down |  | None | Condensing | Single-Stage |  | 0.5 | Standard |  | 60000 | 56000 |  |  | 51700 | 187 | 92.1 | 75 | [8 empty] | Federally-Regulated Consumer Product | 11/28/2016 |  | 10/18/2017
Carrier Corp. - Syracuse | Bryant | 922SA42060E17* | LPG | Induced Draft | True | False | 1 | True | Horizontal |  | None | Condensing | Single-Stage |  | 0.5 | Standard |  | 60000 | 56000 |  |  | 51700 | 187 | 92.1 | 75 | [8 empty] | Federally-Regulated Consumer Product | 11/28/2016 |  | 10/18/2017
Carrier Corp. - Syracuse | Bryant | 922SA42060E17* | Natural Gas | Induced Draft | True | False | 1 | True | Up |  | None | Condensing | Single-Stage |  | 0.5 | Standard |  | 60000 | 56000 |  |  | 51700 | 187 | 92.1 | 75 | [8 empty] | Federally-Regulated Consumer Product | 11/28/2016 |  | 10/18/2017
Carrier Corp. - Syracuse | Bryant | 922SA42060E17* | Natural Gas | Induced Draft | True | False | 1 | True | Down |  | None | Condensing | Single-Stage |  | 0.5 | Standard |  | 60000 | 56000 |  |  | 51700 | 187 | 92.1 | 75 | [8 empty] | Federally-Regulated Consumer Product | 11/28/2016 |  | 10/18/2017
Carrier Corp. - Syracuse | Bryant | 922SA42060E17* | Natural Gas | Induced Draft | True | False | 1 | True | Horizontal |  | None | Condensing | Single-Stage |  | 0.5 | Standard |  | 60000 | 56000 |  |  | 51700 | 187 | 92.1 | 75 | [8 empty] | Federally-Regulated Consumer Product | 11/28/2016 |  | 10/18/2017
Carrier Corp. - Syracuse | Bryant | 922SA60080E21* | LPG | Induced Draft | True | False | 1 | True | Up |  | None | Condensing | Single-Stage |  | 0.75 | Standard |  | 80000 | 75000 |  |  | 68600 | 319 | 92.1 | 75 | [8 empty] | Federally-Regulated Consumer Product | 11/28/2016 |  | 10/18/2017
Carrier Corp. - Syracuse | Bryant | 922SA60080E21* | LPG | Induced Draft | True | False | 1 | True | Down |  | None | Condensing | Single-Stage |  | 0.75 | Standard |  | 80000 | 75000 |  |  | 68600 | 319 | 92.1 | 75 | [8 empty] | Federally-Regulated Consumer Product | 11/28/2016 |  | 10/18/2017
Carrier Corp. - Syracuse | Bryant | 922SA60080E21* | LPG | Induced Draft | True | False | 1 | True | Horizontal |  | None | Condensing | Single-Stage |  | 0.75 | Standard |  | 80000 | 75000 |  |  | 68600 | 319 | 92.1 | 75 | [8 empty] | Federally-Regulated Consumer Product | 11/28/2016 |  | 10/18/2017
Carrier Corp. - Syracuse | Bryant | 922SA60080E21* | Natural Gas | Induced Draft | True | False | 1 | True | Up |  | None | Condensing | Single-Stage |  | 0.75 | Standard |  | 80000 | 75000 |  |  | 68600 | 319 | 92.1 | 75 | [8 empty] | Federally-Regulated Consumer Product | 11/28/2016 |  | 10/18/2017
Carrier Corp. - Syracuse | Bryant | 922SA60080E21* | Natural Gas | Induced Draft | True | False | 1 | True | Down |  | None | Condensing | Single-Stage |  | 0.75 | Standard |  | 80000 | 75000 |  |  | 68600 | 319 | 92.1 | 75 | [8 empty] | Federally-Regulated Consumer Product | 11/28/2016 |  | 10/18/2017
Carrier Corp. - Syracuse | Bryant | 922SA60080E21* | Natural Gas | Induced Draft | True | False | 1 | True | Horizontal |  | None | Condensing | Single-Stage |  | 0.75 | Standard |  | 80000 | 75000 |  |  | 68600 | 319 | 92.1 | 75 | [8 empty] | Federally-Regulated Consumer Product | 11/28/2016 |  | 10/18/2017
Carrier Corp. - Syracuse | Bryant | 922SA60100E21* | LPG | Induced Draft | True | False | 1 | True | Up |  | None | Condensing | Single-Stage |  | 0.75 | Standard |  | 100000 | 93000 |  |  | 85300 | 500 | 92.1 | 75 | [8 empty] | Federally-Regulated Consumer Product | 11/28/2016 |  | 10/18/2017
Carrier Corp. - Syracuse | Bryant | 922SA60100E21* | LPG | Induced Draft | True | False | 1 | True | Down |  | None | Condensing | Single-Stage |  | 0.75 | Standard |  | 100000 | 93000 |  |  | 85300 | 500 | 92.1 | 75 | [8 empty] | Federally-Regulated Consumer Product | 11/28/2016 |  | 10/18/2017
Carrier Corp. - Syracuse | Bryant | 922SA60100E21* | LPG | Induced Draft | True | False | 1 | True | Horizontal |  | None | Condensing | Single-Stage |  | 0.75 | Standard |  | 100000 | 93000 |  |  | 85300 | 500 | 92.1 | 75 | [8 empty] | Federally-Regulated Consumer Product | 11/28/2016 |  | 10/18/2017
Carrier Corp. - Syracuse | Bryant | 922SA60100E21* | Natural Gas | Induced Draft | True | False | 1 | True | Up |  | None | Condensing | Single-Stage |  | 0.75 | Standard |  | 100000 | 93000 |  |  | 85300 | 500 | 92.1 | 75 | [8 empty] | Federally-Regulated Consumer Product | 11/28/2016 |  | 10/18/2017
Carrier Corp. - Syracuse | Bryant | 922SA60100E21* | Natural Gas | Induced Draft | True | False | 1 | True | Down |  | None | Condensing | Single-Stage |  | 0.75 | Standard |  | 100000 | 93000 |  |  | 85300 | 500 | 92.1 | 75 | [8 empty] | Federally-Regulated Consumer Product | 11/28/2016 |  | 10/18/2017
Carrier Corp. - Syracuse | Bryant | 922SA60100E21* | Natural Gas | Induced Draft | True | False | 1 | True | Horizontal |  | None | Condensing | Single-Stage |  | 0.75 | Standard |  | 100000 | 93000 |  |  | 85300 | 500 | 92.1 | 75 | [8 empty] | Federally-Regulated Consumer Product | 11/28/2016 |  | 10/18/2017
Carrier Corp. - Syracuse | Bryant | 922SA60120E24* | LPG | Induced Draft | True | False | 1 | True | Up |  | None | Condensing | Single-Stage |  | 0.75 | Standard |  | 120000 | 112000 |  |  | 119600 | 646 | 92.1 | 75 | [8 empty] | Federally-Regulated Consumer Product | 11/28/2016 |  | 10/18/2017
Carrier Corp. - Syracuse | Bryant | 922SA60120E24* | LPG | Induced Draft | True | False | 1 | True | Down |  | None | Condensing | Single-Stage |  | 0.75 | Standard |  | 120000 | 112000 |  |  | 119600 | 646 | 92.1 | 75 | [8 empty] | Federally-Regulated Consumer Product | 11/28/2016 |  | 10/18/2017
Carrier Corp. - Syracuse | Bryant | 922SA60120E24* | LPG | Induced Draft | True | False | 1 | True | Horizontal |  | None | Condensing | Single-Stage |  | 0.75 | Standard |  | 120000 | 112000 |  |  | 119600 | 646 | 92.1 | 75 | [8 empty] | Federally-Regulated Consumer Product | 11/28/2016 |  | 10/18/2017
Carrier Corp. - Syracuse | Bryant | 922SA60120E24* | Natural Gas | Induced Draft | True | False | 1 | True | Up |  | None | Condensing | Single-Stage |  | 0.75 | Standard |  | 120000 | 112000 |  |  | 119600 | 646 | 92.1 | 75 | [8 empty] | Federally-Regulated Consumer Product | 11/28/2016 |  | 10/18/2017
Carrier Corp. - Syracuse | Bryant | 922SA60120E24* | Natural Gas | Induced Draft | True | False | 1 | True | Down |  | None | Condensing | Single-Stage |  | 0.75 | Standard |  | 120000 | 112000 |  |  | 119600 | 646 | 92.1 | 75 | [8 empty] | Federally-Regulated Consumer Product | 11/28/2016 |  | 10/18/2017
Carrier Corp. - Syracuse | Bryant | 922SA60120E24* | Natural Gas | Induced Draft | True | False | 1 | True | Horizontal |  | None | Condensing | Single-Stage |  | 0.75 | Standard |  | 120000 | 112000 |  |  | 119600 | 646 | 92.1 | 75 | [8 empty] | Federally-Regulated Consumer Product | 11/28/2016 |  | 10/18/2017
Carrier Corp. - Syracuse | Bryant | 925SA36060E14** | LPG | Induced Draft | True | False | 1 | True | Up |  | None | Condensing | Single-Stage |  | 0.5 | Standard |  | 60000 | 58000 |  |  | 49400 | 307 | 95.5 | 75 | [8 empty] | Federally-Regulated Consumer Product | 11/28/2016 |  | 10/18/2017
Carrier Corp. - Syracuse | Bryant | 925SA36060E14** | LPG | Induced Draft | True | False | 1 | True | Horizontal |  | None | Condensing | Single-Stage |  | 0.5 | Standard |  | 60000 | 58000 |  |  | 49400 | 307 | 95.5 | 75 | [8 empty] | Federally-Regulated Consumer Product | 11/28/2016 |  | 10/18/2017
Carrier Corp. - Syracuse | Bryant | 925SA36060E14** | Natural Gas | Induced Draft | True | False | 1 | True | Up |  | None | Condensing | Single-Stage |  | 0.5 | Standard |  | 60000 | 58000 |  |  | 49400 | 307 | 95.5 | 75 | [8 empty] | Federally-Regulated Consumer Product | 11/28/2016 |  | 10/18/2017
Carrier Corp. - Syracuse | Bryant | 925SA36060E14** | Natural Gas | Induced Draft | True | False | 1 | True | Horizontal |  | None | Condensing | Single-Stage |  | 0.5 | Standard |  | 60000 | 58000 |  |  | 49400 | 307 | 95.5 | 75 | [8 empty] | Federally-Regulated Consumer Product | 11/28/2016 |  | 10/18/2017
Carrier Corp. - Syracuse | Bryant | 925SA30040E14**D | LPG | Induced Draft | True | False | 1 | True | Down |  | None | Condensing | Single-Stage |  | 0.5 | Standard |  | 40000 | 39000 |  |  | 33200 | 188 | 95 | 75 | [8 empty] | Federally-Regulated Consumer Product | 11/28/2016 |  | 10/18/2017
Carrier Corp. - Syracuse | Bryant | 925SA30040E14**D | Natural Gas | Induced Draft | True | False | 1 | True | Down |  | None | Condensing | Single-Stage |  | 0.5 | Standard |  | 40000 | 39000 |  |  | 33200 | 188 | 95 | 75 | [8 empty] | Federally-Regulated Consumer Product | 11/28/2016 |  | 10/18/2017
Carrier Corp. - Syracuse | Bryant | 925SA36060E14**D | LPG | Induced Draft | True | False | 1 | True | Down |  | None | Condensing | Single-Stage |  | 0.5 | Standard |  | 60000 | 58000 |  |  | 49500 | 344 | 95 | 75 | [8 empty] | Federally-Regulated Consumer Product | 11/28/2016 |  | 10/18/2017
Carrier Corp. - Syracuse | Bryant | 925SA36060E14**D | Natural Gas | Induced Draft | True | False | 1 | True | Down |  | None | Condensing | Single-Stage |  | 0.5 | Standard |  | 60000 | 58000 |  |  | 49500 | 344 | 95 | 75 | [8 empty] | Federally-Regulated Consumer Product | 11/28/2016 |  | 10/18/2017
Carrier Corp. - Syracuse | Bryant | 925SA42060E17**D | LPG | Induced Draft | True | False | 1 | True | Down |  | None | Condensing | Single-Stage |  | 0.75 | Standard |  | 60000 | 58000 |  |  | 49800 | 263 | 95 | 75 | [8 empty] | Federally-Regulated Consumer Product | 11/28/2016 |  | 10/18/2017
Carrier Corp. - Syracuse | Bryant | 925SA42060E17**D | Natural Gas | Induced Draft | True | False | 1 | True | Down |  | None | Condensing | Single-Stage |  | 0.75 | Standard |  | 60000 | 58000 |  |  | 49800 | 263 | 95 | 75 | [8 empty] | Federally-Regulated Consumer Product | 11/28/2016 |  | 10/18/2017
Carrier Corp. - Syracuse | Bryant | 925SA48080E17**D | LPG | Induced Draft | True | False | 1 | True | Down |  | None | Condensing | Single-Stage |  | 0.75 | Standard |  | 80000 | 78000 |  |  | 82500 | 558 | 95 | 75 | [8 empty] | Federally-Regulated Consumer Product | 11/28/2016 |  | 10/18/2017
Carrier Corp. - Syracuse | Bryant | 925SA48080E17**D | Natural Gas | Induced Draft | True | False | 1 | True | Down |  | None | Condensing | Single-Stage |  | 0.75 | Standard |  | 80000 | 78000 |  |  | 82500 | 558 | 95 | 75 | [8 empty] | Federally-Regulated Consumer Product | 11/28/2016 |  | 10/18/2017
Carrier Corp. - Syracuse | Bryant | 925SA60080E21**D | LPG | Induced Draft | True | False | 1 | True | Down |  | None | Condensing | Single-Stage |  | 1 | Standard |  | 80000 | 78000 |  |  | 83000 | 418 | 95 | 75 | [8 empty] | Federally-Regulated Consumer Product | 11/28/2016 |  | 10/18/2017
Carrier Corp. - Syracuse | Bryant | 925SA60080E21**D | Natural Gas | Induced Draft | True | False | 1 | True | Down |  | None | Condensing | Single-Stage |  | 1 | Standard |  | 80000 | 78000 |  |  | 83000 | 418 | 95 | 75 | [8 empty] | Federally-Regulated Consumer Product | 11/28/2016 |  | 10/18/2017
Carrier Corp. - Syracuse | Bryant | 925SA60100E21**D | LPG | Induced Draft | True | False | 1 | True | Down |  | None | Condensing | Single-Stage |  | 1 | Standard |  | 100000 | 96000 |  |  | 99200 | 613 | 95 | 75 | [8 empty] | Federally-Regulated Consumer Product | 11/28/2016 |  | 10/18/2017
Carrier Corp. - Syracuse | Bryant | 925SA60100E21**D | Natural Gas | Induced Draft | True | False | 1 | True | Down |  | None | Condensing | Single-Stage |  | 1 | Standard |  | 100000 | 96000 |  |  | 99200 | 613 | 95 | 75 | [8 empty] | Federally-Regulated Consumer Product | 11/28/2016 |  | 10/18/2017
Carrier Corp. - Syracuse | Bryant | 925SA66120E24**D | LPG | Induced Draft | True | False | 1 | True | Down |  | None | Condensing | Single-Stage |  | 1 | Standard |  | 120000 | 116000 |  |  | 114500 | 1047 | 95 | 75 | [8 empty] | Federally-Regulated Consumer Product | 11/28/2016 |  | 10/18/2017
Carrier Corp. - Syracuse | Bryant | 925SA66120E24**D | Natural Gas | Induced Draft | True | False | 1 | True | Down |  | None | Condensing | Single-Stage |  | 1 | Standard |  | 120000 | 116000 |  |  | 114500 | 1047 | 95 | 75 | [8 empty] | Federally-Regulated Consumer Product | 11/28/2016 |  | 10/18/2017
Carrier Corp. - Syracuse | Bryant | 925SA30040E14A* | LPG | Induced Draft | True | False | 1 | True | Up |  | None | Condensing | Single-Stage |  | 0.5 | Standard |  | 40000 | 39000 |  |  | 32700 | 194 | 96.2 | 75 | [8 empty] | Federally-Regulated Consumer Product | 11/28/2016 |  | 10/18/2017
Carrier Corp. - Syracuse | Bryant | 925SA30040E14A* | LPG | Induced Draft | True | False | 1 | True | Horizontal |  | None | Condensing | Single-Stage |  | 0.5 | Standard |  | 40000 | 39000 |  |  | 32700 | 194 | 96.2 | 75 | [8 empty] | Federally-Regulated Consumer Product | 11/28/2016 |  | 10/18/2017
Carrier Corp. - Syracuse | Bryant | 925SA30040E14A* | Natural Gas | Induced Draft | True | False | 1 | True | Up |  | None | Condensing | Single-Stage |  | 0.5 | Standard |  | 40000 | 39000 |  |  | 32700 | 194 | 96.2 | 75 | [8 empty] | Federally-Regulated Consumer Product | 11/28/2016 |  | 10/18/2017
Carrier Corp. - Syracuse | Bryant | 925SA30040E14A* | Natural Gas | Induced Draft | True | False | 1 | True | Horizontal |  | None | Condensing | Single-Stage |  | 0.5 | Standard |  | 40000 | 39000 |  |  | 32700 | 194 | 96.2 | 75 | [8 empty] | Federally-Regulated Consumer Product | 11/28/2016 |  | 10/18/2017
Carrier Corp. - Syracuse | Bryant | 925SA66120E24A* | LPG | Induced Draft | True | False | 1 | True | Up |  | None | Condensing | Single-Stage |  | 1 | Standard |  | 120000 | 117000 |  |  | 113200 | 988 | 96.2 | 75 | [8 empty] | Federally-Regulated Consumer Product | 11/28/2016 |  | 10/18/2017
Carrier Corp. - Syracuse | Bryant | 925SA66120E24A* | LPG | Induced Draft | True | False | 1 | True | Horizontal |  | None | Condensing | Single-Stage |  | 1 | Standard |  | 120000 | 117000 |  |  | 113200 | 988 | 96.2 | 75 | [8 empty] | Federally-Regulated Consumer Product | 11/28/2016 |  | 10/18/2017
Carrier Corp. - Syracuse | Bryant | 925SA66120E24A* | Natural Gas | Induced Draft | True | False | 1 | True | Up |  | None | Condensing | Single-Stage |  | 1 | Standard |  | 120000 | 117000 |  |  | 113200 | 988 | 96.2 | 75 | [8 empty] | Federally-Regulated Consumer Product | 11/28/2016 |  | 10/18/2017
Carrier Corp. - Syracuse | Bryant | 925SA66120E24A* | Natural Gas | Induced Draft | True | False | 1 | True | Horizontal |  | None | Condensing | Single-Stage |  | 1 | Standard |  | 120000 | 117000 |  |  | 113200 | 988 | 96.2 | 75 | [8 empty] | Federally-Regulated Consumer Product | 11/28/2016 |  | 10/18/2017
Carrier Corp. - Syracuse | Bryant | 925SA48080E17* | LPG | Induced Draft | True | False | 1 | True | Up |  | None | Condensing | Single-Stage |  | 0.75 | Standard |  | 80000 | 78000 |  |  | 81700 | 482 | 96.2 | 75 | [8 empty] | Federally-Regulated Consumer Product | 11/28/2016 |  | 10/18/2017
Carrier Corp. - Syracuse | Bryant | 925SA48080E17* | LPG | Induced Draft | True | False | 1 | True | Horizontal |  | None | Condensing | Single-Stage |  | 0.75 | Standard |  | 80000 | 78000 |  |  | 81700 | 482 | 96.2 | 75 | [8 empty] | Federally-Regulated Consumer Product | 11/28/2016 |  | 10/18/2017
Carrier Corp. - Syracuse | Bryant | 925SA48080E17* | Natural Gas | Induced Draft | True | False | 1 | True | Up |  | None | Condensing | Single-Stage |  | 0.75 | Standard |  | 80000 | 78000 |  |  | 81700 | 482 | 96.2 | 75 | [8 empty] | Federally-Regulated Consumer Product | 11/28/2016 |  | 10/18/2017
Carrier Corp. - Syracuse | Bryant | 925SA48080E17* | Natural Gas | Induced Draft | True | False | 1 | True | Horizontal |  | None | Condensing | Single-Stage |  | 0.75 | Standard |  | 80000 | 78000 |  |  | 81700 | 482 | 96.2 | 75 | [8 empty] | Federally-Regulated Consumer Product | 11/28/2016 |  | 10/18/2017
Carrier Corp. - Syracuse | Bryant | 925SA60100E21* | LPG | Induced Draft | True | False | 1 | True | Up |  | None | Condensing | Single-Stage |  | 1 | Standard |  | 100000 | 97000 |  |  | 98000 | 582 | 96.2 | 75 | [8 empty] | Federally-Regulated Consumer Product | 11/28/2016 |  | 10/18/2017
Carrier Corp. - Syracuse | Bryant | 925SA60100E21* | LPG | Induced Draft | True | False | 1 | True | Horizontal |  | None | Condensing | Single-Stage |  | 1 | Standard |  | 100000 | 97000 |  |  | 98000 | 582 | 96.2 | 75 | [8 empty] | Federally-Regulated Consumer Product | 11/28/2016 |  | 10/18/2017
Carrier Corp. - Syracuse | Bryant | 925SA60100E21* | Natural Gas | Induced Draft | True | False | 1 | True | Up |  | None | Condensing | Single-Stage |  | 1 | Standard |  | 100000 | 97000 |  |  | 98000 | 582 | 96.2 | 75 | [8 empty] | Federally-Regulated Consumer Product | 11/28/2016 |  | 10/18/2017
Carrier Corp. - Syracuse | Bryant | 925SA60100E21* | Natural Gas | Induced Draft | True | False | 1 | True | Horizontal |  | None | Condensing | Single-Stage |  | 1 | Standard |  | 100000 | 97000 |  |  | 98000 | 582 | 96.2 | 75 | [8 empty] | Federally-Regulated Consumer Product | 11/28/2016 |  | 10/18/2017
Carrier Corp. - Syracuse | Bryant | 925SA36040E17A* | LPG | Induced Draft | True | False | 1 | True | Up |  | None | Condensing | Single-Stage |  | 0.5 | Standard |  | 40000 | 39000 |  |  | 32800 | 175 | 96.2 | 75 | [8 empty] | Federally-Regulated Consumer Product | 11/28/2016 |  | 10/18/2017
Carrier Corp. - Syracuse | Bryant | 925SA36040E17A* | LPG | Induced Draft | True | False | 1 | True | Horizontal |  | None | Condensing | Single-Stage |  | 0.5 | Standard |  | 40000 | 39000 |  |  | 32800 | 175 | 96.2 | 75 | [8 empty] | Federally-Regulated Consumer Product | 11/28/2016 |  | 10/18/2017
Carrier Corp. - Syracuse | Bryant | 925SA36040E17A* | Natural Gas | Induced Draft | True | False | 1 | True | Up |  | None | Condensing | Single-Stage |  | 0.5 | Standard |  | 40000 | 39000 |  |  | 32800 | 175 | 96.2 | 75 | [8 empty] | Federally-Regulated Consumer Product | 11/28/2016 |  | 10/18/2017
Carrier Corp. - Syracuse | Bryant | 925SA36040E17A* | Natural Gas | Induced Draft | True | False | 1 | True | Horizontal |  | None | Condensing | Single-Stage |  | 0.5 | Standard |  | 40000 | 39000 |  |  | 32800 | 175 | 96.2 | 75 | [8 empty] | Federally-Regulated Consumer Product | 11/28/2016 |  | 10/18/2017
Carrier Corp. - Syracuse | Bryant | 311AAV066135 | LPG | Induced Draft | True | False | 1 | False | Up |  | None | Non-Condensing | Single-Stage |  | 0.75 | Standard |  | 132000 | 107000 |  |  | 114700 | 1317 | 80 | 78 | [8 empty] | Federally-Regulated Consumer Product | 05/24/2016 |  | 10/18/2017
Carrier Corp. - Syracuse | Bryant | 311AAV066135 | LPG | Induced Draft | True | False | 1 | False | Down |  | None | Non-Condensing | Single-Stage |  | 0.75 | Standard |  | 132000 | 107000 |  |  | 114700 | 1317 | 80 | 78 | [8 empty] | Federally-Regulated Consumer Product | 05/24/2016 |  | 10/18/2017
Carrier Corp. - Syracuse | Bryant | 311AAV066135 | LPG | Induced Draft | True | False | 1 | False | Horizontal |  | None | Non-Condensing | Single-Stage |  | 0.75 | Standard |  | 132000 | 107000 |  |  | 114700 | 1317 | 80 | 78 | [8 empty] | Federally-Regulated Consumer Product | 05/24/2016 |  | 10/18/2017
Carrier Corp. - Syracuse | Bryant | 311AAV066135 | Natural Gas | Induced Draft | True | False | 1 | False | Up |  | None | Non-Condensing | Single-Stage |  | 0.75 | Standard |  | 132000 | 107000 |  |  | 114700 | 1317 | 80 | 78 | [8 empty] | Federally-Regulated Consumer Product | 05/24/2016 |  | 10/18/2017
Carrier Corp. - Syracuse | Bryant | 311AAV066135 | Natural Gas | Induced Draft | True | False | 1 | False | Down |  | None | Non-Condensing | Single-Stage |  | 0.75 | Standard |  | 132000 | 107000 |  |  | 114700 | 1317 | 80 | 78 | [8 empty] | Federally-Regulated Consumer Product | 05/24/2016 |  | 10/18/2017
Carrier Corp. - Syracuse | Bryant | 311AAV066135 | Natural Gas | Induced Draft | True | False | 1 | False | Horizontal |  | None | Non-Condensing | Single-Stage |  | 0.75 | Standard |  | 132000 | 107000 |  |  | 114700 | 1317 | 80 | 78 | [8 empty] | Federally-Regulated Consumer Product | 05/24/2016 |  | 10/18/2017
Carrier Corp. - Syracuse | Bryant | 926TA60100V21*D | LPG | Induced Draft | True | False | 1 | False | Down |  | None | Condensing | Two-Stage Modulating |  | 1 | Standard |  | 100000 | 96000 |  |  | 97400 | 405 | 95 | 78 | [8 empty] | Federally-Regulated Consumer Product | 08/16/2016 |  | 10/18/2017
Carrier Corp. - Syracuse | Bryant | 926TA60100V21*D | Natural Gas | Induced Draft | True | False | 1 | False | Down |  | None | Condensing | Two-Stage Modulating |  | 1 | Standard |  | 100000 | 96000 |  |  | 97400 | 405 | 95 | 78 | [8 empty] | Federally-Regulated Consumer Product | 08/16/2016 |  | 10/18/2017
Carrier Corp. - Syracuse | Bryant | 987MA60080V21*D | LPG | Induced Draft | True | False | 1 | False | Down |  | None | Condensing | Step Modulating |  | 1 | Standard |  | 80000 | 76000 |  |  | 65800 | 204 | 94 | 78 | [8 empty] | Federally-Regulated Consumer Product | 09/16/2016 |  | 10/18/2017
Carrier Corp. - Syracuse | Bryant | 987MA60080V21*D | Natural Gas | Induced Draft | True | False | 1 | False | Down |  | None | Condensing | Step Modulating |  | 1 | Standard |  | 80000 | 76000 |  |  | 65800 | 204 | 94 | 78 | [8 empty] | Federally-Regulated Consumer Product | 09/16/2016 |  | 10/18/2017
Carrier Corp. - Syracuse | Bryant | 912SC36060S14* | LPG | Induced Draft | True | False | 1 | True | Up |  | None | Condensing | Single-Stage |  | 0.33 | Standard |  | 60000 | 56000 |  |  | 50600 | 481 | 92.1 | 75 | [8 empty] | Federally-Regulated Consumer Product | 11/28/2016 |  | 10/18/2017
Carrier Corp. - Syracuse | Bryant | 912SC36060S14* | LPG | Induced Draft | True | False | 1 | True | Down |  | None | Condensing | Single-Stage |  | 0.33 | Standard |  | 60000 | 56000 |  |  | 50600 | 481 | 92.1 | 75 | [8 empty] | Federally-Regulated Consumer Product | 11/28/2016 |  | 10/18/2017
Carrier Corp. - Syracuse | Bryant | 912SC36060S14* | LPG | Induced Draft | True | False | 1 | True | Horizontal |  | None | Condensing | Single-Stage |  | 0.33 | Standard |  | 60000 | 56000 |  |  | 50600 | 481 | 92.1 | 75 | [8 empty] | Federally-Regulated Consumer Product | 11/28/2016 |  | 10/18/2017
Carrier Corp. - Syracuse | Bryant | 912SC36060S14* | Natural Gas | Induced Draft | True | False | 1 | True | Up |  | None | Condensing | Single-Stage |  | 0.33 | Standard |  | 60000 | 56000 |  |  | 50600 | 481 | 92.1 | 75 | [8 empty] | Federally-Regulated Consumer Product | 11/28/2016 |  | 10/18/2017
Carrier Corp. - Syracuse | Bryant | 912SC36060S14* | Natural Gas | Induced Draft | True | False | 1 | True | Down |  | None | Condensing | Single-Stage |  | 0.33 | Standard |  | 60000 | 56000 |  |  | 50600 | 481 | 92.1 | 75 | [8 empty] | Federally-Regulated Consumer Product | 11/28/2016 |  | 10/18/2017
Carrier Corp. - Syracuse | Bryant | 912SC36060S14* | Natural Gas | Induced Draft | True | False | 1 | True | Horizontal |  | None | Condensing | Single-Stage |  | 0.33 | Standard |  | 60000 | 56000 |  |  | 50600 | 481 | 92.1 | 75 | [8 empty] | Federally-Regulated Consumer Product | 11/28/2016 |  | 10/18/2017
Carrier Corp. - Syracuse | Bryant | 915SA60120S24* | LPG | Induced Draft | True | False | 1 | True | Up |  | None | Condensing | Single-Stage |  | 0.75 | Standard |  | 120000 | 117000 |  |  | 112800 | 1336 | 95.5 | 75 | [8 empty] | Federally-Regulated Consumer Product | 11/28/2016 |  | 10/18/2017
Carrier Corp. - Syracuse | Bryant | 915SA60120S24* | LPG | Induced Draft | True | False | 1 | True | Horizontal |  | None | Condensing | Single-Stage |  | 0.75 | Standard |  | 120000 | 117000 |  |  | 112800 | 1336 | 95.5 | 75 | [8 empty] | Federally-Regulated Consumer Product | 11/28/2016 |  | 10/18/2017
Carrier Corp. - Syracuse | Bryant | 915SA60120S24* | Natural Gas | Induced Draft | True | False | 1 | True | Up |  | None | Condensing | Single-Stage |  | 0.75 | Standard |  | 120000 | 117000 |  |  | 112800 | 1336 | 95.5 | 75 | [8 empty] | Federally-Regulated Consumer Product | 11/28/2016 |  | 10/18/2017
Carrier Corp. - Syracuse | Bryant | 915SA60120S24* | Natural Gas | Induced Draft | True | False | 1 | True | Horizontal |  | None | Condensing | Single-Stage |  | 0.75 | Standard |  | 120000 | 117000 |  |  | 112800 | 1336 | 95.5 | 75 | [8 empty] | Federally-Regulated Consumer Product | 11/28/2016 |  | 10/18/2017
Carrier Corp. - Syracuse | Bryant | 915SA30060S14**D | LPG | Induced Draft | True | False | 1 | True | Down |  | None | Condensing | Single-Stage |  | 0.5 | Standard |  | 60000 | 58000 |  |  | 48900 | 521 | 95 | 75 | [8 empty] | Federally-Regulated Consumer Product | 11/28/2016 |  | 10/18/2017
Carrier Corp. - Syracuse | Bryant | 915SA30060S14**D | Natural Gas | Induced Draft | True | False | 1 | True | Down |  | None | Condensing | Single-Stage |  | 0.5 | Standard |  | 60000 | 58000 |  |  | 48900 | 521 | 95 | 75 | [8 empty] | Federally-Regulated Consumer Product | 11/28/2016 |  | 10/18/2017
Carrier Corp. - Syracuse | Bryant | 915SA60080S21**D | LPG | Induced Draft | True | False | 1 | True | Down |  | None | Condensing | Single-Stage |  | 0.75 | Standard |  | 80000 | 78000 |  |  | 81100 | 948 | 95 | 75 | [8 empty] | Federally-Regulated Consumer Product | 11/28/2016 |  | 10/18/2017
Carrier Corp. - Syracuse | Bryant | 915SA60080S21**D | Natural Gas | Induced Draft | True | False | 1 | True | Down |  | None | Condensing | Single-Stage |  | 0.75 | Standard |  | 80000 | 78000 |  |  | 81100 | 948 | 95 | 75 | [8 empty] | Federally-Regulated Consumer Product | 11/28/2016 |  | 10/18/2017
Carrier Corp. - Syracuse | Bryant | 987MA42060V17*D | LPG | Induced Draft | True | False | 1 | False | Down |  | None | Condensing | Step Modulating |  | 0.5 | Standard |  | 60000 | 58000 |  |  | 48100 | 176 | 94.6 | 78 | [8 empty] | Federally-Regulated Consumer Product | 08/16/2016 |  | 10/18/2017
Carrier Corp. - Syracuse | Bryant | 987MA42060V17*D | Natural Gas | Induced Draft | True | False | 1 | False | Down |  | None | Condensing | Step Modulating |  | 0.5 | Standard |  | 60000 | 58000 |  |  | 48100 | 176 | 94.6 | 78 | [8 empty] | Federally-Regulated Consumer Product | 08/16/2016 |  | 10/18/2017
Carrier Corp. - Syracuse | Bryant | 987MA60060V21*D | LPG | Induced Draft | True | False | 1 | False | Down |  | None | Condensing | Step Modulating |  | 1 | Standard |  | 61000 | 59000 |  |  | 47700 | 229 | 96.7 | 78 | [8 empty] | Federally-Regulated Consumer Product | 08/16/2016 |  | 10/18/2017
Carrier Corp. - Syracuse | Bryant | 987MA60060V21*D | Natural Gas | Induced Draft | True | False | 1 | False | Down |  | None | Condensing | Step Modulating |  | 1 | Standard |  | 61000 | 59000 |  |  | 47700 | 229 | 96.7 | 78 | [8 empty] | Federally-Regulated Consumer Product | 08/16/2016 |  | 10/18/2017
Carrier Corp. - Syracuse | Bryant | 987MA66100V21*D | LPG | Induced Draft | True | False | 1 | False | Down |  | None | Condensing | Step Modulating |  | 1 | Standard |  | 100000 | 95000 |  |  | 98700 | 377 | 94 | 78 | [8 empty] | Federally-Regulated Consumer Product | 08/16/2016 |  | 10/18/2017
Carrier Corp. - Syracuse | Bryant | 987MA66100V21*D | Natural Gas | Induced Draft | True | False | 1 | False | Down |  | None | Condensing | Step Modulating |  | 1 | Standard |  | 100000 | 95000 |  |  | 98700 | 377 | 94 | 78 | [8 empty] | Federally-Regulated Consumer Product | 08/16/2016 |  | 10/18/2017
Carrier Corp. - Syracuse | Bryant | 987MA66120V24*D | LPG | Induced Draft | True | False | 1 | False | Down |  | None | Condensing | Step Modulating |  | 1 | Standard |  | 120000 | 115000 |  |  | 113000 | 488 | 95 | 78 | [8 empty] | Federally-Regulated Consumer Product | 08/16/2016 |  | 10/18/2017
Carrier Corp. - Syracuse | Bryant | 987MA66120V24*D | Natural Gas | Induced Draft | True | False | 1 | False | Down |  | None | Condensing | Step Modulating |  | 1 | Standard |  | 120000 | 115000 |  |  | 113000 | 488 | 95 | 78 | [8 empty] | Federally-Regulated Consumer Product | 08/16/2016 |  | 10/18/2017
Carrier Corp. - Syracuse | Bryant | 986TB42080V17*D | LPG | Induced Draft | True | False | 1 | False | Down |  | None | Condensing | Two-Stage Modulating |  | 0.5 | Standard |  | 80000 | 77000 |  |  | 80900 | 382 | 95 | 78 | [8 empty] | Federally-Regulated Consumer Product | 08/16/2016 |  | 10/18/2017
Carrier Corp. - Syracuse | Bryant | 986TB42080V17*D | Natural Gas | Induced Draft | True | False | 1 | False | Down |  | None | Condensing | Two-Stage Modulating |  | 0.5 | Standard |  | 80000 | 77000 |  |  | 80900 | 382 | 95 | 78 | [8 empty] | Federally-Regulated Consumer Product | 08/16/2016 |  | 10/18/2017
Carrier Corp. - Syracuse | Bryant | 986TB60080V21*D | LPG | Induced Draft | True | False | 1 | False | Down |  | None | Condensing | Two-Stage Modulating |  | 1 | Standard |  | 80000 | 77000 |  |  | 65900 | 212 | 95 | 78 | [8 empty] | Federally-Regulated Consumer Product | 08/16/2016 |  | 10/18/2017
Carrier Corp. - Syracuse | Bryant | 986TB60080V21*D | Natural Gas | Induced Draft | True | False | 1 | False | Down |  | None | Condensing | Two-Stage Modulating |  | 1 | Standard |  | 80000 | 77000 |  |  | 65900 | 212 | 95 | 78 | [8 empty] | Federally-Regulated Consumer Product | 08/16/2016 |  | 10/18/2017
Carrier Corp. - Syracuse | Bryant | 986TB66120V24*D | LPG | Induced Draft | True | False | 1 | False | Down |  | None | Condensing | Two-Stage Modulating |  | 1 | Standard |  | 120000 | 116000 |  |  | 113100 | 648 | 95 | 78 | [8 empty] | Federally-Regulated Consumer Product | 08/16/2016 |  | 10/18/2017
Carrier Corp. - Syracuse | Bryant | 986TB66120V24*D | Natural Gas | Induced Draft | True | False | 1 | False | Down |  | None | Condensing | Two-Stage Modulating |  | 1 | Standard |  | 120000 | 116000 |  |  | 113100 | 648 | 95 | 78 | [8 empty] | Federally-Regulated Consumer Product | 08/16/2016 |  | 10/18/2017
Carrier Corp. - Syracuse | Bryant | 926TA30040V14*D | LPG | Induced Draft | True | False | 1 | False | Down |  | None | Condensing | Two-Stage Modulating |  | 0.5 | Standard |  | 40000 | 39000 |  |  | 32600 | 179 | 95 | 78 | [8 empty] | Federally-Regulated Consumer Product | 08/16/2016 |  | 10/18/2017
Carrier Corp. - Syracuse | Bryant | 926TA30040V14*D | Natural Gas | Induced Draft | True | False | 1 | False | Down |  | None | Condensing | Two-Stage Modulating |  | 0.5 | Standard |  | 40000 | 39000 |  |  | 32600 | 179 | 95 | 78 | [8 empty] | Federally-Regulated Consumer Product | 08/16/2016 |  | 10/18/2017
Carrier Corp. - Syracuse | Bryant | 926TA36040V17*D | LPG | Induced Draft | True | False | 1 | False | Down |  | None | Condensing | Two-Stage Modulating |  | 0.5 | Standard |  | 40000 | 39000 |  |  | 32900 | 151 | 94.4 | 78 | [8 empty] | Federally-Regulated Consumer Product | 08/16/2016 |  | 10/18/2017
Carrier Corp. - Syracuse | Bryant | 926TA36040V17*D | Natural Gas | Induced Draft | True | False | 1 | False | Down |  | None | Condensing | Two-Stage Modulating |  | 0.5 | Standard |  | 40000 | 39000 |  |  | 32900 | 151 | 94.4 | 78 | [8 empty] | Federally-Regulated Consumer Product | 08/16/2016 |  | 10/18/2017
Carrier Corp. - Syracuse | Bryant | 926TA36060V14*D | LPG | Induced Draft | True | False | 1 | False | Down |  | None | Condensing | Two-Stage Modulating |  | 0.5 | Standard |  | 60000 | 58000 |  |  | 48500 | 255 | 95 | 78 | [8 empty] | Federally-Regulated Consumer Product | 08/16/2016 |  | 10/18/2017
Carrier Corp. - Syracuse | Bryant | 926TA36060V14*D | Natural Gas | Induced Draft | True | False | 1 | False | Down |  | None | Condensing | Two-Stage Modulating |  | 0.5 | Standard |  | 60000 | 58000 |  |  | 48500 | 255 | 95 | 78 | [8 empty] | Federally-Regulated Consumer Product | 08/16/2016 |  | 10/18/2017
Carrier Corp. - Syracuse | Bryant | 926TA42060V17*D | LPG | Induced Draft | True | False | 1 | False | Down |  | None | Condensing | Two-Stage Modulating |  | 0.75 | Standard |  | 60000 | 58000 |  |  | 49000 | 194 | 95 | 78 | [8 empty] | Federally-Regulated Consumer Product | 08/16/2016 |  | 10/18/2017
Carrier Corp. - Syracuse | Bryant | 926TA42060V17*D | Natural Gas | Induced Draft | True | False | 1 | False | Down |  | None | Condensing | Two-Stage Modulating |  | 0.75 | Standard |  | 60000 | 58000 |  |  | 49000 | 194 | 95 | 78 | [8 empty] | Federally-Regulated Consumer Product | 08/16/2016 |  | 10/18/2017
Carrier Corp. - Syracuse | Bryant | 926TA48080V17*D | LPG | Induced Draft | True | False | 1 | False | Down |  | None | Condensing | Two-Stage Modulating |  | 0.75 | Standard |  | 80000 | 77000 |  |  | 80800 | 410 | 95 | 78 | [8 empty] | Federally-Regulated Consumer Product | 08/16/2016 |  | 10/18/2017
Carrier Corp. - Syracuse | Bryant | 926TA48080V17*D | Natural Gas | Induced Draft | True | False | 1 | False | Down |  | None | Condensing | Two-Stage Modulating |  | 0.75 | Standard |  | 80000 | 77000 |  |  | 80800 | 410 | 95 | 78 | [8 empty] | Federally-Regulated Consumer Product | 08/16/2016 |  | 10/18/2017
Carrier Corp. - Syracuse | Bryant | 926TA60080V21*D | LPG | Induced Draft | True | False | 1 | False | Down |  | None | Condensing | Two-Stage Modulating |  | 1 | Standard |  | 80000 | 76000 |  |  | 65500 | 261 | 95 | 78 | [8 empty] | Federally-Regulated Consumer Product | 08/16/2016 |  | 10/18/2017
Carrier Corp. - Syracuse | Bryant | 926TA60080V21*D | Natural Gas | Induced Draft | True | False | 1 | False | Down |  | None | Condensing | Two-Stage Modulating |  | 1 | Standard |  | 80000 | 76000 |  |  | 65500 | 261 | 95 | 78 | [8 empty] | Federally-Regulated Consumer Product | 08/16/2016 |  | 10/18/2017
Carrier Corp. - Syracuse | Bryant | 926TA66120V24*D | LPG | Induced Draft | True | False | 1 | False | Down |  | None | Condensing | Two-Stage Modulating |  | 1 | Standard |  | 120000 | 116000 |  |  | 111300 | 628 | 95 | 78 | [8 empty] | Federally-Regulated Consumer Product | 08/16/2016 |  | 10/18/2017
Carrier Corp. - Syracuse | Bryant | 926TA66120V24*D | Natural Gas | Induced Draft | True | False | 1 | False | Down |  | None | Condensing | Two-Stage Modulating |  | 1 | Standard |  | 120000 | 116000 |  |  | 111300 | 628 | 95 | 78 | [8 empty] | Federally-Regulated Consumer Product | 08/16/2016 |  | 10/18/2017
Carrier Corp. - Syracuse | Bryant | 912SC30040S14* | LPG | Induced Draft | True | False | 1 | True | Up |  | None | Condensing | Single-Stage |  | 0.33 | Standard |  | 40000 | 37000 |  |  | 33700 | 341 | 92.1 | 75 | [8 empty] | Federally-Regulated Consumer Product | 11/28/2016 |  | 10/18/2017
Carrier Corp. - Syracuse | Bryant | 912SC30040S14* | LPG | Induced Draft | True | False | 1 | True | Down |  | None | Condensing | Single-Stage |  | 0.33 | Standard |  | 40000 | 37000 |  |  | 33700 | 341 | 92.1 | 75 | [8 empty] | Federally-Regulated Consumer Product | 11/28/2016 |  | 10/18/2017
Carrier Corp. - Syracuse | Bryant | 912SC30040S14* | LPG | Induced Draft | True | False | 1 | True | Horizontal |  | None | Condensing | Single-Stage |  | 0.33 | Standard |  | 40000 | 37000 |  |  | 33700 | 341 | 92.1 | 75 | [8 empty] | Federally-Regulated Consumer Product | 11/28/2016 |  | 10/18/2017
Carrier Corp. - Syracuse | Bryant | 912SC30040S14* | Natural Gas | Induced Draft | True | False | 1 | True | Up |  | None | Condensing | Single-Stage |  | 0.33 | Standard |  | 40000 | 37000 |  |  | 33700 | 341 | 92.1 | 75 | [8 empty] | Federally-Regulated Consumer Product | 11/28/2016 |  | 10/18/2017
Carrier Corp. - Syracuse | Bryant | 912SC30040S14* | Natural Gas | Induced Draft | True | False | 1 | True | Down |  | None | Condensing | Single-Stage |  | 0.33 | Standard |  | 40000 | 37000 |  |  | 33700 | 341 | 92.1 | 75 | [8 empty] | Federally-Regulated Consumer Product | 11/28/2016 |  | 10/18/2017
Carrier Corp. - Syracuse | Bryant | 912SC30040S14* | Natural Gas | Induced Draft | True | False | 1 | True | Horizontal |  | None | Condensing | Single-Stage |  | 0.33 | Standard |  | 40000 | 37000 |  |  | 33700 | 341 | 92.1 | 75 | [8 empty] | Federally-Regulated Consumer Product | 11/28/2016 |  | 10/18/2017
Carrier Corp. - Syracuse | Bryant | 912SC36040S17* | LPG | Induced Draft | True | False | 1 | True | Up |  | None | Condensing | Single-Stage |  | 0.5 | Standard |  | 40000 | 37000 |  |  | 33500 | 383 | 92.1 | 75 | [8 empty] | Federally-Regulated Consumer Product | 11/28/2016 |  | 10/18/2017
Carrier Corp. - Syracuse | Bryant | 912SC36040S17* | LPG | Induced Draft | True | False | 1 | True | Down |  | None | Condensing | Single-Stage |  | 0.5 | Standard |  | 40000 | 37000 |  |  | 33500 | 383 | 92.1 | 75 | [8 empty] | Federally-Regulated Consumer Product | 11/28/2016 |  | 10/18/2017
Carrier Corp. - Syracuse | Bryant | 912SC36040S17* | LPG | Induced Draft | True | False | 1 | True | Horizontal |  | None | Condensing | Single-Stage |  | 0.5 | Standard |  | 40000 | 37000 |  |  | 33500 | 383 | 92.1 | 75 | [8 empty] | Federally-Regulated Consumer Product | 11/28/2016 |  | 10/18/2017
Carrier Corp. - Syracuse | Bryant | 912SC36040S17* | Natural Gas | Induced Draft | True | False | 1 | True | Up |  | None | Condensing | Single-Stage |  | 0.5 | Standard |  | 40000 | 37000 |  |  | 33500 | 383 | 92.1 | 75 | [8 empty] | Federally-Regulated Consumer Product | 11/28/2016 |  | 10/18/2017
Carrier Corp. - Syracuse | Bryant | 912SC36040S17* | Natural Gas | Induced Draft | True | False | 1 | True | Down |  | None | Condensing | Single-Stage |  | 0.5 | Standard |  | 40000 | 37000 |  |  | 33500 | 383 | 92.1 | 75 | [8 empty] | Federally-Regulated Consumer Product | 11/28/2016 |  | 10/18/2017
Carrier Corp. - Syracuse | Bryant | 912SC36040S17* | Natural Gas | Induced Draft | True | False | 1 | True | Horizontal |  | None | Condensing | Single-Stage |  | 0.5 | Standard |  | 40000 | 37000 |  |  | 33500 | 383 | 92.1 | 75 | [8 empty] | Federally-Regulated Consumer Product | 11/28/2016 |  | 10/18/2017
Carrier Corp. - Syracuse | Bryant | 912SC48060S17* | LPG | Induced Draft | True | False | 1 | True | Up |  | None | Condensing | Single-Stage |  | 0.5 | Standard |  | 60000 | 56000 |  |  | 50100 | 605 | 92.1 | 75 | [8 empty] | Federally-Regulated Consumer Product | 11/28/2016 |  | 10/18/2017
Carrier Corp. - Syracuse | Bryant | 912SC48060S17* | LPG | Induced Draft | True | False | 1 | True | Down |  | None | Condensing | Single-Stage |  | 0.5 | Standard |  | 60000 | 56000 |  |  | 50100 | 605 | 92.1 | 75 | [8 empty] | Federally-Regulated Consumer Product | 11/28/2016 |  | 10/18/2017
Carrier Corp. - Syracuse | Bryant | 912SC48060S17* | LPG | Induced Draft | True | False | 1 | True | Horizontal |  | None | Condensing | Single-Stage |  | 0.5 | Standard |  | 60000 | 56000 |  |  | 50100 | 605 | 92.1 | 75 | [8 empty] | Federally-Regulated Consumer Product | 11/28/2016 |  | 10/18/2017
Carrier Corp. - Syracuse | Bryant | 912SC48060S17* | Natural Gas | Induced Draft | True | False | 1 | True | Up |  | None | Condensing | Single-Stage |  | 0.5 | Standard |  | 60000 | 56000 |  |  | 50100 | 605 | 92.1 | 75 | [8 empty] | Federally-Regulated Consumer Product | 11/28/2016 |  | 10/18/2017
Carrier Corp. - Syracuse | Bryant | 912SC48060S17* | Natural Gas | Induced Draft | True | False | 1 | True | Down |  | None | Condensing | Single-Stage |  | 0.5 | Standard |  | 60000 | 56000 |  |  | 50100 | 605 | 92.1 | 75 | [8 empty] | Federally-Regulated Consumer Product | 11/28/2016 |  | 10/18/2017
Carrier Corp. - Syracuse | Bryant | 912SC48060S17* | Natural Gas | Induced Draft | True | False | 1 | True | Horizontal |  | None | Condensing | Single-Stage |  | 0.5 | Standard |  | 60000 | 56000 |  |  | 50100 | 605 | 92.1 | 75 | [8 empty] | Federally-Regulated Consumer Product | 11/28/2016 |  | 10/18/2017
Carrier Corp. - Syracuse | Bryant | 912SC60080S21* | LPG | Induced Draft | True | False | 1 | True | Up |  | None | Condensing | Single-Stage |  | 0.75 | Standard |  | 80000 | 75000 |  |  | 66900 | 775 | 92.1 | 75 | [8 empty] | Federally-Regulated Consumer Product | 11/28/2016 |  | 10/18/2017
Carrier Corp. - Syracuse | Bryant | 912SC60080S21* | LPG | Induced Draft | True | False | 1 | True | Down |  | None | Condensing | Single-Stage |  | 0.75 | Standard |  | 80000 | 75000 |  |  | 66900 | 775 | 92.1 | 75 | [8 empty] | Federally-Regulated Consumer Product | 11/28/2016 |  | 10/18/2017
Carrier Corp. - Syracuse | Bryant | 912SC60080S21* | LPG | Induced Draft | True | False | 1 | True | Horizontal |  | None | Condensing | Single-Stage |  | 0.75 | Standard |  | 80000 | 75000 |  |  | 66900 | 775 | 92.1 | 75 | [8 empty] | Federally-Regulated Consumer Product | 11/28/2016 |  | 10/18/2017
Carrier Corp. - Syracuse | Bryant | 912SC60080S21* | Natural Gas | Induced Draft | True | False | 1 | True | Up |  | None | Condensing | Single-Stage |  | 0.75 | Standard |  | 80000 | 75000 |  |  | 66900 | 775 | 92.1 | 75 | [8 empty] | Federally-Regulated Consumer Product | 11/28/2016 |  | 10/18/2017
Carrier Corp. - Syracuse | Bryant | 912SC60080S21* | Natural Gas | Induced Draft | True | False | 1 | True | Down |  | None | Condensing | Single-Stage |  | 0.75 | Standard |  | 80000 | 75000 |  |  | 66900 | 775 | 92.1 | 75 | [8 empty] | Federally-Regulated Consumer Product | 11/28/2016 |  | 10/18/2017
Carrier Corp. - Syracuse | Bryant | 912SC60080S21* | Natural Gas | Induced Draft | True | False | 1 | True | Horizontal |  | None | Condensing | Single-Stage |  | 0.75 | Standard |  | 80000 | 75000 |  |  | 66900 | 775 | 92.1 | 75 | [8 empty] | Federally-Regulated Consumer Product | 11/28/2016 |  | 10/18/2017
Carrier Corp. - Syracuse | Bryant | 912SC60100S21* | LPG | Induced Draft | True | False | 1 | True | Up |  | None | Condensing | Single-Stage |  | 0.75 | Standard |  | 100000 | 93000 |  |  | 84000 | 858 | 92.1 | 75 | [8 empty] | Federally-Regulated Consumer Product | 11/28/2016 |  | 10/18/2017
Carrier Corp. - Syracuse | Bryant | 912SC60100S21* | LPG | Induced Draft | True | False | 1 | True | Down |  | None | Condensing | Single-Stage |  | 0.75 | Standard |  | 100000 | 93000 |  |  | 84000 | 858 | 92.1 | 75 | [8 empty] | Federally-Regulated Consumer Product | 11/28/2016 |  | 10/18/2017
Carrier Corp. - Syracuse | Bryant | 912SC60100S21* | LPG | Induced Draft | True | False | 1 | True | Horizontal |  | None | Condensing | Single-Stage |  | 0.75 | Standard |  | 100000 | 93000 |  |  | 84000 | 858 | 92.1 | 75 | [8 empty] | Federally-Regulated Consumer Product | 11/28/2016 |  | 10/18/2017
Carrier Corp. - Syracuse | Bryant | 912SC60100S21* | Natural Gas | Induced Draft | True | False | 1 | True | Up |  | None | Condensing | Single-Stage |  | 0.75 | Standard |  | 100000 | 93000 |  |  | 84000 | 858 | 92.1 | 75 | [8 empty] | Federally-Regulated Consumer Product | 11/28/2016 |  | 10/18/2017
Carrier Corp. - Syracuse | Bryant | 912SC60100S21* | Natural Gas | Induced Draft | True | False | 1 | True | Down |  | None | Condensing | Single-Stage |  | 0.75 | Standard |  | 100000 | 93000 |  |  | 84000 | 858 | 92.1 | 75 | [8 empty] | Federally-Regulated Consumer Product | 11/28/2016 |  | 10/18/2017
Carrier Corp. - Syracuse | Bryant | 912SC60100S21* | Natural Gas | Induced Draft | True | False | 1 | True | Horizontal |  | None | Condensing | Single-Stage |  | 0.75 | Standard |  | 100000 | 93000 |  |  | 84000 | 858 | 92.1 | 75 | [8 empty] | Federally-Regulated Consumer Product | 11/28/2016 |  | 10/18/2017
Carrier Corp. - Syracuse | Bryant | 912SC60120S24* | LPG | Induced Draft | True | False | 1 | True | Up |  | None | Condensing | Single-Stage |  | 0.75 | Standard |  | 120000 | 112000 |  |  | 117500 | 1203 | 92.1 | 75 | [8 empty] | Federally-Regulated Consumer Product | 11/28/2016 |  | 10/18/2017
Carrier Corp. - Syracuse | Bryant | 912SC60120S24* | LPG | Induced Draft | True | False | 1 | True | Down |  | None | Condensing | Single-Stage |  | 0.75 | Standard |  | 120000 | 112000 |  |  | 117500 | 1203 | 92.1 | 75 | [8 empty] | Federally-Regulated Consumer Product | 11/28/2016 |  | 10/18/2017
Carrier Corp. - Syracuse | Bryant | 912SC60120S24* | LPG | Induced Draft | True | False | 1 | True | Horizontal |  | None | Condensing | Single-Stage |  | 0.75 | Standard |  | 120000 | 112000 |  |  | 117500 | 1203 | 92.1 | 75 | [8 empty] | Federally-Regulated Consumer Product | 11/28/2016 |  | 10/18/2017
Carrier Corp. - Syracuse | Bryant | 912SC60120S24* | Natural Gas | Induced Draft | True | False | 1 | True | Up |  | None | Condensing | Single-Stage |  | 0.75 | Standard |  | 120000 | 112000 |  |  | 117500 | 1203 | 92.1 | 75 | [8 empty] | Federally-Regulated Consumer Product | 11/28/2016 |  | 10/18/2017
Carrier Corp. - Syracuse | Bryant | 912SC60120S24* | Natural Gas | Induced Draft | True | False | 1 | True | Down |  | None | Condensing | Single-Stage |  | 0.75 | Standard |  | 120000 | 112000 |  |  | 117500 | 1203 | 92.1 | 75 | [8 empty] | Federally-Regulated Consumer Product | 11/28/2016 |  | 10/18/2017
Carrier Corp. - Syracuse | Bryant | 912SC60120S24* | Natural Gas | Induced Draft | True | False | 1 | True | Horizontal |  | None | Condensing | Single-Stage |  | 0.75 | Standard |  | 120000 | 112000 |  |  | 117500 | 1203 | 92.1 | 75 | [8 empty] | Federally-Regulated Consumer Product | 11/28/2016 |  | 10/18/2017
Carrier Corp. - Syracuse | Bryant | 915SA48080S17* | LPG | Induced Draft | True | False | 1 | True | Up |  | None | Condensing | Single-Stage |  | 0.75 | Standard |  | 80000 | 78000 |  |  | 80800 | 903 | 95.5 | 75 | [8 empty] | Federally-Regulated Consumer Product | 11/28/2016 |  | 10/18/2017
Carrier Corp. - Syracuse | Bryant | 915SA48080S17* | LPG | Induced Draft | True | False | 1 | True | Horizontal |  | None | Condensing | Single-Stage |  | 0.75 | Standard |  | 80000 | 78000 |  |  | 80800 | 903 | 95.5 | 75 | [8 empty] | Federally-Regulated Consumer Product | 11/28/2016 |  | 10/18/2017
Carrier Corp. - Syracuse | Bryant | 915SA48080S17* | Natural Gas | Induced Draft | True | False | 1 | True | Up |  | None | Condensing | Single-Stage |  | 0.75 | Standard |  | 80000 | 78000 |  |  | 80800 | 903 | 95.5 | 75 | [8 empty] | Federally-Regulated Consumer Product | 11/28/2016 |  | 10/18/2017
Carrier Corp. - Syracuse | Bryant | 915SA48080S17* | Natural Gas | Induced Draft | True | False | 1 | True | Horizontal |  | None | Condensing | Single-Stage |  | 0.75 | Standard |  | 80000 | 78000 |  |  | 80800 | 903 | 95.5 | 75 | [8 empty] | Federally-Regulated Consumer Product | 11/28/2016 |  | 10/18/2017
Carrier Corp. - Syracuse | Bryant | 915SA42100S21* | LPG | Induced Draft | True | False | 1 | True | Up |  | None | Condensing | Single-Stage |  | 0.75 | Standard |  | 100000 | 97000 |  |  | 96700 | 1162 | 95.5 | 75 | [8 empty] | Federally-Regulated Consumer Product | 11/28/2016 |  | 10/18/2017
Carrier Corp. - Syracuse | Bryant | 915SA42100S21* | LPG | Induced Draft | True | False | 1 | True | Horizontal |  | None | Condensing | Single-Stage |  | 0.75 | Standard |  | 100000 | 97000 |  |  | 96700 | 1162 | 95.5 | 75 | [8 empty] | Federally-Regulated Consumer Product | 11/28/2016 |  | 10/18/2017
Carrier Corp. - Syracuse | Bryant | 915SA42100S21* | Natural Gas | Induced Draft | True | False | 1 | True | Up |  | None | Condensing | Single-Stage |  | 0.75 | Standard |  | 100000 | 97000 |  |  | 96700 | 1162 | 95.5 | 75 | [8 empty] | Federally-Regulated Consumer Product | 11/28/2016 |  | 10/18/2017
Carrier Corp. - Syracuse | Bryant | 915SA42100S21* | Natural Gas | Induced Draft | True | False | 1 | True | Horizontal |  | None | Condensing | Single-Stage |  | 0.75 | Standard |  | 100000 | 97000 |  |  | 96700 | 1162 | 95.5 | 75 | [8 empty] | Federally-Regulated Consumer Product | 11/28/2016 |  | 10/18/2017
Carrier Corp. - Syracuse | Bryant | 915SA60100S21* | LPG | Induced Draft | True | False | 1 | True | Up |  | None | Condensing | Single-Stage |  | 0.75 | Standard |  | 100000 | 97000 |  |  | 96700 | 1155 | 95.5 | 75 | [8 empty] | Federally-Regulated Consumer Product | 11/28/2016 |  | 10/18/2017
Carrier Corp. - Syracuse | Bryant | 915SA60100S21* | LPG | Induced Draft | True | False | 1 | True | Horizontal |  | None | Condensing | Single-Stage |  | 0.75 | Standard |  | 100000 | 97000 |  |  | 96700 | 1155 | 95.5 | 75 | [8 empty] | Federally-Regulated Consumer Product | 11/28/2016 |  | 10/18/2017
Carrier Corp. - Syracuse | Bryant | 915SA60100S21* | Natural Gas | Induced Draft | True | False | 1 | True | Up |  | None | Condensing | Single-Stage |  | 0.75 | Standard |  | 100000 | 97000 |  |  | 96700 | 1155 | 95.5 | 75 | [8 empty] | Federally-Regulated Consumer Product | 11/28/2016 |  | 10/18/2017
Carrier Corp. - Syracuse | Bryant | 915SA60100S21* | Natural Gas | Induced Draft | True | False | 1 | True | Horizontal |  | None | Condensing | Single-Stage |  | 0.75 | Standard |  | 100000 | 97000 |  |  | 96700 | 1155 | 95.5 | 75 | [8 empty] | Federally-Regulated Consumer Product | 11/28/2016 |  | 10/18/2017
Carrier Corp. - Syracuse | Bryant | 915SA30040S14**D | LPG | Induced Draft | True | False | 1 | True | Down |  | None | Condensing | Single-Stage |  | 0.5 | Standard |  | 40000 | 39000 |  |  | 32500 | 377 | 95 | 75 | [8 empty] | Federally-Regulated Consumer Product | 11/28/2016 |  | 10/18/2017
Carrier Corp. - Syracuse | Bryant | 915SA30040S14**D | Natural Gas | Induced Draft | True | False | 1 | True | Down |  | None | Condensing | Single-Stage |  | 0.5 | Standard |  | 40000 | 39000 |  |  | 32500 | 377 | 95 | 75 | [8 empty] | Federally-Regulated Consumer Product | 11/28/2016 |  | 10/18/2017
Carrier Corp. - Syracuse | Bryant | 915SA36040S17**D | LPG | Induced Draft | True | False | 1 | True | Down |  | None | Condensing | Single-Stage |  | 0.5 | Standard |  | 40000 | 39000 |  |  | 32100 | 502 | 95 | 75 | [8 empty] | Federally-Regulated Consumer Product | 11/28/2016 |  | 10/18/2017
Carrier Corp. - Syracuse | Bryant | 915SA36040S17**D | Natural Gas | Induced Draft | True | False | 1 | True | Down |  | None | Condensing | Single-Stage |  | 0.5 | Standard |  | 40000 | 39000 |  |  | 32100 | 502 | 95 | 75 | [8 empty] | Federally-Regulated Consumer Product | 11/28/2016 |  | 10/18/2017
Carrier Corp. - Syracuse | Bryant | 915SA42060S17**D | LPG | Induced Draft | True | False | 1 | True | Down |  | None | Condensing | Single-Stage |  | 0.5 | Standard |  | 60000 | 58000 |  |  | 48600 | 598 | 95 | 75 | [8 empty] | Federally-Regulated Consumer Product | 11/28/2016 |  | 10/18/2017
Carrier Corp. - Syracuse | Bryant | 915SA42060S17**D | Natural Gas | Induced Draft | True | False | 1 | True | Down |  | None | Condensing | Single-Stage |  | 0.5 | Standard |  | 60000 | 58000 |  |  | 48600 | 598 | 95 | 75 | [8 empty] | Federally-Regulated Consumer Product | 11/28/2016 |  | 10/18/2017
Carrier Corp. - Syracuse | Bryant | 915SA48080S17**D | LPG | Induced Draft | True | False | 1 | True | Down |  | None | Condensing | Single-Stage |  | 0.75 | Standard |  | 80000 | 77000 |  |  | 81300 | 913 | 95 | 75 | [8 empty] | Federally-Regulated Consumer Product | 11/28/2016 |  | 10/18/2017
Carrier Corp. - Syracuse | Bryant | 915SA48080S17**D | Natural Gas | Induced Draft | True | False | 1 | True | Down |  | None | Condensing | Single-Stage |  | 0.75 | Standard |  | 80000 | 77000 |  |  | 81300 | 913 | 95 | 75 | [8 empty] | Federally-Regulated Consumer Product | 11/28/2016 |  | 10/18/2017
Carrier Corp. - Syracuse | Bryant | 915SA42100S21**D | LPG | Induced Draft | True | False | 1 | True | Down |  | None | Condensing | Single-Stage |  | 0.75 | Standard |  | 100000 | 96000 |  |  | 97200 | 1184 | 95 | 75 | [8 empty] | Federally-Regulated Consumer Product | 11/28/2016 |  | 10/18/2017
Carrier Corp. - Syracuse | Bryant | 915SA42100S21**D | Natural Gas | Induced Draft | True | False | 1 | True | Down |  | None | Condensing | Single-Stage |  | 0.75 | Standard |  | 100000 | 96000 |  |  | 97200 | 1184 | 95 | 75 | [8 empty] | Federally-Regulated Consumer Product | 11/28/2016 |  | 10/18/2017
Carrier Corp. - Syracuse | Bryant | 915SA60100S21**D | LPG | Induced Draft | True | False | 1 | True | Down |  | None | Condensing | Single-Stage |  | 0.75 | Standard |  | 100000 | 96000 |  |  | 97200 | 1176 | 95 | 75 | [8 empty] | Federally-Regulated Consumer Product | 11/28/2016 |  | 10/18/2017
Carrier Corp. - Syracuse | Bryant | 915SA60100S21**D | Natural Gas | Induced Draft | True | False | 1 | True | Down |  | None | Condensing | Single-Stage |  | 0.75 | Standard |  | 100000 | 96000 |  |  | 97200 | 1176 | 95 | 75 | [8 empty] | Federally-Regulated Consumer Product | 11/28/2016 |  | 10/18/2017
Carrier Corp. - Syracuse | Bryant | 915SA30040S14* | LPG | Induced Draft | True | False | 1 | True | Up |  | None | Condensing | Single-Stage |  | 0.5 | Standard |  | 40000 | 39000 |  |  | 32300 | 373 | 95.5 | 75 | [8 empty] | Federally-Regulated Consumer Product | 11/28/2016 |  | 10/18/2017
Carrier Corp. - Syracuse | Bryant | 915SA30040S14* | LPG | Induced Draft | True | False | 1 | True | Horizontal |  | None | Condensing | Single-Stage |  | 0.5 | Standard |  | 40000 | 39000 |  |  | 32300 | 373 | 95.5 | 75 | [8 empty] | Federally-Regulated Consumer Product | 11/28/2016 |  | 10/18/2017
Carrier Corp. - Syracuse | Bryant | 915SA30040S14* | Natural Gas | Induced Draft | True | False | 1 | True | Up |  | None | Condensing | Single-Stage |  | 0.5 | Standard |  | 40000 | 39000 |  |  | 32300 | 373 | 95.5 | 75 | [8 empty] | Federally-Regulated Consumer Product | 11/28/2016 |  | 10/18/2017
Carrier Corp. - Syracuse | Bryant | 915SA30040S14* | Natural Gas | Induced Draft | True | False | 1 | True | Horizontal |  | None | Condensing | Single-Stage |  | 0.5 | Standard |  | 40000 | 39000 |  |  | 32300 | 373 | 95.5 | 75 | [8 empty] | Federally-Regulated Consumer Product | 11/28/2016 |  | 10/18/2017
Carrier Corp. - Syracuse | Bryant | 915SA30060S14* | LPG | Induced Draft | True | False | 1 | True | Up |  | None | Condensing | Single-Stage |  | 0.5 | Standard |  | 60000 | 58000 |  |  | 48600 | 515 | 95.5 | 75 | [8 empty] | Federally-Regulated Consumer Product | 11/28/2016 |  | 10/18/2017
Carrier Corp. - Syracuse | Bryant | 915SA30060S14* | LPG | Induced Draft | True | False | 1 | True | Horizontal |  | None | Condensing | Single-Stage |  | 0.5 | Standard |  | 60000 | 58000 |  |  | 48600 | 515 | 95.5 | 75 | [8 empty] | Federally-Regulated Consumer Product | 11/28/2016 |  | 10/18/2017
Carrier Corp. - Syracuse | Bryant | 915SA30060S14* | Natural Gas | Induced Draft | True | False | 1 | True | Up |  | None | Condensing | Single-Stage |  | 0.5 | Standard |  | 60000 | 58000 |  |  | 48600 | 515 | 95.5 | 75 | [8 empty] | Federally-Regulated Consumer Product | 11/28/2016 |  | 10/18/2017
Carrier Corp. - Syracuse | Bryant | 915SA30060S14* | Natural Gas | Induced Draft | True | False | 1 | True | Horizontal |  | None | Condensing | Single-Stage |  | 0.5 | Standard |  | 60000 | 58000 |  |  | 48600 | 515 | 95.5 | 75 | [8 empty] | Federally-Regulated Consumer Product | 11/28/2016 |  | 10/18/2017
Carrier Corp. - Syracuse | Bryant | 915SA42060S17* | LPG | Induced Draft | True | False | 1 | True | Up |  | None | Condensing | Single-Stage |  | 0.5 | Standard |  | 60000 | 58000 |  |  | 48300 | 592 | 95.5 | 75 | [8 empty] | Federally-Regulated Consumer Product | 11/28/2016 |  | 10/18/2017
Carrier Corp. - Syracuse | Bryant | 915SA42060S17* | LPG | Induced Draft | True | False | 1 | True | Horizontal |  | None | Condensing | Single-Stage |  | 0.5 | Standard |  | 60000 | 58000 |  |  | 48300 | 592 | 95.5 | 75 | [8 empty] | Federally-Regulated Consumer Product | 11/28/2016 |  | 10/18/2017
Carrier Corp. - Syracuse | Bryant | 915SA42060S17* | Natural Gas | Induced Draft | True | False | 1 | True | Up |  | None | Condensing | Single-Stage |  | 0.5 | Standard |  | 60000 | 58000 |  |  | 48300 | 592 | 95.5 | 75 | [8 empty] | Federally-Regulated Consumer Product | 11/28/2016 |  | 10/18/2017
Carrier Corp. - Syracuse | Bryant | 915SA42060S17* | Natural Gas | Induced Draft | True | False | 1 | True | Horizontal |  | None | Condensing | Single-Stage |  | 0.5 | Standard |  | 60000 | 58000 |  |  | 48300 | 592 | 95.5 | 75 | [8 empty] | Federally-Regulated Consumer Product | 11/28/2016 |  | 10/18/2017
Carrier Corp. - Syracuse | Bryant | 915SA60080S21* | LPG | Induced Draft | True | False | 1 | True | Up |  | None | Condensing | Single-Stage |  | 0.75 | Standard |  | 80000 | 78000 |  |  | 80700 | 939 | 95.5 | 75 | [8 empty] | Federally-Regulated Consumer Product | 11/28/2016 |  | 10/18/2017
Carrier Corp. - Syracuse | Bryant | 915SA60080S21* | LPG | Induced Draft | True | False | 1 | True | Horizontal |  | None | Condensing | Single-Stage |  | 0.75 | Standard |  | 80000 | 78000 |  |  | 80700 | 939 | 95.5 | 75 | [8 empty] | Federally-Regulated Consumer Product | 11/28/2016 |  | 10/18/2017
Carrier Corp. - Syracuse | Bryant | 915SA60080S21* | Natural Gas | Induced Draft | True | False | 1 | True | Up |  | None | Condensing | Single-Stage |  | 0.75 | Standard |  | 80000 | 78000 |  |  | 80700 | 939 | 95.5 | 75 | [8 empty] | Federally-Regulated Consumer Product | 11/28/2016 |  | 10/18/2017
Carrier Corp. - Syracuse | Bryant | 915SA60080S21* | Natural Gas | Induced Draft | True | False | 1 | True | Horizontal |  | None | Condensing | Single-Stage |  | 0.75 | Standard |  | 80000 | 78000 |  |  | 80700 | 939 | 95.5 | 75 | [8 empty] | Federally-Regulated Consumer Product | 11/28/2016 |  | 10/18/2017
Carrier Corp. - Syracuse | Bryant | 915SA36040S17** | LPG | Induced Draft | True | False | 1 | True | Up |  | None | Condensing | Single-Stage |  | 0.5 | Standard |  | 40000 | 39000 |  |  | 32200 | 426 | 95.5 | 75 | [8 empty] | Federally-Regulated Consumer Product | 11/28/2016 |  | 10/18/2017
Carrier Corp. - Syracuse | Bryant | 915SA36040S17** | LPG | Induced Draft | True | False | 1 | True | Horizontal |  | None | Condensing | Single-Stage |  | 0.5 | Standard |  | 40000 | 39000 |  |  | 32200 | 426 | 95.5 | 75 | [8 empty] | Federally-Regulated Consumer Product | 11/28/2016 |  | 10/18/2017
Carrier Corp. - Syracuse | Bryant | 915SA36040S17** | Natural Gas | Induced Draft | True | False | 1 | True | Up |  | None | Condensing | Single-Stage |  | 0.5 | Standard |  | 40000 | 39000 |  |  | 32200 | 426 | 95.5 | 75 | [8 empty] | Federally-Regulated Consumer Product | 11/28/2016 |  | 10/18/2017
Carrier Corp. - Syracuse | Bryant | 915SA36040S17** | Natural Gas | Induced Draft | True | False | 1 | True | Horizontal |  | None | Condensing | Single-Stage |  | 0.5 | Standard |  | 40000 | 39000 |  |  | 32200 | 426 | 95.5 | 75 | [8 empty] | Federally-Regulated Consumer Product | 11/28/2016 |  | 10/18/2017
Carrier Corp. - Syracuse | Payne | PG95XAT60080C*D | LPG | Induced Draft | True | False | 1 | False | Down |  | None | Condensing | Two-Stage Modulating |  | 1 | Standard |  | 80000 | 76000 |  |  | 65500 | 261 | 95 | 78 | [8 empty] | Federally-Regulated Consumer Product | 08/16/2016 |  | 10/18/2017
Carrier Corp. - Syracuse | Payne | PG95XAT60080C*D | Natural Gas | Induced Draft | True | False | 1 | False | Down |  | None | Condensing | Two-Stage Modulating |  | 1 | Standard |  | 80000 | 76000 |  |  | 65500 | 261 | 95 | 78 | [8 empty] | Federally-Regulated Consumer Product | 08/16/2016 |  | 10/18/2017
Carrier Corp. - Syracuse | Payne | PG95XAT30040A*D | LPG | Induced Draft | True | False | 1 | False | Down |  | None | Condensing | Two-Stage Modulating |  | 0.5 | Standard |  | 40000 | 39000 |  |  | 32600 | 179 | 95 | 78 | [8 empty] | Federally-Regulated Consumer Product | 08/16/2016 |  | 10/18/2017
Carrier Corp. - Syracuse | Payne | PG95XAT30040A*D | Natural Gas | Induced Draft | True | False | 1 | False | Down |  | None | Condensing | Two-Stage Modulating |  | 0.5 | Standard |  | 40000 | 39000 |  |  | 32600 | 179 | 95 | 78 | [8 empty] | Federally-Regulated Consumer Product | 08/16/2016 |  | 10/18/2017
Carrier Corp. - Syracuse | Payne | PG95XAT36040B**D | LPG | Induced Draft | True | False | 1 | False | Down |  | None | Condensing | Two-Stage Modulating |  | 0.5 | Standard |  | 40000 | 39000 |  |  | 32900 | 151 | 94.4 | 78 | [8 empty] | Federally-Regulated Consumer Product | 08/16/2016 |  | 10/18/2017
Carrier Corp. - Syracuse | Payne | PG95XAT36040B**D | Natural Gas | Induced Draft | True | False | 1 | False | Down |  | None | Condensing | Two-Stage Modulating |  | 0.5 | Standard |  | 40000 | 39000 |  |  | 32900 | 151 | 94.4 | 78 | [8 empty] | Federally-Regulated Consumer Product | 08/16/2016 |  | 10/18/2017
Carrier Corp. - Syracuse | Payne | PG95XAT48080B*D | LPG | Induced Draft | True | False | 1 | False | Down |  | None | Condensing | Two-Stage Modulating |  | 0.75 | Standard |  | 80000 | 77000 |  |  | 80800 | 410 | 95 | 78 | [8 empty] | Federally-Regulated Consumer Product | 08/16/2016 |  | 10/18/2017
Carrier Corp. - Syracuse | Payne | PG95XAT48080B*D | Natural Gas | Induced Draft | True | False | 1 | False | Down |  | None | Condensing | Two-Stage Modulating |  | 0.75 | Standard |  | 80000 | 77000 |  |  | 80800 | 410 | 95 | 78 | [8 empty] | Federally-Regulated Consumer Product | 08/16/2016 |  | 10/18/2017
Carrier Corp. - Syracuse | Payne | PG95XAT66120D*D | LPG | Induced Draft | True | False | 1 | False | Down |  | None | Condensing | Two-Stage Modulating |  | 1 | Standard |  | 120000 | 116000 |  |  | 111300 | 628 | 95 | 78 | [8 empty] | Federally-Regulated Consumer Product | 08/16/2016 |  | 10/18/2017
Carrier Corp. - Syracuse | Payne | PG95XAT66120D*D | Natural Gas | Induced Draft | True | False | 1 | False | Down |  | None | Condensing | Two-Stage Modulating |  | 1 | Standard |  | 120000 | 116000 |  |  | 111300 | 628 | 95 | 78 | [8 empty] | Federally-Regulated Consumer Product | 08/16/2016 |  | 10/18/2017
Carrier Corp. - Syracuse | Payne | PG92SCS30040A* | LPG | Induced Draft | True | False | 1 | True | Up |  | None | Condensing | Single-Stage |  | 0.33 | Standard |  | 40000 | 37000 |  |  | 33700 | 341 | 92.1 | 75 | [8 empty] | Federally-Regulated Consumer Product | 11/28/2016 |  | 10/18/2017
Carrier Corp. - Syracuse | Payne | PG92SCS30040A* | LPG | Induced Draft | True | False | 1 | True | Down |  | None | Condensing | Single-Stage |  | 0.33 | Standard |  | 40000 | 37000 |  |  | 33700 | 341 | 92.1 | 75 | [8 empty] | Federally-Regulated Consumer Product | 11/28/2016 |  | 10/18/2017
Carrier Corp. - Syracuse | Payne | PG92SCS30040A* | LPG | Induced Draft | True | False | 1 | True | Horizontal |  | None | Condensing | Single-Stage |  | 0.33 | Standard |  | 40000 | 37000 |  |  | 33700 | 341 | 92.1 | 75 | [8 empty] | Federally-Regulated Consumer Product | 11/28/2016 |  | 10/18/2017
Carrier Corp. - Syracuse | Payne | PG92SCS30040A* | Natural Gas | Induced Draft | True | False | 1 | True | Up |  | None | Condensing | Single-Stage |  | 0.33 | Standard |  | 40000 | 37000 |  |  | 33700 | 341 | 92.1 | 75 | [8 empty] | Federally-Regulated Consumer Product | 11/28/2016 |  | 10/18/2017
Carrier Corp. - Syracuse | Payne | PG92SCS30040A* | Natural Gas | Induced Draft | True | False | 1 | True | Down |  | None | Condensing | Single-Stage |  | 0.33 | Standard |  | 40000 | 37000 |  |  | 33700 | 341 | 92.1 | 75 | [8 empty] | Federally-Regulated Consumer Product | 11/28/2016 |  | 10/18/2017
Carrier Corp. - Syracuse | Payne | PG92SCS30040A* | Natural Gas | Induced Draft | True | False | 1 | True | Horizontal |  | None | Condensing | Single-Stage |  | 0.33 | Standard |  | 40000 | 37000 |  |  | 33700 | 341 | 92.1 | 75 | [8 empty] | Federally-Regulated Consumer Product | 11/28/2016 |  | 10/18/2017
Carrier Corp. - Syracuse | Payne | PG92SCS48060B* | LPG | Induced Draft | True | False | 1 | True | Up |  | None | Condensing | Single-Stage |  | 0.5 | Standard |  | 60000 | 56000 |  |  | 50100 | 605 | 92.1 | 75 | [8 empty] | Federally-Regulated Consumer Product | 11/28/2016 |  | 10/18/2017
Carrier Corp. - Syracuse | Payne | PG92SCS48060B* | LPG | Induced Draft | True | False | 1 | True | Down |  | None | Condensing | Single-Stage |  | 0.5 | Standard |  | 60000 | 56000 |  |  | 50100 | 605 | 92.1 | 75 | [8 empty] | Federally-Regulated Consumer Product | 11/28/2016 |  | 10/18/2017
Carrier Corp. - Syracuse | Payne | PG92SCS48060B* | LPG | Induced Draft | True | False | 1 | True | Horizontal |  | None | Condensing | Single-Stage |  | 0.5 | Standard |  | 60000 | 56000 |  |  | 50100 | 605 | 92.1 | 75 | [8 empty] | Federally-Regulated Consumer Product | 11/28/2016 |  | 10/18/2017
Carrier Corp. - Syracuse | Payne | PG92SCS48060B* | Natural Gas | Induced Draft | True | False | 1 | True | Up |  | None | Condensing | Single-Stage |  | 0.5 | Standard |  | 60000 | 56000 |  |  | 50100 | 605 | 92.1 | 75 | [8 empty] | Federally-Regulated Consumer Product | 11/28/2016 |  | 10/18/2017
Carrier Corp. - Syracuse | Payne | PG92SCS48060B* | Natural Gas | Induced Draft | True | False | 1 | True | Down |  | None | Condensing | Single-Stage |  | 0.5 | Standard |  | 60000 | 56000 |  |  | 50100 | 605 | 92.1 | 75 | [8 empty] | Federally-Regulated Consumer Product | 11/28/2016 |  | 10/18/2017
Carrier Corp. - Syracuse | Payne | PG92SCS48060B* | Natural Gas | Induced Draft | True | False | 1 | True | Horizontal |  | None | Condensing | Single-Stage |  | 0.5 | Standard |  | 60000 | 56000 |  |  | 50100 | 605 | 92.1 | 75 | [8 empty] | Federally-Regulated Consumer Product | 11/28/2016 |  | 10/18/2017
Carrier Corp. - Syracuse | Payne | PG92SCS60080C* | LPG | Induced Draft | True | False | 1 | True | Up |  | None | Condensing | Single-Stage |  | 0.75 | Standard |  | 80000 | 75000 |  |  | 66900 | 775 | 92.1 | 75 | [8 empty] | Federally-Regulated Consumer Product | 11/28/2016 |  | 10/18/2017
Carrier Corp. - Syracuse | Payne | PG92SCS60080C* | LPG | Induced Draft | True | False | 1 | True | Down |  | None | Condensing | Single-Stage |  | 0.75 | Standard |  | 80000 | 75000 |  |  | 66900 | 775 | 92.1 | 75 | [8 empty] | Federally-Regulated Consumer Product | 11/28/2016 |  | 10/18/2017
Carrier Corp. - Syracuse | Payne | PG92SCS60080C* | LPG | Induced Draft | True | False | 1 | True | Horizontal |  | None | Condensing | Single-Stage |  | 0.75 | Standard |  | 80000 | 75000 |  |  | 66900 | 775 | 92.1 | 75 | [8 empty] | Federally-Regulated Consumer Product | 11/28/2016 |  | 10/18/2017
Carrier Corp. - Syracuse | Payne | PG92SCS60080C* | Natural Gas | Induced Draft | True | False | 1 | True | Up |  | None | Condensing | Single-Stage |  | 0.75 | Standard |  | 80000 | 75000 |  |  | 66900 | 775 | 92.1 | 75 | [8 empty] | Federally-Regulated Consumer Product | 11/28/2016 |  | 10/18/2017
Carrier Corp. - Syracuse | Payne | PG92SCS60080C* | Natural Gas | Induced Draft | True | False | 1 | True | Down |  | None | Condensing | Single-Stage |  | 0.75 | Standard |  | 80000 | 75000 |  |  | 66900 | 775 | 92.1 | 75 | [8 empty] | Federally-Regulated Consumer Product | 11/28/2016 |  | 10/18/2017
Carrier Corp. - Syracuse | Payne | PG92SCS60080C* | Natural Gas | Induced Draft | True | False | 1 | True | Horizontal |  | None | Condensing | Single-Stage |  | 0.75 | Standard |  | 80000 | 75000 |  |  | 66900 | 775 | 92.1 | 75 | [8 empty] | Federally-Regulated Consumer Product | 11/28/2016 |  | 10/18/2017
Carrier Corp. - Syracuse | Payne | PG92SCS60100C* | LPG | Induced Draft | True | False | 1 | True | Up |  | None | Condensing | Single-Stage |  | 0.75 | Standard |  | 100000 | 93000 |  |  | 84000 | 858 | 92.1 | 75 | [8 empty] | Federally-Regulated Consumer Product | 11/28/2016 |  | 10/18/2017
Carrier Corp. - Syracuse | Payne | PG92SCS60100C* | LPG | Induced Draft | True | False | 1 | True | Down |  | None | Condensing | Single-Stage |  | 0.75 | Standard |  | 100000 | 93000 |  |  | 84000 | 858 | 92.1 | 75 | [8 empty] | Federally-Regulated Consumer Product | 11/28/2016 |  | 10/18/2017
Carrier Corp. - Syracuse | Payne | PG92SCS60100C* | LPG | Induced Draft | True | False | 1 | True | Horizontal |  | None | Condensing | Single-Stage |  | 0.75 | Standard |  | 100000 | 93000 |  |  | 84000 | 858 | 92.1 | 75 | [8 empty] | Federally-Regulated Consumer Product | 11/28/2016 |  | 10/18/2017
Carrier Corp. - Syracuse | Payne | PG92SCS60100C* | Natural Gas | Induced Draft | True | False | 1 | True | Up |  | None | Condensing | Single-Stage |  | 0.75 | Standard |  | 100000 | 93000 |  |  | 84000 | 858 | 92.1 | 75 | [8 empty] | Federally-Regulated Consumer Product | 11/28/2016 |  | 10/18/2017
Carrier Corp. - Syracuse | Payne | PG92SCS60100C* | Natural Gas | Induced Draft | True | False | 1 | True | Down |  | None | Condensing | Single-Stage |  | 0.75 | Standard |  | 100000 | 93000 |  |  | 84000 | 858 | 92.1 | 75 | [8 empty] | Federally-Regulated Consumer Product | 11/28/2016 |  | 10/18/2017
Carrier Corp. - Syracuse | Payne | PG92SCS60100C* | Natural Gas | Induced Draft | True | False | 1 | True | Horizontal |  | None | Condensing | Single-Stage |  | 0.75 | Standard |  | 100000 | 93000 |  |  | 84000 | 858 | 92.1 | 75 | [8 empty] | Federally-Regulated Consumer Product | 11/28/2016 |  | 10/18/2017
Carrier Corp. - Syracuse | Payne | PG92SCS60120D* | LPG | Induced Draft | True | False | 1 | True | Up |  | None | Condensing | Single-Stage |  | 0.75 | Standard |  | 120000 | 112000 |  |  | 117500 | 1203 | 92.1 | 75 | [8 empty] | Federally-Regulated Consumer Product | 11/28/2016 |  | 10/18/2017
Carrier Corp. - Syracuse | Payne | PG92SCS60120D* | LPG | Induced Draft | True | False | 1 | True | Down |  | None | Condensing | Single-Stage |  | 0.75 | Standard |  | 120000 | 112000 |  |  | 117500 | 1203 | 92.1 | 75 | [8 empty] | Federally-Regulated Consumer Product | 11/28/2016 |  | 10/18/2017
Carrier Corp. - Syracuse | Payne | PG92SCS60120D* | LPG | Induced Draft | True | False | 1 | True | Horizontal |  | None | Condensing | Single-Stage |  | 0.75 | Standard |  | 120000 | 112000 |  |  | 117500 | 1203 | 92.1 | 75 | [8 empty] | Federally-Regulated Consumer Product | 11/28/2016 |  | 10/18/2017
Carrier Corp. - Syracuse | Payne | PG92SCS60120D* | Natural Gas | Induced Draft | True | False | 1 | True | Up |  | None | Condensing | Single-Stage |  | 0.75 | Standard |  | 120000 | 112000 |  |  | 117500 | 1203 | 92.1 | 75 | [8 empty] | Federally-Regulated Consumer Product | 11/28/2016 |  | 10/18/2017
Carrier Corp. - Syracuse | Payne | PG92SCS60120D* | Natural Gas | Induced Draft | True | False | 1 | True | Down |  | None | Condensing | Single-Stage |  | 0.75 | Standard |  | 120000 | 112000 |  |  | 117500 | 1203 | 92.1 | 75 | [8 empty] | Federally-Regulated Consumer Product | 11/28/2016 |  | 10/18/2017
Carrier Corp. - Syracuse | Payne | PG92SCS60120D* | Natural Gas | Induced Draft | True | False | 1 | True | Horizontal |  | None | Condensing | Single-Stage |  | 0.75 | Standard |  | 120000 | 112000 |  |  | 117500 | 1203 | 92.1 | 75 | [8 empty] | Federally-Regulated Consumer Product | 11/28/2016 |  | 10/18/2017
Carrier Corp. - Syracuse | Payne | PG95SAS48080B* | LPG | Induced Draft | True | False | 1 | True | Up |  | None | Condensing | Single-Stage |  | 0.75 | Standard |  | 80000 | 78000 |  |  | 80800 | 903 | 95.5 | 75 | [8 empty] | Federally-Regulated Consumer Product | 11/28/2016 |  | 10/18/2017
Carrier Corp. - Syracuse | Payne | PG95SAS48080B* | LPG | Induced Draft | True | False | 1 | True | Horizontal |  | None | Condensing | Single-Stage |  | 0.75 | Standard |  | 80000 | 78000 |  |  | 80800 | 903 | 95.5 | 75 | [8 empty] | Federally-Regulated Consumer Product | 11/28/2016 |  | 10/18/2017
Carrier Corp. - Syracuse | Payne | PG95SAS48080B* | Natural Gas | Induced Draft | True | False | 1 | True | Up |  | None | Condensing | Single-Stage |  | 0.75 | Standard |  | 80000 | 78000 |  |  | 80800 | 903 | 95.5 | 75 | [8 empty] | Federally-Regulated Consumer Product | 11/28/2016 |  | 10/18/2017
Carrier Corp. - Syracuse | Payne | PG95SAS48080B* | Natural Gas | Induced Draft | True | False | 1 | True | Horizontal |  | None | Condensing | Single-Stage |  | 0.75 | Standard |  | 80000 | 78000 |  |  | 80800 | 903 | 95.5 | 75 | [8 empty] | Federally-Regulated Consumer Product | 11/28/2016 |  | 10/18/2017
Carrier Corp. - Syracuse | Payne | PG95SAS42100C* | LPG | Induced Draft | True | False | 1 | True | Up |  | None | Condensing | Single-Stage |  | 0.75 | Standard |  | 100000 | 97000 |  |  | 96700 | 1162 | 95.5 | 75 | [8 empty] | Federally-Regulated Consumer Product | 11/28/2016 |  | 10/18/2017
Carrier Corp. - Syracuse | Payne | PG95SAS42100C* | LPG | Induced Draft | True | False | 1 | True | Horizontal |  | None | Condensing | Single-Stage |  | 0.75 | Standard |  | 100000 | 97000 |  |  | 96700 | 1162 | 95.5 | 75 | [8 empty] | Federally-Regulated Consumer Product | 11/28/2016 |  | 10/18/2017
Carrier Corp. - Syracuse | Payne | PG95SAS42100C* | Natural Gas | Induced Draft | True | False | 1 | True | Up |  | None | Condensing | Single-Stage |  | 0.75 | Standard |  | 100000 | 97000 |  |  | 96700 | 1162 | 95.5 | 75 | [8 empty] | Federally-Regulated Consumer Product | 11/28/2016 |  | 10/18/2017
Carrier Corp. - Syracuse | Payne | PG95SAS42100C* | Natural Gas | Induced Draft | True | False | 1 | True | Horizontal |  | None | Condensing | Single-Stage |  | 0.75 | Standard |  | 100000 | 97000 |  |  | 96700 | 1162 | 95.5 | 75 | [8 empty] | Federally-Regulated Consumer Product | 11/28/2016 |  | 10/18/2017
Carrier Corp. - Syracuse | Payne | PG95SAS60100C* | LPG | Induced Draft | True | False | 1 | True | Up |  | None | Condensing | Single-Stage |  | 0.75 | Standard |  | 100000 | 97000 |  |  | 96700 | 1155 | 95.5 | 75 | [8 empty] | Federally-Regulated Consumer Product | 11/28/2016 |  | 10/18/2017
Carrier Corp. - Syracuse | Payne | PG95SAS60100C* | LPG | Induced Draft | True | False | 1 | True | Horizontal |  | None | Condensing | Single-Stage |  | 0.75 | Standard |  | 100000 | 97000 |  |  | 96700 | 1155 | 95.5 | 75 | [8 empty] | Federally-Regulated Consumer Product | 11/28/2016 |  | 10/18/2017
Carrier Corp. - Syracuse | Payne | PG95SAS60100C* | Natural Gas | Induced Draft | True | False | 1 | True | Up |  | None | Condensing | Single-Stage |  | 0.75 | Standard |  | 100000 | 97000 |  |  | 96700 | 1155 | 95.5 | 75 | [8 empty] | Federally-Regulated Consumer Product | 11/28/2016 |  | 10/18/2017
Carrier Corp. - Syracuse | Payne | PG95SAS60100C* | Natural Gas | Induced Draft | True | False | 1 | True | Horizontal |  | None | Condensing | Single-Stage |  | 0.75 | Standard |  | 100000 | 97000 |  |  | 96700 | 1155 | 95.5 | 75 | [8 empty] | Federally-Regulated Consumer Product | 11/28/2016 |  | 10/18/2017
Carrier Corp. - Syracuse | Payne | PG95SAS30040A**D | LPG | Induced Draft | True | False | 1 | True | Down |  | None | Condensing | Single-Stage |  | 0.5 | Standard |  | 40000 | 39000 |  |  | 32500 | 377 | 95 | 75 | [8 empty] | Federally-Regulated Consumer Product | 11/28/2016 |  | 10/18/2017
Carrier Corp. - Syracuse | Payne | PG95SAS30040A**D | Natural Gas | Induced Draft | True | False | 1 | True | Down |  | None | Condensing | Single-Stage |  | 0.5 | Standard |  | 40000 | 39000 |  |  | 32500 | 377 | 95 | 75 | [8 empty] | Federally-Regulated Consumer Product | 11/28/2016 |  | 10/18/2017
Carrier Corp. - Syracuse | Payne | PG95SAS42060B**D | LPG | Induced Draft | True | False | 1 | True | Down |  | None | Condensing | Single-Stage |  | 0.5 | Standard |  | 60000 | 58000 |  |  | 48600 | 598 | 95 | 75 | [8 empty] | Federally-Regulated Consumer Product | 11/28/2016 |  | 10/18/2017
Carrier Corp. - Syracuse | Payne | PG95SAS42060B**D | Natural Gas | Induced Draft | True | False | 1 | True | Down |  | None | Condensing | Single-Stage |  | 0.5 | Standard |  | 60000 | 58000 |  |  | 48600 | 598 | 95 | 75 | [8 empty] | Federally-Regulated Consumer Product | 11/28/2016 |  | 10/18/2017
Carrier Corp. - Syracuse | Payne | PG95SAS48080B**D | LPG | Induced Draft | True | False | 1 | True | Down |  | None | Condensing | Single-Stage |  | 0.75 | Standard |  | 80000 | 77000 |  |  | 81300 | 913 | 95 | 75 | [8 empty] | Federally-Regulated Consumer Product | 11/28/2016 |  | 10/18/2017
Carrier Corp. - Syracuse | Payne | PG95SAS48080B**D | Natural Gas | Induced Draft | True | False | 1 | True | Down |  | None | Condensing | Single-Stage |  | 0.75 | Standard |  | 80000 | 77000 |  |  | 81300 | 913 | 95 | 75 | [8 empty] | Federally-Regulated Consumer Product | 11/28/2016 |  | 10/18/2017
Carrier Corp. - Syracuse | Payne | PG95SAS42100C**D | LPG | Induced Draft | True | False | 1 | True | Down |  | None | Condensing | Single-Stage |  | 0.75 | Standard |  | 100000 | 96000 |  |  | 97200 | 1184 | 95 | 75 | [8 empty] | Federally-Regulated Consumer Product | 11/28/2016 |  | 10/18/2017
Carrier Corp. - Syracuse | Payne | PG95SAS42100C**D | Natural Gas | Induced Draft | True | False | 1 | True | Down |  | None | Condensing | Single-Stage |  | 0.75 | Standard |  | 100000 | 96000 |  |  | 97200 | 1184 | 95 | 75 | [8 empty] | Federally-Regulated Consumer Product | 11/28/2016 |  | 10/18/2017
Carrier Corp. - Syracuse | Payne | PG95SAS60100C**D | LPG | Induced Draft | True | False | 1 | True | Down |  | None | Condensing | Single-Stage |  | 0.75 | Standard |  | 100000 | 96000 |  |  | 97200 | 1176 | 95 | 75 | [8 empty] | Federally-Regulated Consumer Product | 11/28/2016 |  | 10/18/2017
Carrier Corp. - Syracuse | Payne | PG95SAS60100C**D | Natural Gas | Induced Draft | True | False | 1 | True | Down |  | None | Condensing | Single-Stage |  | 0.75 | Standard |  | 100000 | 96000 |  |  | 97200 | 1176 | 95 | 75 | [8 empty] | Federally-Regulated Consumer Product | 11/28/2016 |  | 10/18/2017
Carrier Corp. - Syracuse | Payne | PG95SAS30040A* | LPG | Induced Draft | True | False | 1 | True | Up |  | None | Condensing | Single-Stage |  | 0.5 | Standard |  | 40000 | 39000 |  |  | 32300 | 373 | 95.5 | 75 | [8 empty] | Federally-Regulated Consumer Product | 11/28/2016 |  | 10/18/2017
Carrier Corp. - Syracuse | Payne | PG95SAS30040A* | LPG | Induced Draft | True | False | 1 | True | Horizontal |  | None | Condensing | Single-Stage |  | 0.5 | Standard |  | 40000 | 39000 |  |  | 32300 | 373 | 95.5 | 75 | [8 empty] | Federally-Regulated Consumer Product | 11/28/2016 |  | 10/18/2017
Carrier Corp. - Syracuse | Payne | PG95SAS30040A* | Natural Gas | Induced Draft | True | False | 1 | True | Up |  | None | Condensing | Single-Stage |  | 0.5 | Standard |  | 40000 | 39000 |  |  | 32300 | 373 | 95.5 | 75 | [8 empty] | Federally-Regulated Consumer Product | 11/28/2016 |  | 10/18/2017
Carrier Corp. - Syracuse | Payne | PG95SAS30040A* | Natural Gas | Induced Draft | True | False | 1 | True | Horizontal |  | None | Condensing | Single-Stage |  | 0.5 | Standard |  | 40000 | 39000 |  |  | 32300 | 373 | 95.5 | 75 | [8 empty] | Federally-Regulated Consumer Product | 11/28/2016 |  | 10/18/2017
Carrier Corp. - Syracuse | Payne | PG95SAS42060B* | LPG | Induced Draft | True | False | 1 | True | Up |  | None | Condensing | Single-Stage |  | 0.5 | Standard |  | 60000 | 58000 |  |  | 48300 | 592 | 95.5 | 75 | [8 empty] | Federally-Regulated Consumer Product | 11/28/2016 |  | 10/18/2017
Carrier Corp. - Syracuse | Payne | PG95SAS42060B* | LPG | Induced Draft | True | False | 1 | True | Horizontal |  | None | Condensing | Single-Stage |  | 0.5 | Standard |  | 60000 | 58000 |  |  | 48300 | 592 | 95.5 | 75 | [8 empty] | Federally-Regulated Consumer Product | 11/28/2016 |  | 10/18/2017
Carrier Corp. - Syracuse | Payne | PG95SAS42060B* | Natural Gas | Induced Draft | True | False | 1 | True | Up |  | None | Condensing | Single-Stage |  | 0.5 | Standard |  | 60000 | 58000 |  |  | 48300 | 592 | 95.5 | 75 | [8 empty] | Federally-Regulated Consumer Product | 11/28/2016 |  | 10/18/2017
Carrier Corp. - Syracuse | Payne | PG95SAS42060B* | Natural Gas | Induced Draft | True | False | 1 | True | Horizontal |  | None | Condensing | Single-Stage |  | 0.5 | Standard |  | 60000 | 58000 |  |  | 48300 | 592 | 95.5 | 75 | [8 empty] | Federally-Regulated Consumer Product | 11/28/2016 |  | 10/18/2017
Carrier Corp. - Syracuse | Payne | PG95SAS60080C* | LPG | Induced Draft | True | False | 1 | True | Up |  | None | Condensing | Single-Stage |  | 0.75 | Standard |  | 80000 | 78000 |  |  | 80700 | 939 | 95.5 | 75 | [8 empty] | Federally-Regulated Consumer Product | 11/28/2016 |  | 10/18/2017
Carrier Corp. - Syracuse | Payne | PG95SAS60080C* | LPG | Induced Draft | True | False | 1 | True | Horizontal |  | None | Condensing | Single-Stage |  | 0.75 | Standard |  | 80000 | 78000 |  |  | 80700 | 939 | 95.5 | 75 | [8 empty] | Federally-Regulated Consumer Product | 11/28/2016 |  | 10/18/2017
Carrier Corp. - Syracuse | Payne | PG95SAS60080C* | Natural Gas | Induced Draft | True | False | 1 | True | Up |  | None | Condensing | Single-Stage |  | 0.75 | Standard |  | 80000 | 78000 |  |  | 80700 | 939 | 95.5 | 75 | [8 empty] | Federally-Regulated Consumer Product | 11/28/2016 |  | 10/18/2017
Carrier Corp. - Syracuse | Payne | PG95SAS60080C* | Natural Gas | Induced Draft | True | False | 1 | True | Horizontal |  | None | Condensing | Single-Stage |  | 0.75 | Standard |  | 80000 | 78000 |  |  | 80700 | 939 | 95.5 | 75 | [8 empty] | Federally-Regulated Consumer Product | 11/28/2016 |  | 10/18/2017
Carrier Corp. - Syracuse | Payne | PG95XAT60100C*D | LPG | Induced Draft | True | False | 1 | False | Down |  | None | Condensing | Two-Stage Modulating |  | 1 | Standard |  | 100000 | 96000 |  |  | 97400 | 405 | 95 | 78 | [8 empty] | Federally-Regulated Consumer Product | 08/16/2016 |  | 10/18/2017
Carrier Corp. - Syracuse | Payne | PG95XAT60100C*D | Natural Gas | Induced Draft | True | False | 1 | False | Down |  | None | Condensing | Two-Stage Modulating |  | 1 | Standard |  | 100000 | 96000 |  |  | 97400 | 405 | 95 | 78 | [8 empty] | Federally-Regulated Consumer Product | 08/16/2016 |  | 10/18/2017
Carrier Corp. - Syracuse | Payne | PG95XAT36060A**D | LPG | Induced Draft | True | False | 1 | False | Down |  | None | Condensing | Two-Stage Modulating |  | 0.5 | Standard |  | 60000 | 58000 |  |  | 48500 | 255 | 95 | 78 | [8 empty] | Federally-Regulated Consumer Product | 08/16/2016 |  | 10/18/2017
Carrier Corp. - Syracuse | Payne | PG95XAT36060A**D | Natural Gas | Induced Draft | True | False | 1 | False | Down |  | None | Condensing | Two-Stage Modulating |  | 0.5 | Standard |  | 60000 | 58000 |  |  | 48500 | 255 | 95 | 78 | [8 empty] | Federally-Regulated Consumer Product | 08/16/2016 |  | 10/18/2017
Carrier Corp. - Syracuse | Payne | PG95SAS60120D* | LPG | Induced Draft | True | False | 1 | True | Up |  | None | Condensing | Single-Stage |  | 0.75 | Standard |  | 120000 | 117000 |  |  | 112800 | 1336 | 95.5 | 75 | [8 empty] | Federally-Regulated Consumer Product | 11/28/2016 |  | 10/18/2017
Carrier Corp. - Syracuse | Payne | PG95SAS60120D* | LPG | Induced Draft | True | False | 1 | True | Horizontal |  | None | Condensing | Single-Stage |  | 0.75 | Standard |  | 120000 | 117000 |  |  | 112800 | 1336 | 95.5 | 75 | [8 empty] | Federally-Regulated Consumer Product | 11/28/2016 |  | 10/18/2017
Carrier Corp. - Syracuse | Payne | PG95SAS60120D* | Natural Gas | Induced Draft | True | False | 1 | True | Up |  | None | Condensing | Single-Stage |  | 0.75 | Standard |  | 120000 | 117000 |  |  | 112800 | 1336 | 95.5 | 75 | [8 empty] | Federally-Regulated Consumer Product | 11/28/2016 |  | 10/18/2017
Carrier Corp. - Syracuse | Payne | PG95SAS60120D* | Natural Gas | Induced Draft | True | False | 1 | True | Horizontal |  | None | Condensing | Single-Stage |  | 0.75 | Standard |  | 120000 | 117000 |  |  | 112800 | 1336 | 95.5 | 75 | [8 empty] | Federally-Regulated Consumer Product | 11/28/2016 |  | 10/18/2017
Carrier Corp. - Syracuse | Payne | PG95SAS60080C**D | LPG | Induced Draft | True | False | 1 | True | Down |  | None | Condensing | Single-Stage |  | 0.75 | Standard |  | 80000 | 78000 |  |  | 81100 | 948 | 95 | 75 | [8 empty] | Federally-Regulated Consumer Product | 11/28/2016 |  | 10/18/2017
Carrier Corp. - Syracuse | Payne | PG95SAS60080C**D | Natural Gas | Induced Draft | True | False | 1 | True | Down |  | None | Condensing | Single-Stage |  | 0.75 | Standard |  | 80000 | 78000 |  |  | 81100 | 948 | 95 | 75 | [8 empty] | Federally-Regulated Consumer Product | 11/28/2016 |  | 10/18/2017
Carrier Corp. - Syracuse | Payne | PG8MAA066135 | LPG | Induced Draft | True | False | 1 | False | Up |  | None | Non-Condensing | Single-Stage |  | 0.75 | Standard |  | 132000 | 107000 |  |  | 114600 | 1340 | 80 | 78 | [8 empty] | Federally-Regulated Consumer Product | 05/31/2016 |  | 10/18/2017
Carrier Corp. - Syracuse | Payne | PG8MAA066135 | LPG | Induced Draft | True | False | 1 | False | Down |  | None | Non-Condensing | Single-Stage |  | 0.75 | Standard |  | 132000 | 107000 |  |  | 114600 | 1340 | 80 | 78 | [8 empty] | Federally-Regulated Consumer Product | 05/31/2016 |  | 10/18/2017
Carrier Corp. - Syracuse | Payne | PG8MAA066135 | LPG | Induced Draft | True | False | 1 | False | Horizontal |  | None | Non-Condensing | Single-Stage |  | 0.75 | Standard |  | 132000 | 107000 |  |  | 114600 | 1340 | 80 | 78 | [8 empty] | Federally-Regulated Consumer Product | 05/31/2016 |  | 10/18/2017
Carrier Corp. - Syracuse | Payne | PG8MAA066135 | Natural Gas | Induced Draft | True | False | 1 | False | Up |  | None | Non-Condensing | Single-Stage |  | 0.75 | Standard |  | 132000 | 107000 |  |  | 114600 | 1340 | 80 | 78 | [8 empty] | Federally-Regulated Consumer Product | 05/31/2016 |  | 10/18/2017
Carrier Corp. - Syracuse | Payne | PG8MAA066135 | Natural Gas | Induced Draft | True | False | 1 | False | Down |  | None | Non-Condensing | Single-Stage |  | 0.75 | Standard |  | 132000 | 107000 |  |  | 114600 | 1340 | 80 | 78 | [8 empty] | Federally-Regulated Consumer Product | 05/31/2016 |  | 10/18/2017
Carrier Corp. - Syracuse | Payne | PG8MAA066135 | Natural Gas | Induced Draft | True | False | 1 | False | Horizontal |  | None | Non-Condensing | Single-Stage |  | 0.75 | Standard |  | 132000 | 107000 |  |  | 114600 | 1340 | 80 | 78 | [8 empty] | Federally-Regulated Consumer Product | 05/31/2016 |  | 10/18/2017
Carrier Corp. - Syracuse | Payne | PG8JAA066135 | LPG | Induced Draft | True | False | 1 | False | Up |  | None | Non-Condensing | Single-Stage |  | 0.75 | Standard |  | 132000 | 107000 |  |  | 114600 | 1340 | 80 | 78 | [8 empty] | Federally-Regulated Consumer Product | 05/31/2016 |  | 10/18/2017
Carrier Corp. - Syracuse | Payne | PG8JAA066135 | Natural Gas | Induced Draft | True | False | 1 | False | Up |  | None | Non-Condensing | Single-Stage |  | 0.75 | Standard |  | 132000 | 107000 |  |  | 114600 | 1340 | 80 | 78 | [8 empty] | Federally-Regulated Consumer Product | 05/31/2016 |  | 10/18/2017
Carrier Corp. - Syracuse | Payne | PG8JAA066135* | LPG | Induced Draft | True | False | 1 | False | Down |  | None | Non-Condensing | Single-Stage |  | 0.75 | Standard |  | 126000 | 102000 |  |  | 114300 | 1403 | 80 | 78 | [8 empty] | Federally-Regulated Consumer Product | 05/31/2016 |  | 10/18/2017
Carrier Corp. - Syracuse | Payne | PG8JAA066135* | LPG | Induced Draft | True | False | 1 | False | Horizontal |  | None | Non-Condensing | Single-Stage |  | 0.75 | Standard |  | 126000 | 102000 |  |  | 114300 | 1403 | 80 | 78 | [8 empty] | Federally-Regulated Consumer Product | 05/31/2016 |  | 10/18/2017
Carrier Corp. - Syracuse | Payne | PG8JAA066135* | Natural Gas | Induced Draft | True | False | 1 | False | Down |  | None | Non-Condensing | Single-Stage |  | 0.75 | Standard |  | 126000 | 102000 |  |  | 114300 | 1403 | 80 | 78 | [8 empty] | Federally-Regulated Consumer Product | 05/31/2016 |  | 10/18/2017
Carrier Corp. - Syracuse | Payne | PG8JAA066135* | Natural Gas | Induced Draft | True | False | 1 | False | Horizontal |  | None | Non-Condensing | Single-Stage |  | 0.75 | Standard |  | 126000 | 102000 |  |  | 114300 | 1403 | 80 | 78 | [8 empty] | Federally-Regulated Consumer Product | 05/31/2016 |  | 10/18/2017
Trane U.S. Inc. | Trane | TUH1B040A9241A* | LPG | Induced Draft | True | False | 1 | False | Up |  | None | Condensing | Single-Stage |  | 0.2 | Standard |  | 40000 | 38000 |  |  | 34100 | 321 | 95 | 78 | [8 empty] | Federally-Regulated Consumer Product | 09/18/2017 |  | 10/18/2017
Trane U.S. Inc. | Trane | TUH1B040A9241A* | LPG | Induced Draft | True | False | 1 | False | Horizontal |  | None | Condensing | Single-Stage |  | 0.2 | Standard |  | 40000 | 38000 |  |  | 34100 | 321 | 95 | 78 | [8 empty] | Federally-Regulated Consumer Product | 09/18/2017 |  | 10/18/2017
Trane U.S. Inc. | Trane | TUH1B040A9241A* | Natural Gas | Induced Draft | True | False | 1 | False | Up |  | None | Condensing | Single-Stage |  | 0.2 | Standard |  | 40000 | 38000 |  |  | 34100 | 321 | 95 | 78 | [8 empty] | Federally-Regulated Consumer Product | 09/18/2017 |  | 10/18/2017
Trane U.S. Inc. | Trane | TUH1B040A9241A* | Natural Gas | Induced Draft | True | False | 1 | False | Horizontal |  | None | Condensing | Single-Stage |  | 0.2 | Standard |  | 40000 | 38000 |  |  | 34100 | 321 | 95 | 78 | [8 empty] | Federally-Regulated Consumer Product | 09/18/2017 |  | 10/18/2017
Trane U.S. Inc. | Trane | TUH1C100A9481A* | LPG | Induced Draft | True | False | 1 | False | Up |  | None | Condensing | Single-Stage |  | 0.5 | Standard |  | 97000 | 92000 |  |  | 97600 | 826 | 95 | 78 | [8 empty] | Federally-Regulated Consumer Product | 09/18/2017 |  | 10/18/2017
Trane U.S. Inc. | Trane | TUH1C100A9481A* | LPG | Induced Draft | True | False | 1 | False | Horizontal |  | None | Condensing | Single-Stage |  | 0.5 | Standard |  | 97000 | 92000 |  |  | 97600 | 826 | 95 | 78 | [8 empty] | Federally-Regulated Consumer Product | 09/18/2017 |  | 10/18/2017
Trane U.S. Inc. | Trane | TUH1C100A9481A* | Natural Gas | Induced Draft | True | False | 1 | False | Up |  | None | Condensing | Single-Stage |  | 0.5 | Standard |  | 97000 | 92000 |  |  | 97600 | 826 | 95 | 78 | [8 empty] | Federally-Regulated Consumer Product | 09/18/2017 |  | 10/18/2017
Trane U.S. Inc. | Trane | TUH1C100A9481A* | Natural Gas | Induced Draft | True | False | 1 | False | Horizontal |  | None | Condensing | Single-Stage |  | 0.5 | Standard |  | 97000 | 92000 |  |  | 97600 | 826 | 95 | 78 | [8 empty] | Federally-Regulated Consumer Product | 09/18/2017 |  | 10/18/2017
Trane U.S. Inc. | Trane | TUH1B060A9361A* | LPG | Induced Draft | True | False | 1 | False | Up |  | None | Condensing | Single-Stage |  | 0.33 | Standard |  | 60000 | 57000 |  |  | 48300 | 600 | 95 | 78 | [8 empty] | Federally-Regulated Consumer Product | 09/18/2017 |  | 10/18/2017
Trane U.S. Inc. | Trane | TUH1B060A9361A* | LPG | Induced Draft | True | False | 1 | False | Horizontal |  | None | Condensing | Single-Stage |  | 0.33 | Standard |  | 60000 | 57000 |  |  | 48300 | 600 | 95 | 78 | [8 empty] | Federally-Regulated Consumer Product | 09/18/2017 |  | 10/18/2017
Trane U.S. Inc. | Trane | TUH1B060A9361A* | Natural Gas | Induced Draft | True | False | 1 | False | Up |  | None | Condensing | Single-Stage |  | 0.33 | Standard |  | 60000 | 57000 |  |  | 48300 | 600 | 95 | 78 | [8 empty] | Federally-Regulated Consumer Product | 09/18/2017 |  | 10/18/2017
Trane U.S. Inc. | Trane | TUH1B060A9361A* | Natural Gas | Induced Draft | True | False | 1 | False | Horizontal |  | None | Condensing | Single-Stage |  | 0.33 | Standard |  | 60000 | 57000 |  |  | 48300 | 600 | 95 | 78 | [8 empty] | Federally-Regulated Consumer Product | 09/18/2017 |  | 10/18/2017
Trane U.S. Inc. | Trane | TUH1D120A9601A* | LPG | Induced Draft | True | False | 1 | False | Up |  | None | Condensing | Single-Stage |  | 0.75 | Standard |  | 110000 | 105000 |  |  | 96000 | 1346 | 95 | 78 | [8 empty] | Federally-Regulated Consumer Product | 09/18/2017 |  | 10/18/2017
Trane U.S. Inc. | Trane | TUH1D120A9601A* | LPG | Induced Draft | True | False | 1 | False | Horizontal |  | None | Condensing | Single-Stage |  | 0.75 | Standard |  | 110000 | 105000 |  |  | 96000 | 1346 | 95 | 78 | [8 empty] | Federally-Regulated Consumer Product | 09/18/2017 |  | 10/18/2017
Trane U.S. Inc. | Trane | TUH1D120A9601A* | Natural Gas | Induced Draft | True | False | 1 | False | Up |  | None | Condensing | Single-Stage |  | 0.75 | Standard |  | 110000 | 105000 |  |  | 96000 | 1346 | 95 | 78 | [8 empty] | Federally-Regulated Consumer Product | 09/18/2017 |  | 10/18/2017
Trane U.S. Inc. | Trane | TUH1D120A9601A* | Natural Gas | Induced Draft | True | False | 1 | False | Horizontal |  | None | Condensing | Single-Stage |  | 0.75 | Standard |  | 110000 | 105000 |  |  | 96000 | 1346 | 95 | 78 | [8 empty] | Federally-Regulated Consumer Product | 09/18/2017 |  | 10/18/2017
Trane U.S. Inc. | Trane | TUH1D100A9601A* | LPG | Induced Draft | True | False | 1 | False | Up |  | None | Condensing | Single-Stage |  | 0.75 | Standard |  | 97000 | 92000 |  |  | 80400 | 1014 | 95 | 78 | [8 empty] | Federally-Regulated Consumer Product | 09/18/2017 |  | 10/18/2017
Trane U.S. Inc. | Trane | TUH1D100A9601A* | LPG | Induced Draft | True | False | 1 | False | Horizontal |  | None | Condensing | Single-Stage |  | 0.75 | Standard |  | 97000 | 92000 |  |  | 80400 | 1014 | 95 | 78 | [8 empty] | Federally-Regulated Consumer Product | 09/18/2017 |  | 10/18/2017
Trane U.S. Inc. | Trane | TUH1D100A9601A* | Natural Gas | Induced Draft | True | False | 1 | False | Up |  | None | Condensing | Single-Stage |  | 0.75 | Standard |  | 97000 | 92000 |  |  | 80400 | 1014 | 95 | 78 | [8 empty] | Federally-Regulated Consumer Product | 09/18/2017 |  | 10/18/2017
Trane U.S. Inc. | Trane | TUH1D100A9601A* | Natural Gas | Induced Draft | True | False | 1 | False | Horizontal |  | None | Condensing | Single-Stage |  | 0.75 | Standard |  | 97000 | 92000 |  |  | 80400 | 1014 | 95 | 78 | [8 empty] | Federally-Regulated Consumer Product | 09/18/2017 |  | 10/18/2017
Trane U.S. Inc. | Trane | TUH1C080A9601A* | LPG | Induced Draft | True | False | 1 | False | Up |  | None | Condensing | Single-Stage |  | 0.75 | Standard |  | 80000 | 76000 |  |  | 79700 | 1037 | 95 | 78 | [8 empty] | Federally-Regulated Consumer Product | 09/18/2017 |  | 10/18/2017
Trane U.S. Inc. | Trane | TUH1C080A9601A* | LPG | Induced Draft | True | False | 1 | False | Horizontal |  | None | Condensing | Single-Stage |  | 0.75 | Standard |  | 80000 | 76000 |  |  | 79700 | 1037 | 95 | 78 | [8 empty] | Federally-Regulated Consumer Product | 09/18/2017 |  | 10/18/2017
Trane U.S. Inc. | Trane | TUH1C080A9601A* | Natural Gas | Induced Draft | True | False | 1 | False | Up |  | None | Condensing | Single-Stage |  | 0.75 | Standard |  | 80000 | 76000 |  |  | 79700 | 1037 | 95 | 78 | [8 empty] | Federally-Regulated Consumer Product | 09/18/2017 |  | 10/18/2017
Trane U.S. Inc. | Trane | TUH1C080A9601A* | Natural Gas | Induced Draft | True | False | 1 | False | Horizontal |  | None | Condensing | Single-Stage |  | 0.75 | Standard |  | 80000 | 76000 |  |  | 79700 | 1037 | 95 | 78 | [8 empty] | Federally-Regulated Consumer Product | 09/18/2017 |  | 10/18/2017
Trane U.S. Inc. | Trane | TDH1B040A9241A* | LPG | Induced Draft | True | False | 1 | False | Down |  | None | Condensing | Single-Stage |  | 0.2 | Standard |  | 40000 | 38000 |  |  | 40200 | 355 | 95 | 78 | [8 empty] | Federally-Regulated Consumer Product | 09/18/2017 |  | 10/18/2017
Trane U.S. Inc. | Trane | TDH1B040A9241A* | LPG | Induced Draft | True | False | 1 | False | Horizontal |  | None | Condensing | Single-Stage |  | 0.2 | Standard |  | 40000 | 38000 |  |  | 40200 | 355 | 95 | 78 | [8 empty] | Federally-Regulated Consumer Product | 09/18/2017 |  | 10/18/2017
Trane U.S. Inc. | Trane | TDH1B040A9241A* | Natural Gas | Induced Draft | True | False | 1 | False | Down |  | None | Condensing | Single-Stage |  | 0.2 | Standard |  | 40000 | 38000 |  |  | 40200 | 355 | 95 | 78 | [8 empty] | Federally-Regulated Consumer Product | 09/18/2017 |  | 10/18/2017
Trane U.S. Inc. | Trane | TDH1B040A9241A* | Natural Gas | Induced Draft | True | False | 1 | False | Horizontal |  | None | Condensing | Single-Stage |  | 0.2 | Standard |  | 40000 | 38000 |  |  | 40200 | 355 | 95 | 78 | [8 empty] | Federally-Regulated Consumer Product | 09/18/2017 |  | 10/18/2017
Trane U.S. Inc. | Trane | TDH1B065A9421A* | LPG | Induced Draft | True | False | 1 | False | Down |  | None | Condensing | Single-Stage |  | 0.5 | Standard |  | 60000 | 57000 |  |  | 72900 | 753 | 95 | 78 | [8 empty] | Federally-Regulated Consumer Product | 09/18/2017 |  | 10/18/2017
Trane U.S. Inc. | Trane | TDH1B065A9421A* | LPG | Induced Draft | True | False | 1 | False | Horizontal |  | None | Condensing | Single-Stage |  | 0.5 | Standard |  | 60000 | 57000 |  |  | 72900 | 753 | 95 | 78 | [8 empty] | Federally-Regulated Consumer Product | 09/18/2017 |  | 10/18/2017
Trane U.S. Inc. | Trane | TDH1B065A9421A* | Natural Gas | Induced Draft | True | False | 1 | False | Down |  | None | Condensing | Single-Stage |  | 0.5 | Standard |  | 60000 | 57000 |  |  | 72900 | 753 | 95 | 78 | [8 empty] | Federally-Regulated Consumer Product | 09/18/2017 |  | 10/18/2017
Trane U.S. Inc. | Trane | TDH1B065A9421A* | Natural Gas | Induced Draft | True | False | 1 | False | Horizontal |  | None | Condensing | Single-Stage |  | 0.5 | Standard |  | 60000 | 57000 |  |  | 72900 | 753 | 95 | 78 | [8 empty] | Federally-Regulated Consumer Product | 09/18/2017 |  | 10/18/2017
Trane U.S. Inc. | Trane | TDH1C085A9481A* | LPG | Induced Draft | True | False | 1 | False | Down |  | None | Condensing | Single-Stage |  | 0.5 | Standard |  | 80000 | 76000 |  |  | 55500 | 863 | 95 | 78 | [8 empty] | Federally-Regulated Consumer Product | 09/18/2017 |  | 10/18/2017
Trane U.S. Inc. | Trane | TDH1C085A9481A* | LPG | Induced Draft | True | False | 1 | False | Horizontal |  | None | Condensing | Single-Stage |  | 0.5 | Standard |  | 80000 | 76000 |  |  | 55500 | 863 | 95 | 78 | [8 empty] | Federally-Regulated Consumer Product | 09/18/2017 |  | 10/18/2017
Trane U.S. Inc. | Trane | TDH1C085A9481A* | Natural Gas | Induced Draft | True | False | 1 | False | Down |  | None | Condensing | Single-Stage |  | 0.5 | Standard |  | 80000 | 76000 |  |  | 55500 | 863 | 95 | 78 | [8 empty] | Federally-Regulated Consumer Product | 09/18/2017 |  | 10/18/2017
Trane U.S. Inc. | Trane | TDH1C085A9481A* | Natural Gas | Induced Draft | True | False | 1 | False | Horizontal |  | None | Condensing | Single-Stage |  | 0.5 | Standard |  | 80000 | 76000 |  |  | 55500 | 863 | 95 | 78 | [8 empty] | Federally-Regulated Consumer Product | 09/18/2017 |  | 10/18/2017
Trane U.S. Inc. | Trane | TDH1D110A9601A* | LPG | Induced Draft | True | False | 1 | False | Down |  | None | Condensing | Single-Stage |  | 0.75 | Standard |  | 110000 | 105000 |  |  | 112000 | 1337 | 95 | 78 | [8 empty] | Federally-Regulated Consumer Product | 09/18/2017 |  | 10/18/2017
Trane U.S. Inc. | Trane | TDH1D110A9601A* | LPG | Induced Draft | True | False | 1 | False | Horizontal |  | None | Condensing | Single-Stage |  | 0.75 | Standard |  | 110000 | 105000 |  |  | 112000 | 1337 | 95 | 78 | [8 empty] | Federally-Regulated Consumer Product | 09/18/2017 |  | 10/18/2017
Trane U.S. Inc. | Trane | TDH1D110A9601A* | Natural Gas | Induced Draft | True | False | 1 | False | Down |  | None | Condensing | Single-Stage |  | 0.75 | Standard |  | 110000 | 105000 |  |  | 112000 | 1337 | 95 | 78 | [8 empty] | Federally-Regulated Consumer Product | 09/18/2017 |  | 10/18/2017
Trane U.S. Inc. | Trane | TDH1D110A9601A* | Natural Gas | Induced Draft | True | False | 1 | False | Horizontal |  | None | Condensing | Single-Stage |  | 0.75 | Standard |  | 110000 | 105000 |  |  | 112000 | 1337 | 95 | 78 | [8 empty] | Federally-Regulated Consumer Product | 09/18/2017 |  | 10/18/2017
Trane U.S. Inc. | Trane | TUH1B080A9421B* | LPG | Induced Draft | True | False | 1 | False | Up |  | None | Condensing | Single-Stage |  | 0.5 | Standard |  | 77000 | 73000 |  |  | 64600 | 772 | 95 | 78 | [8 empty] | Federally-Regulated Consumer Product | 09/18/2017 |  | 10/18/2017
Trane U.S. Inc. | Trane | TUH1B080A9421B* | LPG | Induced Draft | True | False | 1 | False | Horizontal |  | None | Condensing | Single-Stage |  | 0.5 | Standard |  | 77000 | 73000 |  |  | 64600 | 772 | 95 | 78 | [8 empty] | Federally-Regulated Consumer Product | 09/18/2017 |  | 10/18/2017
Trane U.S. Inc. | Trane | TUH1B080A9421B* | Natural Gas | Induced Draft | True | False | 1 | False | Up |  | None | Condensing | Single-Stage |  | 0.5 | Standard |  | 77000 | 73000 |  |  | 64600 | 772 | 95 | 78 | [8 empty] | Federally-Regulated Consumer Product | 09/18/2017 |  | 10/18/2017
Trane U.S. Inc. | Trane | TUH1B080A9421B* | Natural Gas | Induced Draft | True | False | 1 | False | Horizontal |  | None | Condensing | Single-Stage |  | 0.5 | Standard |  | 77000 | 73000 |  |  | 64600 | 772 | 95 | 78 | [8 empty] | Federally-Regulated Consumer Product | 09/18/2017 |  | 10/18/2017
International Comfort Products | Airquest | G9MVE0401712A*D | LPG | Induced Draft | True | False | 1 | False | Down |  | None | Condensing | Two-Stage Modulating |  | 0.5 | Standard |  | 40000 | 39000 |  |  | 32700 | 150 | 95 | 78 | [8 empty] | Federally-Regulated Consumer Product | 02/14/2017 |  | 10/18/2017
International Comfort Products | Airquest | G9MVE0401712A*D | Natural Gas | Induced Draft | True | False | 1 | False | Down |  | None | Condensing | Two-Stage Modulating |  | 0.5 | Standard |  | 40000 | 39000 |  |  | 32700 | 150 | 95 | 78 | [8 empty] | Federally-Regulated Consumer Product | 02/14/2017 |  | 10/18/2017
International Comfort Products | Airquest | G9MVE0601412A*D | LPG | Induced Draft | True | False | 1 | False | Down |  | None | Condensing | Two-Stage Modulating |  | 0.5 | Standard |  | 60000 | 58000 |  |  | 48500 | 255 | 95 | 78 | [8 empty] | Federally-Regulated Consumer Product | 08/16/2016 |  | 10/18/2017
International Comfort Products | Airquest | G9MVE0601412A*D | Natural Gas | Induced Draft | True | False | 1 | False | Down |  | None | Condensing | Two-Stage Modulating |  | 0.5 | Standard |  | 60000 | 58000 |  |  | 48500 | 255 | 95 | 78 | [8 empty] | Federally-Regulated Consumer Product | 08/16/2016 |  | 10/18/2017
International Comfort Products | Airquest | G9MVE0601714A*D | LPG | Induced Draft | True | False | 1 | False | Down |  | None | Condensing | Two-Stage Modulating |  | 0.75 | Standard |  | 60000 | 58000 |  |  | 49000 | 194 | 95 | 78 | [8 empty] | Federally-Regulated Consumer Product | 08/16/2016 |  | 10/18/2017
International Comfort Products | Airquest | G9MVE0601714A*D | Natural Gas | Induced Draft | True | False | 1 | False | Down |  | None | Condensing | Two-Stage Modulating |  | 0.75 | Standard |  | 60000 | 58000 |  |  | 49000 | 194 | 95 | 78 | [8 empty] | Federally-Regulated Consumer Product | 08/16/2016 |  | 10/18/2017
International Comfort Products | Airquest | G9MVE0801716A*D | LPG | Induced Draft | True | False | 1 | False | Down |  | None | Condensing | Two-Stage Modulating |  | 0.75 | Standard |  | 80000 | 77000 |  |  | 80800 | 410 | 95 | 78 | [8 empty] | Federally-Regulated Consumer Product | 08/16/2016 |  | 10/18/2017
International Comfort Products | Airquest | G9MVE0801716A*D | Natural Gas | Induced Draft | True | False | 1 | False | Down |  | None | Condensing | Two-Stage Modulating |  | 0.75 | Standard |  | 80000 | 77000 |  |  | 80800 | 410 | 95 | 78 | [8 empty] | Federally-Regulated Consumer Product | 08/16/2016 |  | 10/18/2017
International Comfort Products | Airquest | G9MVE0802120A*D | LPG | Induced Draft | True | False | 1 | False | Down |  | None | Condensing | Two-Stage Modulating |  | 1 | Standard |  | 80000 | 76000 |  |  | 65500 | 261 | 95 | 78 | [8 empty] | Federally-Regulated Consumer Product | 08/16/2016 |  | 10/18/2017
International Comfort Products | Airquest | G9MVE0802120A*D | Natural Gas | Induced Draft | True | False | 1 | False | Down |  | None | Condensing | Two-Stage Modulating |  | 1 | Standard |  | 80000 | 76000 |  |  | 65500 | 261 | 95 | 78 | [8 empty] | Federally-Regulated Consumer Product | 08/16/2016 |  | 10/18/2017
International Comfort Products | Airquest | G9MVE1002120A*D | LPG | Induced Draft | True | False | 1 | False | Down |  | None | Condensing | Two-Stage Modulating |  | 1 | Standard |  | 100000 | 97000 |  |  | 97400 | 420 | 95 | 78 | [8 empty] | Federally-Regulated Consumer Product | 02/14/2017 |  | 10/18/2017
International Comfort Products | Airquest | G9MVE1002120A*D | Natural Gas | Induced Draft | True | False | 1 | False | Down |  | None | Condensing | Two-Stage Modulating |  | 1 | Standard |  | 100000 | 97000 |  |  | 97400 | 420 | 95 | 78 | [8 empty] | Federally-Regulated Consumer Product | 02/14/2017 |  | 10/18/2017
International Comfort Products | Airquest | G9MVE1202422A*D | LPG | Induced Draft | True | False | 1 | False | Down |  | None | Condensing | Two-Stage Modulating |  | 1 | Standard |  | 120000 | 116000 |  |  | 111300 | 628 | 95 | 78 | [8 empty] | Federally-Regulated Consumer Product | 08/16/2016 |  | 10/18/2017
International Comfort Products | Airquest | G9MVE1202422A*D | Natural Gas | Induced Draft | True | False | 1 | False | Down |  | None | Condensing | Two-Stage Modulating |  | 1 | Standard |  | 120000 | 116000 |  |  | 111300 | 628 | 95 | 78 | [8 empty] | Federally-Regulated Consumer Product | 08/16/2016 |  | 10/18/2017
International Comfort Products | Airquest | G9MXE0261410A*D | LPG | Induced Draft | True | False | 1 | False | Down |  | None | Condensing | Single-Stage |  | 0.33 | Standard |  | 26000 | 25000 |  |  | 25000 | 128 | 95 | 78 | [8 empty] | Federally-Regulated Consumer Product | 02/14/2017 |  | 10/18/2017
International Comfort Products | Airquest | G9MXE0261410A*D | Natural Gas | Induced Draft | True | False | 1 | False | Down |  | None | Condensing | Single-Stage |  | 0.33 | Standard |  | 26000 | 25000 |  |  | 25000 | 128 | 95 | 78 | [8 empty] | Federally-Regulated Consumer Product | 02/14/2017 |  | 10/18/2017
International Comfort Products | Airquest | G9MXE0401410A*D | LPG | Induced Draft | True | False | 1 | False | Down |  | None | Condensing | Single-Stage |  | 0.5 | Standard |  | 40000 | 39000 |  |  | 33200 | 188 | 95 | 78 | [8 empty] | Federally-Regulated Consumer Product | 11/28/2016 |  | 10/18/2017
International Comfort Products | Airquest | G9MXE0401410A*D | Natural Gas | Induced Draft | True | False | 1 | False | Down |  | None | Condensing | Single-Stage |  | 0.5 | Standard |  | 40000 | 39000 |  |  | 33200 | 188 | 95 | 78 | [8 empty] | Federally-Regulated Consumer Product | 11/28/2016 |  | 10/18/2017
International Comfort Products | Airquest | G9MXE0401712A*D | LPG | Induced Draft | True | False | 1 | False | Down |  | None | Condensing | Single-Stage |  | 0.5 | Standard |  | 40000 | 39000 |  |  | 33200 | 183 | 95 | 78 | [8 empty] | Federally-Regulated Consumer Product | 11/28/2016 |  | 10/18/2017
International Comfort Products | Airquest | G9MXE0401712A*D | Natural Gas | Induced Draft | True | False | 1 | False | Down |  | None | Condensing | Single-Stage |  | 0.5 | Standard |  | 40000 | 39000 |  |  | 33200 | 183 | 95 | 78 | [8 empty] | Federally-Regulated Consumer Product | 11/28/2016 |  | 10/18/2017
International Comfort Products | Airquest | G9MXE0601412A*D | LPG | Induced Draft | True | False | 1 | False | Down |  | None | Condensing | Single-Stage |  | 0.5 | Standard |  | 60000 | 58000 |  |  | 49500 | 344 | 95 | 78 | [8 empty] | Federally-Regulated Consumer Product | 11/28/2016 |  | 10/18/2017
International Comfort Products | Airquest | G9MXE0601412A*D | Natural Gas | Induced Draft | True | False | 1 | False | Down |  | None | Condensing | Single-Stage |  | 0.5 | Standard |  | 60000 | 58000 |  |  | 49500 | 344 | 95 | 78 | [8 empty] | Federally-Regulated Consumer Product | 11/28/2016 |  | 10/18/2017
International Comfort Products | Airquest | G9MXE0601714A*D | LPG | Induced Draft | True | False | 1 | False | Down |  | None | Condensing | Single-Stage |  | 0.75 | Standard |  | 60000 | 58000 |  |  | 49800 | 263 | 95 | 78 | [8 empty] | Federally-Regulated Consumer Product | 11/28/2016 |  | 10/18/2017
International Comfort Products | Airquest | G9MXE0601714A*D | Natural Gas | Induced Draft | True | False | 1 | False | Down |  | None | Condensing | Single-Stage |  | 0.75 | Standard |  | 60000 | 58000 |  |  | 49800 | 263 | 95 | 78 | [8 empty] | Federally-Regulated Consumer Product | 11/28/2016 |  | 10/18/2017
International Comfort Products | Airquest | G9MXE0801716A*D | LPG | Induced Draft | True | False | 1 | False | Down |  | None | Condensing | Single-Stage |  | 0.75 | Standard |  | 80000 | 78000 |  |  | 82500 | 558 | 95 | 78 | [8 empty] | Federally-Regulated Consumer Product | 11/28/2016 |  | 10/18/2017
International Comfort Products | Airquest | G9MXE0801716A*D | Natural Gas | Induced Draft | True | False | 1 | False | Down |  | None | Condensing | Single-Stage |  | 0.75 | Standard |  | 80000 | 78000 |  |  | 82500 | 558 | 95 | 78 | [8 empty] | Federally-Regulated Consumer Product | 11/28/2016 |  | 10/18/2017
International Comfort Products | Airquest | G9MXE0802120A*D | LPG | Induced Draft | True | False | 1 | False | Down |  | None | Condensing | Single-Stage |  | 1 | Standard |  | 80000 | 78000 |  |  | 83000 | 418 | 95 | 78 | [8 empty] | Federally-Regulated Consumer Product | 11/28/2016 |  | 10/18/2017
International Comfort Products | Airquest | G9MXE0802120A*D | Natural Gas | Induced Draft | True | False | 1 | False | Down |  | None | Condensing | Single-Stage |  | 1 | Standard |  | 80000 | 78000 |  |  | 83000 | 418 | 95 | 78 | [8 empty] | Federally-Regulated Consumer Product | 11/28/2016 |  | 10/18/2017
International Comfort Products | Airquest | G9MXE1002120A*D | LPG | Induced Draft | True | False | 1 | False | Down |  | None | Condensing | Single-Stage |  | 1 | Standard |  | 100000 | 97000 |  |  | 99200 | 614 | 95 | 78 | [8 empty] | Federally-Regulated Consumer Product | 02/14/2017 |  | 10/18/2017
International Comfort Products | Airquest | G9MXE1002120A*D | Natural Gas | Induced Draft | True | False | 1 | False | Down |  | None | Condensing | Single-Stage |  | 1 | Standard |  | 100000 | 97000 |  |  | 99200 | 614 | 95 | 78 | [8 empty] | Federally-Regulated Consumer Product | 02/14/2017 |  | 10/18/2017
International Comfort Products | Airquest | G9MXE1202422A*D | LPG | Induced Draft | True | False | 1 | False | Down |  | None | Condensing | Single-Stage |  | 1 | Standard |  | 120000 | 116000 |  |  | 114500 | 1047 | 95 | 78 | [8 empty] | Federally-Regulated Consumer Product | 11/28/2016 |  | 10/18/2017
International Comfort Products | Airquest | G9MXE1202422A*D | Natural Gas | Induced Draft | True | False | 1 | False | Down |  | None | Condensing | Single-Stage |  | 1 | Standard |  | 120000 | 116000 |  |  | 114500 | 1047 | 95 | 78 | [8 empty] | Federally-Regulated Consumer Product | 11/28/2016 |  | 10/18/2017
International Comfort Products | Airquest | G9MXT0401410A*D | LPG | Induced Draft | True | False | 1 | False | Down |  | None | Condensing | Two-Stage Modulating |  | 0.5 | Standard |  | 40000 | 39000 |  |  | 32600 | 179 | 95 | 78 | [8 empty] | Federally-Regulated Consumer Product | 08/16/2016 |  | 10/18/2017
International Comfort Products | Airquest | G9MXT0401410A*D | Natural Gas | Induced Draft | True | False | 1 | False | Down |  | None | Condensing | Two-Stage Modulating |  | 0.5 | Standard |  | 40000 | 39000 |  |  | 32600 | 179 | 95 | 78 | [8 empty] | Federally-Regulated Consumer Product | 08/16/2016 |  | 10/18/2017
International Comfort Products | Airquest | G9MXT0401712A*D | LPG | Induced Draft | True | False | 1 | False | Down |  | None | Condensing | Two-Stage Modulating |  | 0.5 | Standard |  | 40000 | 39000 |  |  | 32700 | 150 | 95 | 78 | [8 empty] | Federally-Regulated Consumer Product | 02/14/2017 |  | 10/18/2017
International Comfort Products | Airquest | G9MXT0401712A*D | Natural Gas | Induced Draft | True | False | 1 | False | Down |  | None | Condensing | Two-Stage Modulating |  | 0.5 | Standard |  | 40000 | 39000 |  |  | 32700 | 150 | 95 | 78 | [8 empty] | Federally-Regulated Consumer Product | 02/14/2017 |  | 10/18/2017
International Comfort Products | Airquest | G9MXT0601412A*D | LPG | Induced Draft | True | False | 1 | False | Down |  | None | Condensing | Two-Stage Modulating |  | 0.5 | Standard |  | 60000 | 58000 |  |  | 48500 | 255 | 95 | 78 | [8 empty] | Federally-Regulated Consumer Product | 08/16/2016 |  | 10/18/2017
International Comfort Products | Airquest | G9MXT0601412A*D | Natural Gas | Induced Draft | True | False | 1 | False | Down |  | None | Condensing | Two-Stage Modulating |  | 0.5 | Standard |  | 60000 | 58000 |  |  | 48500 | 255 | 95 | 78 | [8 empty] | Federally-Regulated Consumer Product | 08/16/2016 |  | 10/18/2017
International Comfort Products | Airquest | G9MXT0601714A*D | LPG | Induced Draft | True | False | 1 | False | Down |  | None | Condensing | Two-Stage Modulating |  | 0.75 | Standard |  | 60000 | 58000 |  |  | 49000 | 194 | 95 | 78 | [8 empty] | Federally-Regulated Consumer Product | 08/16/2016 |  | 10/18/2017
International Comfort Products | Airquest | G9MXT0601714A*D | Natural Gas | Induced Draft | True | False | 1 | False | Down |  | None | Condensing | Two-Stage Modulating |  | 0.75 | Standard |  | 60000 | 58000 |  |  | 49000 | 194 | 95 | 78 | [8 empty] | Federally-Regulated Consumer Product | 08/16/2016 |  | 10/18/2017
International Comfort Products | Airquest | G9MXT0801716A*D | LPG | Induced Draft | True | False | 1 | False | Down |  | None | Condensing | Two-Stage Modulating |  | 0.75 | Standard |  | 80000 | 77000 |  |  | 80800 | 410 | 95 | 78 | [8 empty] | Federally-Regulated Consumer Product | 08/16/2016 |  | 10/18/2017
International Comfort Products | Airquest | G9MXT0801716A*D | Natural Gas | Induced Draft | True | False | 1 | False | Down |  | None | Condensing | Two-Stage Modulating |  | 0.75 | Standard |  | 80000 | 77000 |  |  | 80800 | 410 | 95 | 78 | [8 empty] | Federally-Regulated Consumer Product | 08/16/2016 |  | 10/18/2017
International Comfort Products | Airquest | G9MXT0802120A*D | LPG | Induced Draft | True | False | 1 | False | Down |  | None | Condensing | Two-Stage Modulating |  | 1 | Standard |  | 80000 | 76000 |  |  | 65500 | 261 | 95 | 78 | [8 empty] | Federally-Regulated Consumer Product | 08/16/2016 |  | 10/18/2017
International Comfort Products | Airquest | G9MXT0802120A*D | Natural Gas | Induced Draft | True | False | 1 | False | Down |  | None | Condensing | Two-Stage Modulating |  | 1 | Standard |  | 80000 | 76000 |  |  | 65500 | 261 | 95 | 78 | [8 empty] | Federally-Regulated Consumer Product | 08/16/2016 |  | 10/18/2017
International Comfort Products | Airquest | G9MXT1002120A*D | LPG | Induced Draft | True | False | 1 | False | Down |  | None | Condensing | Two-Stage Modulating |  | 1 | Standard |  | 100000 | 97000 |  |  | 97400 | 420 | 95 | 78 | [8 empty] | Federally-Regulated Consumer Product | 02/14/2017 |  | 10/18/2017
International Comfort Products | Airquest | G9MXT1002120A*D | Natural Gas | Induced Draft | True | False | 1 | False | Down |  | None | Condensing | Two-Stage Modulating |  | 1 | Standard |  | 100000 | 97000 |  |  | 97400 | 420 | 95 | 78 | [8 empty] | Federally-Regulated Consumer Product | 02/14/2017 |  | 10/18/2017
International Comfort Products | Airquest | G9MXT1202422A*D | LPG | Induced Draft | True | False | 1 | False | Down |  | None | Condensing | Two-Stage Modulating |  | 1 | Standard |  | 120000 | 116000 |  |  | 111300 | 628 | 95 | 78 | [8 empty] | Federally-Regulated Consumer Product | 08/16/2016 |  | 10/18/2017
International Comfort Products | Airquest | G9MXT1202422A*D | Natural Gas | Induced Draft | True | False | 1 | False | Down |  | None | Condensing | Two-Stage Modulating |  | 1 | Standard |  | 120000 | 116000 |  |  | 111300 | 628 | 95 | 78 | [8 empty] | Federally-Regulated Consumer Product | 08/16/2016 |  | 10/18/2017
International Comfort Products | Airquest | G9MAE0802120A*D | LPG | Induced Draft | True | False | 1 | False | Down |  | None | Condensing | Step Modulating |  | 1 | Standard |  | 80000 | 77000 |  |  | 81400 | 346 | 95 | 78 | [8 empty] | Federally-Regulated Consumer Product | 10/27/2016 |  | 10/18/2017
International Comfort Products | Airquest | G9MAE0802120A*D | Natural Gas | Induced Draft | True | False | 1 | False | Down |  | None | Condensing | Step Modulating |  | 1 | Standard |  | 80000 | 77000 |  |  | 81400 | 346 | 95 | 78 | [8 empty] | Federally-Regulated Consumer Product | 10/27/2016 |  | 10/18/2017
International Comfort Products | Airquest | N9MSE0401410A** | LPG | Induced Draft | True | False | 1 | True | Up |  | None | Condensing | Single-Stage |  | 0.5 | Standard |  | 40000 | 39000 |  |  | 32300 | 373 | 95.5 | 75 | [8 empty] | Federally-Regulated Consumer Product | 11/28/2016 |  | 10/18/2017
International Comfort Products | Airquest | N9MSE0401410A** | LPG | Induced Draft | True | False | 1 | True | Horizontal |  | None | Condensing | Single-Stage |  | 0.5 | Standard |  | 40000 | 39000 |  |  | 32300 | 373 | 95.5 | 75 | [8 empty] | Federally-Regulated Consumer Product | 11/28/2016 |  | 10/18/2017
International Comfort Products | Airquest | N9MSE0401410A** | Natural Gas | Induced Draft | True | False | 1 | True | Up |  | None | Condensing | Single-Stage |  | 0.5 | Standard |  | 40000 | 39000 |  |  | 32300 | 373 | 95.5 | 75 | [8 empty] | Federally-Regulated Consumer Product | 11/28/2016 |  | 10/18/2017
International Comfort Products | Airquest | N9MSE0401410A** | Natural Gas | Induced Draft | True | False | 1 | True | Horizontal |  | None | Condensing | Single-Stage |  | 0.5 | Standard |  | 40000 | 39000 |  |  | 32300 | 373 | 95.5 | 75 | [8 empty] | Federally-Regulated Consumer Product | 11/28/2016 |  | 10/18/2017
International Comfort Products | Airquest | N9MSE0601410A** | LPG | Induced Draft | True | False | 1 | True | Up |  | None | Condensing | Single-Stage |  | 0.5 | Standard |  | 60000 | 58000 |  |  | 48600 | 515 | 95.5 | 75 | [8 empty] | Federally-Regulated Consumer Product | 11/28/2016 |  | 10/18/2017
International Comfort Products | Airquest | N9MSE0601410A** | LPG | Induced Draft | True | False | 1 | True | Horizontal |  | None | Condensing | Single-Stage |  | 0.5 | Standard |  | 60000 | 58000 |  |  | 48600 | 515 | 95.5 | 75 | [8 empty] | Federally-Regulated Consumer Product | 11/28/2016 |  | 10/18/2017
International Comfort Products | Airquest | N9MSE0601410A** | Natural Gas | Induced Draft | True | False | 1 | True | Up |  | None | Condensing | Single-Stage |  | 0.5 | Standard |  | 60000 | 58000 |  |  | 48600 | 515 | 95.5 | 75 | [8 empty] | Federally-Regulated Consumer Product | 11/28/2016 |  | 10/18/2017
International Comfort Products | Airquest | N9MSE0601410A** | Natural Gas | Induced Draft | True | False | 1 | True | Horizontal |  | None | Condensing | Single-Stage |  | 0.5 | Standard |  | 60000 | 58000 |  |  | 48600 | 515 | 95.5 | 75 | [8 empty] | Federally-Regulated Consumer Product | 11/28/2016 |  | 10/18/2017
International Comfort Products | Airquest | N9MSE0601714A** | LPG | Induced Draft | True | False | 1 | True | Up |  | None | Condensing | Single-Stage |  | 0.5 | Standard |  | 60000 | 58000 |  |  | 48300 | 592 | 95.5 | 75 | [8 empty] | Federally-Regulated Consumer Product | 11/28/2016 |  | 10/18/2017
International Comfort Products | Airquest | N9MSE0601714A** | LPG | Induced Draft | True | False | 1 | True | Horizontal |  | None | Condensing | Single-Stage |  | 0.5 | Standard |  | 60000 | 58000 |  |  | 48300 | 592 | 95.5 | 75 | [8 empty] | Federally-Regulated Consumer Product | 11/28/2016 |  | 10/18/2017
International Comfort Products | Airquest | N9MSE0601714A** | Natural Gas | Induced Draft | True | False | 1 | True | Up |  | None | Condensing | Single-Stage |  | 0.5 | Standard |  | 60000 | 58000 |  |  | 48300 | 592 | 95.5 | 75 | [8 empty] | Federally-Regulated Consumer Product | 11/28/2016 |  | 10/18/2017
International Comfort Products | Airquest | N9MSE0601714A** | Natural Gas | Induced Draft | True | False | 1 | True | Horizontal |  | None | Condensing | Single-Stage |  | 0.5 | Standard |  | 60000 | 58000 |  |  | 48300 | 592 | 95.5 | 75 | [8 empty] | Federally-Regulated Consumer Product | 11/28/2016 |  | 10/18/2017
International Comfort Products | Airquest | N9MSE0801716A** | LPG | Induced Draft | True | False | 1 | True | Up |  | None | Condensing | Single-Stage |  | 0.75 | Standard |  | 80000 | 78000 |  |  | 80800 | 903 | 95.5 | 75 | [8 empty] | Federally-Regulated Consumer Product | 11/28/2016 |  | 10/18/2017
International Comfort Products | Airquest | N9MSE0801716A** | LPG | Induced Draft | True | False | 1 | True | Horizontal |  | None | Condensing | Single-Stage |  | 0.75 | Standard |  | 80000 | 78000 |  |  | 80800 | 903 | 95.5 | 75 | [8 empty] | Federally-Regulated Consumer Product | 11/28/2016 |  | 10/18/2017
International Comfort Products | Airquest | N9MSE0801716A** | Natural Gas | Induced Draft | True | False | 1 | True | Up |  | None | Condensing | Single-Stage |  | 0.75 | Standard |  | 80000 | 78000 |  |  | 80800 | 903 | 95.5 | 75 | [8 empty] | Federally-Regulated Consumer Product | 11/28/2016 |  | 10/18/2017
International Comfort Products | Airquest | N9MSE0801716A** | Natural Gas | Induced Draft | True | False | 1 | True | Horizontal |  | None | Condensing | Single-Stage |  | 0.75 | Standard |  | 80000 | 78000 |  |  | 80800 | 903 | 95.5 | 75 | [8 empty] | Federally-Regulated Consumer Product | 11/28/2016 |  | 10/18/2017
International Comfort Products | Airquest | N9MSE1002114A** | LPG | Induced Draft | True | False | 1 | True | Up |  | None | Condensing | Single-Stage |  | 0.75 | Standard |  | 100000 | 97000 |  |  | 96700 | 1162 | 95.5 | 75 | [8 empty] | Federally-Regulated Consumer Product | 11/28/2016 |  | 10/18/2017
International Comfort Products | Airquest | N9MSE1002114A** | LPG | Induced Draft | True | False | 1 | True | Horizontal |  | None | Condensing | Single-Stage |  | 0.75 | Standard |  | 100000 | 97000 |  |  | 96700 | 1162 | 95.5 | 75 | [8 empty] | Federally-Regulated Consumer Product | 11/28/2016 |  | 10/18/2017
International Comfort Products | Airquest | N9MSE1002114A** | Natural Gas | Induced Draft | True | False | 1 | True | Up |  | None | Condensing | Single-Stage |  | 0.75 | Standard |  | 100000 | 97000 |  |  | 96700 | 1162 | 95.5 | 75 | [8 empty] | Federally-Regulated Consumer Product | 11/28/2016 |  | 10/18/2017
International Comfort Products | Airquest | N9MSE1002114A** | Natural Gas | Induced Draft | True | False | 1 | True | Horizontal |  | None | Condensing | Single-Stage |  | 0.75 | Standard |  | 100000 | 97000 |  |  | 96700 | 1162 | 95.5 | 75 | [8 empty] | Federally-Regulated Consumer Product | 11/28/2016 |  | 10/18/2017
International Comfort Products | Airquest | N9MSE1002120A** | LPG | Induced Draft | True | False | 1 | True | Up |  | None | Condensing | Single-Stage |  | 0.75 | Standard |  | 100000 | 97000 |  |  | 96700 | 1155 | 95.5 | 75 | [8 empty] | Federally-Regulated Consumer Product | 11/28/2016 |  | 10/18/2017
International Comfort Products | Airquest | N9MSE1002120A** | LPG | Induced Draft | True | False | 1 | True | Horizontal |  | None | Condensing | Single-Stage |  | 0.75 | Standard |  | 100000 | 97000 |  |  | 96700 | 1155 | 95.5 | 75 | [8 empty] | Federally-Regulated Consumer Product | 11/28/2016 |  | 10/18/2017
International Comfort Products | Airquest | N9MSE1002120A** | Natural Gas | Induced Draft | True | False | 1 | True | Up |  | None | Condensing | Single-Stage |  | 0.75 | Standard |  | 100000 | 97000 |  |  | 96700 | 1155 | 95.5 | 75 | [8 empty] | Federally-Regulated Consumer Product | 11/28/2016 |  | 10/18/2017
International Comfort Products | Airquest | N9MSE1002120A** | Natural Gas | Induced Draft | True | False | 1 | True | Horizontal |  | None | Condensing | Single-Stage |  | 0.75 | Standard |  | 100000 | 97000 |  |  | 96700 | 1155 | 95.5 | 75 | [8 empty] | Federally-Regulated Consumer Product | 11/28/2016 |  | 10/18/2017
International Comfort Products | Airquest | N9MSE1202420A** | LPG | Induced Draft | True | False | 1 | True | Up |  | None | Condensing | Single-Stage |  | 0.75 | Standard |  | 120000 | 117000 |  |  | 112800 | 1336 | 95.5 | 75 | [8 empty] | Federally-Regulated Consumer Product | 11/28/2016 |  | 10/18/2017
International Comfort Products | Airquest | N9MSE1202420A** | LPG | Induced Draft | True | False | 1 | True | Horizontal |  | None | Condensing | Single-Stage |  | 0.75 | Standard |  | 120000 | 117000 |  |  | 112800 | 1336 | 95.5 | 75 | [8 empty] | Federally-Regulated Consumer Product | 11/28/2016 |  | 10/18/2017
International Comfort Products | Airquest | N9MSE1202420A** | Natural Gas | Induced Draft | True | False | 1 | True | Up |  | None | Condensing | Single-Stage |  | 0.75 | Standard |  | 120000 | 117000 |  |  | 112800 | 1336 | 95.5 | 75 | [8 empty] | Federally-Regulated Consumer Product | 11/28/2016 |  | 10/18/2017
International Comfort Products | Airquest | N9MSE1202420A** | Natural Gas | Induced Draft | True | False | 1 | True | Horizontal |  | None | Condensing | Single-Stage |  | 0.75 | Standard |  | 120000 | 117000 |  |  | 112800 | 1336 | 95.5 | 75 | [8 empty] | Federally-Regulated Consumer Product | 11/28/2016 |  | 10/18/2017
International Comfort Products | Airquest | N9MSE0401712A** | LPG | Induced Draft | True | False | 1 | True | Up |  | None | Condensing | Single-Stage |  | 0.5 | Standard |  | 40000 | 39000 |  |  | 32200 | 426 | 95.5 | 75 | [8 empty] | Federally-Regulated Consumer Product | 11/28/2016 |  | 10/18/2017
International Comfort Products | Airquest | N9MSE0401712A** | LPG | Induced Draft | True | False | 1 | True | Horizontal |  | None | Condensing | Single-Stage |  | 0.5 | Standard |  | 40000 | 39000 |  |  | 32200 | 426 | 95.5 | 75 | [8 empty] | Federally-Regulated Consumer Product | 11/28/2016 |  | 10/18/2017
International Comfort Products | Airquest | N9MSE0401712A** | Natural Gas | Induced Draft | True | False | 1 | True | Up |  | None | Condensing | Single-Stage |  | 0.5 | Standard |  | 40000 | 39000 |  |  | 32200 | 426 | 95.5 | 75 | [8 empty] | Federally-Regulated Consumer Product | 11/28/2016 |  | 10/18/2017
International Comfort Products | Airquest | N9MSE0401712A** | Natural Gas | Induced Draft | True | False | 1 | True | Horizontal |  | None | Condensing | Single-Stage |  | 0.5 | Standard |  | 40000 | 39000 |  |  | 32200 | 426 | 95.5 | 75 | [8 empty] | Federally-Regulated Consumer Product | 11/28/2016 |  | 10/18/2017
International Comfort Products | Airquest | N9MSE0401410A**D | LPG | Induced Draft | True | False | 1 | True | Down |  | None | Condensing | Single-Stage |  | 0.5 | Standard |  | 40000 | 39000 |  |  | 32500 | 374 | 95 | 75 | [8 empty] | Federally-Regulated Consumer Product | 02/14/2017 |  | 10/18/2017
International Comfort Products | Airquest | N9MSE0401410A**D | Natural Gas | Induced Draft | True | False | 1 | True | Down |  | None | Condensing | Single-Stage |  | 0.5 | Standard |  | 40000 | 39000 |  |  | 32500 | 374 | 95 | 75 | [8 empty] | Federally-Regulated Consumer Product | 02/14/2017 |  | 10/18/2017
International Comfort Products | Airquest | N9MSE0401712A**D | LPG | Induced Draft | True | False | 1 | True | Down |  | None | Condensing | Single-Stage |  | 0.5 | Standard |  | 40000 | 39000 |  |  | 32100 | 502 | 95 | 75 | [8 empty] | Federally-Regulated Consumer Product | 11/28/2016 |  | 10/18/2017
International Comfort Products | Airquest | N9MSE0401712A**D | Natural Gas | Induced Draft | True | False | 1 | True | Down |  | None | Condensing | Single-Stage |  | 0.5 | Standard |  | 40000 | 39000 |  |  | 32100 | 502 | 95 | 75 | [8 empty] | Federally-Regulated Consumer Product | 11/28/2016 |  | 10/18/2017
International Comfort Products | Airquest | N9MSE0601410A**D | LPG | Induced Draft | True | False | 1 | True | Down |  | None | Condensing | Single-Stage |  | 0.5 | Standard |  | 60000 | 58000 |  |  | 48900 | 521 | 95 | 75 | [8 empty] | Federally-Regulated Consumer Product | 11/28/2016 |  | 10/18/2017
International Comfort Products | Airquest | N9MSE0601410A**D | Natural Gas | Induced Draft | True | False | 1 | True | Down |  | None | Condensing | Single-Stage |  | 0.5 | Standard |  | 60000 | 58000 |  |  | 48900 | 521 | 95 | 75 | [8 empty] | Federally-Regulated Consumer Product | 11/28/2016 |  | 10/18/2017
International Comfort Products | Airquest | N9MSE0601714A**D | LPG | Induced Draft | True | False | 1 | True | Down |  | None | Condensing | Single-Stage |  | 0.5 | Standard |  | 60000 | 58000 |  |  | 48600 | 598 | 95 | 75 | [8 empty] | Federally-Regulated Consumer Product | 11/28/2016 |  | 10/18/2017
International Comfort Products | Airquest | N9MSE0601714A**D | Natural Gas | Induced Draft | True | False | 1 | True | Down |  | None | Condensing | Single-Stage |  | 0.5 | Standard |  | 60000 | 58000 |  |  | 48600 | 598 | 95 | 75 | [8 empty] | Federally-Regulated Consumer Product | 11/28/2016 |  | 10/18/2017
International Comfort Products | Airquest | N9MSE0801716A**D | LPG | Induced Draft | True | False | 1 | True | Down |  | None | Condensing | Single-Stage |  | 0.75 | Standard |  | 80000 | 78000 |  |  | 81300 | 913 | 95 | 75 | [8 empty] | Federally-Regulated Consumer Product | 02/14/2017 |  | 10/18/2017
International Comfort Products | Airquest | N9MSE0801716A**D | Natural Gas | Induced Draft | True | False | 1 | True | Down |  | None | Condensing | Single-Stage |  | 0.75 | Standard |  | 80000 | 78000 |  |  | 81300 | 913 | 95 | 75 | [8 empty] | Federally-Regulated Consumer Product | 02/14/2017 |  | 10/18/2017
International Comfort Products | Airquest | N9MSE0802120A**D | LPG | Induced Draft | True | False | 1 | True | Down |  | None | Condensing | Single-Stage |  | 0.75 | Standard |  | 80000 | 78000 |  |  | 81100 | 948 | 95 | 75 | [8 empty] | Federally-Regulated Consumer Product | 11/28/2016 |  | 10/18/2017
International Comfort Products | Airquest | N9MSE0802120A**D | Natural Gas | Induced Draft | True | False | 1 | True | Down |  | None | Condensing | Single-Stage |  | 0.75 | Standard |  | 80000 | 78000 |  |  | 81100 | 948 | 95 | 75 | [8 empty] | Federally-Regulated Consumer Product | 11/28/2016 |  | 10/18/2017
International Comfort Products | Airquest | N9MSE1002114A**D | LPG | Induced Draft | True | False | 1 | True | Down |  | None | Condensing | Single-Stage |  | 0.75 | Standard |  | 100000 | 97000 |  |  | 97200 | 1182 | 95 | 75 | [8 empty] | Federally-Regulated Consumer Product | 02/14/2017 |  | 10/18/2017
International Comfort Products | Airquest | N9MSE1002114A**D | Natural Gas | Induced Draft | True | False | 1 | True | Down |  | None | Condensing | Single-Stage |  | 0.75 | Standard |  | 100000 | 97000 |  |  | 97200 | 1182 | 95 | 75 | [8 empty] | Federally-Regulated Consumer Product | 02/14/2017 |  | 10/18/2017
International Comfort Products | Airquest | N9MSE1002120A**D | LPG | Induced Draft | True | False | 1 | True | Down |  | None | Condensing | Single-Stage |  | 0.75 | Standard |  | 100000 | 97000 |  |  | 97200 | 1175 | 95 | 75 | [8 empty] | Federally-Regulated Consumer Product | 02/14/2017 |  | 10/18/2017
International Comfort Products | Airquest | N9MSE1002120A**D | Natural Gas | Induced Draft | True | False | 1 | True | Down |  | None | Condensing | Single-Stage |  | 0.75 | Standard |  | 100000 | 97000 |  |  | 97200 | 1175 | 95 | 75 | [8 empty] | Federally-Regulated Consumer Product | 02/14/2017 |  | 10/18/2017
International Comfort Products | Airquest | N9MSE1202420A**D | LPG | Induced Draft | True | False | 1 | True | Down |  | None | Condensing | Single-Stage |  | 0.75 | Standard |  | 120000 | 116000 |  |  | 113400 | 1348 | 95 | 75 | [8 empty] | Federally-Regulated Consumer Product | 11/28/2016 |  | 10/18/2017
International Comfort Products | Airquest | N9MSE1202420A**D | Natural Gas | Induced Draft | True | False | 1 | True | Down |  | None | Condensing | Single-Stage |  | 0.75 | Standard |  | 120000 | 116000 |  |  | 113400 | 1348 | 95 | 75 | [8 empty] | Federally-Regulated Consumer Product | 11/28/2016 |  | 10/18/2017
International Comfort Products | Airquest | G9MXE0401410A** | LPG | Induced Draft | True | False | 1 | True | Up |  | None | Condensing | Single-Stage |  | 0.5 | Standard |  | 40000 | 39000 |  |  | 32800 | 195 | 96 | 75 | [8 empty] | Federally-Regulated Consumer Product | 11/28/2016 |  | 10/18/2017
International Comfort Products | Airquest | G9MXE0401410A** | LPG | Induced Draft | True | False | 1 | True | Horizontal |  | None | Condensing | Single-Stage |  | 0.5 | Standard |  | 40000 | 39000 |  |  | 32800 | 195 | 96 | 75 | [8 empty] | Federally-Regulated Consumer Product | 11/28/2016 |  | 10/18/2017
International Comfort Products | Airquest | G9MXE0401410A** | Natural Gas | Induced Draft | True | False | 1 | True | Up |  | None | Condensing | Single-Stage |  | 0.5 | Standard |  | 40000 | 39000 |  |  | 32800 | 195 | 96 | 75 | [8 empty] | Federally-Regulated Consumer Product | 11/28/2016 |  | 10/18/2017
International Comfort Products | Airquest | G9MXE0401410A** | Natural Gas | Induced Draft | True | False | 1 | True | Horizontal |  | None | Condensing | Single-Stage |  | 0.5 | Standard |  | 40000 | 39000 |  |  | 32800 | 195 | 96 | 75 | [8 empty] | Federally-Regulated Consumer Product | 11/28/2016 |  | 10/18/2017
International Comfort Products | Airquest | G9MXE0601714A** | LPG | Induced Draft | True | False | 1 | True | Up |  | None | Condensing | Single-Stage |  | 0.75 | Standard |  | 60000 | 58000 |  |  | 49300 | 254 | 96 | 75 | [8 empty] | Federally-Regulated Consumer Product | 11/28/2016 |  | 10/18/2017
International Comfort Products | Airquest | G9MXE0601714A** | LPG | Induced Draft | True | False | 1 | True | Horizontal |  | None | Condensing | Single-Stage |  | 0.75 | Standard |  | 60000 | 58000 |  |  | 49300 | 254 | 96 | 75 | [8 empty] | Federally-Regulated Consumer Product | 11/28/2016 |  | 10/18/2017
International Comfort Products | Airquest | G9MXE0601714A** | Natural Gas | Induced Draft | True | False | 1 | True | Up |  | None | Condensing | Single-Stage |  | 0.75 | Standard |  | 60000 | 58000 |  |  | 49300 | 254 | 96 | 75 | [8 empty] | Federally-Regulated Consumer Product | 11/28/2016 |  | 10/18/2017
International Comfort Products | Airquest | G9MXE0601714A** | Natural Gas | Induced Draft | True | False | 1 | True | Horizontal |  | None | Condensing | Single-Stage |  | 0.75 | Standard |  | 60000 | 58000 |  |  | 49300 | 254 | 96 | 75 | [8 empty] | Federally-Regulated Consumer Product | 11/28/2016 |  | 10/18/2017
International Comfort Products | Airquest | G9MXE1202422A** | LPG | Induced Draft | True | False | 1 | True | Up |  | None | Condensing | Single-Stage |  | 1 | Standard |  | 120000 | 117000 |  |  | 113500 | 990 | 96 | 75 | [8 empty] | Federally-Regulated Consumer Product | 11/28/2016 |  | 10/18/2017
International Comfort Products | Airquest | G9MXE1202422A** | LPG | Induced Draft | True | False | 1 | True | Horizontal |  | None | Condensing | Single-Stage |  | 1 | Standard |  | 120000 | 117000 |  |  | 113500 | 990 | 96 | 75 | [8 empty] | Federally-Regulated Consumer Product | 11/28/2016 |  | 10/18/2017
International Comfort Products | Airquest | G9MXE1202422A** | Natural Gas | Induced Draft | True | False | 1 | True | Up |  | None | Condensing | Single-Stage |  | 1 | Standard |  | 120000 | 117000 |  |  | 113500 | 990 | 96 | 75 | [8 empty] | Federally-Regulated Consumer Product | 11/28/2016 |  | 10/18/2017
International Comfort Products | Airquest | G9MXE1202422A** | Natural Gas | Induced Draft | True | False | 1 | True | Horizontal |  | None | Condensing | Single-Stage |  | 1 | Standard |  | 120000 | 117000 |  |  | 113500 | 990 | 96 | 75 | [8 empty] | Federally-Regulated Consumer Product | 11/28/2016 |  | 10/18/2017
International Comfort Products | Airquest | G9MXE0801716A** | LPG | Induced Draft | True | False | 1 | True | Up |  | None | Condensing | Single-Stage |  | 0.75 | Standard |  | 80000 | 78000 |  |  | 81900 | 483 | 96 | 75 | [8 empty] | Federally-Regulated Consumer Product | 11/28/2016 |  | 10/18/2017
International Comfort Products | Airquest | G9MXE0801716A** | LPG | Induced Draft | True | False | 1 | True | Horizontal |  | None | Condensing | Single-Stage |  | 0.75 | Standard |  | 80000 | 78000 |  |  | 81900 | 483 | 96 | 75 | [8 empty] | Federally-Regulated Consumer Product | 11/28/2016 |  | 10/18/2017
International Comfort Products | Airquest | G9MXE0801716A** | Natural Gas | Induced Draft | True | False | 1 | True | Up |  | None | Condensing | Single-Stage |  | 0.75 | Standard |  | 80000 | 78000 |  |  | 81900 | 483 | 96 | 75 | [8 empty] | Federally-Regulated Consumer Product | 11/28/2016 |  | 10/18/2017
International Comfort Products | Airquest | G9MXE0801716A** | Natural Gas | Induced Draft | True | False | 1 | True | Horizontal |  | None | Condensing | Single-Stage |  | 0.75 | Standard |  | 80000 | 78000 |  |  | 81900 | 483 | 96 | 75 | [8 empty] | Federally-Regulated Consumer Product | 11/28/2016 |  | 10/18/2017
International Comfort Products | Airquest | G9MXE0802120A** | LPG | Induced Draft | True | False | 1 | True | Up |  | None | Condensing | Single-Stage |  | 1 | Standard |  | 80000 | 78000 |  |  | 82000 | 444 | 96 | 75 | [8 empty] | Federally-Regulated Consumer Product | 11/28/2016 |  | 10/18/2017
International Comfort Products | Airquest | G9MXE0802120A** | LPG | Induced Draft | True | False | 1 | True | Horizontal |  | None | Condensing | Single-Stage |  | 1 | Standard |  | 80000 | 78000 |  |  | 82000 | 444 | 96 | 75 | [8 empty] | Federally-Regulated Consumer Product | 11/28/2016 |  | 10/18/2017
International Comfort Products | Airquest | G9MXE0802120A** | Natural Gas | Induced Draft | True | False | 1 | True | Up |  | None | Condensing | Single-Stage |  | 1 | Standard |  | 80000 | 78000 |  |  | 82000 | 444 | 96 | 75 | [8 empty] | Federally-Regulated Consumer Product | 11/28/2016 |  | 10/18/2017
International Comfort Products | Airquest | G9MXE0802120A** | Natural Gas | Induced Draft | True | False | 1 | True | Horizontal |  | None | Condensing | Single-Stage |  | 1 | Standard |  | 80000 | 78000 |  |  | 82000 | 444 | 96 | 75 | [8 empty] | Federally-Regulated Consumer Product | 11/28/2016 |  | 10/18/2017
International Comfort Products | Airquest | G9MXE1002120A** | LPG | Induced Draft | True | False | 1 | True | Up |  | None | Condensing | Single-Stage |  | 1 | Standard |  | 100000 | 97000 |  |  | 98200 | 583 | 96 | 75 | [8 empty] | Federally-Regulated Consumer Product | 11/28/2016 |  | 10/18/2017
International Comfort Products | Airquest | G9MXE1002120A** | LPG | Induced Draft | True | False | 1 | True | Horizontal |  | None | Condensing | Single-Stage |  | 1 | Standard |  | 100000 | 97000 |  |  | 98200 | 583 | 96 | 75 | [8 empty] | Federally-Regulated Consumer Product | 11/28/2016 |  | 10/18/2017
International Comfort Products | Airquest | G9MXE1002120A** | Natural Gas | Induced Draft | True | False | 1 | True | Up |  | None | Condensing | Single-Stage |  | 1 | Standard |  | 100000 | 97000 |  |  | 98200 | 583 | 96 | 75 | [8 empty] | Federally-Regulated Consumer Product | 11/28/2016 |  | 10/18/2017
International Comfort Products | Airquest | G9MXE1002120A** | Natural Gas | Induced Draft | True | False | 1 | True | Horizontal |  | None | Condensing | Single-Stage |  | 1 | Standard |  | 100000 | 97000 |  |  | 98200 | 583 | 96 | 75 | [8 empty] | Federally-Regulated Consumer Product | 11/28/2016 |  | 10/18/2017
International Comfort Products | Airquest | G9MXE0401712A** | LPG | Induced Draft | True | False | 1 | True | Up |  | None | Condensing | Single-Stage |  | 0.5 | Standard |  | 40000 | 39000 |  |  | 32900 | 176 | 96 | 75 | [8 empty] | Federally-Regulated Consumer Product | 11/28/2016 |  | 10/18/2017
International Comfort Products | Airquest | G9MXE0401712A** | LPG | Induced Draft | True | False | 1 | True | Horizontal |  | None | Condensing | Single-Stage |  | 0.5 | Standard |  | 40000 | 39000 |  |  | 32900 | 176 | 96 | 75 | [8 empty] | Federally-Regulated Consumer Product | 11/28/2016 |  | 10/18/2017
International Comfort Products | Airquest | G9MXE0401712A** | Natural Gas | Induced Draft | True | False | 1 | True | Up |  | None | Condensing | Single-Stage |  | 0.5 | Standard |  | 40000 | 39000 |  |  | 32900 | 176 | 96 | 75 | [8 empty] | Federally-Regulated Consumer Product | 11/28/2016 |  | 10/18/2017
International Comfort Products | Airquest | G9MXE0401712A** | Natural Gas | Induced Draft | True | False | 1 | True | Horizontal |  | None | Condensing | Single-Stage |  | 0.5 | Standard |  | 40000 | 39000 |  |  | 32900 | 176 | 96 | 75 | [8 empty] | Federally-Regulated Consumer Product | 11/28/2016 |  | 10/18/2017
International Comfort Products | Airquest | G9MXE0601412A** | LPG | Induced Draft | True | False | 1 | True | Up |  | None | Condensing | Single-Stage |  | 0.5 | Standard |  | 60000 | 58000 |  |  | 49400 | 307 | 95.5 | 75 | [8 empty] | Federally-Regulated Consumer Product | 11/28/2016 |  | 10/18/2017
International Comfort Products | Airquest | G9MXE0601412A** | LPG | Induced Draft | True | False | 1 | True | Horizontal |  | None | Condensing | Single-Stage |  | 0.5 | Standard |  | 60000 | 58000 |  |  | 49400 | 307 | 95.5 | 75 | [8 empty] | Federally-Regulated Consumer Product | 11/28/2016 |  | 10/18/2017
International Comfort Products | Airquest | G9MXE0601412A** | Natural Gas | Induced Draft | True | False | 1 | True | Up |  | None | Condensing | Single-Stage |  | 0.5 | Standard |  | 60000 | 58000 |  |  | 49400 | 307 | 95.5 | 75 | [8 empty] | Federally-Regulated Consumer Product | 11/28/2016 |  | 10/18/2017
International Comfort Products | Airquest | G9MXE0601412A** | Natural Gas | Induced Draft | True | False | 1 | True | Horizontal |  | None | Condensing | Single-Stage |  | 0.5 | Standard |  | 60000 | 58000 |  |  | 49400 | 307 | 95.5 | 75 | [8 empty] | Federally-Regulated Consumer Product | 11/28/2016 |  | 10/18/2017
International Comfort Products | Airquest | G9MXE0401410A**D | LPG | Induced Draft | True | False | 1 | True | Down |  | None | Condensing | Single-Stage |  | 0.5 | Standard |  | 40000 | 39000 |  |  | 33200 | 188 | 95 | 75 | [8 empty] | Federally-Regulated Consumer Product | 11/28/2016 |  | 10/18/2017
International Comfort Products | Airquest | G9MXE0401410A**D | Natural Gas | Induced Draft | True | False | 1 | True | Down |  | None | Condensing | Single-Stage |  | 0.5 | Standard |  | 40000 | 39000 |  |  | 33200 | 188 | 95 | 75 | [8 empty] | Federally-Regulated Consumer Product | 11/28/2016 |  | 10/18/2017
International Comfort Products | Airquest | G9MXE0401712A**D | LPG | Induced Draft | True | False | 1 | True | Down |  | None | Condensing | Single-Stage |  | 0.5 | Standard |  | 40000 | 39000 |  |  | 33200 | 183 | 95 | 75 | [8 empty] | Federally-Regulated Consumer Product | 11/28/2016 |  | 10/18/2017
International Comfort Products | Airquest | G9MXE0401712A**D | Natural Gas | Induced Draft | True | False | 1 | True | Down |  | None | Condensing | Single-Stage |  | 0.5 | Standard |  | 40000 | 39000 |  |  | 33200 | 183 | 95 | 75 | [8 empty] | Federally-Regulated Consumer Product | 11/28/2016 |  | 10/18/2017
International Comfort Products | Airquest | G9MXE0601412A**D | LPG | Induced Draft | True | False | 1 | True | Down |  | None | Condensing | Single-Stage |  | 0.5 | Standard |  | 60000 | 58000 |  |  | 49500 | 344 | 95 | 75 | [8 empty] | Federally-Regulated Consumer Product | 11/28/2016 |  | 10/18/2017
International Comfort Products | Airquest | G9MXE0601412A**D | Natural Gas | Induced Draft | True | False | 1 | True | Down |  | None | Condensing | Single-Stage |  | 0.5 | Standard |  | 60000 | 58000 |  |  | 49500 | 344 | 95 | 75 | [8 empty] | Federally-Regulated Consumer Product | 11/28/2016 |  | 10/18/2017
International Comfort Products | Airquest | G9MXE0601714A**D | LPG | Induced Draft | True | False | 1 | True | Down |  | None | Condensing | Single-Stage |  | 0.75 | Standard |  | 60000 | 58000 |  |  | 49800 | 263 | 95 | 75 | [8 empty] | Federally-Regulated Consumer Product | 11/28/2016 |  | 10/18/2017
International Comfort Products | Airquest | G9MXE0601714A**D | Natural Gas | Induced Draft | True | False | 1 | True | Down |  | None | Condensing | Single-Stage |  | 0.75 | Standard |  | 60000 | 58000 |  |  | 49800 | 263 | 95 | 75 | [8 empty] | Federally-Regulated Consumer Product | 11/28/2016 |  | 10/18/2017
International Comfort Products | Airquest | G9MXE0801716A**D | LPG | Induced Draft | True | False | 1 | True | Down |  | None | Condensing | Single-Stage |  | 0.75 | Standard |  | 80000 | 78000 |  |  | 82500 | 558 | 95 | 75 | [8 empty] | Federally-Regulated Consumer Product | 11/28/2016 |  | 10/18/2017
International Comfort Products | Airquest | G9MXE0801716A**D | Natural Gas | Induced Draft | True | False | 1 | True | Down |  | None | Condensing | Single-Stage |  | 0.75 | Standard |  | 80000 | 78000 |  |  | 82500 | 558 | 95 | 75 | [8 empty] | Federally-Regulated Consumer Product | 11/28/2016 |  | 10/18/2017
International Comfort Products | Airquest | G9MXE0802120A**D | LPG | Induced Draft | True | False | 1 | True | Down |  | None | Condensing | Single-Stage |  | 1 | Standard |  | 80000 | 78000 |  |  | 83000 | 418 | 95 | 75 | [8 empty] | Federally-Regulated Consumer Product | 11/28/2016 |  | 10/18/2017
International Comfort Products | Airquest | G9MXE0802120A**D | Natural Gas | Induced Draft | True | False | 1 | True | Down |  | None | Condensing | Single-Stage |  | 1 | Standard |  | 80000 | 78000 |  |  | 83000 | 418 | 95 | 75 | [8 empty] | Federally-Regulated Consumer Product | 11/28/2016 |  | 10/18/2017
International Comfort Products | Airquest | G9MXE1002120A**D | LPG | Induced Draft | True | False | 1 | True | Down |  | None | Condensing | Single-Stage |  | 1 | Standard |  | 100000 | 97000 |  |  | 99200 | 614 | 95 | 75 | [8 empty] | Federally-Regulated Consumer Product | 02/14/2017 |  | 10/18/2017
International Comfort Products | Airquest | G9MXE1002120A**D | Natural Gas | Induced Draft | True | False | 1 | True | Down |  | None | Condensing | Single-Stage |  | 1 | Standard |  | 100000 | 97000 |  |  | 99200 | 614 | 95 | 75 | [8 empty] | Federally-Regulated Consumer Product | 02/14/2017 |  | 10/18/2017
International Comfort Products | Airquest | G9MXE1202422A**D | LPG | Induced Draft | True | False | 1 | True | Down |  | None | Condensing | Single-Stage |  | 1 | Standard |  | 120000 | 116000 |  |  | 114500 | 1047 | 95 | 75 | [8 empty] | Federally-Regulated Consumer Product | 11/28/2016 |  | 10/18/2017
International Comfort Products | Airquest | G9MXE1202422A**D | Natural Gas | Induced Draft | True | False | 1 | True | Down |  | None | Condensing | Single-Stage |  | 1 | Standard |  | 120000 | 116000 |  |  | 114500 | 1047 | 95 | 75 | [8 empty] | Federally-Regulated Consumer Product | 11/28/2016 |  | 10/18/2017
International Comfort Products | Airquest | N9MSB0801716B** | LPG | Induced Draft | True | False | 1 | True | Up |  | None | Condensing | Single-Stage |  | 0.5 | Standard |  | 80000 | 75000 |  |  | 66800 | 798 | 92.1 | 75 | [8 empty] | Federally-Regulated Consumer Product | 11/28/2016 |  | 10/18/2017
International Comfort Products | Airquest | N9MSB0801716B** | LPG | Induced Draft | True | False | 1 | True | Down |  | None | Condensing | Single-Stage |  | 0.5 | Standard |  | 80000 | 75000 |  |  | 66800 | 798 | 92.1 | 75 | [8 empty] | Federally-Regulated Consumer Product | 11/28/2016 |  | 10/18/2017
International Comfort Products | Airquest | N9MSB0801716B** | LPG | Induced Draft | True | False | 1 | True | Horizontal |  | None | Condensing | Single-Stage |  | 0.5 | Standard |  | 80000 | 75000 |  |  | 66800 | 798 | 92.1 | 75 | [8 empty] | Federally-Regulated Consumer Product | 11/28/2016 |  | 10/18/2017
International Comfort Products | Airquest | N9MSB0801716B** | Natural Gas | Induced Draft | True | False | 1 | True | Up |  | None | Condensing | Single-Stage |  | 0.5 | Standard |  | 80000 | 75000 |  |  | 66800 | 798 | 92.1 | 75 | [8 empty] | Federally-Regulated Consumer Product | 11/28/2016 |  | 10/18/2017
International Comfort Products | Airquest | N9MSB0801716B** | Natural Gas | Induced Draft | True | False | 1 | True | Down |  | None | Condensing | Single-Stage |  | 0.5 | Standard |  | 80000 | 75000 |  |  | 66800 | 798 | 92.1 | 75 | [8 empty] | Federally-Regulated Consumer Product | 11/28/2016 |  | 10/18/2017
International Comfort Products | Airquest | N9MSB0801716B** | Natural Gas | Induced Draft | True | False | 1 | True | Horizontal |  | None | Condensing | Single-Stage |  | 0.5 | Standard |  | 80000 | 75000 |  |  | 66800 | 798 | 92.1 | 75 | [8 empty] | Federally-Regulated Consumer Product | 11/28/2016 |  | 10/18/2017
International Comfort Products | Airquest | N9MSB0401410C** | LPG | Induced Draft | True | False | 1 | True | Up |  | None | Condensing | Single-Stage |  | 0.33 | Standard |  | 40000 | 37000 |  |  | 33700 | 341 | 92.1 | 75 | [8 empty] | Federally-Regulated Consumer Product | 11/28/2016 |  | 10/18/2017
International Comfort Products | Airquest | N9MSB0401410C** | LPG | Induced Draft | True | False | 1 | True | Down |  | None | Condensing | Single-Stage |  | 0.33 | Standard |  | 40000 | 37000 |  |  | 33700 | 341 | 92.1 | 75 | [8 empty] | Federally-Regulated Consumer Product | 11/28/2016 |  | 10/18/2017
International Comfort Products | Airquest | N9MSB0401410C** | LPG | Induced Draft | True | False | 1 | True | Horizontal |  | None | Condensing | Single-Stage |  | 0.33 | Standard |  | 40000 | 37000 |  |  | 33700 | 341 | 92.1 | 75 | [8 empty] | Federally-Regulated Consumer Product | 11/28/2016 |  | 10/18/2017
International Comfort Products | Airquest | N9MSB0401410C** | Natural Gas | Induced Draft | True | False | 1 | True | Up |  | None | Condensing | Single-Stage |  | 0.33 | Standard |  | 40000 | 37000 |  |  | 33700 | 341 | 92.1 | 75 | [8 empty] | Federally-Regulated Consumer Product | 11/28/2016 |  | 10/18/2017
International Comfort Products | Airquest | N9MSB0401410C** | Natural Gas | Induced Draft | True | False | 1 | True | Down |  | None | Condensing | Single-Stage |  | 0.33 | Standard |  | 40000 | 37000 |  |  | 33700 | 341 | 92.1 | 75 | [8 empty] | Federally-Regulated Consumer Product | 11/28/2016 |  | 10/18/2017
International Comfort Products | Airquest | N9MSB0401410C** | Natural Gas | Induced Draft | True | False | 1 | True | Horizontal |  | None | Condensing | Single-Stage |  | 0.33 | Standard |  | 40000 | 37000 |  |  | 33700 | 341 | 92.1 | 75 | [8 empty] | Federally-Regulated Consumer Product | 11/28/2016 |  | 10/18/2017
International Comfort Products | Airquest | N9MSB0401712C** | LPG | Induced Draft | True | False | 1 | True | Up |  | None | Condensing | Single-Stage |  | 0.5 | Standard |  | 40000 | 37000 |  |  | 33500 | 383 | 92.1 | 75 | [8 empty] | Federally-Regulated Consumer Product | 11/28/2016 |  | 10/18/2017
International Comfort Products | Airquest | N9MSB0401712C** | LPG | Induced Draft | True | False | 1 | True | Down |  | None | Condensing | Single-Stage |  | 0.5 | Standard |  | 40000 | 37000 |  |  | 33500 | 383 | 92.1 | 75 | [8 empty] | Federally-Regulated Consumer Product | 11/28/2016 |  | 10/18/2017
International Comfort Products | Airquest | N9MSB0401712C** | LPG | Induced Draft | True | False | 1 | True | Horizontal |  | None | Condensing | Single-Stage |  | 0.5 | Standard |  | 40000 | 37000 |  |  | 33500 | 383 | 92.1 | 75 | [8 empty] | Federally-Regulated Consumer Product | 11/28/2016 |  | 10/18/2017
International Comfort Products | Airquest | N9MSB0401712C** | Natural Gas | Induced Draft | True | False | 1 | True | Up |  | None | Condensing | Single-Stage |  | 0.5 | Standard |  | 40000 | 37000 |  |  | 33500 | 383 | 92.1 | 75 | [8 empty] | Federally-Regulated Consumer Product | 11/28/2016 |  | 10/18/2017
International Comfort Products | Airquest | N9MSB0401712C** | Natural Gas | Induced Draft | True | False | 1 | True | Down |  | None | Condensing | Single-Stage |  | 0.5 | Standard |  | 40000 | 37000 |  |  | 33500 | 383 | 92.1 | 75 | [8 empty] | Federally-Regulated Consumer Product | 11/28/2016 |  | 10/18/2017
International Comfort Products | Airquest | N9MSB0401712C** | Natural Gas | Induced Draft | True | False | 1 | True | Horizontal |  | None | Condensing | Single-Stage |  | 0.5 | Standard |  | 40000 | 37000 |  |  | 33500 | 383 | 92.1 | 75 | [8 empty] | Federally-Regulated Consumer Product | 11/28/2016 |  | 10/18/2017
International Comfort Products | Airquest | N9MSB0601412C** | LPG | Induced Draft | True | False | 1 | True | Up |  | None | Condensing | Single-Stage |  | 0.33 | Standard |  | 60000 | 56000 |  |  | 50600 | 481 | 92.1 | 75 | [8 empty] | Federally-Regulated Consumer Product | 11/28/2016 |  | 10/18/2017
International Comfort Products | Airquest | N9MSB0601412C** | LPG | Induced Draft | True | False | 1 | True | Down |  | None | Condensing | Single-Stage |  | 0.33 | Standard |  | 60000 | 56000 |  |  | 50600 | 481 | 92.1 | 75 | [8 empty] | Federally-Regulated Consumer Product | 11/28/2016 |  | 10/18/2017
International Comfort Products | Airquest | N9MSB0601412C** | LPG | Induced Draft | True | False | 1 | True | Horizontal |  | None | Condensing | Single-Stage |  | 0.33 | Standard |  | 60000 | 56000 |  |  | 50600 | 481 | 92.1 | 75 | [8 empty] | Federally-Regulated Consumer Product | 11/28/2016 |  | 10/18/2017
International Comfort Products | Airquest | N9MSB0601412C** | Natural Gas | Induced Draft | True | False | 1 | True | Up |  | None | Condensing | Single-Stage |  | 0.33 | Standard |  | 60000 | 56000 |  |  | 50600 | 481 | 92.1 | 75 | [8 empty] | Federally-Regulated Consumer Product | 11/28/2016 |  | 10/18/2017
International Comfort Products | Airquest | N9MSB0601412C** | Natural Gas | Induced Draft | True | False | 1 | True | Down |  | None | Condensing | Single-Stage |  | 0.33 | Standard |  | 60000 | 56000 |  |  | 50600 | 481 | 92.1 | 75 | [8 empty] | Federally-Regulated Consumer Product | 11/28/2016 |  | 10/18/2017
International Comfort Products | Airquest | N9MSB0601412C** | Natural Gas | Induced Draft | True | False | 1 | True | Horizontal |  | None | Condensing | Single-Stage |  | 0.33 | Standard |  | 60000 | 56000 |  |  | 50600 | 481 | 92.1 | 75 | [8 empty] | Federally-Regulated Consumer Product | 11/28/2016 |  | 10/18/2017
International Comfort Products | Airquest | N9MSB0601716C** | LPG | Induced Draft | True | False | 1 | True | Up |  | None | Condensing | Single-Stage |  | 0.5 | Standard |  | 60000 | 56000 |  |  | 50100 | 605 | 92.1 | 75 | [8 empty] | Federally-Regulated Consumer Product | 11/28/2016 |  | 10/18/2017
International Comfort Products | Airquest | N9MSB0601716C** | LPG | Induced Draft | True | False | 1 | True | Down |  | None | Condensing | Single-Stage |  | 0.5 | Standard |  | 60000 | 56000 |  |  | 50100 | 605 | 92.1 | 75 | [8 empty] | Federally-Regulated Consumer Product | 11/28/2016 |  | 10/18/2017
International Comfort Products | Airquest | N9MSB0601716C** | LPG | Induced Draft | True | False | 1 | True | Horizontal |  | None | Condensing | Single-Stage |  | 0.5 | Standard |  | 60000 | 56000 |  |  | 50100 | 605 | 92.1 | 75 | [8 empty] | Federally-Regulated Consumer Product | 11/28/2016 |  | 10/18/2017
International Comfort Products | Airquest | N9MSB0601716C** | Natural Gas | Induced Draft | True | False | 1 | True | Up |  | None | Condensing | Single-Stage |  | 0.5 | Standard |  | 60000 | 56000 |  |  | 50100 | 605 | 92.1 | 75 | [8 empty] | Federally-Regulated Consumer Product | 11/28/2016 |  | 10/18/2017
International Comfort Products | Airquest | N9MSB0601716C** | Natural Gas | Induced Draft | True | False | 1 | True | Down |  | None | Condensing | Single-Stage |  | 0.5 | Standard |  | 60000 | 56000 |  |  | 50100 | 605 | 92.1 | 75 | [8 empty] | Federally-Regulated Consumer Product | 11/28/2016 |  | 10/18/2017
International Comfort Products | Airquest | N9MSB0601716C** | Natural Gas | Induced Draft | True | False | 1 | True | Horizontal |  | None | Condensing | Single-Stage |  | 0.5 | Standard |  | 60000 | 56000 |  |  | 50100 | 605 | 92.1 | 75 | [8 empty] | Federally-Regulated Consumer Product | 11/28/2016 |  | 10/18/2017
International Comfort Products | Airquest | N9MSB0802120C** | LPG | Induced Draft | True | False | 1 | True | Up |  | None | Condensing | Single-Stage |  | 0.75 | Standard |  | 80000 | 75000 |  |  | 66900 | 775 | 92.1 | 75 | [8 empty] | Federally-Regulated Consumer Product | 11/28/2016 |  | 10/18/2017
International Comfort Products | Airquest | N9MSB0802120C** | LPG | Induced Draft | True | False | 1 | True | Down |  | None | Condensing | Single-Stage |  | 0.75 | Standard |  | 80000 | 75000 |  |  | 66900 | 775 | 92.1 | 75 | [8 empty] | Federally-Regulated Consumer Product | 11/28/2016 |  | 10/18/2017
International Comfort Products | Airquest | N9MSB0802120C** | LPG | Induced Draft | True | False | 1 | True | Horizontal |  | None | Condensing | Single-Stage |  | 0.75 | Standard |  | 80000 | 75000 |  |  | 66900 | 775 | 92.1 | 75 | [8 empty] | Federally-Regulated Consumer Product | 11/28/2016 |  | 10/18/2017
International Comfort Products | Airquest | N9MSB0802120C** | Natural Gas | Induced Draft | True | False | 1 | True | Up |  | None | Condensing | Single-Stage |  | 0.75 | Standard |  | 80000 | 75000 |  |  | 66900 | 775 | 92.1 | 75 | [8 empty] | Federally-Regulated Consumer Product | 11/28/2016 |  | 10/18/2017
International Comfort Products | Airquest | N9MSB0802120C** | Natural Gas | Induced Draft | True | False | 1 | True | Down |  | None | Condensing | Single-Stage |  | 0.75 | Standard |  | 80000 | 75000 |  |  | 66900 | 775 | 92.1 | 75 | [8 empty] | Federally-Regulated Consumer Product | 11/28/2016 |  | 10/18/2017
International Comfort Products | Airquest | N9MSB0802120C** | Natural Gas | Induced Draft | True | False | 1 | True | Horizontal |  | None | Condensing | Single-Stage |  | 0.75 | Standard |  | 80000 | 75000 |  |  | 66900 | 775 | 92.1 | 75 | [8 empty] | Federally-Regulated Consumer Product | 11/28/2016 |  | 10/18/2017
International Comfort Products | Airquest | N9MSB1002116C** | LPG | Induced Draft | True | False | 1 | True | Up |  | None | Condensing | Single-Stage |  | 0.5 | Standard |  | 100000 | 94000 |  |  | 100900 | 994 | 92.1 | 75 | [8 empty] | Federally-Regulated Consumer Product | 02/14/2017 |  | 10/18/2017
International Comfort Products | Airquest | N9MSB1002116C** | LPG | Induced Draft | True | False | 1 | True | Down |  | None | Condensing | Single-Stage |  | 0.5 | Standard |  | 100000 | 94000 |  |  | 100900 | 994 | 92.1 | 75 | [8 empty] | Federally-Regulated Consumer Product | 02/14/2017 |  | 10/18/2017
International Comfort Products | Airquest | N9MSB1002116C** | LPG | Induced Draft | True | False | 1 | True | Horizontal |  | None | Condensing | Single-Stage |  | 0.5 | Standard |  | 100000 | 94000 |  |  | 100900 | 994 | 92.1 | 75 | [8 empty] | Federally-Regulated Consumer Product | 02/14/2017 |  | 10/18/2017
International Comfort Products | Airquest | N9MSB1002116C** | Natural Gas | Induced Draft | True | False | 1 | True | Up |  | None | Condensing | Single-Stage |  | 0.5 | Standard |  | 100000 | 94000 |  |  | 100900 | 994 | 92.1 | 75 | [8 empty] | Federally-Regulated Consumer Product | 02/14/2017 |  | 10/18/2017
International Comfort Products | Airquest | N9MSB1002116C** | Natural Gas | Induced Draft | True | False | 1 | True | Down |  | None | Condensing | Single-Stage |  | 0.5 | Standard |  | 100000 | 94000 |  |  | 100900 | 994 | 92.1 | 75 | [8 empty] | Federally-Regulated Consumer Product | 02/14/2017 |  | 10/18/2017
International Comfort Products | Airquest | N9MSB1002116C** | Natural Gas | Induced Draft | True | False | 1 | True | Horizontal |  | None | Condensing | Single-Stage |  | 0.5 | Standard |  | 100000 | 94000 |  |  | 100900 | 994 | 92.1 | 75 | [8 empty] | Federally-Regulated Consumer Product | 02/14/2017 |  | 10/18/2017
International Comfort Products | Airquest | N9MSB1002120C** | LPG | Induced Draft | True | False | 1 | True | Up |  | None | Condensing | Single-Stage |  | 0.75 | Standard |  | 100000 | 94000 |  |  | 100800 | 1030 | 92.1 | 75 | [8 empty] | Federally-Regulated Consumer Product | 02/14/2017 |  | 10/18/2017
International Comfort Products | Airquest | N9MSB1002120C** | LPG | Induced Draft | True | False | 1 | True | Down |  | None | Condensing | Single-Stage |  | 0.75 | Standard |  | 100000 | 94000 |  |  | 100800 | 1030 | 92.1 | 75 | [8 empty] | Federally-Regulated Consumer Product | 02/14/2017 |  | 10/18/2017
International Comfort Products | Airquest | N9MSB1002120C** | LPG | Induced Draft | True | False | 1 | True | Horizontal |  | None | Condensing | Single-Stage |  | 0.75 | Standard |  | 100000 | 94000 |  |  | 100800 | 1030 | 92.1 | 75 | [8 empty] | Federally-Regulated Consumer Product | 02/14/2017 |  | 10/18/2017
International Comfort Products | Airquest | N9MSB1002120C** | Natural Gas | Induced Draft | True | False | 1 | True | Up |  | None | Condensing | Single-Stage |  | 0.75 | Standard |  | 100000 | 94000 |  |  | 100800 | 1030 | 92.1 | 75 | [8 empty] | Federally-Regulated Consumer Product | 02/14/2017 |  | 10/18/2017
International Comfort Products | Airquest | N9MSB1002120C** | Natural Gas | Induced Draft | True | False | 1 | True | Down |  | None | Condensing | Single-Stage |  | 0.75 | Standard |  | 100000 | 94000 |  |  | 100800 | 1030 | 92.1 | 75 | [8 empty] | Federally-Regulated Consumer Product | 02/14/2017 |  | 10/18/2017
International Comfort Products | Airquest | N9MSB1002120C** | Natural Gas | Induced Draft | True | False | 1 | True | Horizontal |  | None | Condensing | Single-Stage |  | 0.75 | Standard |  | 100000 | 94000 |  |  | 100800 | 1030 | 92.1 | 75 | [8 empty] | Federally-Regulated Consumer Product | 02/14/2017 |  | 10/18/2017
International Comfort Products | Airquest | N9MSB1202420C** | LPG | Induced Draft | True | False | 1 | True | Up |  | None | Condensing | Single-Stage |  | 0.75 | Standard |  | 120000 | 112000 |  |  | 117400 | 1247 | 92.1 | 75 | [8 empty] | Federally-Regulated Consumer Product | 02/14/2017 |  | 10/18/2017
International Comfort Products | Airquest | N9MSB1202420C** | LPG | Induced Draft | True | False | 1 | True | Down |  | None | Condensing | Single-Stage |  | 0.75 | Standard |  | 120000 | 112000 |  |  | 117400 | 1247 | 92.1 | 75 | [8 empty] | Federally-Regulated Consumer Product | 02/14/2017 |  | 10/18/2017
International Comfort Products | Airquest | N9MSB1202420C** | LPG | Induced Draft | True | False | 1 | True | Horizontal |  | None | Condensing | Single-Stage |  | 0.75 | Standard |  | 120000 | 112000 |  |  | 117400 | 1247 | 92.1 | 75 | [8 empty] | Federally-Regulated Consumer Product | 02/14/2017 |  | 10/18/2017
International Comfort Products | Airquest | N9MSB1202420C** | Natural Gas | Induced Draft | True | False | 1 | True | Up |  | None | Condensing | Single-Stage |  | 0.75 | Standard |  | 120000 | 112000 |  |  | 117400 | 1247 | 92.1 | 75 | [8 empty] | Federally-Regulated Consumer Product | 02/14/2017 |  | 10/18/2017
International Comfort Products | Airquest | N9MSB1202420C** | Natural Gas | Induced Draft | True | False | 1 | True | Down |  | None | Condensing | Single-Stage |  | 0.75 | Standard |  | 120000 | 112000 |  |  | 117400 | 1247 | 92.1 | 75 | [8 empty] | Federally-Regulated Consumer Product | 02/14/2017 |  | 10/18/2017
International Comfort Products | Airquest | N9MSB1202420C** | Natural Gas | Induced Draft | True | False | 1 | True | Horizontal |  | None | Condensing | Single-Stage |  | 0.75 | Standard |  | 120000 | 112000 |  |  | 117400 | 1247 | 92.1 | 75 | [8 empty] | Federally-Regulated Consumer Product | 02/14/2017 |  | 10/18/2017
International Comfort Products | Airquest | G9MXT0401410A | LPG | Induced Draft | True | False | 1 | False | Up |  | None | Condensing | Two-Stage Modulating |  | 0.5 | Standard |  | 40000 | 39000 |  |  | 32300 | 166 | 96 | 78 | [8 empty] | Federally-Regulated Consumer Product | 11/28/2016 |  | 10/18/2017
International Comfort Products | Airquest | G9MXT0401410A | LPG | Induced Draft | True | False | 1 | False | Horizontal |  | None | Condensing | Two-Stage Modulating |  | 0.5 | Standard |  | 40000 | 39000 |  |  | 32300 | 166 | 96 | 78 | [8 empty] | Federally-Regulated Consumer Product | 11/28/2016 |  | 10/18/2017
International Comfort Products | Airquest | G9MXT0401410A | Natural Gas | Induced Draft | True | False | 1 | False | Up |  | None | Condensing | Two-Stage Modulating |  | 0.5 | Standard |  | 40000 | 39000 |  |  | 32300 | 166 | 96 | 78 | [8 empty] | Federally-Regulated Consumer Product | 11/28/2016 |  | 10/18/2017
International Comfort Products | Airquest | G9MXT0401410A | Natural Gas | Induced Draft | True | False | 1 | False | Horizontal |  | None | Condensing | Two-Stage Modulating |  | 0.5 | Standard |  | 40000 | 39000 |  |  | 32300 | 166 | 96 | 78 | [8 empty] | Federally-Regulated Consumer Product | 11/28/2016 |  | 10/18/2017
International Comfort Products | Airquest | G9MXT0601714A | LPG | Induced Draft | True | False | 1 | False | Up |  | None | Condensing | Two-Stage Modulating |  | 0.75 | Standard |  | 60000 | 58000 |  |  | 48600 | 189 | 96 | 78 | [8 empty] | Federally-Regulated Consumer Product | 11/28/2016 |  | 10/18/2017
International Comfort Products | Airquest | G9MXT0601714A | LPG | Induced Draft | True | False | 1 | False | Horizontal |  | None | Condensing | Two-Stage Modulating |  | 0.75 | Standard |  | 60000 | 58000 |  |  | 48600 | 189 | 96 | 78 | [8 empty] | Federally-Regulated Consumer Product | 11/28/2016 |  | 10/18/2017
International Comfort Products | Airquest | G9MXT0601714A | Natural Gas | Induced Draft | True | False | 1 | False | Up |  | None | Condensing | Two-Stage Modulating |  | 0.75 | Standard |  | 60000 | 58000 |  |  | 48600 | 189 | 96 | 78 | [8 empty] | Federally-Regulated Consumer Product | 11/28/2016 |  | 10/18/2017
International Comfort Products | Airquest | G9MXT0601714A | Natural Gas | Induced Draft | True | False | 1 | False | Horizontal |  | None | Condensing | Two-Stage Modulating |  | 0.75 | Standard |  | 60000 | 58000 |  |  | 48600 | 189 | 96 | 78 | [8 empty] | Federally-Regulated Consumer Product | 11/28/2016 |  | 10/18/2017
International Comfort Products | Airquest | G9MXT1202422A | LPG | Induced Draft | True | False | 1 | False | Up |  | None | Condensing | Two-Stage Modulating |  | 1 | Standard |  | 120000 | 117000 |  |  | 110400 | 600 | 96 | 78 | [8 empty] | Federally-Regulated Consumer Product | 11/28/2016 |  | 10/18/2017
International Comfort Products | Airquest | G9MXT1202422A | LPG | Induced Draft | True | False | 1 | False | Horizontal |  | None | Condensing | Two-Stage Modulating |  | 1 | Standard |  | 120000 | 117000 |  |  | 110400 | 600 | 96 | 78 | [8 empty] | Federally-Regulated Consumer Product | 11/28/2016 |  | 10/18/2017
International Comfort Products | Airquest | G9MXT1202422A | Natural Gas | Induced Draft | True | False | 1 | False | Up |  | None | Condensing | Two-Stage Modulating |  | 1 | Standard |  | 120000 | 117000 |  |  | 110400 | 600 | 96 | 78 | [8 empty] | Federally-Regulated Consumer Product | 11/28/2016 |  | 10/18/2017
International Comfort Products | Airquest | G9MXT1202422A | Natural Gas | Induced Draft | True | False | 1 | False | Horizontal |  | None | Condensing | Two-Stage Modulating |  | 1 | Standard |  | 120000 | 117000 |  |  | 110400 | 600 | 96 | 78 | [8 empty] | Federally-Regulated Consumer Product | 11/28/2016 |  | 10/18/2017
International Comfort Products | Airquest | G9MXT0801716A | LPG | Induced Draft | True | False | 1 | False | Up |  | None | Condensing | Two-Stage Modulating |  | 0.75 | Standard |  | 80000 | 78000 |  |  | 80200 | 369 | 96 | 78 | [8 empty] | Federally-Regulated Consumer Product | 11/28/2016 |  | 10/18/2017
International Comfort Products | Airquest | G9MXT0801716A | LPG | Induced Draft | True | False | 1 | False | Horizontal |  | None | Condensing | Two-Stage Modulating |  | 0.75 | Standard |  | 80000 | 78000 |  |  | 80200 | 369 | 96 | 78 | [8 empty] | Federally-Regulated Consumer Product | 11/28/2016 |  | 10/18/2017
International Comfort Products | Airquest | G9MXT0801716A | Natural Gas | Induced Draft | True | False | 1 | False | Up |  | None | Condensing | Two-Stage Modulating |  | 0.75 | Standard |  | 80000 | 78000 |  |  | 80200 | 369 | 96 | 78 | [8 empty] | Federally-Regulated Consumer Product | 11/28/2016 |  | 10/18/2017
International Comfort Products | Airquest | G9MXT0801716A | Natural Gas | Induced Draft | True | False | 1 | False | Horizontal |  | None | Condensing | Two-Stage Modulating |  | 0.75 | Standard |  | 80000 | 78000 |  |  | 80200 | 369 | 96 | 78 | [8 empty] | Federally-Regulated Consumer Product | 11/28/2016 |  | 10/18/2017
International Comfort Products | Airquest | G9MXE0401410A | LPG | Induced Draft | True | False | 1 | False | Up |  | None | Condensing | Single-Stage |  | 0.5 | Standard |  | 40000 | 39000 |  |  | 32800 | 195 | 96 | 78 | [8 empty] | Federally-Regulated Consumer Product | 11/28/2016 |  | 10/18/2017
International Comfort Products | Airquest | G9MXE0401410A | LPG | Induced Draft | True | False | 1 | False | Horizontal |  | None | Condensing | Single-Stage |  | 0.5 | Standard |  | 40000 | 39000 |  |  | 32800 | 195 | 96 | 78 | [8 empty] | Federally-Regulated Consumer Product | 11/28/2016 |  | 10/18/2017
International Comfort Products | Airquest | G9MXE0401410A | Natural Gas | Induced Draft | True | False | 1 | False | Up |  | None | Condensing | Single-Stage |  | 0.5 | Standard |  | 40000 | 39000 |  |  | 32800 | 195 | 96 | 78 | [8 empty] | Federally-Regulated Consumer Product | 11/28/2016 |  | 10/18/2017
International Comfort Products | Airquest | G9MXE0401410A | Natural Gas | Induced Draft | True | False | 1 | False | Horizontal |  | None | Condensing | Single-Stage |  | 0.5 | Standard |  | 40000 | 39000 |  |  | 32800 | 195 | 96 | 78 | [8 empty] | Federally-Regulated Consumer Product | 11/28/2016 |  | 10/18/2017
International Comfort Products | Airquest | G9MXE0601714A | LPG | Induced Draft | True | False | 1 | False | Up |  | None | Condensing | Single-Stage |  | 0.75 | Standard |  | 60000 | 58000 |  |  | 49300 | 254 | 96 | 78 | [8 empty] | Federally-Regulated Consumer Product | 11/28/2016 |  | 10/18/2017
International Comfort Products | Airquest | G9MXE0601714A | LPG | Induced Draft | True | False | 1 | False | Horizontal |  | None | Condensing | Single-Stage |  | 0.75 | Standard |  | 60000 | 58000 |  |  | 49300 | 254 | 96 | 78 | [8 empty] | Federally-Regulated Consumer Product | 11/28/2016 |  | 10/18/2017
International Comfort Products | Airquest | G9MXE0601714A | Natural Gas | Induced Draft | True | False | 1 | False | Up |  | None | Condensing | Single-Stage |  | 0.75 | Standard |  | 60000 | 58000 |  |  | 49300 | 254 | 96 | 78 | [8 empty] | Federally-Regulated Consumer Product | 11/28/2016 |  | 10/18/2017
International Comfort Products | Airquest | G9MXE0601714A | Natural Gas | Induced Draft | True | False | 1 | False | Horizontal |  | None | Condensing | Single-Stage |  | 0.75 | Standard |  | 60000 | 58000 |  |  | 49300 | 254 | 96 | 78 | [8 empty] | Federally-Regulated Consumer Product | 11/28/2016 |  | 10/18/2017
International Comfort Products | Airquest | G9MXE1202422A | LPG | Induced Draft | True | False | 1 | False | Up |  | None | Condensing | Single-Stage |  | 1 | Standard |  | 120000 | 117000 |  |  | 113500 | 990 | 96 | 78 | [8 empty] | Federally-Regulated Consumer Product | 11/28/2016 |  | 10/18/2017
International Comfort Products | Airquest | G9MXE1202422A | LPG | Induced Draft | True | False | 1 | False | Horizontal |  | None | Condensing | Single-Stage |  | 1 | Standard |  | 120000 | 117000 |  |  | 113500 | 990 | 96 | 78 | [8 empty] | Federally-Regulated Consumer Product | 11/28/2016 |  | 10/18/2017
International Comfort Products | Airquest | G9MXE1202422A | Natural Gas | Induced Draft | True | False | 1 | False | Up |  | None | Condensing | Single-Stage |  | 1 | Standard |  | 120000 | 117000 |  |  | 113500 | 990 | 96 | 78 | [8 empty] | Federally-Regulated Consumer Product | 11/28/2016 |  | 10/18/2017
International Comfort Products | Airquest | G9MXE1202422A | Natural Gas | Induced Draft | True | False | 1 | False | Horizontal |  | None | Condensing | Single-Stage |  | 1 | Standard |  | 120000 | 117000 |  |  | 113500 | 990 | 96 | 78 | [8 empty] | Federally-Regulated Consumer Product | 11/28/2016 |  | 10/18/2017
International Comfort Products | Airquest | G9MXE0801716A | LPG | Induced Draft | True | False | 1 | False | Up |  | None | Condensing | Single-Stage |  | 0.75 | Standard |  | 80000 | 78000 |  |  | 81900 | 483 | 96 | 78 | [8 empty] | Federally-Regulated Consumer Product | 11/28/2016 |  | 10/18/2017
International Comfort Products | Airquest | G9MXE0801716A | LPG | Induced Draft | True | False | 1 | False | Horizontal |  | None | Condensing | Single-Stage |  | 0.75 | Standard |  | 80000 | 78000 |  |  | 81900 | 483 | 96 | 78 | [8 empty] | Federally-Regulated Consumer Product | 11/28/2016 |  | 10/18/2017
International Comfort Products | Airquest | G9MXE0801716A | Natural Gas | Induced Draft | True | False | 1 | False | Up |  | None | Condensing | Single-Stage |  | 0.75 | Standard |  | 80000 | 78000 |  |  | 81900 | 483 | 96 | 78 | [8 empty] | Federally-Regulated Consumer Product | 11/28/2016 |  | 10/18/2017
International Comfort Products | Airquest | G9MXE0801716A | Natural Gas | Induced Draft | True | False | 1 | False | Horizontal |  | None | Condensing | Single-Stage |  | 0.75 | Standard |  | 80000 | 78000 |  |  | 81900 | 483 | 96 | 78 | [8 empty] | Federally-Regulated Consumer Product | 11/28/2016 |  | 10/18/2017
International Comfort Products | Airquest | N9MSE0401410A | LPG | Induced Draft | True | False | 1 | False | Up |  | None | Condensing | Single-Stage |  | 0.5 | Standard |  | 40000 | 39000 |  |  | 32300 | 373 | 95.5 | 78 | [8 empty] | Federally-Regulated Consumer Product | 11/28/2016 |  | 10/18/2017
International Comfort Products | Airquest | N9MSE0401410A | LPG | Induced Draft | True | False | 1 | False | Horizontal |  | None | Condensing | Single-Stage |  | 0.5 | Standard |  | 40000 | 39000 |  |  | 32300 | 373 | 95.5 | 78 | [8 empty] | Federally-Regulated Consumer Product | 11/28/2016 |  | 10/18/2017
International Comfort Products | Airquest | N9MSE0401410A | Natural Gas | Induced Draft | True | False | 1 | False | Up |  | None | Condensing | Single-Stage |  | 0.5 | Standard |  | 40000 | 39000 |  |  | 32300 | 373 | 95.5 | 78 | [8 empty] | Federally-Regulated Consumer Product | 11/28/2016 |  | 10/18/2017
International Comfort Products | Airquest | N9MSE0401410A | Natural Gas | Induced Draft | True | False | 1 | False | Horizontal |  | None | Condensing | Single-Stage |  | 0.5 | Standard |  | 40000 | 39000 |  |  | 32300 | 373 | 95.5 | 78 | [8 empty] | Federally-Regulated Consumer Product | 11/28/2016 |  | 10/18/2017
International Comfort Products | Airquest | N9MSE0601410A | LPG | Induced Draft | True | False | 1 | False | Up |  | None | Condensing | Single-Stage |  | 0.5 | Standard |  | 60000 | 58000 |  |  | 48600 | 515 | 95.5 | 78 | [8 empty] | Federally-Regulated Consumer Product | 11/28/2016 |  | 10/18/2017
International Comfort Products | Airquest | N9MSE0601410A | LPG | Induced Draft | True | False | 1 | False | Horizontal |  | None | Condensing | Single-Stage |  | 0.5 | Standard |  | 60000 | 58000 |  |  | 48600 | 515 | 95.5 | 78 | [8 empty] | Federally-Regulated Consumer Product | 11/28/2016 |  | 10/18/2017
International Comfort Products | Airquest | N9MSE0601410A | Natural Gas | Induced Draft | True | False | 1 | False | Up |  | None | Condensing | Single-Stage |  | 0.5 | Standard |  | 60000 | 58000 |  |  | 48600 | 515 | 95.5 | 78 | [8 empty] | Federally-Regulated Consumer Product | 11/28/2016 |  | 10/18/2017
International Comfort Products | Airquest | N9MSE0601410A | Natural Gas | Induced Draft | True | False | 1 | False | Horizontal |  | None | Condensing | Single-Stage |  | 0.5 | Standard |  | 60000 | 58000 |  |  | 48600 | 515 | 95.5 | 78 | [8 empty] | Federally-Regulated Consumer Product | 11/28/2016 |  | 10/18/2017
International Comfort Products | Airquest | N9MSE0601714A | LPG | Induced Draft | True | False | 1 | False | Up |  | None | Condensing | Single-Stage |  | 0.5 | Standard |  | 60000 | 58000 |  |  | 48300 | 592 | 95.5 | 78 | [8 empty] | Federally-Regulated Consumer Product | 11/28/2016 |  | 10/18/2017
International Comfort Products | Airquest | N9MSE0601714A | LPG | Induced Draft | True | False | 1 | False | Horizontal |  | None | Condensing | Single-Stage |  | 0.5 | Standard |  | 60000 | 58000 |  |  | 48300 | 592 | 95.5 | 78 | [8 empty] | Federally-Regulated Consumer Product | 11/28/2016 |  | 10/18/2017
International Comfort Products | Airquest | N9MSE0601714A | Natural Gas | Induced Draft | True | False | 1 | False | Up |  | None | Condensing | Single-Stage |  | 0.5 | Standard |  | 60000 | 58000 |  |  | 48300 | 592 | 95.5 | 78 | [8 empty] | Federally-Regulated Consumer Product | 11/28/2016 |  | 10/18/2017
International Comfort Products | Airquest | N9MSE0601714A | Natural Gas | Induced Draft | True | False | 1 | False | Horizontal |  | None | Condensing | Single-Stage |  | 0.5 | Standard |  | 60000 | 58000 |  |  | 48300 | 592 | 95.5 | 78 | [8 empty] | Federally-Regulated Consumer Product | 11/28/2016 |  | 10/18/2017
International Comfort Products | Airquest | N9MSE0801716A | LPG | Induced Draft | True | False | 1 | False | Up |  | None | Condensing | Single-Stage |  | 0.75 | Standard |  | 80000 | 78000 |  |  | 80800 | 903 | 95.5 | 78 | [8 empty] | Federally-Regulated Consumer Product | 11/28/2016 |  | 10/18/2017
International Comfort Products | Airquest | N9MSE0801716A | LPG | Induced Draft | True | False | 1 | False | Horizontal |  | None | Condensing | Single-Stage |  | 0.75 | Standard |  | 80000 | 78000 |  |  | 80800 | 903 | 95.5 | 78 | [8 empty] | Federally-Regulated Consumer Product | 11/28/2016 |  | 10/18/2017
International Comfort Products | Airquest | N9MSE0801716A | Natural Gas | Induced Draft | True | False | 1 | False | Up |  | None | Condensing | Single-Stage |  | 0.75 | Standard |  | 80000 | 78000 |  |  | 80800 | 903 | 95.5 | 78 | [8 empty] | Federally-Regulated Consumer Product | 11/28/2016 |  | 10/18/2017
International Comfort Products | Airquest | N9MSE0801716A | Natural Gas | Induced Draft | True | False | 1 | False | Horizontal |  | None | Condensing | Single-Stage |  | 0.75 | Standard |  | 80000 | 78000 |  |  | 80800 | 903 | 95.5 | 78 | [8 empty] | Federally-Regulated Consumer Product | 11/28/2016 |  | 10/18/2017
International Comfort Products | Airquest | N9MSE0802120A | LPG | Induced Draft | True | False | 1 | False | Up |  | None | Condensing | Single-Stage |  | 0.75 | Standard |  | 80000 | 78000 |  |  | 80700 | 939 | 95.5 | 78 | [8 empty] | Federally-Regulated Consumer Product | 11/28/2016 |  | 10/18/2017
International Comfort Products | Airquest | N9MSE0802120A | LPG | Induced Draft | True | False | 1 | False | Horizontal |  | None | Condensing | Single-Stage |  | 0.75 | Standard |  | 80000 | 78000 |  |  | 80700 | 939 | 95.5 | 78 | [8 empty] | Federally-Regulated Consumer Product | 11/28/2016 |  | 10/18/2017
International Comfort Products | Airquest | N9MSE0802120A | Natural Gas | Induced Draft | True | False | 1 | False | Up |  | None | Condensing | Single-Stage |  | 0.75 | Standard |  | 80000 | 78000 |  |  | 80700 | 939 | 95.5 | 78 | [8 empty] | Federally-Regulated Consumer Product | 11/28/2016 |  | 10/18/2017
International Comfort Products | Airquest | N9MSE0802120A | Natural Gas | Induced Draft | True | False | 1 | False | Horizontal |  | None | Condensing | Single-Stage |  | 0.75 | Standard |  | 80000 | 78000 |  |  | 80700 | 939 | 95.5 | 78 | [8 empty] | Federally-Regulated Consumer Product | 11/28/2016 |  | 10/18/2017
International Comfort Products | Airquest | N9MSE1002114A | LPG | Induced Draft | True | False | 1 | False | Up |  | None | Condensing | Single-Stage |  | 0.75 | Standard |  | 100000 | 97000 |  |  | 96700 | 1162 | 95.5 | 78 | [8 empty] | Federally-Regulated Consumer Product | 11/28/2016 |  | 10/18/2017
International Comfort Products | Airquest | N9MSE1002114A | LPG | Induced Draft | True | False | 1 | False | Horizontal |  | None | Condensing | Single-Stage |  | 0.75 | Standard |  | 100000 | 97000 |  |  | 96700 | 1162 | 95.5 | 78 | [8 empty] | Federally-Regulated Consumer Product | 11/28/2016 |  | 10/18/2017
International Comfort Products | Airquest | N9MSE1002114A | Natural Gas | Induced Draft | True | False | 1 | False | Up |  | None | Condensing | Single-Stage |  | 0.75 | Standard |  | 100000 | 97000 |  |  | 96700 | 1162 | 95.5 | 78 | [8 empty] | Federally-Regulated Consumer Product | 11/28/2016 |  | 10/18/2017
International Comfort Products | Airquest | N9MSE1002114A | Natural Gas | Induced Draft | True | False | 1 | False | Horizontal |  | None | Condensing | Single-Stage |  | 0.75 | Standard |  | 100000 | 97000 |  |  | 96700 | 1162 | 95.5 | 78 | [8 empty] | Federally-Regulated Consumer Product | 11/28/2016 |  | 10/18/2017
International Comfort Products | Airquest | N9MSE1002120A | LPG | Induced Draft | True | False | 1 | False | Up |  | None | Condensing | Single-Stage |  | 0.75 | Standard |  | 100000 | 97000 |  |  | 96700 | 1155 | 95.5 | 78 | [8 empty] | Federally-Regulated Consumer Product | 11/28/2016 |  | 10/18/2017
International Comfort Products | Airquest | N9MSE1002120A | LPG | Induced Draft | True | False | 1 | False | Horizontal |  | None | Condensing | Single-Stage |  | 0.75 | Standard |  | 100000 | 97000 |  |  | 96700 | 1155 | 95.5 | 78 | [8 empty] | Federally-Regulated Consumer Product | 11/28/2016 |  | 10/18/2017
International Comfort Products | Airquest | N9MSE1002120A | Natural Gas | Induced Draft | True | False | 1 | False | Up |  | None | Condensing | Single-Stage |  | 0.75 | Standard |  | 100000 | 97000 |  |  | 96700 | 1155 | 95.5 | 78 | [8 empty] | Federally-Regulated Consumer Product | 11/28/2016 |  | 10/18/2017
International Comfort Products | Airquest | N9MSE1002120A | Natural Gas | Induced Draft | True | False | 1 | False | Horizontal |  | None | Condensing | Single-Stage |  | 0.75 | Standard |  | 100000 | 97000 |  |  | 96700 | 1155 | 95.5 | 78 | [8 empty] | Federally-Regulated Consumer Product | 11/28/2016 |  | 10/18/2017
International Comfort Products | Airquest | N9MSE1202420A | LPG | Induced Draft | True | False | 1 | False | Up |  | None | Condensing | Single-Stage |  | 0.75 | Standard |  | 120000 | 117000 |  |  | 112800 | 1336 | 95.5 | 78 | [8 empty] | Federally-Regulated Consumer Product | 11/28/2016 |  | 10/18/2017
International Comfort Products | Airquest | N9MSE1202420A | LPG | Induced Draft | True | False | 1 | False | Horizontal |  | None | Condensing | Single-Stage |  | 0.75 | Standard |  | 120000 | 117000 |  |  | 112800 | 1336 | 95.5 | 78 | [8 empty] | Federally-Regulated Consumer Product | 11/28/2016 |  | 10/18/2017
International Comfort Products | Airquest | N9MSE1202420A | Natural Gas | Induced Draft | True | False | 1 | False | Up |  | None | Condensing | Single-Stage |  | 0.75 | Standard |  | 120000 | 117000 |  |  | 112800 | 1336 | 95.5 | 78 | [8 empty] | Federally-Regulated Consumer Product | 11/28/2016 |  | 10/18/2017
International Comfort Products | Airquest | N9MSE1202420A | Natural Gas | Induced Draft | True | False | 1 | False | Horizontal |  | None | Condensing | Single-Stage |  | 0.75 | Standard |  | 120000 | 117000 |  |  | 112800 | 1336 | 95.5 | 78 | [8 empty] | Federally-Regulated Consumer Product | 11/28/2016 |  | 10/18/2017
International Comfort Products | Airquest | N9MSE1402420A | LPG | Induced Draft | True | False | 1 | False | Up |  | None | Condensing | Single-Stage |  | 0.75 | Standard |  | 140000 | 135000 |  |  | 128900 | 1520 | 95.5 | 78 | [8 empty] | Federally-Regulated Consumer Product | 11/28/2016 |  | 10/18/2017
International Comfort Products | Airquest | N9MSE1402420A | LPG | Induced Draft | True | False | 1 | False | Horizontal |  | None | Condensing | Single-Stage |  | 0.75 | Standard |  | 140000 | 135000 |  |  | 128900 | 1520 | 95.5 | 78 | [8 empty] | Federally-Regulated Consumer Product | 11/28/2016 |  | 10/18/2017
International Comfort Products | Airquest | N9MSE1402420A | Natural Gas | Induced Draft | True | False | 1 | False | Up |  | None | Condensing | Single-Stage |  | 0.75 | Standard |  | 140000 | 135000 |  |  | 128900 | 1520 | 95.5 | 78 | [8 empty] | Federally-Regulated Consumer Product | 11/28/2016 |  | 10/18/2017
International Comfort Products | Airquest | N9MSE1402420A | Natural Gas | Induced Draft | True | False | 1 | False | Horizontal |  | None | Condensing | Single-Stage |  | 0.75 | Standard |  | 140000 | 135000 |  |  | 128900 | 1520 | 95.5 | 78 | [8 empty] | Federally-Regulated Consumer Product | 11/28/2016 |  | 10/18/2017
International Comfort Products | Airquest | G9MXE0802120A | LPG | Induced Draft | True | False | 1 | False | Up |  | None | Condensing | Single-Stage |  | 1 | Standard |  | 80000 | 78000 |  |  | 82000 | 444 | 96 | 78 | [8 empty] | Federally-Regulated Consumer Product | 11/28/2016 |  | 10/18/2017
International Comfort Products | Airquest | G9MXE0802120A | LPG | Induced Draft | True | False | 1 | False | Horizontal |  | None | Condensing | Single-Stage |  | 1 | Standard |  | 80000 | 78000 |  |  | 82000 | 444 | 96 | 78 | [8 empty] | Federally-Regulated Consumer Product | 11/28/2016 |  | 10/18/2017
International Comfort Products | Airquest | G9MXE0802120A | Natural Gas | Induced Draft | True | False | 1 | False | Up |  | None | Condensing | Single-Stage |  | 1 | Standard |  | 80000 | 78000 |  |  | 82000 | 444 | 96 | 78 | [8 empty] | Federally-Regulated Consumer Product | 11/28/2016 |  | 10/18/2017
International Comfort Products | Airquest | G9MXE0802120A | Natural Gas | Induced Draft | True | False | 1 | False | Horizontal |  | None | Condensing | Single-Stage |  | 1 | Standard |  | 80000 | 78000 |  |  | 82000 | 444 | 96 | 78 | [8 empty] | Federally-Regulated Consumer Product | 11/28/2016 |  | 10/18/2017
International Comfort Products | Airquest | G9MXE1002120A | LPG | Induced Draft | True | False | 1 | False | Up |  | None | Condensing | Single-Stage |  | 1 | Standard |  | 100000 | 97000 |  |  | 98200 | 583 | 96 | 78 | [8 empty] | Federally-Regulated Consumer Product | 11/28/2016 |  | 10/18/2017
International Comfort Products | Airquest | G9MXE1002120A | LPG | Induced Draft | True | False | 1 | False | Horizontal |  | None | Condensing | Single-Stage |  | 1 | Standard |  | 100000 | 97000 |  |  | 98200 | 583 | 96 | 78 | [8 empty] | Federally-Regulated Consumer Product | 11/28/2016 |  | 10/18/2017
International Comfort Products | Airquest | G9MXE1002120A | Natural Gas | Induced Draft | True | False | 1 | False | Up |  | None | Condensing | Single-Stage |  | 1 | Standard |  | 100000 | 97000 |  |  | 98200 | 583 | 96 | 78 | [8 empty] | Federally-Regulated Consumer Product | 11/28/2016 |  | 10/18/2017
International Comfort Products | Airquest | G9MXE1002120A | Natural Gas | Induced Draft | True | False | 1 | False | Horizontal |  | None | Condensing | Single-Stage |  | 1 | Standard |  | 100000 | 97000 |  |  | 98200 | 583 | 96 | 78 | [8 empty] | Federally-Regulated Consumer Product | 11/28/2016 |  | 10/18/2017
International Comfort Products | Airquest | G9MXT0802120A | LPG | Induced Draft | True | False | 1 | False | Up |  | None | Condensing | Two-Stage Modulating |  | 1 | Standard |  | 80000 | 78000 |  |  | 80700 | 316 | 96 | 78 | [8 empty] | Federally-Regulated Consumer Product | 11/28/2016 |  | 10/18/2017
International Comfort Products | Airquest | G9MXT0802120A | LPG | Induced Draft | True | False | 1 | False | Horizontal |  | None | Condensing | Two-Stage Modulating |  | 1 | Standard |  | 80000 | 78000 |  |  | 80700 | 316 | 96 | 78 | [8 empty] | Federally-Regulated Consumer Product | 11/28/2016 |  | 10/18/2017
International Comfort Products | Airquest | G9MXT0802120A | Natural Gas | Induced Draft | True | False | 1 | False | Up |  | None | Condensing | Two-Stage Modulating |  | 1 | Standard |  | 80000 | 78000 |  |  | 80700 | 316 | 96 | 78 | [8 empty] | Federally-Regulated Consumer Product | 11/28/2016 |  | 10/18/2017
International Comfort Products | Airquest | G9MXT0802120A | Natural Gas | Induced Draft | True | False | 1 | False | Horizontal |  | None | Condensing | Two-Stage Modulating |  | 1 | Standard |  | 80000 | 78000 |  |  | 80700 | 316 | 96 | 78 | [8 empty] | Federally-Regulated Consumer Product | 11/28/2016 |  | 10/18/2017
International Comfort Products | Airquest | G9MXT1002120A | LPG | Induced Draft | True | False | 1 | False | Up |  | None | Condensing | Two-Stage Modulating |  | 1 | Standard |  | 100000 | 97000 |  |  | 96100 | 434 | 96 | 78 | [8 empty] | Federally-Regulated Consumer Product | 11/28/2016 |  | 10/18/2017
International Comfort Products | Airquest | G9MXT1002120A | LPG | Induced Draft | True | False | 1 | False | Horizontal |  | None | Condensing | Two-Stage Modulating |  | 1 | Standard |  | 100000 | 97000 |  |  | 96100 | 434 | 96 | 78 | [8 empty] | Federally-Regulated Consumer Product | 11/28/2016 |  | 10/18/2017
International Comfort Products | Airquest | G9MXT1002120A | Natural Gas | Induced Draft | True | False | 1 | False | Up |  | None | Condensing | Two-Stage Modulating |  | 1 | Standard |  | 100000 | 97000 |  |  | 96100 | 434 | 96 | 78 | [8 empty] | Federally-Regulated Consumer Product | 11/28/2016 |  | 10/18/2017
International Comfort Products | Airquest | G9MXT1002120A | Natural Gas | Induced Draft | True | False | 1 | False | Horizontal |  | None | Condensing | Two-Stage Modulating |  | 1 | Standard |  | 100000 | 97000 |  |  | 96100 | 434 | 96 | 78 | [8 empty] | Federally-Regulated Consumer Product | 11/28/2016 |  | 10/18/2017
International Comfort Products | Airquest | G9MAE0601714A | LPG | Induced Draft | True | False | 1 | False | Up |  | None | Condensing | Step Modulating |  | 0.5 | Standard |  | 60000 | 59000 |  |  | 46900 | 155 | 97 | 78 | [8 empty] | Federally-Regulated Consumer Product | 11/28/2016 |  | 10/18/2017
International Comfort Products | Airquest | G9MAE0601714A | LPG | Induced Draft | True | False | 1 | False | Horizontal |  | None | Condensing | Step Modulating |  | 0.5 | Standard |  | 60000 | 59000 |  |  | 46900 | 155 | 97 | 78 | [8 empty] | Federally-Regulated Consumer Product | 11/28/2016 |  | 10/18/2017
International Comfort Products | Airquest | G9MAE0601714A | Natural Gas | Induced Draft | True | False | 1 | False | Up |  | None | Condensing | Step Modulating |  | 0.5 | Standard |  | 60000 | 59000 |  |  | 46900 | 155 | 97 | 78 | [8 empty] | Federally-Regulated Consumer Product | 11/28/2016 |  | 10/18/2017
International Comfort Products | Airquest | G9MAE0601714A | Natural Gas | Induced Draft | True | False | 1 | False | Horizontal |  | None | Condensing | Step Modulating |  | 0.5 | Standard |  | 60000 | 59000 |  |  | 46900 | 155 | 97 | 78 | [8 empty] | Federally-Regulated Consumer Product | 11/28/2016 |  | 10/18/2017
International Comfort Products | Airquest | G9MAE0801714A | LPG | Induced Draft | True | False | 1 | False | Up |  | None | Condensing | Step Modulating |  | 0.5 | Standard |  | 80000 | 78000 |  |  | 77700 | 460 | 97 | 78 | [8 empty] | Federally-Regulated Consumer Product | 11/28/2016 |  | 10/18/2017
International Comfort Products | Airquest | G9MAE0801714A | LPG | Induced Draft | True | False | 1 | False | Horizontal |  | None | Condensing | Step Modulating |  | 0.5 | Standard |  | 80000 | 78000 |  |  | 77700 | 460 | 97 | 78 | [8 empty] | Federally-Regulated Consumer Product | 11/28/2016 |  | 10/18/2017
International Comfort Products | Airquest | G9MAE0801714A | Natural Gas | Induced Draft | True | False | 1 | False | Up |  | None | Condensing | Step Modulating |  | 0.5 | Standard |  | 80000 | 78000 |  |  | 77700 | 460 | 97 | 78 | [8 empty] | Federally-Regulated Consumer Product | 11/28/2016 |  | 10/18/2017
International Comfort Products | Airquest | G9MAE0801714A | Natural Gas | Induced Draft | True | False | 1 | False | Horizontal |  | None | Condensing | Step Modulating |  | 0.5 | Standard |  | 80000 | 78000 |  |  | 77700 | 460 | 97 | 78 | [8 empty] | Federally-Regulated Consumer Product | 11/28/2016 |  | 10/18/2017
International Comfort Products | Airquest | G9MAE1202422A | LPG | Induced Draft | True | False | 1 | False | Up |  | None | Condensing | Step Modulating |  | 1 | Standard |  | 120000 | 117000 |  |  | 109200 | 506 | 97 | 78 | [8 empty] | Federally-Regulated Consumer Product | 11/28/2016 |  | 10/18/2017
International Comfort Products | Airquest | G9MAE1202422A | LPG | Induced Draft | True | False | 1 | False | Horizontal |  | None | Condensing | Step Modulating |  | 1 | Standard |  | 120000 | 117000 |  |  | 109200 | 506 | 97 | 78 | [8 empty] | Federally-Regulated Consumer Product | 11/28/2016 |  | 10/18/2017
International Comfort Products | Airquest | G9MAE1202422A | Natural Gas | Induced Draft | True | False | 1 | False | Up |  | None | Condensing | Step Modulating |  | 1 | Standard |  | 120000 | 117000 |  |  | 109200 | 506 | 97 | 78 | [8 empty] | Federally-Regulated Consumer Product | 11/28/2016 |  | 10/18/2017
International Comfort Products | Airquest | G9MAE1202422A | Natural Gas | Induced Draft | True | False | 1 | False | Horizontal |  | None | Condensing | Step Modulating |  | 1 | Standard |  | 120000 | 117000 |  |  | 109200 | 506 | 97 | 78 | [8 empty] | Federally-Regulated Consumer Product | 11/28/2016 |  | 10/18/2017
International Comfort Products | Airquest | G9MAE0602120A | LPG | Induced Draft | True | False | 1 | False | Up |  | None | Condensing | Step Modulating |  | 1 | Standard |  | 61000 | 60000 |  |  | 62400 | 356 | 98 | 78 | [8 empty] | Federally-Regulated Consumer Product | 11/28/2016 |  | 10/18/2017
International Comfort Products | Airquest | G9MAE0602120A | LPG | Induced Draft | True | False | 1 | False | Horizontal |  | None | Condensing | Step Modulating |  | 1 | Standard |  | 61000 | 60000 |  |  | 62400 | 356 | 98 | 78 | [8 empty] | Federally-Regulated Consumer Product | 11/28/2016 |  | 10/18/2017
International Comfort Products | Airquest | G9MAE0602120A | Natural Gas | Induced Draft | True | False | 1 | False | Up |  | None | Condensing | Step Modulating |  | 1 | Standard |  | 61000 | 60000 |  |  | 62400 | 356 | 98 | 78 | [8 empty] | Federally-Regulated Consumer Product | 11/28/2016 |  | 10/18/2017
International Comfort Products | Airquest | G9MAE0602120A | Natural Gas | Induced Draft | True | False | 1 | False | Horizontal |  | None | Condensing | Step Modulating |  | 1 | Standard |  | 61000 | 60000 |  |  | 62400 | 356 | 98 | 78 | [8 empty] | Federally-Regulated Consumer Product | 11/28/2016 |  | 10/18/2017
International Comfort Products | Airquest | G9MAE0802120A | LPG | Induced Draft | True | False | 1 | False | Up |  | None | Condensing | Step Modulating |  | 1 | Standard |  | 80000 | 78000 |  |  | 79100 | 354 | 97 | 78 | [8 empty] | Federally-Regulated Consumer Product | 08/16/2016 |  | 10/18/2017
International Comfort Products | Airquest | G9MAE0802120A | LPG | Induced Draft | True | False | 1 | False | Horizontal |  | None | Condensing | Step Modulating |  | 1 | Standard |  | 80000 | 78000 |  |  | 79100 | 354 | 97 | 78 | [8 empty] | Federally-Regulated Consumer Product | 08/16/2016 |  | 10/18/2017
International Comfort Products | Airquest | G9MAE0802120A | Natural Gas | Induced Draft | True | False | 1 | False | Up |  | None | Condensing | Step Modulating |  | 1 | Standard |  | 80000 | 78000 |  |  | 79100 | 354 | 97 | 78 | [8 empty] | Federally-Regulated Consumer Product | 08/16/2016 |  | 10/18/2017
International Comfort Products | Airquest | G9MAE0802120A | Natural Gas | Induced Draft | True | False | 1 | False | Horizontal |  | None | Condensing | Step Modulating |  | 1 | Standard |  | 80000 | 78000 |  |  | 79100 | 354 | 97 | 78 | [8 empty] | Federally-Regulated Consumer Product | 08/16/2016 |  | 10/18/2017
International Comfort Products | Airquest | G9MAE1002122A | LPG | Induced Draft | True | False | 1 | False | Up |  | None | Condensing | Step Modulating |  | 1 | Standard |  | 100000 | 98000 |  |  | 95100 | 380 | 97 | 78 | [8 empty] | Federally-Regulated Consumer Product | 11/28/2016 |  | 10/18/2017
International Comfort Products | Airquest | G9MAE1002122A | LPG | Induced Draft | True | False | 1 | False | Horizontal |  | None | Condensing | Step Modulating |  | 1 | Standard |  | 100000 | 98000 |  |  | 95100 | 380 | 97 | 78 | [8 empty] | Federally-Regulated Consumer Product | 11/28/2016 |  | 10/18/2017
International Comfort Products | Airquest | G9MAE1002122A | Natural Gas | Induced Draft | True | False | 1 | False | Up |  | None | Condensing | Step Modulating |  | 1 | Standard |  | 100000 | 98000 |  |  | 95100 | 380 | 97 | 78 | [8 empty] | Federally-Regulated Consumer Product | 11/28/2016 |  | 10/18/2017
International Comfort Products | Airquest | G9MAE1002122A | Natural Gas | Induced Draft | True | False | 1 | False | Horizontal |  | None | Condensing | Step Modulating |  | 1 | Standard |  | 100000 | 98000 |  |  | 95100 | 380 | 97 | 78 | [8 empty] | Federally-Regulated Consumer Product | 11/28/2016 |  | 10/18/2017
International Comfort Products | Airquest | G9MVE0401410A | LPG | Induced Draft | True | False | 1 | False | Up |  | None | Condensing | Two-Stage Modulating |  | 0.5 | Standard |  | 40000 | 39000 |  |  | 32200 | 176 | 96 | 78 | [8 empty] | Federally-Regulated Consumer Product | 11/18/2015 |  | 10/18/2017
International Comfort Products | Airquest | G9MVE0401410A | LPG | Induced Draft | True | False | 1 | False | Horizontal |  | None | Condensing | Two-Stage Modulating |  | 0.5 | Standard |  | 40000 | 39000 |  |  | 32200 | 176 | 96 | 78 | [8 empty] | Federally-Regulated Consumer Product | 11/18/2015 |  | 10/18/2017
International Comfort Products | Airquest | G9MVE0401410A | Natural Gas | Induced Draft | True | False | 1 | False | Up |  | None | Condensing | Two-Stage Modulating |  | 0.5 | Standard |  | 40000 | 39000 |  |  | 32200 | 176 | 96 | 78 | [8 empty] | Federally-Regulated Consumer Product | 11/18/2015 |  | 10/18/2017
International Comfort Products | Airquest | G9MVE0401410A | Natural Gas | Induced Draft | True | False | 1 | False | Horizontal |  | None | Condensing | Two-Stage Modulating |  | 0.5 | Standard |  | 40000 | 39000 |  |  | 32200 | 176 | 96 | 78 | [8 empty] | Federally-Regulated Consumer Product | 11/18/2015 |  | 10/18/2017
International Comfort Products | Airquest | G9MVE0601714A | LPG | Induced Draft | True | False | 1 | False | Up |  | None | Condensing | Two-Stage Modulating |  | 0.75 | Standard |  | 60000 | 58000 |  |  | 48500 | 195 | 96 | 78 | [8 empty] | Federally-Regulated Consumer Product | 11/18/2015 |  | 10/18/2017
International Comfort Products | Airquest | G9MVE0601714A | LPG | Induced Draft | True | False | 1 | False | Horizontal |  | None | Condensing | Two-Stage Modulating |  | 0.75 | Standard |  | 60000 | 58000 |  |  | 48500 | 195 | 96 | 78 | [8 empty] | Federally-Regulated Consumer Product | 11/18/2015 |  | 10/18/2017
International Comfort Products | Airquest | G9MVE0601714A | Natural Gas | Induced Draft | True | False | 1 | False | Up |  | None | Condensing | Two-Stage Modulating |  | 0.75 | Standard |  | 60000 | 58000 |  |  | 48500 | 195 | 96 | 78 | [8 empty] | Federally-Regulated Consumer Product | 11/18/2015 |  | 10/18/2017
International Comfort Products | Airquest | G9MVE0601714A | Natural Gas | Induced Draft | True | False | 1 | False | Horizontal |  | None | Condensing | Two-Stage Modulating |  | 0.75 | Standard |  | 60000 | 58000 |  |  | 48500 | 195 | 96 | 78 | [8 empty] | Federally-Regulated Consumer Product | 11/18/2015 |  | 10/18/2017
International Comfort Products | Airquest | G9MVE0801716A | LPG | Induced Draft | True | False | 1 | False | Up |  | None | Condensing | Two-Stage Modulating |  | 0.75 | Standard |  | 80000 | 78000 |  |  | 79900 | 414 | 96 | 78 | [8 empty] | Federally-Regulated Consumer Product | 11/18/2015 |  | 10/18/2017
International Comfort Products | Airquest | G9MVE0801716A | LPG | Induced Draft | True | False | 1 | False | Horizontal |  | None | Condensing | Two-Stage Modulating |  | 0.75 | Standard |  | 80000 | 78000 |  |  | 79900 | 414 | 96 | 78 | [8 empty] | Federally-Regulated Consumer Product | 11/18/2015 |  | 10/18/2017
International Comfort Products | Airquest | G9MVE0801716A | Natural Gas | Induced Draft | True | False | 1 | False | Up |  | None | Condensing | Two-Stage Modulating |  | 0.75 | Standard |  | 80000 | 78000 |  |  | 79900 | 414 | 96 | 78 | [8 empty] | Federally-Regulated Consumer Product | 11/18/2015 |  | 10/18/2017
International Comfort Products | Airquest | G9MVE0801716A | Natural Gas | Induced Draft | True | False | 1 | False | Horizontal |  | None | Condensing | Two-Stage Modulating |  | 0.75 | Standard |  | 80000 | 78000 |  |  | 79900 | 414 | 96 | 78 | [8 empty] | Federally-Regulated Consumer Product | 11/18/2015 |  | 10/18/2017
International Comfort Products | Airquest | G9MVE1202422A | LPG | Induced Draft | True | False | 1 | False | Up |  | None | Condensing | Two-Stage Modulating |  | 1 | Standard |  | 120000 | 117000 |  |  | 110000 | 629 | 96 | 78 | [8 empty] | Federally-Regulated Consumer Product | 11/18/2015 |  | 10/18/2017
International Comfort Products | Airquest | G9MVE1202422A | LPG | Induced Draft | True | False | 1 | False | Horizontal |  | None | Condensing | Two-Stage Modulating |  | 1 | Standard |  | 120000 | 117000 |  |  | 110000 | 629 | 96 | 78 | [8 empty] | Federally-Regulated Consumer Product | 11/18/2015 |  | 10/18/2017
International Comfort Products | Airquest | G9MVE1202422A | Natural Gas | Induced Draft | True | False | 1 | False | Up |  | None | Condensing | Two-Stage Modulating |  | 1 | Standard |  | 120000 | 117000 |  |  | 110000 | 629 | 96 | 78 | [8 empty] | Federally-Regulated Consumer Product | 11/18/2015 |  | 10/18/2017
International Comfort Products | Airquest | G9MVE1202422A | Natural Gas | Induced Draft | True | False | 1 | False | Horizontal |  | None | Condensing | Two-Stage Modulating |  | 1 | Standard |  | 120000 | 117000 |  |  | 110000 | 629 | 96 | 78 | [8 empty] | Federally-Regulated Consumer Product | 11/18/2015 |  | 10/18/2017
International Comfort Products | Airquest | G9MVE0802120A | LPG | Induced Draft | True | False | 1 | False | Up |  | None | Condensing | Two-Stage Modulating |  | 1 | Standard |  | 80000 | 78000 |  |  | 80800 | 342 | 96 | 78 | [8 empty] | Federally-Regulated Consumer Product | 11/28/2016 |  | 10/18/2017
International Comfort Products | Airquest | G9MVE0802120A | LPG | Induced Draft | True | False | 1 | False | Horizontal |  | None | Condensing | Two-Stage Modulating |  | 1 | Standard |  | 80000 | 78000 |  |  | 80800 | 342 | 96 | 78 | [8 empty] | Federally-Regulated Consumer Product | 11/28/2016 |  | 10/18/2017
International Comfort Products | Airquest | G9MVE0802120A | Natural Gas | Induced Draft | True | False | 1 | False | Up |  | None | Condensing | Two-Stage Modulating |  | 1 | Standard |  | 80000 | 78000 |  |  | 80800 | 342 | 96 | 78 | [8 empty] | Federally-Regulated Consumer Product | 11/28/2016 |  | 10/18/2017
International Comfort Products | Airquest | G9MVE0802120A | Natural Gas | Induced Draft | True | False | 1 | False | Horizontal |  | None | Condensing | Two-Stage Modulating |  | 1 | Standard |  | 80000 | 78000 |  |  | 80800 | 342 | 96 | 78 | [8 empty] | Federally-Regulated Consumer Product | 11/28/2016 |  | 10/18/2017
International Comfort Products | Airquest | G9MVE1002120A | LPG | Induced Draft | True | False | 1 | False | Up |  | None | Condensing | Two-Stage Modulating |  | 1 | Standard |  | 100000 | 97000 |  |  | 96300 | 421 | 96 | 78 | [8 empty] | Federally-Regulated Consumer Product | 11/18/2015 |  | 10/18/2017
International Comfort Products | Airquest | G9MVE1002120A | LPG | Induced Draft | True | False | 1 | False | Horizontal |  | None | Condensing | Two-Stage Modulating |  | 1 | Standard |  | 100000 | 97000 |  |  | 96300 | 421 | 96 | 78 | [8 empty] | Federally-Regulated Consumer Product | 11/18/2015 |  | 10/18/2017
International Comfort Products | Airquest | G9MVE1002120A | Natural Gas | Induced Draft | True | False | 1 | False | Up |  | None | Condensing | Two-Stage Modulating |  | 1 | Standard |  | 100000 | 97000 |  |  | 96300 | 421 | 96 | 78 | [8 empty] | Federally-Regulated Consumer Product | 11/18/2015 |  | 10/18/2017
International Comfort Products | Airquest | G9MVE1002120A | Natural Gas | Induced Draft | True | False | 1 | False | Horizontal |  | None | Condensing | Two-Stage Modulating |  | 1 | Standard |  | 100000 | 97000 |  |  | 96300 | 421 | 96 | 78 | [8 empty] | Federally-Regulated Consumer Product | 11/18/2015 |  | 10/18/2017
International Comfort Products | Airquest | N9MSB0801716B | LPG | Induced Draft | True | False | 1 | False | Up |  | None | Condensing | Single-Stage |  | 0.5 | Standard |  | 80000 | 75000 |  |  | 66800 | 798 | 92.1 | 78 | [8 empty] | Federally-Regulated Consumer Product | 11/28/2016 |  | 10/18/2017
International Comfort Products | Airquest | N9MSB0801716B | LPG | Induced Draft | True | False | 1 | False | Down |  | None | Condensing | Single-Stage |  | 0.5 | Standard |  | 80000 | 75000 |  |  | 66800 | 798 | 92.1 | 78 | [8 empty] | Federally-Regulated Consumer Product | 11/28/2016 |  | 10/18/2017
International Comfort Products | Airquest | N9MSB0801716B | LPG | Induced Draft | True | False | 1 | False | Horizontal |  | None | Condensing | Single-Stage |  | 0.5 | Standard |  | 80000 | 75000 |  |  | 66800 | 798 | 92.1 | 78 | [8 empty] | Federally-Regulated Consumer Product | 11/28/2016 |  | 10/18/2017
International Comfort Products | Airquest | N9MSB0801716B | Natural Gas | Induced Draft | True | False | 1 | False | Up |  | None | Condensing | Single-Stage |  | 0.5 | Standard |  | 80000 | 75000 |  |  | 66800 | 798 | 92.1 | 78 | [8 empty] | Federally-Regulated Consumer Product | 11/28/2016 |  | 10/18/2017
International Comfort Products | Airquest | N9MSB0801716B | Natural Gas | Induced Draft | True | False | 1 | False | Down |  | None | Condensing | Single-Stage |  | 0.5 | Standard |  | 80000 | 75000 |  |  | 66800 | 798 | 92.1 | 78 | [8 empty] | Federally-Regulated Consumer Product | 11/28/2016 |  | 10/18/2017
International Comfort Products | Airquest | N9MSB0801716B | Natural Gas | Induced Draft | True | False | 1 | False | Horizontal |  | None | Condensing | Single-Stage |  | 0.5 | Standard |  | 80000 | 75000 |  |  | 66800 | 798 | 92.1 | 78 | [8 empty] | Federally-Regulated Consumer Product | 11/28/2016 |  | 10/18/2017
International Comfort Products | Airquest | N9MSE0401712A | LPG | Induced Draft | True | False | 1 | False | Up |  | None | Condensing | Single-Stage |  | 0.5 | Standard |  | 40000 | 39000 |  |  | 32200 | 426 | 95.5 | 78 | [8 empty] | Federally-Regulated Consumer Product | 11/28/2016 |  | 10/18/2017
International Comfort Products | Airquest | N9MSE0401712A | LPG | Induced Draft | True | False | 1 | False | Horizontal |  | None | Condensing | Single-Stage |  | 0.5 | Standard |  | 40000 | 39000 |  |  | 32200 | 426 | 95.5 | 78 | [8 empty] | Federally-Regulated Consumer Product | 11/28/2016 |  | 10/18/2017
International Comfort Products | Airquest | N9MSE0401712A | Natural Gas | Induced Draft | True | False | 1 | False | Up |  | None | Condensing | Single-Stage |  | 0.5 | Standard |  | 40000 | 39000 |  |  | 32200 | 426 | 95.5 | 78 | [8 empty] | Federally-Regulated Consumer Product | 11/28/2016 |  | 10/18/2017
International Comfort Products | Airquest | N9MSE0401712A | Natural Gas | Induced Draft | True | False | 1 | False | Horizontal |  | None | Condensing | Single-Stage |  | 0.5 | Standard |  | 40000 | 39000 |  |  | 32200 | 426 | 95.5 | 78 | [8 empty] | Federally-Regulated Consumer Product | 11/28/2016 |  | 10/18/2017
International Comfort Products | Airquest | N9MSE0802120A* | LPG | Induced Draft | True | False | 1 | True | Up |  | None | Condensing | Single-Stage |  | 0.75 | Standard |  | 80000 | 78000 |  |  | 80700 | 939 | 95.5 | 75 | [8 empty] | Federally-Regulated Consumer Product | 11/28/2016 |  | 10/18/2017
International Comfort Products | Airquest | N9MSE0802120A* | LPG | Induced Draft | True | False | 1 | True | Horizontal |  | None | Condensing | Single-Stage |  | 0.75 | Standard |  | 80000 | 78000 |  |  | 80700 | 939 | 95.5 | 75 | [8 empty] | Federally-Regulated Consumer Product | 11/28/2016 |  | 10/18/2017
International Comfort Products | Airquest | N9MSE0802120A* | Natural Gas | Induced Draft | True | False | 1 | True | Up |  | None | Condensing | Single-Stage |  | 0.75 | Standard |  | 80000 | 78000 |  |  | 80700 | 939 | 95.5 | 75 | [8 empty] | Federally-Regulated Consumer Product | 11/28/2016 |  | 10/18/2017
International Comfort Products | Airquest | N9MSE0802120A* | Natural Gas | Induced Draft | True | False | 1 | True | Horizontal |  | None | Condensing | Single-Stage |  | 0.75 | Standard |  | 80000 | 78000 |  |  | 80700 | 939 | 95.5 | 75 | [8 empty] | Federally-Regulated Consumer Product | 11/28/2016 |  | 10/18/2017
International Comfort Products | Airquest | G9MXE0401712A | LPG | Induced Draft | True | False | 1 | False | Up |  | None | Condensing | Single-Stage |  | 0.5 | Standard |  | 40000 | 39000 |  |  | 32900 | 176 | 96 | 78 | [8 empty] | Federally-Regulated Consumer Product | 11/28/2016 |  | 10/18/2017
International Comfort Products | Airquest | G9MXE0401712A | LPG | Induced Draft | True | False | 1 | False | Horizontal |  | None | Condensing | Single-Stage |  | 0.5 | Standard |  | 40000 | 39000 |  |  | 32900 | 176 | 96 | 78 | [8 empty] | Federally-Regulated Consumer Product | 11/28/2016 |  | 10/18/2017
International Comfort Products | Airquest | G9MXE0401712A | Natural Gas | Induced Draft | True | False | 1 | False | Up |  | None | Condensing | Single-Stage |  | 0.5 | Standard |  | 40000 | 39000 |  |  | 32900 | 176 | 96 | 78 | [8 empty] | Federally-Regulated Consumer Product | 11/28/2016 |  | 10/18/2017
International Comfort Products | Airquest | G9MXE0401712A | Natural Gas | Induced Draft | True | False | 1 | False | Horizontal |  | None | Condensing | Single-Stage |  | 0.5 | Standard |  | 40000 | 39000 |  |  | 32900 | 176 | 96 | 78 | [8 empty] | Federally-Regulated Consumer Product | 11/28/2016 |  | 10/18/2017
International Comfort Products | Airquest | G9MXE0601412A | LPG | Induced Draft | True | False | 1 | False | Up |  | None | Condensing | Single-Stage |  | 0.5 | Standard |  | 60000 | 58000 |  |  | 49400 | 307 | 95.5 | 78 | [8 empty] | Federally-Regulated Consumer Product | 11/28/2016 |  | 10/18/2017
International Comfort Products | Airquest | G9MXE0601412A | LPG | Induced Draft | True | False | 1 | False | Horizontal |  | None | Condensing | Single-Stage |  | 0.5 | Standard |  | 60000 | 58000 |  |  | 49400 | 307 | 95.5 | 78 | [8 empty] | Federally-Regulated Consumer Product | 11/28/2016 |  | 10/18/2017
International Comfort Products | Airquest | G9MXE0601412A | Natural Gas | Induced Draft | True | False | 1 | False | Up |  | None | Condensing | Single-Stage |  | 0.5 | Standard |  | 60000 | 58000 |  |  | 49400 | 307 | 95.5 | 78 | [8 empty] | Federally-Regulated Consumer Product | 11/28/2016 |  | 10/18/2017
International Comfort Products | Airquest | G9MXE0601412A | Natural Gas | Induced Draft | True | False | 1 | False | Horizontal |  | None | Condensing | Single-Stage |  | 0.5 | Standard |  | 60000 | 58000 |  |  | 49400 | 307 | 95.5 | 78 | [8 empty] | Federally-Regulated Consumer Product | 11/28/2016 |  | 10/18/2017
International Comfort Products | Airquest | G9MVE0401712A | LPG | Induced Draft | True | False | 1 | False | Up |  | None | Condensing | Two-Stage Modulating |  | 0.5 | Standard |  | 40000 | 39000 |  |  | 32500 | 129 | 96 | 78 | [8 empty] | Federally-Regulated Consumer Product | 11/28/2016 |  | 10/18/2017
International Comfort Products | Airquest | G9MVE0401712A | LPG | Induced Draft | True | False | 1 | False | Horizontal |  | None | Condensing | Two-Stage Modulating |  | 0.5 | Standard |  | 40000 | 39000 |  |  | 32500 | 129 | 96 | 78 | [8 empty] | Federally-Regulated Consumer Product | 11/28/2016 |  | 10/18/2017
International Comfort Products | Airquest | G9MVE0401712A | Natural Gas | Induced Draft | True | False | 1 | False | Up |  | None | Condensing | Two-Stage Modulating |  | 0.5 | Standard |  | 40000 | 39000 |  |  | 32500 | 129 | 96 | 78 | [8 empty] | Federally-Regulated Consumer Product | 11/28/2016 |  | 10/18/2017
International Comfort Products | Airquest | G9MVE0401712A | Natural Gas | Induced Draft | True | False | 1 | False | Horizontal |  | None | Condensing | Two-Stage Modulating |  | 0.5 | Standard |  | 40000 | 39000 |  |  | 32500 | 129 | 96 | 78 | [8 empty] | Federally-Regulated Consumer Product | 11/28/2016 |  | 10/18/2017
International Comfort Products | Airquest | G9MVE0601412A | LPG | Induced Draft | True | False | 1 | False | Up |  | None | Condensing | Two-Stage Modulating |  | 0.5 | Standard |  | 60000 | 58000 |  |  | 48400 | 248 | 95 | 78 | [8 empty] | Federally-Regulated Consumer Product | 11/28/2016 |  | 10/18/2017
International Comfort Products | Airquest | G9MVE0601412A | LPG | Induced Draft | True | False | 1 | False | Horizontal |  | None | Condensing | Two-Stage Modulating |  | 0.5 | Standard |  | 60000 | 58000 |  |  | 48400 | 248 | 95 | 78 | [8 empty] | Federally-Regulated Consumer Product | 11/28/2016 |  | 10/18/2017
International Comfort Products | Airquest | G9MVE0601412A | Natural Gas | Induced Draft | True | False | 1 | False | Up |  | None | Condensing | Two-Stage Modulating |  | 0.5 | Standard |  | 60000 | 58000 |  |  | 48400 | 248 | 95 | 78 | [8 empty] | Federally-Regulated Consumer Product | 11/28/2016 |  | 10/18/2017
International Comfort Products | Airquest | G9MVE0601412A | Natural Gas | Induced Draft | True | False | 1 | False | Horizontal |  | None | Condensing | Two-Stage Modulating |  | 0.5 | Standard |  | 60000 | 58000 |  |  | 48400 | 248 | 95 | 78 | [8 empty] | Federally-Regulated Consumer Product | 11/28/2016 |  | 10/18/2017
International Comfort Products | Airquest | N9MSB0401410C | LPG | Induced Draft | True | False | 1 | False | Up |  | None | Condensing | Single-Stage |  | 0.33 | Standard |  | 40000 | 37000 |  |  | 33700 | 341 | 92.1 | 78 | [8 empty] | Federally-Regulated Consumer Product | 11/28/2016 |  | 10/18/2017
International Comfort Products | Airquest | N9MSB0401410C | LPG | Induced Draft | True | False | 1 | False | Down |  | None | Condensing | Single-Stage |  | 0.33 | Standard |  | 40000 | 37000 |  |  | 33700 | 341 | 92.1 | 78 | [8 empty] | Federally-Regulated Consumer Product | 11/28/2016 |  | 10/18/2017
International Comfort Products | Airquest | N9MSB0401410C | LPG | Induced Draft | True | False | 1 | False | Horizontal |  | None | Condensing | Single-Stage |  | 0.33 | Standard |  | 40000 | 37000 |  |  | 33700 | 341 | 92.1 | 78 | [8 empty] | Federally-Regulated Consumer Product | 11/28/2016 |  | 10/18/2017
International Comfort Products | Airquest | N9MSB0401410C | Natural Gas | Induced Draft | True | False | 1 | False | Up |  | None | Condensing | Single-Stage |  | 0.33 | Standard |  | 40000 | 37000 |  |  | 33700 | 341 | 92.1 | 78 | [8 empty] | Federally-Regulated Consumer Product | 11/28/2016 |  | 10/18/2017
International Comfort Products | Airquest | N9MSB0401410C | Natural Gas | Induced Draft | True | False | 1 | False | Down |  | None | Condensing | Single-Stage |  | 0.33 | Standard |  | 40000 | 37000 |  |  | 33700 | 341 | 92.1 | 78 | [8 empty] | Federally-Regulated Consumer Product | 11/28/2016 |  | 10/18/2017
International Comfort Products | Airquest | N9MSB0401410C | Natural Gas | Induced Draft | True | False | 1 | False | Horizontal |  | None | Condensing | Single-Stage |  | 0.33 | Standard |  | 40000 | 37000 |  |  | 33700 | 341 | 92.1 | 78 | [8 empty] | Federally-Regulated Consumer Product | 11/28/2016 |  | 10/18/2017
International Comfort Products | Airquest | N9MSB0401712C | LPG | Induced Draft | True | False | 1 | False | Up |  | None | Condensing | Single-Stage |  | 0.5 | Standard |  | 40000 | 37000 |  |  | 33500 | 383 | 92.1 | 78 | [8 empty] | Federally-Regulated Consumer Product | 11/28/2016 |  | 10/18/2017
International Comfort Products | Airquest | N9MSB0401712C | LPG | Induced Draft | True | False | 1 | False | Down |  | None | Condensing | Single-Stage |  | 0.5 | Standard |  | 40000 | 37000 |  |  | 33500 | 383 | 92.1 | 78 | [8 empty] | Federally-Regulated Consumer Product | 11/28/2016 |  | 10/18/2017
International Comfort Products | Airquest | N9MSB0401712C | LPG | Induced Draft | True | False | 1 | False | Horizontal |  | None | Condensing | Single-Stage |  | 0.5 | Standard |  | 40000 | 37000 |  |  | 33500 | 383 | 92.1 | 78 | [8 empty] | Federally-Regulated Consumer Product | 11/28/2016 |  | 10/18/2017
International Comfort Products | Airquest | N9MSB0401712C | Natural Gas | Induced Draft | True | False | 1 | False | Up |  | None | Condensing | Single-Stage |  | 0.5 | Standard |  | 40000 | 37000 |  |  | 33500 | 383 | 92.1 | 78 | [8 empty] | Federally-Regulated Consumer Product | 11/28/2016 |  | 10/18/2017
International Comfort Products | Airquest | N9MSB0401712C | Natural Gas | Induced Draft | True | False | 1 | False | Down |  | None | Condensing | Single-Stage |  | 0.5 | Standard |  | 40000 | 37000 |  |  | 33500 | 383 | 92.1 | 78 | [8 empty] | Federally-Regulated Consumer Product | 11/28/2016 |  | 10/18/2017
International Comfort Products | Airquest | N9MSB0401712C | Natural Gas | Induced Draft | True | False | 1 | False | Horizontal |  | None | Condensing | Single-Stage |  | 0.5 | Standard |  | 40000 | 37000 |  |  | 33500 | 383 | 92.1 | 78 | [8 empty] | Federally-Regulated Consumer Product | 11/28/2016 |  | 10/18/2017
International Comfort Products | Airquest | N9MSB0601412C | LPG | Induced Draft | True | False | 1 | False | Up |  | None | Condensing | Single-Stage |  | 0.33 | Standard |  | 60000 | 56000 |  |  | 50600 | 481 | 92.1 | 78 | [8 empty] | Federally-Regulated Consumer Product | 11/28/2016 |  | 10/18/2017
International Comfort Products | Airquest | N9MSB0601412C | LPG | Induced Draft | True | False | 1 | False | Down |  | None | Condensing | Single-Stage |  | 0.33 | Standard |  | 60000 | 56000 |  |  | 50600 | 481 | 92.1 | 78 | [8 empty] | Federally-Regulated Consumer Product | 11/28/2016 |  | 10/18/2017
International Comfort Products | Airquest | N9MSB0601412C | LPG | Induced Draft | True | False | 1 | False | Horizontal |  | None | Condensing | Single-Stage |  | 0.33 | Standard |  | 60000 | 56000 |  |  | 50600 | 481 | 92.1 | 78 | [8 empty] | Federally-Regulated Consumer Product | 11/28/2016 |  | 10/18/2017
International Comfort Products | Airquest | N9MSB0601412C | Natural Gas | Induced Draft | True | False | 1 | False | Up |  | None | Condensing | Single-Stage |  | 0.33 | Standard |  | 60000 | 56000 |  |  | 50600 | 481 | 92.1 | 78 | [8 empty] | Federally-Regulated Consumer Product | 11/28/2016 |  | 10/18/2017
International Comfort Products | Airquest | N9MSB0601412C | Natural Gas | Induced Draft | True | False | 1 | False | Down |  | None | Condensing | Single-Stage |  | 0.33 | Standard |  | 60000 | 56000 |  |  | 50600 | 481 | 92.1 | 78 | [8 empty] | Federally-Regulated Consumer Product | 11/28/2016 |  | 10/18/2017
International Comfort Products | Airquest | N9MSB0601412C | Natural Gas | Induced Draft | True | False | 1 | False | Horizontal |  | None | Condensing | Single-Stage |  | 0.33 | Standard |  | 60000 | 56000 |  |  | 50600 | 481 | 92.1 | 78 | [8 empty] | Federally-Regulated Consumer Product | 11/28/2016 |  | 10/18/2017
International Comfort Products | Airquest | N9MSB0601716C | LPG | Induced Draft | True | False | 1 | False | Up |  | None | Condensing | Single-Stage |  | 0.5 | Standard |  | 60000 | 56000 |  |  | 50100 | 605 | 92.1 | 78 | [8 empty] | Federally-Regulated Consumer Product | 11/28/2016 |  | 10/18/2017
International Comfort Products | Airquest | N9MSB0601716C | LPG | Induced Draft | True | False | 1 | False | Down |  | None | Condensing | Single-Stage |  | 0.5 | Standard |  | 60000 | 56000 |  |  | 50100 | 605 | 92.1 | 78 | [8 empty] | Federally-Regulated Consumer Product | 11/28/2016 |  | 10/18/2017
International Comfort Products | Airquest | N9MSB0601716C | LPG | Induced Draft | True | False | 1 | False | Horizontal |  | None | Condensing | Single-Stage |  | 0.5 | Standard |  | 60000 | 56000 |  |  | 50100 | 605 | 92.1 | 78 | [8 empty] | Federally-Regulated Consumer Product | 11/28/2016 |  | 10/18/2017
International Comfort Products | Airquest | N9MSB0601716C | Natural Gas | Induced Draft | True | False | 1 | False | Up |  | None | Condensing | Single-Stage |  | 0.5 | Standard |  | 60000 | 56000 |  |  | 50100 | 605 | 92.1 | 78 | [8 empty] | Federally-Regulated Consumer Product | 11/28/2016 |  | 10/18/2017
International Comfort Products | Airquest | N9MSB0601716C | Natural Gas | Induced Draft | True | False | 1 | False | Down |  | None | Condensing | Single-Stage |  | 0.5 | Standard |  | 60000 | 56000 |  |  | 50100 | 605 | 92.1 | 78 | [8 empty] | Federally-Regulated Consumer Product | 11/28/2016 |  | 10/18/2017
International Comfort Products | Airquest | N9MSB0601716C | Natural Gas | Induced Draft | True | False | 1 | False | Horizontal |  | None | Condensing | Single-Stage |  | 0.5 | Standard |  | 60000 | 56000 |  |  | 50100 | 605 | 92.1 | 78 | [8 empty] | Federally-Regulated Consumer Product | 11/28/2016 |  | 10/18/2017
International Comfort Products | Airquest | N9MSB0802120C | LPG | Induced Draft | True | False | 1 | False | Up |  | None | Condensing | Single-Stage |  | 0.75 | Standard |  | 80000 | 75000 |  |  | 66900 | 775 | 92.1 | 78 | [8 empty] | Federally-Regulated Consumer Product | 11/28/2016 |  | 10/18/2017
International Comfort Products | Airquest | N9MSB0802120C | LPG | Induced Draft | True | False | 1 | False | Down |  | None | Condensing | Single-Stage |  | 0.75 | Standard |  | 80000 | 75000 |  |  | 66900 | 775 | 92.1 | 78 | [8 empty] | Federally-Regulated Consumer Product | 11/28/2016 |  | 10/18/2017
International Comfort Products | Airquest | N9MSB0802120C | LPG | Induced Draft | True | False | 1 | False | Horizontal |  | None | Condensing | Single-Stage |  | 0.75 | Standard |  | 80000 | 75000 |  |  | 66900 | 775 | 92.1 | 78 | [8 empty] | Federally-Regulated Consumer Product | 11/28/2016 |  | 10/18/2017
International Comfort Products | Airquest | N9MSB0802120C | Natural Gas | Induced Draft | True | False | 1 | False | Up |  | None | Condensing | Single-Stage |  | 0.75 | Standard |  | 80000 | 75000 |  |  | 66900 | 775 | 92.1 | 78 | [8 empty] | Federally-Regulated Consumer Product | 11/28/2016 |  | 10/18/2017
International Comfort Products | Airquest | N9MSB0802120C | Natural Gas | Induced Draft | True | False | 1 | False | Down |  | None | Condensing | Single-Stage |  | 0.75 | Standard |  | 80000 | 75000 |  |  | 66900 | 775 | 92.1 | 78 | [8 empty] | Federally-Regulated Consumer Product | 11/28/2016 |  | 10/18/2017
International Comfort Products | Airquest | N9MSB0802120C | Natural Gas | Induced Draft | True | False | 1 | False | Horizontal |  | None | Condensing | Single-Stage |  | 0.75 | Standard |  | 80000 | 75000 |  |  | 66900 | 775 | 92.1 | 78 | [8 empty] | Federally-Regulated Consumer Product | 11/28/2016 |  | 10/18/2017
International Comfort Products | Airquest | N9MSB1002116C | LPG | Induced Draft | True | False | 1 | False | Up |  | None | Condensing | Single-Stage |  | 0.5 | Standard |  | 100000 | 94000 |  |  | 100900 | 994 | 92.1 | 78 | [8 empty] | Federally-Regulated Consumer Product | 02/14/2017 |  | 10/18/2017
International Comfort Products | Airquest | N9MSB1002116C | LPG | Induced Draft | True | False | 1 | False | Down |  | None | Condensing | Single-Stage |  | 0.5 | Standard |  | 100000 | 94000 |  |  | 100900 | 994 | 92.1 | 78 | [8 empty] | Federally-Regulated Consumer Product | 02/14/2017 |  | 10/18/2017
International Comfort Products | Airquest | N9MSB1002116C | LPG | Induced Draft | True | False | 1 | False | Horizontal |  | None | Condensing | Single-Stage |  | 0.5 | Standard |  | 100000 | 94000 |  |  | 100900 | 994 | 92.1 | 78 | [8 empty] | Federally-Regulated Consumer Product | 02/14/2017 |  | 10/18/2017
International Comfort Products | Airquest | N9MSB1002116C | Natural Gas | Induced Draft | True | False | 1 | False | Up |  | None | Condensing | Single-Stage |  | 0.5 | Standard |  | 100000 | 94000 |  |  | 100900 | 994 | 92.1 | 78 | [8 empty] | Federally-Regulated Consumer Product | 02/14/2017 |  | 10/18/2017
International Comfort Products | Airquest | N9MSB1002116C | Natural Gas | Induced Draft | True | False | 1 | False | Down |  | None | Condensing | Single-Stage |  | 0.5 | Standard |  | 100000 | 94000 |  |  | 100900 | 994 | 92.1 | 78 | [8 empty] | Federally-Regulated Consumer Product | 02/14/2017 |  | 10/18/2017
International Comfort Products | Airquest | N9MSB1002116C | Natural Gas | Induced Draft | True | False | 1 | False | Horizontal |  | None | Condensing | Single-Stage |  | 0.5 | Standard |  | 100000 | 94000 |  |  | 100900 | 994 | 92.1 | 78 | [8 empty] | Federally-Regulated Consumer Product | 02/14/2017 |  | 10/18/2017
International Comfort Products | Airquest | N9MSB1002120C | LPG | Induced Draft | True | False | 1 | False | Up |  | None | Condensing | Single-Stage |  | 0.75 | Standard |  | 100000 | 94000 |  |  | 100800 | 1030 | 92.1 | 78 | [8 empty] | Federally-Regulated Consumer Product | 02/14/2017 |  | 10/18/2017
International Comfort Products | Airquest | N9MSB1002120C | LPG | Induced Draft | True | False | 1 | False | Down |  | None | Condensing | Single-Stage |  | 0.75 | Standard |  | 100000 | 94000 |  |  | 100800 | 1030 | 92.1 | 78 | [8 empty] | Federally-Regulated Consumer Product | 02/14/2017 |  | 10/18/2017
International Comfort Products | Airquest | N9MSB1002120C | LPG | Induced Draft | True | False | 1 | False | Horizontal |  | None | Condensing | Single-Stage |  | 0.75 | Standard |  | 100000 | 94000 |  |  | 100800 | 1030 | 92.1 | 78 | [8 empty] | Federally-Regulated Consumer Product | 02/14/2017 |  | 10/18/2017
International Comfort Products | Airquest | N9MSB1002120C | Natural Gas | Induced Draft | True | False | 1 | False | Up |  | None | Condensing | Single-Stage |  | 0.75 | Standard |  | 100000 | 94000 |  |  | 100800 | 1030 | 92.1 | 78 | [8 empty] | Federally-Regulated Consumer Product | 02/14/2017 |  | 10/18/2017
International Comfort Products | Airquest | N9MSB1002120C | Natural Gas | Induced Draft | True | False | 1 | False | Down |  | None | Condensing | Single-Stage |  | 0.75 | Standard |  | 100000 | 94000 |  |  | 100800 | 1030 | 92.1 | 78 | [8 empty] | Federally-Regulated Consumer Product | 02/14/2017 |  | 10/18/2017
International Comfort Products | Airquest | N9MSB1002120C | Natural Gas | Induced Draft | True | False | 1 | False | Horizontal |  | None | Condensing | Single-Stage |  | 0.75 | Standard |  | 100000 | 94000 |  |  | 100800 | 1030 | 92.1 | 78 | [8 empty] | Federally-Regulated Consumer Product | 02/14/2017 |  | 10/18/2017
International Comfort Products | Airquest | N9MSB1202420C | LPG | Induced Draft | True | False | 1 | False | Up |  | None | Condensing | Single-Stage |  | 0.75 | Standard |  | 120000 | 112000 |  |  | 117400 | 1247 | 92.1 | 78 | [8 empty] | Federally-Regulated Consumer Product | 02/14/2017 |  | 10/18/2017
International Comfort Products | Airquest | N9MSB1202420C | LPG | Induced Draft | True | False | 1 | False | Down |  | None | Condensing | Single-Stage |  | 0.75 | Standard |  | 120000 | 112000 |  |  | 117400 | 1247 | 92.1 | 78 | [8 empty] | Federally-Regulated Consumer Product | 02/14/2017 |  | 10/18/2017
International Comfort Products | Airquest | N9MSB1202420C | LPG | Induced Draft | True | False | 1 | False | Horizontal |  | None | Condensing | Single-Stage |  | 0.75 | Standard |  | 120000 | 112000 |  |  | 117400 | 1247 | 92.1 | 78 | [8 empty] | Federally-Regulated Consumer Product | 02/14/2017 |  | 10/18/2017
International Comfort Products | Airquest | N9MSB1202420C | Natural Gas | Induced Draft | True | False | 1 | False | Up |  | None | Condensing | Single-Stage |  | 0.75 | Standard |  | 120000 | 112000 |  |  | 117400 | 1247 | 92.1 | 78 | [8 empty] | Federally-Regulated Consumer Product | 02/14/2017 |  | 10/18/2017
International Comfort Products | Airquest | N9MSB1202420C | Natural Gas | Induced Draft | True | False | 1 | False | Down |  | None | Condensing | Single-Stage |  | 0.75 | Standard |  | 120000 | 112000 |  |  | 117400 | 1247 | 92.1 | 78 | [8 empty] | Federally-Regulated Consumer Product | 02/14/2017 |  | 10/18/2017
International Comfort Products | Airquest | N9MSB1202420C | Natural Gas | Induced Draft | True | False | 1 | False | Horizontal |  | None | Condensing | Single-Stage |  | 0.75 | Standard |  | 120000 | 112000 |  |  | 117400 | 1247 | 92.1 | 78 | [8 empty] | Federally-Regulated Consumer Product | 02/14/2017 |  | 10/18/2017
International Comfort Products | Airquest | G9MXT0401712A* | LPG | Induced Draft | True | False | 1 | False | Up |  | None | Condensing | Two-Stage Modulating |  | 0.5 | Standard |  | 40000 | 39000 |  |  | 32400 | 144 | 96 | 78 | [8 empty] | Federally-Regulated Consumer Product | 02/23/2016 |  | 10/18/2017
International Comfort Products | Airquest | G9MXT0401712A* | LPG | Induced Draft | True | False | 1 | False | Horizontal |  | None | Condensing | Two-Stage Modulating |  | 0.5 | Standard |  | 40000 | 39000 |  |  | 32400 | 144 | 96 | 78 | [8 empty] | Federally-Regulated Consumer Product | 02/23/2016 |  | 10/18/2017
International Comfort Products | Airquest | G9MXT0401712A* | Natural Gas | Induced Draft | True | False | 1 | False | Up |  | None | Condensing | Two-Stage Modulating |  | 0.5 | Standard |  | 40000 | 39000 |  |  | 32400 | 144 | 96 | 78 | [8 empty] | Federally-Regulated Consumer Product | 02/23/2016 |  | 10/18/2017
International Comfort Products | Airquest | G9MXT0401712A* | Natural Gas | Induced Draft | True | False | 1 | False | Horizontal |  | None | Condensing | Two-Stage Modulating |  | 0.5 | Standard |  | 40000 | 39000 |  |  | 32400 | 144 | 96 | 78 | [8 empty] | Federally-Regulated Consumer Product | 02/23/2016 |  | 10/18/2017
International Comfort Products | Airquest | G9MXT0601412A* | LPG | Induced Draft | True | False | 1 | False | Up |  | None | Condensing | Two-Stage Modulating |  | 0.5 | Standard |  | 60000 | 58000 |  |  | 48700 | 248 | 95 | 78 | [8 empty] | Federally-Regulated Consumer Product | 02/23/2016 |  | 10/18/2017
International Comfort Products | Airquest | G9MXT0601412A* | LPG | Induced Draft | True | False | 1 | False | Horizontal |  | None | Condensing | Two-Stage Modulating |  | 0.5 | Standard |  | 60000 | 58000 |  |  | 48700 | 248 | 95 | 78 | [8 empty] | Federally-Regulated Consumer Product | 02/23/2016 |  | 10/18/2017
International Comfort Products | Airquest | G9MXT0601412A* | Natural Gas | Induced Draft | True | False | 1 | False | Up |  | None | Condensing | Two-Stage Modulating |  | 0.5 | Standard |  | 60000 | 58000 |  |  | 48700 | 248 | 95 | 78 | [8 empty] | Federally-Regulated Consumer Product | 02/23/2016 |  | 10/18/2017
International Comfort Products | Airquest | G9MXT0601412A* | Natural Gas | Induced Draft | True | False | 1 | False | Horizontal |  | None | Condensing | Two-Stage Modulating |  | 0.5 | Standard |  | 60000 | 58000 |  |  | 48700 | 248 | 95 | 78 | [8 empty] | Federally-Regulated Consumer Product | 02/23/2016 |  | 10/18/2017
International Comfort Products | Airquest | N9MSE0261408A | LPG | Induced Draft | True | False | 1 | False | Up |  | None | Condensing | Single-Stage |  | 0.25 | Standard |  | 26000 | 25000 |  |  | 24300 | 271 | 95.5 | 78 | [8 empty] | Federally-Regulated Consumer Product | 10/27/2016 |  | 10/18/2017
International Comfort Products | Airquest | N9MSE0261408A | LPG | Induced Draft | True | False | 1 | False | Horizontal |  | None | Condensing | Single-Stage |  | 0.25 | Standard |  | 26000 | 25000 |  |  | 24300 | 271 | 95.5 | 78 | [8 empty] | Federally-Regulated Consumer Product | 10/27/2016 |  | 10/18/2017
International Comfort Products | Airquest | N9MSE0261408A | Natural Gas | Induced Draft | True | False | 1 | False | Up |  | None | Condensing | Single-Stage |  | 0.25 | Standard |  | 26000 | 25000 |  |  | 24300 | 271 | 95.5 | 78 | [8 empty] | Federally-Regulated Consumer Product | 10/27/2016 |  | 10/18/2017
International Comfort Products | Airquest | N9MSE0261408A | Natural Gas | Induced Draft | True | False | 1 | False | Horizontal |  | None | Condensing | Single-Stage |  | 0.25 | Standard |  | 26000 | 25000 |  |  | 24300 | 271 | 95.5 | 78 | [8 empty] | Federally-Regulated Consumer Product | 10/27/2016 |  | 10/18/2017
International Comfort Products | Airquest | G9MXE0261410A | LPG | Induced Draft | True | False | 1 | False | Up |  | None | Condensing | Single-Stage |  | 0.33 | Standard |  | 26000 | 25000 |  |  | 24700 | 130 | 96 | 78 | [8 empty] | Federally-Regulated Consumer Product | 10/27/2016 |  | 10/18/2017
International Comfort Products | Airquest | G9MXE0261410A | LPG | Induced Draft | True | False | 1 | False | Horizontal |  | None | Condensing | Single-Stage |  | 0.33 | Standard |  | 26000 | 25000 |  |  | 24700 | 130 | 96 | 78 | [8 empty] | Federally-Regulated Consumer Product | 10/27/2016 |  | 10/18/2017
International Comfort Products | Airquest | G9MXE0261410A | Natural Gas | Induced Draft | True | False | 1 | False | Up |  | None | Condensing | Single-Stage |  | 0.33 | Standard |  | 26000 | 25000 |  |  | 24700 | 130 | 96 | 78 | [8 empty] | Federally-Regulated Consumer Product | 10/27/2016 |  | 10/18/2017
International Comfort Products | Airquest | G9MXE0261410A | Natural Gas | Induced Draft | True | False | 1 | False | Horizontal |  | None | Condensing | Single-Stage |  | 0.33 | Standard |  | 26000 | 25000 |  |  | 24700 | 130 | 96 | 78 | [8 empty] | Federally-Regulated Consumer Product | 10/27/2016 |  | 10/18/2017
International Comfort Products | Airquest | N9MSE0261408A*D | LPG | Induced Draft | True | False | 1 | False | Down |  | None | Condensing | Single-Stage |  | 0.25 | Standard |  | 26000 | 25000 |  |  | 24500 | 270 | 95 | 78 | [8 empty] | Federally-Regulated Consumer Product | 10/27/2016 |  | 10/18/2017
International Comfort Products | Airquest | N9MSE0261408A*D | Natural Gas | Induced Draft | True | False | 1 | False | Down |  | None | Condensing | Single-Stage |  | 0.25 | Standard |  | 26000 | 25000 |  |  | 24500 | 270 | 95 | 78 | [8 empty] | Federally-Regulated Consumer Product | 10/27/2016 |  | 10/18/2017
International Comfort Products | Airquest | N9MSE0401410A*D | LPG | Induced Draft | True | False | 1 | False | Down |  | None | Condensing | Single-Stage |  | 0.5 | Standard |  | 40000 | 39000 |  |  | 32500 | 374 | 95 | 78 | [8 empty] | Federally-Regulated Consumer Product | 02/14/2017 |  | 10/18/2017
International Comfort Products | Airquest | N9MSE0401410A*D | Natural Gas | Induced Draft | True | False | 1 | False | Down |  | None | Condensing | Single-Stage |  | 0.5 | Standard |  | 40000 | 39000 |  |  | 32500 | 374 | 95 | 78 | [8 empty] | Federally-Regulated Consumer Product | 02/14/2017 |  | 10/18/2017
International Comfort Products | Airquest | N9MSE0401712A*D | LPG | Induced Draft | True | False | 1 | False | Down |  | None | Condensing | Single-Stage |  | 0.5 | Standard |  | 40000 | 39000 |  |  | 32100 | 502 | 95 | 78 | [8 empty] | Federally-Regulated Consumer Product | 11/28/2016 |  | 10/18/2017
International Comfort Products | Airquest | N9MSE0401712A*D | Natural Gas | Induced Draft | True | False | 1 | False | Down |  | None | Condensing | Single-Stage |  | 0.5 | Standard |  | 40000 | 39000 |  |  | 32100 | 502 | 95 | 78 | [8 empty] | Federally-Regulated Consumer Product | 11/28/2016 |  | 10/18/2017
International Comfort Products | Airquest | N9MSE0601410A*D | LPG | Induced Draft | True | False | 1 | False | Down |  | None | Condensing | Single-Stage |  | 0.5 | Standard |  | 60000 | 58000 |  |  | 48900 | 521 | 95 | 78 | [8 empty] | Federally-Regulated Consumer Product | 11/28/2016 |  | 10/18/2017
International Comfort Products | Airquest | N9MSE0601410A*D | Natural Gas | Induced Draft | True | False | 1 | False | Down |  | None | Condensing | Single-Stage |  | 0.5 | Standard |  | 60000 | 58000 |  |  | 48900 | 521 | 95 | 78 | [8 empty] | Federally-Regulated Consumer Product | 11/28/2016 |  | 10/18/2017
International Comfort Products | Airquest | N9MSE0601714A*D | LPG | Induced Draft | True | False | 1 | False | Down |  | None | Condensing | Single-Stage |  | 0.5 | Standard |  | 60000 | 58000 |  |  | 48600 | 598 | 95 | 78 | [8 empty] | Federally-Regulated Consumer Product | 11/28/2016 |  | 10/18/2017
International Comfort Products | Airquest | N9MSE0601714A*D | Natural Gas | Induced Draft | True | False | 1 | False | Down |  | None | Condensing | Single-Stage |  | 0.5 | Standard |  | 60000 | 58000 |  |  | 48600 | 598 | 95 | 78 | [8 empty] | Federally-Regulated Consumer Product | 11/28/2016 |  | 10/18/2017
International Comfort Products | Airquest | N9MSE0801716A*D | LPG | Induced Draft | True | False | 1 | False | Down |  | None | Condensing | Single-Stage |  | 0.75 | Standard |  | 80000 | 78000 |  |  | 81300 | 913 | 95 | 78 | [8 empty] | Federally-Regulated Consumer Product | 02/14/2017 |  | 10/18/2017
International Comfort Products | Airquest | N9MSE0801716A*D | Natural Gas | Induced Draft | True | False | 1 | False | Down |  | None | Condensing | Single-Stage |  | 0.75 | Standard |  | 80000 | 78000 |  |  | 81300 | 913 | 95 | 78 | [8 empty] | Federally-Regulated Consumer Product | 02/14/2017 |  | 10/18/2017
International Comfort Products | Airquest | N9MSE0802120A*D | LPG | Induced Draft | True | False | 1 | False | Down |  | None | Condensing | Single-Stage |  | 0.75 | Standard |  | 80000 | 78000 |  |  | 81100 | 948 | 95 | 78 | [8 empty] | Federally-Regulated Consumer Product | 11/28/2016 |  | 10/18/2017
International Comfort Products | Airquest | N9MSE0802120A*D | Natural Gas | Induced Draft | True | False | 1 | False | Down |  | None | Condensing | Single-Stage |  | 0.75 | Standard |  | 80000 | 78000 |  |  | 81100 | 948 | 95 | 78 | [8 empty] | Federally-Regulated Consumer Product | 11/28/2016 |  | 10/18/2017
International Comfort Products | Airquest | N9MSE1002114A*D | LPG | Induced Draft | True | False | 1 | False | Down |  | None | Condensing | Single-Stage |  | 0.75 | Standard |  | 100000 | 97000 |  |  | 97200 | 1182 | 95 | 78 | [8 empty] | Federally-Regulated Consumer Product | 02/14/2017 |  | 10/18/2017
International Comfort Products | Airquest | N9MSE1002114A*D | Natural Gas | Induced Draft | True | False | 1 | False | Down |  | None | Condensing | Single-Stage |  | 0.75 | Standard |  | 100000 | 97000 |  |  | 97200 | 1182 | 95 | 78 | [8 empty] | Federally-Regulated Consumer Product | 02/14/2017 |  | 10/18/2017
International Comfort Products | Airquest | N9MSE1002120A*D | LPG | Induced Draft | True | False | 1 | False | Down |  | None | Condensing | Single-Stage |  | 0.75 | Standard |  | 100000 | 97000 |  |  | 97200 | 1175 | 95 | 78 | [8 empty] | Federally-Regulated Consumer Product | 02/14/2017 |  | 10/18/2017
International Comfort Products | Airquest | N9MSE1002120A*D | Natural Gas | Induced Draft | True | False | 1 | False | Down |  | None | Condensing | Single-Stage |  | 0.75 | Standard |  | 100000 | 97000 |  |  | 97200 | 1175 | 95 | 78 | [8 empty] | Federally-Regulated Consumer Product | 02/14/2017 |  | 10/18/2017
International Comfort Products | Airquest | N9MSE1202420A*D | LPG | Induced Draft | True | False | 1 | False | Down |  | None | Condensing | Single-Stage |  | 0.75 | Standard |  | 120000 | 116000 |  |  | 113400 | 1348 | 95 | 78 | [8 empty] | Federally-Regulated Consumer Product | 11/28/2016 |  | 10/18/2017
International Comfort Products | Airquest | N9MSE1202420A*D | Natural Gas | Induced Draft | True | False | 1 | False | Down |  | None | Condensing | Single-Stage |  | 0.75 | Standard |  | 120000 | 116000 |  |  | 113400 | 1348 | 95 | 78 | [8 empty] | Federally-Regulated Consumer Product | 11/28/2016 |  | 10/18/2017
International Comfort Products | Airquest | N9MSE1402420A*D | LPG | Induced Draft | True | False | 1 | False | Down |  | None | Condensing | Single-Stage |  | 0.75 | Standard |  | 140000 | 134000 |  |  | 131400 | 1261 | 94.4 | 78 | [8 empty] | Federally-Regulated Consumer Product | 10/27/2016 |  | 10/18/2017
International Comfort Products | Airquest | N9MSE1402420A*D | Natural Gas | Induced Draft | True | False | 1 | False | Down |  | None | Condensing | Single-Stage |  | 0.75 | Standard |  | 140000 | 134000 |  |  | 131400 | 1261 | 94.4 | 78 | [8 empty] | Federally-Regulated Consumer Product | 10/27/2016 |  | 10/18/2017
International Comfort Products | Airquest | G9MAE0601714A*D | LPG | Induced Draft | True | False | 1 | False | Down |  | None | Condensing | Step Modulating |  | 0.5 | Standard |  | 60000 | 58000 |  |  | 47900 | 173 | 95 | 78 | [8 empty] | Federally-Regulated Consumer Product | 10/27/2016 |  | 10/18/2017
International Comfort Products | Airquest | G9MAE0601714A*D | Natural Gas | Induced Draft | True | False | 1 | False | Down |  | None | Condensing | Step Modulating |  | 0.5 | Standard |  | 60000 | 58000 |  |  | 47900 | 173 | 95 | 78 | [8 empty] | Federally-Regulated Consumer Product | 10/27/2016 |  | 10/18/2017
International Comfort Products | Airquest | G9MAE0602120A*D | LPG | Induced Draft | True | False | 1 | False | Down |  | None | Condensing | Step Modulating |  | 1 | Standard |  | 61000 | 59000 |  |  | 47700 | 229 | 96.7 | 78 | [8 empty] | Federally-Regulated Consumer Product | 02/14/2017 |  | 10/18/2017
International Comfort Products | Airquest | G9MAE0602120A*D | Natural Gas | Induced Draft | True | False | 1 | False | Down |  | None | Condensing | Step Modulating |  | 1 | Standard |  | 61000 | 59000 |  |  | 47700 | 229 | 96.7 | 78 | [8 empty] | Federally-Regulated Consumer Product | 02/14/2017 |  | 10/18/2017
International Comfort Products | Airquest | G9MAE0801714A*D | LPG | Induced Draft | True | False | 1 | False | Down |  | None | Condensing | Step Modulating |  | 0.5 | Standard |  | 80000 | 77000 |  |  | 80700 | 383 | 95 | 78 | [8 empty] | Federally-Regulated Consumer Product | 10/27/2016 |  | 10/18/2017
International Comfort Products | Airquest | G9MAE0801714A*D | Natural Gas | Induced Draft | True | False | 1 | False | Down |  | None | Condensing | Step Modulating |  | 0.5 | Standard |  | 80000 | 77000 |  |  | 80700 | 383 | 95 | 78 | [8 empty] | Federally-Regulated Consumer Product | 10/27/2016 |  | 10/18/2017
International Comfort Products | Airquest | G9MAE1002122A*D | LPG | Induced Draft | True | False | 1 | False | Down |  | None | Condensing | Step Modulating |  | 1 | Standard |  | 100000 | 95000 |  |  | 98700 | 377 | 94 | 78 | [8 empty] | Federally-Regulated Consumer Product | 02/14/2017 |  | 10/18/2017
International Comfort Products | Airquest | G9MAE1002122A*D | Natural Gas | Induced Draft | True | False | 1 | False | Down |  | None | Condensing | Step Modulating |  | 1 | Standard |  | 100000 | 95000 |  |  | 98700 | 377 | 94 | 78 | [8 empty] | Federally-Regulated Consumer Product | 02/14/2017 |  | 10/18/2017
International Comfort Products | Airquest | G9MAE1202422A*D | LPG | Induced Draft | True | False | 1 | False | Down |  | None | Condensing | Step Modulating |  | 1 | Standard |  | 120000 | 115000 |  |  | 113000 | 488 | 95 | 78 | [8 empty] | Federally-Regulated Consumer Product | 10/27/2016 |  | 10/18/2017
International Comfort Products | Airquest | G9MAE1202422A*D | Natural Gas | Induced Draft | True | False | 1 | False | Down |  | None | Condensing | Step Modulating |  | 1 | Standard |  | 120000 | 115000 |  |  | 113000 | 488 | 95 | 78 | [8 empty] | Federally-Regulated Consumer Product | 10/27/2016 |  | 10/18/2017
International Comfort Products | Airquest | G9MVE0401410A*D | LPG | Induced Draft | True | False | 1 | False | Down |  | None | Condensing | Two-Stage Modulating |  | 0.5 | Standard |  | 40000 | 39000 |  |  | 32600 | 179 | 95 | 78 | [8 empty] | Federally-Regulated Consumer Product | 08/16/2016 |  | 10/18/2017
International Comfort Products | Airquest | G9MVE0401410A*D | Natural Gas | Induced Draft | True | False | 1 | False | Down |  | None | Condensing | Two-Stage Modulating |  | 0.5 | Standard |  | 40000 | 39000 |  |  | 32600 | 179 | 95 | 78 | [8 empty] | Federally-Regulated Consumer Product | 08/16/2016 |  | 10/18/2017
International Comfort Products | Arcoaire | F9MXE0401712A*D | LPG | Induced Draft | True | False | 1 | False | Down |  | None | Condensing | Single-Stage |  | 0.5 | Standard |  | 40000 | 39000 |  |  | 33200 | 183 | 95 | 78 | [8 empty] | Federally-Regulated Consumer Product | 11/28/2016 |  | 10/18/2017
International Comfort Products | Arcoaire | F9MXE0401712A*D | Natural Gas | Induced Draft | True | False | 1 | False | Down |  | None | Condensing | Single-Stage |  | 0.5 | Standard |  | 40000 | 39000 |  |  | 33200 | 183 | 95 | 78 | [8 empty] | Federally-Regulated Consumer Product | 11/28/2016 |  | 10/18/2017
International Comfort Products | Arcoaire | F9MXE0601412A*D | LPG | Induced Draft | True | False | 1 | False | Down |  | None | Condensing | Single-Stage |  | 0.5 | Standard |  | 60000 | 58000 |  |  | 49500 | 344 | 95 | 78 | [8 empty] | Federally-Regulated Consumer Product | 11/28/2016 |  | 10/18/2017
International Comfort Products | Arcoaire | F9MXE0601412A*D | Natural Gas | Induced Draft | True | False | 1 | False | Down |  | None | Condensing | Single-Stage |  | 0.5 | Standard |  | 60000 | 58000 |  |  | 49500 | 344 | 95 | 78 | [8 empty] | Federally-Regulated Consumer Product | 11/28/2016 |  | 10/18/2017
International Comfort Products | Arcoaire | F9MXE0601714A*D | LPG | Induced Draft | True | False | 1 | False | Down |  | None | Condensing | Single-Stage |  | 0.75 | Standard |  | 60000 | 58000 |  |  | 49800 | 263 | 95 | 78 | [8 empty] | Federally-Regulated Consumer Product | 11/28/2016 |  | 10/18/2017
International Comfort Products | Arcoaire | F9MXE0601714A*D | Natural Gas | Induced Draft | True | False | 1 | False | Down |  | None | Condensing | Single-Stage |  | 0.75 | Standard |  | 60000 | 58000 |  |  | 49800 | 263 | 95 | 78 | [8 empty] | Federally-Regulated Consumer Product | 11/28/2016 |  | 10/18/2017
International Comfort Products | Arcoaire | F9MXE0801716A*D | LPG | Induced Draft | True | False | 1 | False | Down |  | None | Condensing | Single-Stage |  | 0.75 | Standard |  | 80000 | 78000 |  |  | 82500 | 558 | 95 | 78 | [8 empty] | Federally-Regulated Consumer Product | 11/28/2016 |  | 10/18/2017
International Comfort Products | Arcoaire | F9MXE0801716A*D | Natural Gas | Induced Draft | True | False | 1 | False | Down |  | None | Condensing | Single-Stage |  | 0.75 | Standard |  | 80000 | 78000 |  |  | 82500 | 558 | 95 | 78 | [8 empty] | Federally-Regulated Consumer Product | 11/28/2016 |  | 10/18/2017
International Comfort Products | Arcoaire | F9MXE0802120A*D | LPG | Induced Draft | True | False | 1 | False | Down |  | None | Condensing | Single-Stage |  | 1 | Standard |  | 80000 | 78000 |  |  | 83000 | 418 | 95 | 78 | [8 empty] | Federally-Regulated Consumer Product | 11/28/2016 |  | 10/18/2017
International Comfort Products | Arcoaire | F9MXE0802120A*D | Natural Gas | Induced Draft | True | False | 1 | False | Down |  | None | Condensing | Single-Stage |  | 1 | Standard |  | 80000 | 78000 |  |  | 83000 | 418 | 95 | 78 | [8 empty] | Federally-Regulated Consumer Product | 11/28/2016 |  | 10/18/2017
International Comfort Products | Arcoaire | F9MXE1002120A*D | LPG | Induced Draft | True | False | 1 | False | Down |  | None | Condensing | Single-Stage |  | 1 | Standard |  | 100000 | 97000 |  |  | 99200 | 614 | 95 | 78 | [8 empty] | Federally-Regulated Consumer Product | 02/14/2017 |  | 10/18/2017
International Comfort Products | Arcoaire | F9MXE1002120A*D | Natural Gas | Induced Draft | True | False | 1 | False | Down |  | None | Condensing | Single-Stage |  | 1 | Standard |  | 100000 | 97000 |  |  | 99200 | 614 | 95 | 78 | [8 empty] | Federally-Regulated Consumer Product | 02/14/2017 |  | 10/18/2017
International Comfort Products | Arcoaire | F9MXE1202422A*D | LPG | Induced Draft | True | False | 1 | False | Down |  | None | Condensing | Single-Stage |  | 1 | Standard |  | 120000 | 116000 |  |  | 114500 | 1047 | 95 | 78 | [8 empty] | Federally-Regulated Consumer Product | 11/28/2016 |  | 10/18/2017
International Comfort Products | Arcoaire | F9MXE1202422A*D | Natural Gas | Induced Draft | True | False | 1 | False | Down |  | None | Condensing | Single-Stage |  | 1 | Standard |  | 120000 | 116000 |  |  | 114500 | 1047 | 95 | 78 | [8 empty] | Federally-Regulated Consumer Product | 11/28/2016 |  | 10/18/2017
International Comfort Products | Arcoaire | F9MXT0601412A*D | LPG | Induced Draft | True | False | 1 | False | Down |  | None | Condensing | Two-Stage Modulating |  | 0.5 | Standard |  | 60000 | 58000 |  |  | 48500 | 255 | 95 | 78 | [8 empty] | Federally-Regulated Consumer Product | 08/17/2016 |  | 10/18/2017
International Comfort Products | Arcoaire | F9MXT0601412A*D | Natural Gas | Induced Draft | True | False | 1 | False | Down |  | None | Condensing | Two-Stage Modulating |  | 0.5 | Standard |  | 60000 | 58000 |  |  | 48500 | 255 | 95 | 78 | [8 empty] | Federally-Regulated Consumer Product | 08/17/2016 |  | 10/18/2017
International Comfort Products | Arcoaire | F9MXT0601714A*D | LPG | Induced Draft | True | False | 1 | False | Down |  | None | Condensing | Two-Stage Modulating |  | 0.75 | Standard |  | 60000 | 58000 |  |  | 49000 | 194 | 95 | 78 | [8 empty] | Federally-Regulated Consumer Product | 08/17/2016 |  | 10/18/2017
International Comfort Products | Arcoaire | F9MXT0601714A*D | Natural Gas | Induced Draft | True | False | 1 | False | Down |  | None | Condensing | Two-Stage Modulating |  | 0.75 | Standard |  | 60000 | 58000 |  |  | 49000 | 194 | 95 | 78 | [8 empty] | Federally-Regulated Consumer Product | 08/17/2016 |  | 10/18/2017
International Comfort Products | Arcoaire | F9MXT0801716A*D | LPG | Induced Draft | True | False | 1 | False | Down |  | None | Condensing | Two-Stage Modulating |  | 0.75 | Standard |  | 80000 | 77000 |  |  | 80800 | 410 | 95 | 78 | [8 empty] | Federally-Regulated Consumer Product | 08/17/2016 |  | 10/18/2017
International Comfort Products | Arcoaire | F9MXT0801716A*D | Natural Gas | Induced Draft | True | False | 1 | False | Down |  | None | Condensing | Two-Stage Modulating |  | 0.75 | Standard |  | 80000 | 77000 |  |  | 80800 | 410 | 95 | 78 | [8 empty] | Federally-Regulated Consumer Product | 08/17/2016 |  | 10/18/2017
International Comfort Products | Arcoaire | F9MXT0802120A*D | LPG | Induced Draft | True | False | 1 | False | Down |  | None | Condensing | Two-Stage Modulating |  | 1 | Standard |  | 80000 | 76000 |  |  | 65500 | 261 | 95 | 78 | [8 empty] | Federally-Regulated Consumer Product | 11/28/2016 |  | 10/18/2017
International Comfort Products | Arcoaire | F9MXT0802120A*D | Natural Gas | Induced Draft | True | False | 1 | False | Down |  | None | Condensing | Two-Stage Modulating |  | 1 | Standard |  | 80000 | 76000 |  |  | 65500 | 261 | 95 | 78 | [8 empty] | Federally-Regulated Consumer Product | 11/28/2016 |  | 10/18/2017
International Comfort Products | Arcoaire | F9MXT1002120A*D | LPG | Induced Draft | True | False | 1 | False | Down |  | None | Condensing | Two-Stage Modulating |  | 1 | Standard |  | 100000 | 97000 |  |  | 97400 | 420 | 95 | 78 | [8 empty] | Federally-Regulated Consumer Product | 02/14/2017 |  | 10/18/2017
International Comfort Products | Arcoaire | F9MXT1002120A*D | Natural Gas | Induced Draft | True | False | 1 | False | Down |  | None | Condensing | Two-Stage Modulating |  | 1 | Standard |  | 100000 | 97000 |  |  | 97400 | 420 | 95 | 78 | [8 empty] | Federally-Regulated Consumer Product | 02/14/2017 |  | 10/18/2017
International Comfort Products | Arcoaire | N9MSE0261408A*D | LPG | Induced Draft | True | False | 1 | False | Down |  | None | Condensing | Single-Stage |  | 0.25 | Standard |  | 26000 | 25000 |  |  | 24500 | 270 | 95 | 78 | [8 empty] | Federally-Regulated Consumer Product | 10/27/2016 |  | 10/18/2017
International Comfort Products | Arcoaire | N9MSE0261408A*D | Natural Gas | Induced Draft | True | False | 1 | False | Down |  | None | Condensing | Single-Stage |  | 0.25 | Standard |  | 26000 | 25000 |  |  | 24500 | 270 | 95 | 78 | [8 empty] | Federally-Regulated Consumer Product | 10/27/2016 |  | 10/18/2017
International Comfort Products | Arcoaire | N9MSE0401410A*D | LPG | Induced Draft | True | False | 1 | False | Down |  | None | Condensing | Single-Stage |  | 0.5 | Standard |  | 40000 | 39000 |  |  | 32500 | 374 | 95 | 78 | [8 empty] | Federally-Regulated Consumer Product | 02/14/2017 |  | 10/18/2017
International Comfort Products | Arcoaire | N9MSE0401410A*D | Natural Gas | Induced Draft | True | False | 1 | False | Down |  | None | Condensing | Single-Stage |  | 0.5 | Standard |  | 40000 | 39000 |  |  | 32500 | 374 | 95 | 78 | [8 empty] | Federally-Regulated Consumer Product | 02/14/2017 |  | 10/18/2017
International Comfort Products | Arcoaire | N9MSE0401712A*D | LPG | Induced Draft | True | False | 1 | False | Down |  | None | Condensing | Single-Stage |  | 0.5 | Standard |  | 40000 | 39000 |  |  | 32100 | 502 | 95 | 78 | [8 empty] | Federally-Regulated Consumer Product | 11/28/2016 |  | 10/18/2017
International Comfort Products | Arcoaire | N9MSE0401712A*D | Natural Gas | Induced Draft | True | False | 1 | False | Down |  | None | Condensing | Single-Stage |  | 0.5 | Standard |  | 40000 | 39000 |  |  | 32100 | 502 | 95 | 78 | [8 empty] | Federally-Regulated Consumer Product | 11/28/2016 |  | 10/18/2017
International Comfort Products | Arcoaire | N9MSE0601410A*D | LPG | Induced Draft | True | False | 1 | False | Down |  | None | Condensing | Single-Stage |  | 0.5 | Standard |  | 60000 | 58000 |  |  | 48900 | 521 | 95 | 78 | [8 empty] | Federally-Regulated Consumer Product | 11/28/2016 |  | 10/18/2017
International Comfort Products | Arcoaire | N9MSE0601410A*D | Natural Gas | Induced Draft | True | False | 1 | False | Down |  | None | Condensing | Single-Stage |  | 0.5 | Standard |  | 60000 | 58000 |  |  | 48900 | 521 | 95 | 78 | [8 empty] | Federally-Regulated Consumer Product | 11/28/2016 |  | 10/18/2017
International Comfort Products | Arcoaire | N9MSE0601714A*D | LPG | Induced Draft | True | False | 1 | False | Down |  | None | Condensing | Single-Stage |  | 0.5 | Standard |  | 60000 | 58000 |  |  | 48600 | 598 | 95 | 78 | [8 empty] | Federally-Regulated Consumer Product | 11/28/2016 |  | 10/18/2017
International Comfort Products | Arcoaire | N9MSE0601714A*D | Natural Gas | Induced Draft | True | False | 1 | False | Down |  | None | Condensing | Single-Stage |  | 0.5 | Standard |  | 60000 | 58000 |  |  | 48600 | 598 | 95 | 78 | [8 empty] | Federally-Regulated Consumer Product | 11/28/2016 |  | 10/18/2017
International Comfort Products | Arcoaire | N9MSE0801716A*D | LPG | Induced Draft | True | False | 1 | False | Down |  | None | Condensing | Single-Stage |  | 0.75 | Standard |  | 80000 | 78000 |  |  | 81300 | 913 | 95 | 78 | [8 empty] | Federally-Regulated Consumer Product | 02/14/2017 |  | 10/18/2017
International Comfort Products | Arcoaire | N9MSE0801716A*D | Natural Gas | Induced Draft | True | False | 1 | False | Down |  | None | Condensing | Single-Stage |  | 0.75 | Standard |  | 80000 | 78000 |  |  | 81300 | 913 | 95 | 78 | [8 empty] | Federally-Regulated Consumer Product | 02/14/2017 |  | 10/18/2017
International Comfort Products | Arcoaire | N9MSE0802120A*D | LPG | Induced Draft | True | False | 1 | False | Down |  | None | Condensing | Single-Stage |  | 0.75 | Standard |  | 80000 | 78000 |  |  | 81100 | 948 | 95 | 78 | [8 empty] | Federally-Regulated Consumer Product | 11/28/2016 |  | 10/18/2017
International Comfort Products | Arcoaire | N9MSE0802120A*D | Natural Gas | Induced Draft | True | False | 1 | False | Down |  | None | Condensing | Single-Stage |  | 0.75 | Standard |  | 80000 | 78000 |  |  | 81100 | 948 | 95 | 78 | [8 empty] | Federally-Regulated Consumer Product | 11/28/2016 |  | 10/18/2017
International Comfort Products | Arcoaire | N9MSE1002114A*D | LPG | Induced Draft | True | False | 1 | False | Down |  | None | Condensing | Single-Stage |  | 0.75 | Standard |  | 100000 | 97000 |  |  | 97200 | 1182 | 95 | 78 | [8 empty] | Federally-Regulated Consumer Product | 02/14/2017 |  | 10/18/2017
International Comfort Products | Arcoaire | N9MSE1002114A*D | Natural Gas | Induced Draft | True | False | 1 | False | Down |  | None | Condensing | Single-Stage |  | 0.75 | Standard |  | 100000 | 97000 |  |  | 97200 | 1182 | 95 | 78 | [8 empty] | Federally-Regulated Consumer Product | 02/14/2017 |  | 10/18/2017
International Comfort Products | Arcoaire | N9MSE1002120A*D | LPG | Induced Draft | True | False | 1 | False | Down |  | None | Condensing | Single-Stage |  | 0.75 | Standard |  | 100000 | 97000 |  |  | 97200 | 1175 | 95 | 78 | [8 empty] | Federally-Regulated Consumer Product | 02/14/2017 |  | 10/18/2017
International Comfort Products | Arcoaire | N9MSE1002120A*D | Natural Gas | Induced Draft | True | False | 1 | False | Down |  | None | Condensing | Single-Stage |  | 0.75 | Standard |  | 100000 | 97000 |  |  | 97200 | 1175 | 95 | 78 | [8 empty] | Federally-Regulated Consumer Product | 02/14/2017 |  | 10/18/2017
International Comfort Products | Arcoaire | N9MSE1202420A*D | LPG | Induced Draft | True | False | 1 | False | Down |  | None | Condensing | Single-Stage |  | 0.75 | Standard |  | 120000 | 116000 |  |  | 113400 | 1348 | 95 | 78 | [8 empty] | Federally-Regulated Consumer Product | 11/28/2016 |  | 10/18/2017
International Comfort Products | Arcoaire | N9MSE1202420A*D | Natural Gas | Induced Draft | True | False | 1 | False | Down |  | None | Condensing | Single-Stage |  | 0.75 | Standard |  | 120000 | 116000 |  |  | 113400 | 1348 | 95 | 78 | [8 empty] | Federally-Regulated Consumer Product | 11/28/2016 |  | 10/18/2017
International Comfort Products | Arcoaire | N9MSE1402420A*D | LPG | Induced Draft | True | False | 1 | False | Down |  | None | Condensing | Single-Stage |  | 0.75 | Standard |  | 140000 | 134000 |  |  | 131400 | 1261 | 94.4 | 78 | [8 empty] | Federally-Regulated Consumer Product | 10/27/2016 |  | 10/18/2017
International Comfort Products | Arcoaire | N9MSE1402420A*D | Natural Gas | Induced Draft | True | False | 1 | False | Down |  | None | Condensing | Single-Stage |  | 0.75 | Standard |  | 140000 | 134000 |  |  | 131400 | 1261 | 94.4 | 78 | [8 empty] | Federally-Regulated Consumer Product | 10/27/2016 |  | 10/18/2017
International Comfort Products | Arcoaire | F9MXT0401410A*D | LPG | Induced Draft | True | False | 1 | False | Down |  | None | Condensing | Two-Stage Modulating |  | 0.5 | Standard |  | 40000 | 39000 |  |  | 32600 | 179 | 95 | 78 | [8 empty] | Federally-Regulated Consumer Product | 08/17/2016 |  | 10/18/2017
International Comfort Products | Arcoaire | F9MXT0401410A*D | Natural Gas | Induced Draft | True | False | 1 | False | Down |  | None | Condensing | Two-Stage Modulating |  | 0.5 | Standard |  | 40000 | 39000 |  |  | 32600 | 179 | 95 | 78 | [8 empty] | Federally-Regulated Consumer Product | 08/17/2016 |  | 10/18/2017
International Comfort Products | Arcoaire | F9MXT0401712A*D | LPG | Induced Draft | True | False | 1 | False | Down |  | None | Condensing | Two-Stage Modulating |  | 0.5 | Standard |  | 40000 | 39000 |  |  | 32700 | 150 | 95 | 78 | [8 empty] | Federally-Regulated Consumer Product | 02/14/2017 |  | 10/18/2017
International Comfort Products | Arcoaire | F9MXT0401712A*D | Natural Gas | Induced Draft | True | False | 1 | False | Down |  | None | Condensing | Two-Stage Modulating |  | 0.5 | Standard |  | 40000 | 39000 |  |  | 32700 | 150 | 95 | 78 | [8 empty] | Federally-Regulated Consumer Product | 02/14/2017 |  | 10/18/2017
International Comfort Products | Arcoaire | F9MXT1202422A*D | LPG | Induced Draft | True | False | 1 | False | Down |  | None | Condensing | Two-Stage Modulating |  | 1 | Standard |  | 120000 | 116000 |  |  | 111300 | 628 | 95 | 78 | [8 empty] | Federally-Regulated Consumer Product | 11/28/2016 |  | 10/18/2017
International Comfort Products | Arcoaire | F9MXT1202422A*D | Natural Gas | Induced Draft | True | False | 1 | False | Down |  | None | Condensing | Two-Stage Modulating |  | 1 | Standard |  | 120000 | 116000 |  |  | 111300 | 628 | 95 | 78 | [8 empty] | Federally-Regulated Consumer Product | 11/28/2016 |  | 10/18/2017
International Comfort Products | Arcoaire | F9MAE0802120A*D | LPG | Induced Draft | True | False | 1 | False | Down |  | None | Condensing | Step Modulating |  | 1 | Standard |  | 80000 | 77000 |  |  | 81400 | 346 | 95 | 78 | [8 empty] | Federally-Regulated Consumer Product | 10/27/2016 |  | 10/18/2017
International Comfort Products | Arcoaire | F9MAE0802120A*D | Natural Gas | Induced Draft | True | False | 1 | False | Down |  | None | Condensing | Step Modulating |  | 1 | Standard |  | 80000 | 77000 |  |  | 81400 | 346 | 95 | 78 | [8 empty] | Federally-Regulated Consumer Product | 10/27/2016 |  | 10/18/2017
International Comfort Products | Arcoaire | N9MSE0401410A** | LPG | Induced Draft | True | False | 1 | True | Up |  | None | Condensing | Single-Stage |  | 0.5 | Standard |  | 40000 | 39000 |  |  | 32300 | 373 | 95.5 | 75 | [8 empty] | Federally-Regulated Consumer Product | 11/28/2016 |  | 10/18/2017
International Comfort Products | Arcoaire | N9MSE0401410A** | LPG | Induced Draft | True | False | 1 | True | Horizontal |  | None | Condensing | Single-Stage |  | 0.5 | Standard |  | 40000 | 39000 |  |  | 32300 | 373 | 95.5 | 75 | [8 empty] | Federally-Regulated Consumer Product | 11/28/2016 |  | 10/18/2017
International Comfort Products | Arcoaire | N9MSE0401410A** | Natural Gas | Induced Draft | True | False | 1 | True | Up |  | None | Condensing | Single-Stage |  | 0.5 | Standard |  | 40000 | 39000 |  |  | 32300 | 373 | 95.5 | 75 | [8 empty] | Federally-Regulated Consumer Product | 11/28/2016 |  | 10/18/2017
International Comfort Products | Arcoaire | N9MSE0401410A** | Natural Gas | Induced Draft | True | False | 1 | True | Horizontal |  | None | Condensing | Single-Stage |  | 0.5 | Standard |  | 40000 | 39000 |  |  | 32300 | 373 | 95.5 | 75 | [8 empty] | Federally-Regulated Consumer Product | 11/28/2016 |  | 10/18/2017
International Comfort Products | Arcoaire | N9MSE0601410A** | LPG | Induced Draft | True | False | 1 | True | Up |  | None | Condensing | Single-Stage |  | 0.5 | Standard |  | 60000 | 58000 |  |  | 48600 | 515 | 95.5 | 75 | [8 empty] | Federally-Regulated Consumer Product | 11/28/2016 |  | 10/18/2017
International Comfort Products | Arcoaire | N9MSE0601410A** | LPG | Induced Draft | True | False | 1 | True | Horizontal |  | None | Condensing | Single-Stage |  | 0.5 | Standard |  | 60000 | 58000 |  |  | 48600 | 515 | 95.5 | 75 | [8 empty] | Federally-Regulated Consumer Product | 11/28/2016 |  | 10/18/2017
International Comfort Products | Arcoaire | N9MSE0601410A** | Natural Gas | Induced Draft | True | False | 1 | True | Up |  | None | Condensing | Single-Stage |  | 0.5 | Standard |  | 60000 | 58000 |  |  | 48600 | 515 | 95.5 | 75 | [8 empty] | Federally-Regulated Consumer Product | 11/28/2016 |  | 10/18/2017
International Comfort Products | Arcoaire | N9MSE0601410A** | Natural Gas | Induced Draft | True | False | 1 | True | Horizontal |  | None | Condensing | Single-Stage |  | 0.5 | Standard |  | 60000 | 58000 |  |  | 48600 | 515 | 95.5 | 75 | [8 empty] | Federally-Regulated Consumer Product | 11/28/2016 |  | 10/18/2017
International Comfort Products | Arcoaire | N9MSE0601714A** | LPG | Induced Draft | True | False | 1 | True | Up |  | None | Condensing | Single-Stage |  | 0.5 | Standard |  | 60000 | 58000 |  |  | 48300 | 592 | 95.5 | 75 | [8 empty] | Federally-Regulated Consumer Product | 11/28/2016 |  | 10/18/2017
International Comfort Products | Arcoaire | N9MSE0601714A** | LPG | Induced Draft | True | False | 1 | True | Horizontal |  | None | Condensing | Single-Stage |  | 0.5 | Standard |  | 60000 | 58000 |  |  | 48300 | 592 | 95.5 | 75 | [8 empty] | Federally-Regulated Consumer Product | 11/28/2016 |  | 10/18/2017
International Comfort Products | Arcoaire | N9MSE0601714A** | Natural Gas | Induced Draft | True | False | 1 | True | Up |  | None | Condensing | Single-Stage |  | 0.5 | Standard |  | 60000 | 58000 |  |  | 48300 | 592 | 95.5 | 75 | [8 empty] | Federally-Regulated Consumer Product | 11/28/2016 |  | 10/18/2017
International Comfort Products | Arcoaire | N9MSE0601714A** | Natural Gas | Induced Draft | True | False | 1 | True | Horizontal |  | None | Condensing | Single-Stage |  | 0.5 | Standard |  | 60000 | 58000 |  |  | 48300 | 592 | 95.5 | 75 | [8 empty] | Federally-Regulated Consumer Product | 11/28/2016 |  | 10/18/2017
International Comfort Products | Arcoaire | N9MSE0801716A** | LPG | Induced Draft | True | False | 1 | True | Up |  | None | Condensing | Single-Stage |  | 0.75 | Standard |  | 80000 | 78000 |  |  | 80800 | 903 | 95.5 | 75 | [8 empty] | Federally-Regulated Consumer Product | 11/28/2016 |  | 10/18/2017
International Comfort Products | Arcoaire | N9MSE0801716A** | LPG | Induced Draft | True | False | 1 | True | Horizontal |  | None | Condensing | Single-Stage |  | 0.75 | Standard |  | 80000 | 78000 |  |  | 80800 | 903 | 95.5 | 75 | [8 empty] | Federally-Regulated Consumer Product | 11/28/2016 |  | 10/18/2017
International Comfort Products | Arcoaire | N9MSE0801716A** | Natural Gas | Induced Draft | True | False | 1 | True | Up |  | None | Condensing | Single-Stage |  | 0.75 | Standard |  | 80000 | 78000 |  |  | 80800 | 903 | 95.5 | 75 | [8 empty] | Federally-Regulated Consumer Product | 11/28/2016 |  | 10/18/2017
International Comfort Products | Arcoaire | N9MSE0801716A** | Natural Gas | Induced Draft | True | False | 1 | True | Horizontal |  | None | Condensing | Single-Stage |  | 0.75 | Standard |  | 80000 | 78000 |  |  | 80800 | 903 | 95.5 | 75 | [8 empty] | Federally-Regulated Consumer Product | 11/28/2016 |  | 10/18/2017
International Comfort Products | Arcoaire | N9MSE1002114A** | LPG | Induced Draft | True | False | 1 | True | Up |  | None | Condensing | Single-Stage |  | 0.75 | Standard |  | 100000 | 97000 |  |  | 96700 | 1162 | 95.5 | 75 | [8 empty] | Federally-Regulated Consumer Product | 11/28/2016 |  | 10/18/2017
International Comfort Products | Arcoaire | N9MSE1002114A** | LPG | Induced Draft | True | False | 1 | True | Horizontal |  | None | Condensing | Single-Stage |  | 0.75 | Standard |  | 100000 | 97000 |  |  | 96700 | 1162 | 95.5 | 75 | [8 empty] | Federally-Regulated Consumer Product | 11/28/2016 |  | 10/18/2017
International Comfort Products | Arcoaire | N9MSE1002114A** | Natural Gas | Induced Draft | True | False | 1 | True | Up |  | None | Condensing | Single-Stage |  | 0.75 | Standard |  | 100000 | 97000 |  |  | 96700 | 1162 | 95.5 | 75 | [8 empty] | Federally-Regulated Consumer Product | 11/28/2016 |  | 10/18/2017
International Comfort Products | Arcoaire | N9MSE1002114A** | Natural Gas | Induced Draft | True | False | 1 | True | Horizontal |  | None | Condensing | Single-Stage |  | 0.75 | Standard |  | 100000 | 97000 |  |  | 96700 | 1162 | 95.5 | 75 | [8 empty] | Federally-Regulated Consumer Product | 11/28/2016 |  | 10/18/2017
International Comfort Products | Arcoaire | N9MSE1002120A** | LPG | Induced Draft | True | False | 1 | True | Up |  | None | Condensing | Single-Stage |  | 0.75 | Standard |  | 100000 | 97000 |  |  | 96700 | 1155 | 95.5 | 75 | [8 empty] | Federally-Regulated Consumer Product | 11/28/2016 |  | 10/18/2017
International Comfort Products | Arcoaire | N9MSE1002120A** | LPG | Induced Draft | True | False | 1 | True | Horizontal |  | None | Condensing | Single-Stage |  | 0.75 | Standard |  | 100000 | 97000 |  |  | 96700 | 1155 | 95.5 | 75 | [8 empty] | Federally-Regulated Consumer Product | 11/28/2016 |  | 10/18/2017
International Comfort Products | Arcoaire | N9MSE1002120A** | Natural Gas | Induced Draft | True | False | 1 | True | Up |  | None | Condensing | Single-Stage |  | 0.75 | Standard |  | 100000 | 97000 |  |  | 96700 | 1155 | 95.5 | 75 | [8 empty] | Federally-Regulated Consumer Product | 11/28/2016 |  | 10/18/2017
International Comfort Products | Arcoaire | N9MSE1002120A** | Natural Gas | Induced Draft | True | False | 1 | True | Horizontal |  | None | Condensing | Single-Stage |  | 0.75 | Standard |  | 100000 | 97000 |  |  | 96700 | 1155 | 95.5 | 75 | [8 empty] | Federally-Regulated Consumer Product | 11/28/2016 |  | 10/18/2017
International Comfort Products | Arcoaire | N9MSE1202420A** | LPG | Induced Draft | True | False | 1 | True | Up |  | None | Condensing | Single-Stage |  | 0.75 | Standard |  | 120000 | 117000 |  |  | 112800 | 1336 | 95.5 | 75 | [8 empty] | Federally-Regulated Consumer Product | 11/28/2016 |  | 10/18/2017
International Comfort Products | Arcoaire | N9MSE1202420A** | LPG | Induced Draft | True | False | 1 | True | Horizontal |  | None | Condensing | Single-Stage |  | 0.75 | Standard |  | 120000 | 117000 |  |  | 112800 | 1336 | 95.5 | 75 | [8 empty] | Federally-Regulated Consumer Product | 11/28/2016 |  | 10/18/2017
International Comfort Products | Arcoaire | N9MSE1202420A** | Natural Gas | Induced Draft | True | False | 1 | True | Up |  | None | Condensing | Single-Stage |  | 0.75 | Standard |  | 120000 | 117000 |  |  | 112800 | 1336 | 95.5 | 75 | [8 empty] | Federally-Regulated Consumer Product | 11/28/2016 |  | 10/18/2017
International Comfort Products | Arcoaire | N9MSE1202420A** | Natural Gas | Induced Draft | True | False | 1 | True | Horizontal |  | None | Condensing | Single-Stage |  | 0.75 | Standard |  | 120000 | 117000 |  |  | 112800 | 1336 | 95.5 | 75 | [8 empty] | Federally-Regulated Consumer Product | 11/28/2016 |  | 10/18/2017
International Comfort Products | Arcoaire | N9MSE0401712A** | LPG | Induced Draft | True | False | 1 | True | Up |  | None | Condensing | Single-Stage |  | 0.5 | Standard |  | 40000 | 39000 |  |  | 32200 | 426 | 95.5 | 75 | [8 empty] | Federally-Regulated Consumer Product | 11/28/2016 |  | 10/18/2017
International Comfort Products | Arcoaire | N9MSE0401712A** | LPG | Induced Draft | True | False | 1 | True | Horizontal |  | None | Condensing | Single-Stage |  | 0.5 | Standard |  | 40000 | 39000 |  |  | 32200 | 426 | 95.5 | 75 | [8 empty] | Federally-Regulated Consumer Product | 11/28/2016 |  | 10/18/2017
International Comfort Products | Arcoaire | N9MSE0401712A** | Natural Gas | Induced Draft | True | False | 1 | True | Up |  | None | Condensing | Single-Stage |  | 0.5 | Standard |  | 40000 | 39000 |  |  | 32200 | 426 | 95.5 | 75 | [8 empty] | Federally-Regulated Consumer Product | 11/28/2016 |  | 10/18/2017
International Comfort Products | Arcoaire | N9MSE0401712A** | Natural Gas | Induced Draft | True | False | 1 | True | Horizontal |  | None | Condensing | Single-Stage |  | 0.5 | Standard |  | 40000 | 39000 |  |  | 32200 | 426 | 95.5 | 75 | [8 empty] | Federally-Regulated Consumer Product | 11/28/2016 |  | 10/18/2017
International Comfort Products | Arcoaire | N9MSE0401410A**D | LPG | Induced Draft | True | False | 1 | True | Down |  | None | Condensing | Single-Stage |  | 0.5 | Standard |  | 40000 | 39000 |  |  | 32500 | 374 | 95 | 75 | [8 empty] | Federally-Regulated Consumer Product | 02/14/2017 |  | 10/18/2017
International Comfort Products | Arcoaire | N9MSE0401410A**D | Natural Gas | Induced Draft | True | False | 1 | True | Down |  | None | Condensing | Single-Stage |  | 0.5 | Standard |  | 40000 | 39000 |  |  | 32500 | 374 | 95 | 75 | [8 empty] | Federally-Regulated Consumer Product | 02/14/2017 |  | 10/18/2017
International Comfort Products | Arcoaire | N9MSE0401712A**D | LPG | Induced Draft | True | False | 1 | True | Down |  | None | Condensing | Single-Stage |  | 0.5 | Standard |  | 40000 | 39000 |  |  | 32100 | 502 | 95 | 75 | [8 empty] | Federally-Regulated Consumer Product | 11/28/2016 |  | 10/18/2017
International Comfort Products | Arcoaire | N9MSE0401712A**D | Natural Gas | Induced Draft | True | False | 1 | True | Down |  | None | Condensing | Single-Stage |  | 0.5 | Standard |  | 40000 | 39000 |  |  | 32100 | 502 | 95 | 75 | [8 empty] | Federally-Regulated Consumer Product | 11/28/2016 |  | 10/18/2017
International Comfort Products | Arcoaire | N9MSE0601410A**D | LPG | Induced Draft | True | False | 1 | True | Down |  | None | Condensing | Single-Stage |  | 0.5 | Standard |  | 60000 | 58000 |  |  | 48900 | 521 | 95 | 75 | [8 empty] | Federally-Regulated Consumer Product | 11/28/2016 |  | 10/18/2017
International Comfort Products | Arcoaire | N9MSE0601410A**D | Natural Gas | Induced Draft | True | False | 1 | True | Down |  | None | Condensing | Single-Stage |  | 0.5 | Standard |  | 60000 | 58000 |  |  | 48900 | 521 | 95 | 75 | [8 empty] | Federally-Regulated Consumer Product | 11/28/2016 |  | 10/18/2017
International Comfort Products | Arcoaire | N9MSE0601714A**D | LPG | Induced Draft | True | False | 1 | True | Down |  | None | Condensing | Single-Stage |  | 0.5 | Standard |  | 60000 | 58000 |  |  | 48600 | 598 | 95 | 75 | [8 empty] | Federally-Regulated Consumer Product | 11/28/2016 |  | 10/18/2017
International Comfort Products | Arcoaire | N9MSE0601714A**D | Natural Gas | Induced Draft | True | False | 1 | True | Down |  | None | Condensing | Single-Stage |  | 0.5 | Standard |  | 60000 | 58000 |  |  | 48600 | 598 | 95 | 75 | [8 empty] | Federally-Regulated Consumer Product | 11/28/2016 |  | 10/18/2017
International Comfort Products | Arcoaire | N9MSE0801716A**D | LPG | Induced Draft | True | False | 1 | True | Down |  | None | Condensing | Single-Stage |  | 0.75 | Standard |  | 80000 | 78000 |  |  | 81300 | 913 | 95 | 75 | [8 empty] | Federally-Regulated Consumer Product | 02/14/2017 |  | 10/18/2017
International Comfort Products | Arcoaire | N9MSE0801716A**D | Natural Gas | Induced Draft | True | False | 1 | True | Down |  | None | Condensing | Single-Stage |  | 0.75 | Standard |  | 80000 | 78000 |  |  | 81300 | 913 | 95 | 75 | [8 empty] | Federally-Regulated Consumer Product | 02/14/2017 |  | 10/18/2017
International Comfort Products | Arcoaire | N9MSE0802120A**D | LPG | Induced Draft | True | False | 1 | True | Down |  | None | Condensing | Single-Stage |  | 0.75 | Standard |  | 80000 | 78000 |  |  | 81100 | 948 | 95 | 75 | [8 empty] | Federally-Regulated Consumer Product | 11/28/2016 |  | 10/18/2017
International Comfort Products | Arcoaire | N9MSE0802120A**D | Natural Gas | Induced Draft | True | False | 1 | True | Down |  | None | Condensing | Single-Stage |  | 0.75 | Standard |  | 80000 | 78000 |  |  | 81100 | 948 | 95 | 75 | [8 empty] | Federally-Regulated Consumer Product | 11/28/2016 |  | 10/18/2017
International Comfort Products | Arcoaire | N9MSE1002114A**D | LPG | Induced Draft | True | False | 1 | True | Down |  | None | Condensing | Single-Stage |  | 0.75 | Standard |  | 100000 | 97000 |  |  | 97200 | 1182 | 95 | 75 | [8 empty] | Federally-Regulated Consumer Product | 02/14/2017 |  | 10/18/2017
International Comfort Products | Arcoaire | N9MSE1002114A**D | Natural Gas | Induced Draft | True | False | 1 | True | Down |  | None | Condensing | Single-Stage |  | 0.75 | Standard |  | 100000 | 97000 |  |  | 97200 | 1182 | 95 | 75 | [8 empty] | Federally-Regulated Consumer Product | 02/14/2017 |  | 10/18/2017
International Comfort Products | Arcoaire | N9MSE1002120A**D | LPG | Induced Draft | True | False | 1 | True | Down |  | None | Condensing | Single-Stage |  | 0.75 | Standard |  | 100000 | 97000 |  |  | 97200 | 1175 | 95 | 75 | [8 empty] | Federally-Regulated Consumer Product | 02/14/2017 |  | 10/18/2017
International Comfort Products | Arcoaire | N9MSE1002120A**D | Natural Gas | Induced Draft | True | False | 1 | True | Down |  | None | Condensing | Single-Stage |  | 0.75 | Standard |  | 100000 | 97000 |  |  | 97200 | 1175 | 95 | 75 | [8 empty] | Federally-Regulated Consumer Product | 02/14/2017 |  | 10/18/2017
International Comfort Products | Arcoaire | N9MSE1202420A**D | LPG | Induced Draft | True | False | 1 | True | Down |  | None | Condensing | Single-Stage |  | 0.75 | Standard |  | 120000 | 116000 |  |  | 113400 | 1348 | 95 | 75 | [8 empty] | Federally-Regulated Consumer Product | 11/28/2016 |  | 10/18/2017
International Comfort Products | Arcoaire | N9MSE1202420A**D | Natural Gas | Induced Draft | True | False | 1 | True | Down |  | None | Condensing | Single-Stage |  | 0.75 | Standard |  | 120000 | 116000 |  |  | 113400 | 1348 | 95 | 75 | [8 empty] | Federally-Regulated Consumer Product | 11/28/2016 |  | 10/18/2017
International Comfort Products | Arcoaire | F9MXE1202422A** | LPG | Induced Draft | True | False | 1 | True | Up |  | None | Condensing | Single-Stage |  | 1 | Standard |  | 120000 | 117000 |  |  | 113500 | 990 | 96 | 75 | [8 empty] | Federally-Regulated Consumer Product | 11/28/2016 |  | 10/18/2017
International Comfort Products | Arcoaire | F9MXE1202422A** | LPG | Induced Draft | True | False | 1 | True | Horizontal |  | None | Condensing | Single-Stage |  | 1 | Standard |  | 120000 | 117000 |  |  | 113500 | 990 | 96 | 75 | [8 empty] | Federally-Regulated Consumer Product | 11/28/2016 |  | 10/18/2017
International Comfort Products | Arcoaire | F9MXE1202422A** | Natural Gas | Induced Draft | True | False | 1 | True | Up |  | None | Condensing | Single-Stage |  | 1 | Standard |  | 120000 | 117000 |  |  | 113500 | 990 | 96 | 75 | [8 empty] | Federally-Regulated Consumer Product | 11/28/2016 |  | 10/18/2017
International Comfort Products | Arcoaire | F9MXE1202422A** | Natural Gas | Induced Draft | True | False | 1 | True | Horizontal |  | None | Condensing | Single-Stage |  | 1 | Standard |  | 120000 | 117000 |  |  | 113500 | 990 | 96 | 75 | [8 empty] | Federally-Regulated Consumer Product | 11/28/2016 |  | 10/18/2017
International Comfort Products | Arcoaire | F9MXE0401410A** | LPG | Induced Draft | True | False | 1 | True | Up |  | None | Condensing | Single-Stage |  | 0.5 | Standard |  | 40000 | 39000 |  |  | 32800 | 195 | 96 | 75 | [8 empty] | Federally-Regulated Consumer Product | 11/28/2016 |  | 10/18/2017
International Comfort Products | Arcoaire | F9MXE0401410A** | LPG | Induced Draft | True | False | 1 | True | Horizontal |  | None | Condensing | Single-Stage |  | 0.5 | Standard |  | 40000 | 39000 |  |  | 32800 | 195 | 96 | 75 | [8 empty] | Federally-Regulated Consumer Product | 11/28/2016 |  | 10/18/2017
International Comfort Products | Arcoaire | F9MXE0401410A** | Natural Gas | Induced Draft | True | False | 1 | True | Up |  | None | Condensing | Single-Stage |  | 0.5 | Standard |  | 40000 | 39000 |  |  | 32800 | 195 | 96 | 75 | [8 empty] | Federally-Regulated Consumer Product | 11/28/2016 |  | 10/18/2017
International Comfort Products | Arcoaire | F9MXE0401410A** | Natural Gas | Induced Draft | True | False | 1 | True | Horizontal |  | None | Condensing | Single-Stage |  | 0.5 | Standard |  | 40000 | 39000 |  |  | 32800 | 195 | 96 | 75 | [8 empty] | Federally-Regulated Consumer Product | 11/28/2016 |  | 10/18/2017
International Comfort Products | Arcoaire | F9MXE0601714A** | LPG | Induced Draft | True | False | 1 | True | Up |  | None | Condensing | Single-Stage |  | 0.75 | Standard |  | 60000 | 58000 |  |  | 49300 | 254 | 96 | 75 | [8 empty] | Federally-Regulated Consumer Product | 11/28/2016 |  | 10/18/2017
International Comfort Products | Arcoaire | F9MXE0601714A** | LPG | Induced Draft | True | False | 1 | True | Horizontal |  | None | Condensing | Single-Stage |  | 0.75 | Standard |  | 60000 | 58000 |  |  | 49300 | 254 | 96 | 75 | [8 empty] | Federally-Regulated Consumer Product | 11/28/2016 |  | 10/18/2017
International Comfort Products | Arcoaire | F9MXE0601714A** | Natural Gas | Induced Draft | True | False | 1 | True | Up |  | None | Condensing | Single-Stage |  | 0.75 | Standard |  | 60000 | 58000 |  |  | 49300 | 254 | 96 | 75 | [8 empty] | Federally-Regulated Consumer Product | 11/28/2016 |  | 10/18/2017
International Comfort Products | Arcoaire | F9MXE0601714A** | Natural Gas | Induced Draft | True | False | 1 | True | Horizontal |  | None | Condensing | Single-Stage |  | 0.75 | Standard |  | 60000 | 58000 |  |  | 49300 | 254 | 96 | 75 | [8 empty] | Federally-Regulated Consumer Product | 11/28/2016 |  | 10/18/2017
International Comfort Products | Arcoaire | F9MXE0801716A** | LPG | Induced Draft | True | False | 1 | True | Up |  | None | Condensing | Single-Stage |  | 0.75 | Standard |  | 80000 | 78000 |  |  | 81900 | 483 | 96 | 75 | [8 empty] | Federally-Regulated Consumer Product | 11/28/2016 |  | 10/18/2017
International Comfort Products | Arcoaire | F9MXE0801716A** | LPG | Induced Draft | True | False | 1 | True | Horizontal |  | None | Condensing | Single-Stage |  | 0.75 | Standard |  | 80000 | 78000 |  |  | 81900 | 483 | 96 | 75 | [8 empty] | Federally-Regulated Consumer Product | 11/28/2016 |  | 10/18/2017
International Comfort Products | Arcoaire | F9MXE0801716A** | Natural Gas | Induced Draft | True | False | 1 | True | Up |  | None | Condensing | Single-Stage |  | 0.75 | Standard |  | 80000 | 78000 |  |  | 81900 | 483 | 96 | 75 | [8 empty] | Federally-Regulated Consumer Product | 11/28/2016 |  | 10/18/2017
International Comfort Products | Arcoaire | F9MXE0801716A** | Natural Gas | Induced Draft | True | False | 1 | True | Horizontal |  | None | Condensing | Single-Stage |  | 0.75 | Standard |  | 80000 | 78000 |  |  | 81900 | 483 | 96 | 75 | [8 empty] | Federally-Regulated Consumer Product | 11/28/2016 |  | 10/18/2017
International Comfort Products | Arcoaire | F9MXE0802120A** | LPG | Induced Draft | True | False | 1 | True | Up |  | None | Condensing | Single-Stage |  | 1 | Standard |  | 80000 | 78000 |  |  | 82000 | 444 | 96 | 75 | [8 empty] | Federally-Regulated Consumer Product | 11/28/2016 |  | 10/18/2017
International Comfort Products | Arcoaire | F9MXE0802120A** | LPG | Induced Draft | True | False | 1 | True | Horizontal |  | None | Condensing | Single-Stage |  | 1 | Standard |  | 80000 | 78000 |  |  | 82000 | 444 | 96 | 75 | [8 empty] | Federally-Regulated Consumer Product | 11/28/2016 |  | 10/18/2017
International Comfort Products | Arcoaire | F9MXE0802120A** | Natural Gas | Induced Draft | True | False | 1 | True | Up |  | None | Condensing | Single-Stage |  | 1 | Standard |  | 80000 | 78000 |  |  | 82000 | 444 | 96 | 75 | [8 empty] | Federally-Regulated Consumer Product | 11/28/2016 |  | 10/18/2017
International Comfort Products | Arcoaire | F9MXE0802120A** | Natural Gas | Induced Draft | True | False | 1 | True | Horizontal |  | None | Condensing | Single-Stage |  | 1 | Standard |  | 80000 | 78000 |  |  | 82000 | 444 | 96 | 75 | [8 empty] | Federally-Regulated Consumer Product | 11/28/2016 |  | 10/18/2017
International Comfort Products | Arcoaire | F9MXE1002120A** | LPG | Induced Draft | True | False | 1 | True | Up |  | None | Condensing | Single-Stage |  | 1 | Standard |  | 100000 | 97000 |  |  | 98200 | 583 | 96 | 75 | [8 empty] | Federally-Regulated Consumer Product | 11/28/2016 |  | 10/18/2017
International Comfort Products | Arcoaire | F9MXE1002120A** | LPG | Induced Draft | True | False | 1 | True | Horizontal |  | None | Condensing | Single-Stage |  | 1 | Standard |  | 100000 | 97000 |  |  | 98200 | 583 | 96 | 75 | [8 empty] | Federally-Regulated Consumer Product | 11/28/2016 |  | 10/18/2017
International Comfort Products | Arcoaire | F9MXE1002120A** | Natural Gas | Induced Draft | True | False | 1 | True | Up |  | None | Condensing | Single-Stage |  | 1 | Standard |  | 100000 | 97000 |  |  | 98200 | 583 | 96 | 75 | [8 empty] | Federally-Regulated Consumer Product | 11/28/2016 |  | 10/18/2017
International Comfort Products | Arcoaire | F9MXE1002120A** | Natural Gas | Induced Draft | True | False | 1 | True | Horizontal |  | None | Condensing | Single-Stage |  | 1 | Standard |  | 100000 | 97000 |  |  | 98200 | 583 | 96 | 75 | [8 empty] | Federally-Regulated Consumer Product | 11/28/2016 |  | 10/18/2017
International Comfort Products | Arcoaire | F9MXE0401712A** | LPG | Induced Draft | True | False | 1 | True | Up |  | None | Condensing | Single-Stage |  | 0.5 | Standard |  | 40000 | 39000 |  |  | 32900 | 176 | 96 | 75 | [8 empty] | Federally-Regulated Consumer Product | 11/28/2016 |  | 10/18/2017
International Comfort Products | Arcoaire | F9MXE0401712A** | LPG | Induced Draft | True | False | 1 | True | Horizontal |  | None | Condensing | Single-Stage |  | 0.5 | Standard |  | 40000 | 39000 |  |  | 32900 | 176 | 96 | 75 | [8 empty] | Federally-Regulated Consumer Product | 11/28/2016 |  | 10/18/2017
International Comfort Products | Arcoaire | F9MXE0401712A** | Natural Gas | Induced Draft | True | False | 1 | True | Up |  | None | Condensing | Single-Stage |  | 0.5 | Standard |  | 40000 | 39000 |  |  | 32900 | 176 | 96 | 75 | [8 empty] | Federally-Regulated Consumer Product | 11/28/2016 |  | 10/18/2017
International Comfort Products | Arcoaire | F9MXE0401712A** | Natural Gas | Induced Draft | True | False | 1 | True | Horizontal |  | None | Condensing | Single-Stage |  | 0.5 | Standard |  | 40000 | 39000 |  |  | 32900 | 176 | 96 | 75 | [8 empty] | Federally-Regulated Consumer Product | 11/28/2016 |  | 10/18/2017
International Comfort Products | Arcoaire | F9MXE0601412A** | LPG | Induced Draft | True | False | 1 | True | Up |  | None | Condensing | Single-Stage |  | 0.5 | Standard |  | 60000 | 58000 |  |  | 49400 | 307 | 95.5 | 75 | [8 empty] | Federally-Regulated Consumer Product | 11/28/2016 |  | 10/18/2017
International Comfort Products | Arcoaire | F9MXE0601412A** | LPG | Induced Draft | True | False | 1 | True | Horizontal |  | None | Condensing | Single-Stage |  | 0.5 | Standard |  | 60000 | 58000 |  |  | 49400 | 307 | 95.5 | 75 | [8 empty] | Federally-Regulated Consumer Product | 11/28/2016 |  | 10/18/2017
International Comfort Products | Arcoaire | F9MXE0601412A** | Natural Gas | Induced Draft | True | False | 1 | True | Up |  | None | Condensing | Single-Stage |  | 0.5 | Standard |  | 60000 | 58000 |  |  | 49400 | 307 | 95.5 | 75 | [8 empty] | Federally-Regulated Consumer Product | 11/28/2016 |  | 10/18/2017
International Comfort Products | Arcoaire | F9MXE0601412A** | Natural Gas | Induced Draft | True | False | 1 | True | Horizontal |  | None | Condensing | Single-Stage |  | 0.5 | Standard |  | 60000 | 58000 |  |  | 49400 | 307 | 95.5 | 75 | [8 empty] | Federally-Regulated Consumer Product | 11/28/2016 |  | 10/18/2017
International Comfort Products | Arcoaire | F9MXE0401410A**D | LPG | Induced Draft | True | False | 1 | True | Down |  | None | Condensing | Single-Stage |  | 0.5 | Standard |  | 40000 | 39000 |  |  | 33200 | 188 | 95 | 75 | [8 empty] | Federally-Regulated Consumer Product | 11/28/2016 |  | 10/18/2017
International Comfort Products | Arcoaire | F9MXE0401410A**D | Natural Gas | Induced Draft | True | False | 1 | True | Down |  | None | Condensing | Single-Stage |  | 0.5 | Standard |  | 40000 | 39000 |  |  | 33200 | 188 | 95 | 75 | [8 empty] | Federally-Regulated Consumer Product | 11/28/2016 |  | 10/18/2017
International Comfort Products | Arcoaire | F9MXE0401712A**D | LPG | Induced Draft | True | False | 1 | True | Down |  | None | Condensing | Single-Stage |  | 0.5 | Standard |  | 40000 | 39000 |  |  | 33200 | 183 | 95 | 75 | [8 empty] | Federally-Regulated Consumer Product | 11/28/2016 |  | 10/18/2017
International Comfort Products | Arcoaire | F9MXE0401712A**D | Natural Gas | Induced Draft | True | False | 1 | True | Down |  | None | Condensing | Single-Stage |  | 0.5 | Standard |  | 40000 | 39000 |  |  | 33200 | 183 | 95 | 75 | [8 empty] | Federally-Regulated Consumer Product | 11/28/2016 |  | 10/18/2017
International Comfort Products | Arcoaire | F9MXE0601412A**D | LPG | Induced Draft | True | False | 1 | True | Down |  | None | Condensing | Single-Stage |  | 0.5 | Standard |  | 60000 | 58000 |  |  | 49500 | 344 | 95 | 75 | [8 empty] | Federally-Regulated Consumer Product | 11/28/2016 |  | 10/18/2017
International Comfort Products | Arcoaire | F9MXE0601412A**D | Natural Gas | Induced Draft | True | False | 1 | True | Down |  | None | Condensing | Single-Stage |  | 0.5 | Standard |  | 60000 | 58000 |  |  | 49500 | 344 | 95 | 75 | [8 empty] | Federally-Regulated Consumer Product | 11/28/2016 |  | 10/18/2017
International Comfort Products | Arcoaire | F9MXE0601714A**D | LPG | Induced Draft | True | False | 1 | True | Down |  | None | Condensing | Single-Stage |  | 0.75 | Standard |  | 60000 | 58000 |  |  | 49800 | 263 | 95 | 75 | [8 empty] | Federally-Regulated Consumer Product | 11/28/2016 |  | 10/18/2017
International Comfort Products | Arcoaire | F9MXE0601714A**D | Natural Gas | Induced Draft | True | False | 1 | True | Down |  | None | Condensing | Single-Stage |  | 0.75 | Standard |  | 60000 | 58000 |  |  | 49800 | 263 | 95 | 75 | [8 empty] | Federally-Regulated Consumer Product | 11/28/2016 |  | 10/18/2017
International Comfort Products | Arcoaire | F9MXE0801716A**D | LPG | Induced Draft | True | False | 1 | True | Down |  | None | Condensing | Single-Stage |  | 0.75 | Standard |  | 80000 | 78000 |  |  | 82500 | 558 | 95 | 75 | [8 empty] | Federally-Regulated Consumer Product | 11/28/2016 |  | 10/18/2017
International Comfort Products | Arcoaire | F9MXE0801716A**D | Natural Gas | Induced Draft | True | False | 1 | True | Down |  | None | Condensing | Single-Stage |  | 0.75 | Standard |  | 80000 | 78000 |  |  | 82500 | 558 | 95 | 75 | [8 empty] | Federally-Regulated Consumer Product | 11/28/2016 |  | 10/18/2017
International Comfort Products | Arcoaire | F9MXE0802120A**D | LPG | Induced Draft | True | False | 1 | True | Down |  | None | Condensing | Single-Stage |  | 1 | Standard |  | 80000 | 78000 |  |  | 83000 | 418 | 95 | 75 | [8 empty] | Federally-Regulated Consumer Product | 11/28/2016 |  | 10/18/2017
International Comfort Products | Arcoaire | F9MXE0802120A**D | Natural Gas | Induced Draft | True | False | 1 | True | Down |  | None | Condensing | Single-Stage |  | 1 | Standard |  | 80000 | 78000 |  |  | 83000 | 418 | 95 | 75 | [8 empty] | Federally-Regulated Consumer Product | 11/28/2016 |  | 10/18/2017
International Comfort Products | Arcoaire | F9MXE1002120A**D | LPG | Induced Draft | True | False | 1 | True | Down |  | None | Condensing | Single-Stage |  | 1 | Standard |  | 100000 | 97000 |  |  | 99200 | 614 | 95 | 75 | [8 empty] | Federally-Regulated Consumer Product | 02/14/2017 |  | 10/18/2017
International Comfort Products | Arcoaire | F9MXE1002120A**D | Natural Gas | Induced Draft | True | False | 1 | True | Down |  | None | Condensing | Single-Stage |  | 1 | Standard |  | 100000 | 97000 |  |  | 99200 | 614 | 95 | 75 | [8 empty] | Federally-Regulated Consumer Product | 02/14/2017 |  | 10/18/2017
International Comfort Products | Arcoaire | F9MXE1202422A**D | LPG | Induced Draft | True | False | 1 | True | Down |  | None | Condensing | Single-Stage |  | 1 | Standard |  | 120000 | 116000 |  |  | 114500 | 1047 | 95 | 75 | [8 empty] | Federally-Regulated Consumer Product | 11/28/2016 |  | 10/18/2017
International Comfort Products | Arcoaire | F9MXE1202422A**D | Natural Gas | Induced Draft | True | False | 1 | True | Down |  | None | Condensing | Single-Stage |  | 1 | Standard |  | 120000 | 116000 |  |  | 114500 | 1047 | 95 | 75 | [8 empty] | Federally-Regulated Consumer Product | 11/28/2016 |  | 10/18/2017
International Comfort Products | Arcoaire | N9MSB0801716B** | LPG | Induced Draft | True | False | 1 | True | Up |  | None | Condensing | Single-Stage |  | 0.5 | Standard |  | 80000 | 75000 |  |  | 66800 | 798 | 92.1 | 75 | [8 empty] | Federally-Regulated Consumer Product | 11/28/2016 |  | 10/18/2017
International Comfort Products | Arcoaire | N9MSB0801716B** | LPG | Induced Draft | True | False | 1 | True | Down |  | None | Condensing | Single-Stage |  | 0.5 | Standard |  | 80000 | 75000 |  |  | 66800 | 798 | 92.1 | 75 | [8 empty] | Federally-Regulated Consumer Product | 11/28/2016 |  | 10/18/2017
International Comfort Products | Arcoaire | N9MSB0801716B** | LPG | Induced Draft | True | False | 1 | True | Horizontal |  | None | Condensing | Single-Stage |  | 0.5 | Standard |  | 80000 | 75000 |  |  | 66800 | 798 | 92.1 | 75 | [8 empty] | Federally-Regulated Consumer Product | 11/28/2016 |  | 10/18/2017
International Comfort Products | Arcoaire | N9MSB0801716B** | Natural Gas | Induced Draft | True | False | 1 | True | Up |  | None | Condensing | Single-Stage |  | 0.5 | Standard |  | 80000 | 75000 |  |  | 66800 | 798 | 92.1 | 75 | [8 empty] | Federally-Regulated Consumer Product | 11/28/2016 |  | 10/18/2017
International Comfort Products | Arcoaire | N9MSB0801716B** | Natural Gas | Induced Draft | True | False | 1 | True | Down |  | None | Condensing | Single-Stage |  | 0.5 | Standard |  | 80000 | 75000 |  |  | 66800 | 798 | 92.1 | 75 | [8 empty] | Federally-Regulated Consumer Product | 11/28/2016 |  | 10/18/2017
International Comfort Products | Arcoaire | N9MSB0801716B** | Natural Gas | Induced Draft | True | False | 1 | True | Horizontal |  | None | Condensing | Single-Stage |  | 0.5 | Standard |  | 80000 | 75000 |  |  | 66800 | 798 | 92.1 | 75 | [8 empty] | Federally-Regulated Consumer Product | 11/28/2016 |  | 10/18/2017
International Comfort Products | Arcoaire | N9MSB0401410C** | LPG | Induced Draft | True | False | 1 | True | Up |  | None | Condensing | Single-Stage |  | 0.33 | Standard |  | 40000 | 37000 |  |  | 33700 | 341 | 92.1 | 75 | [8 empty] | Federally-Regulated Consumer Product | 11/28/2016 |  | 10/18/2017
International Comfort Products | Arcoaire | N9MSB0401410C** | LPG | Induced Draft | True | False | 1 | True | Down |  | None | Condensing | Single-Stage |  | 0.33 | Standard |  | 40000 | 37000 |  |  | 33700 | 341 | 92.1 | 75 | [8 empty] | Federally-Regulated Consumer Product | 11/28/2016 |  | 10/18/2017
International Comfort Products | Arcoaire | N9MSB0401410C** | LPG | Induced Draft | True | False | 1 | True | Horizontal |  | None | Condensing | Single-Stage |  | 0.33 | Standard |  | 40000 | 37000 |  |  | 33700 | 341 | 92.1 | 75 | [8 empty] | Federally-Regulated Consumer Product | 11/28/2016 |  | 10/18/2017
International Comfort Products | Arcoaire | N9MSB0401410C** | Natural Gas | Induced Draft | True | False | 1 | True | Up |  | None | Condensing | Single-Stage |  | 0.33 | Standard |  | 40000 | 37000 |  |  | 33700 | 341 | 92.1 | 75 | [8 empty] | Federally-Regulated Consumer Product | 11/28/2016 |  | 10/18/2017
International Comfort Products | Arcoaire | N9MSB0401410C** | Natural Gas | Induced Draft | True | False | 1 | True | Down |  | None | Condensing | Single-Stage |  | 0.33 | Standard |  | 40000 | 37000 |  |  | 33700 | 341 | 92.1 | 75 | [8 empty] | Federally-Regulated Consumer Product | 11/28/2016 |  | 10/18/2017
International Comfort Products | Arcoaire | N9MSB0401410C** | Natural Gas | Induced Draft | True | False | 1 | True | Horizontal |  | None | Condensing | Single-Stage |  | 0.33 | Standard |  | 40000 | 37000 |  |  | 33700 | 341 | 92.1 | 75 | [8 empty] | Federally-Regulated Consumer Product | 11/28/2016 |  | 10/18/2017
International Comfort Products | Arcoaire | N9MSB0401712C** | LPG | Induced Draft | True | False | 1 | True | Up |  | None | Condensing | Single-Stage |  | 0.5 | Standard |  | 40000 | 37000 |  |  | 33500 | 383 | 92.1 | 75 | [8 empty] | Federally-Regulated Consumer Product | 11/28/2016 |  | 10/18/2017
International Comfort Products | Arcoaire | N9MSB0401712C** | LPG | Induced Draft | True | False | 1 | True | Down |  | None | Condensing | Single-Stage |  | 0.5 | Standard |  | 40000 | 37000 |  |  | 33500 | 383 | 92.1 | 75 | [8 empty] | Federally-Regulated Consumer Product | 11/28/2016 |  | 10/18/2017
International Comfort Products | Arcoaire | N9MSB0401712C** | LPG | Induced Draft | True | False | 1 | True | Horizontal |  | None | Condensing | Single-Stage |  | 0.5 | Standard |  | 40000 | 37000 |  |  | 33500 | 383 | 92.1 | 75 | [8 empty] | Federally-Regulated Consumer Product | 11/28/2016 |  | 10/18/2017
International Comfort Products | Arcoaire | N9MSB0401712C** | Natural Gas | Induced Draft | True | False | 1 | True | Up |  | None | Condensing | Single-Stage |  | 0.5 | Standard |  | 40000 | 37000 |  |  | 33500 | 383 | 92.1 | 75 | [8 empty] | Federally-Regulated Consumer Product | 11/28/2016 |  | 10/18/2017
International Comfort Products | Arcoaire | N9MSB0401712C** | Natural Gas | Induced Draft | True | False | 1 | True | Down |  | None | Condensing | Single-Stage |  | 0.5 | Standard |  | 40000 | 37000 |  |  | 33500 | 383 | 92.1 | 75 | [8 empty] | Federally-Regulated Consumer Product | 11/28/2016 |  | 10/18/2017
International Comfort Products | Arcoaire | N9MSB0401712C** | Natural Gas | Induced Draft | True | False | 1 | True | Horizontal |  | None | Condensing | Single-Stage |  | 0.5 | Standard |  | 40000 | 37000 |  |  | 33500 | 383 | 92.1 | 75 | [8 empty] | Federally-Regulated Consumer Product | 11/28/2016 |  | 10/18/2017
International Comfort Products | Arcoaire | N9MSB0601412C** | LPG | Induced Draft | True | False | 1 | True | Up |  | None | Condensing | Single-Stage |  | 0.33 | Standard |  | 60000 | 56000 |  |  | 50600 | 481 | 92.1 | 75 | [8 empty] | Federally-Regulated Consumer Product | 11/28/2016 |  | 10/18/2017
International Comfort Products | Arcoaire | N9MSB0601412C** | LPG | Induced Draft | True | False | 1 | True | Down |  | None | Condensing | Single-Stage |  | 0.33 | Standard |  | 60000 | 56000 |  |  | 50600 | 481 | 92.1 | 75 | [8 empty] | Federally-Regulated Consumer Product | 11/28/2016 |  | 10/18/2017
International Comfort Products | Arcoaire | N9MSB0601412C** | LPG | Induced Draft | True | False | 1 | True | Horizontal |  | None | Condensing | Single-Stage |  | 0.33 | Standard |  | 60000 | 56000 |  |  | 50600 | 481 | 92.1 | 75 | [8 empty] | Federally-Regulated Consumer Product | 11/28/2016 |  | 10/18/2017
International Comfort Products | Arcoaire | N9MSB0601412C** | Natural Gas | Induced Draft | True | False | 1 | True | Up |  | None | Condensing | Single-Stage |  | 0.33 | Standard |  | 60000 | 56000 |  |  | 50600 | 481 | 92.1 | 75 | [8 empty] | Federally-Regulated Consumer Product | 11/28/2016 |  | 10/18/2017
International Comfort Products | Arcoaire | N9MSB0601412C** | Natural Gas | Induced Draft | True | False | 1 | True | Down |  | None | Condensing | Single-Stage |  | 0.33 | Standard |  | 60000 | 56000 |  |  | 50600 | 481 | 92.1 | 75 | [8 empty] | Federally-Regulated Consumer Product | 11/28/2016 |  | 10/18/2017
International Comfort Products | Arcoaire | N9MSB0601412C** | Natural Gas | Induced Draft | True | False | 1 | True | Horizontal |  | None | Condensing | Single-Stage |  | 0.33 | Standard |  | 60000 | 56000 |  |  | 50600 | 481 | 92.1 | 75 | [8 empty] | Federally-Regulated Consumer Product | 11/28/2016 |  | 10/18/2017
International Comfort Products | Arcoaire | N9MSB0601716C** | LPG | Induced Draft | True | False | 1 | True | Up |  | None | Condensing | Single-Stage |  | 0.5 | Standard |  | 60000 | 56000 |  |  | 50100 | 605 | 92.1 | 75 | [8 empty] | Federally-Regulated Consumer Product | 11/28/2016 |  | 10/18/2017
International Comfort Products | Arcoaire | N9MSB0601716C** | LPG | Induced Draft | True | False | 1 | True | Down |  | None | Condensing | Single-Stage |  | 0.5 | Standard |  | 60000 | 56000 |  |  | 50100 | 605 | 92.1 | 75 | [8 empty] | Federally-Regulated Consumer Product | 11/28/2016 |  | 10/18/2017
International Comfort Products | Arcoaire | N9MSB0601716C** | LPG | Induced Draft | True | False | 1 | True | Horizontal |  | None | Condensing | Single-Stage |  | 0.5 | Standard |  | 60000 | 56000 |  |  | 50100 | 605 | 92.1 | 75 | [8 empty] | Federally-Regulated Consumer Product | 11/28/2016 |  | 10/18/2017
International Comfort Products | Arcoaire | N9MSB0601716C** | Natural Gas | Induced Draft | True | False | 1 | True | Up |  | None | Condensing | Single-Stage |  | 0.5 | Standard |  | 60000 | 56000 |  |  | 50100 | 605 | 92.1 | 75 | [8 empty] | Federally-Regulated Consumer Product | 11/28/2016 |  | 10/18/2017
International Comfort Products | Arcoaire | N9MSB0601716C** | Natural Gas | Induced Draft | True | False | 1 | True | Down |  | None | Condensing | Single-Stage |  | 0.5 | Standard |  | 60000 | 56000 |  |  | 50100 | 605 | 92.1 | 75 | [8 empty] | Federally-Regulated Consumer Product | 11/28/2016 |  | 10/18/2017
International Comfort Products | Arcoaire | N9MSB0601716C** | Natural Gas | Induced Draft | True | False | 1 | True | Horizontal |  | None | Condensing | Single-Stage |  | 0.5 | Standard |  | 60000 | 56000 |  |  | 50100 | 605 | 92.1 | 75 | [8 empty] | Federally-Regulated Consumer Product | 11/28/2016 |  | 10/18/2017
International Comfort Products | Arcoaire | N9MSB0802120C** | LPG | Induced Draft | True | False | 1 | True | Up |  | None | Condensing | Single-Stage |  | 0.75 | Standard |  | 80000 | 75000 |  |  | 66900 | 775 | 92.1 | 75 | [8 empty] | Federally-Regulated Consumer Product | 11/28/2016 |  | 10/18/2017
International Comfort Products | Arcoaire | N9MSB0802120C** | LPG | Induced Draft | True | False | 1 | True | Down |  | None | Condensing | Single-Stage |  | 0.75 | Standard |  | 80000 | 75000 |  |  | 66900 | 775 | 92.1 | 75 | [8 empty] | Federally-Regulated Consumer Product | 11/28/2016 |  | 10/18/2017
International Comfort Products | Arcoaire | N9MSB0802120C** | LPG | Induced Draft | True | False | 1 | True | Horizontal |  | None | Condensing | Single-Stage |  | 0.75 | Standard |  | 80000 | 75000 |  |  | 66900 | 775 | 92.1 | 75 | [8 empty] | Federally-Regulated Consumer Product | 11/28/2016 |  | 10/18/2017
International Comfort Products | Arcoaire | N9MSB0802120C** | Natural Gas | Induced Draft | True | False | 1 | True | Up |  | None | Condensing | Single-Stage |  | 0.75 | Standard |  | 80000 | 75000 |  |  | 66900 | 775 | 92.1 | 75 | [8 empty] | Federally-Regulated Consumer Product | 11/28/2016 |  | 10/18/2017
International Comfort Products | Arcoaire | N9MSB0802120C** | Natural Gas | Induced Draft | True | False | 1 | True | Down |  | None | Condensing | Single-Stage |  | 0.75 | Standard |  | 80000 | 75000 |  |  | 66900 | 775 | 92.1 | 75 | [8 empty] | Federally-Regulated Consumer Product | 11/28/2016 |  | 10/18/2017
International Comfort Products | Arcoaire | N9MSB0802120C** | Natural Gas | Induced Draft | True | False | 1 | True | Horizontal |  | None | Condensing | Single-Stage |  | 0.75 | Standard |  | 80000 | 75000 |  |  | 66900 | 775 | 92.1 | 75 | [8 empty] | Federally-Regulated Consumer Product | 11/28/2016 |  | 10/18/2017
International Comfort Products | Arcoaire | N9MSB1002116C** | LPG | Induced Draft | True | False | 1 | True | Up |  | None | Condensing | Single-Stage |  | 0.5 | Standard |  | 100000 | 94000 |  |  | 100900 | 994 | 92.1 | 75 | [8 empty] | Federally-Regulated Consumer Product | 02/14/2017 |  | 10/18/2017
International Comfort Products | Arcoaire | N9MSB1002116C** | LPG | Induced Draft | True | False | 1 | True | Down |  | None | Condensing | Single-Stage |  | 0.5 | Standard |  | 100000 | 94000 |  |  | 100900 | 994 | 92.1 | 75 | [8 empty] | Federally-Regulated Consumer Product | 02/14/2017 |  | 10/18/2017
International Comfort Products | Arcoaire | N9MSB1002116C** | LPG | Induced Draft | True | False | 1 | True | Horizontal |  | None | Condensing | Single-Stage |  | 0.5 | Standard |  | 100000 | 94000 |  |  | 100900 | 994 | 92.1 | 75 | [8 empty] | Federally-Regulated Consumer Product | 02/14/2017 |  | 10/18/2017
International Comfort Products | Arcoaire | N9MSB1002116C** | Natural Gas | Induced Draft | True | False | 1 | True | Up |  | None | Condensing | Single-Stage |  | 0.5 | Standard |  | 100000 | 94000 |  |  | 100900 | 994 | 92.1 | 75 | [8 empty] | Federally-Regulated Consumer Product | 02/14/2017 |  | 10/18/2017
International Comfort Products | Arcoaire | N9MSB1002116C** | Natural Gas | Induced Draft | True | False | 1 | True | Down |  | None | Condensing | Single-Stage |  | 0.5 | Standard |  | 100000 | 94000 |  |  | 100900 | 994 | 92.1 | 75 | [8 empty] | Federally-Regulated Consumer Product | 02/14/2017 |  | 10/18/2017
International Comfort Products | Arcoaire | N9MSB1002116C** | Natural Gas | Induced Draft | True | False | 1 | True | Horizontal |  | None | Condensing | Single-Stage |  | 0.5 | Standard |  | 100000 | 94000 |  |  | 100900 | 994 | 92.1 | 75 | [8 empty] | Federally-Regulated Consumer Product | 02/14/2017 |  | 10/18/2017
International Comfort Products | Arcoaire | N9MSB1002120C** | LPG | Induced Draft | True | False | 1 | True | Up |  | None | Condensing | Single-Stage |  | 0.75 | Standard |  | 100000 | 94000 |  |  | 100800 | 1030 | 92.1 | 75 | [8 empty] | Federally-Regulated Consumer Product | 02/14/2017 |  | 10/18/2017
International Comfort Products | Arcoaire | N9MSB1002120C** | LPG | Induced Draft | True | False | 1 | True | Down |  | None | Condensing | Single-Stage |  | 0.75 | Standard |  | 100000 | 94000 |  |  | 100800 | 1030 | 92.1 | 75 | [8 empty] | Federally-Regulated Consumer Product | 02/14/2017 |  | 10/18/2017
International Comfort Products | Arcoaire | N9MSB1002120C** | LPG | Induced Draft | True | False | 1 | True | Horizontal |  | None | Condensing | Single-Stage |  | 0.75 | Standard |  | 100000 | 94000 |  |  | 100800 | 1030 | 92.1 | 75 | [8 empty] | Federally-Regulated Consumer Product | 02/14/2017 |  | 10/18/2017
International Comfort Products | Arcoaire | N9MSB1002120C** | Natural Gas | Induced Draft | True | False | 1 | True | Up |  | None | Condensing | Single-Stage |  | 0.75 | Standard |  | 100000 | 94000 |  |  | 100800 | 1030 | 92.1 | 75 | [8 empty] | Federally-Regulated Consumer Product | 02/14/2017 |  | 10/18/2017
International Comfort Products | Arcoaire | N9MSB1002120C** | Natural Gas | Induced Draft | True | False | 1 | True | Down |  | None | Condensing | Single-Stage |  | 0.75 | Standard |  | 100000 | 94000 |  |  | 100800 | 1030 | 92.1 | 75 | [8 empty] | Federally-Regulated Consumer Product | 02/14/2017 |  | 10/18/2017
International Comfort Products | Arcoaire | N9MSB1002120C** | Natural Gas | Induced Draft | True | False | 1 | True | Horizontal |  | None | Condensing | Single-Stage |  | 0.75 | Standard |  | 100000 | 94000 |  |  | 100800 | 1030 | 92.1 | 75 | [8 empty] | Federally-Regulated Consumer Product | 02/14/2017 |  | 10/18/2017
International Comfort Products | Arcoaire | N9MSB1202420C** | LPG | Induced Draft | True | False | 1 | True | Up |  | None | Condensing | Single-Stage |  | 0.75 | Standard |  | 120000 | 112000 |  |  | 117400 | 1247 | 92.1 | 75 | [8 empty] | Federally-Regulated Consumer Product | 02/14/2017 |  | 10/18/2017
International Comfort Products | Arcoaire | N9MSB1202420C** | LPG | Induced Draft | True | False | 1 | True | Down |  | None | Condensing | Single-Stage |  | 0.75 | Standard |  | 120000 | 112000 |  |  | 117400 | 1247 | 92.1 | 75 | [8 empty] | Federally-Regulated Consumer Product | 02/14/2017 |  | 10/18/2017
International Comfort Products | Arcoaire | N9MSB1202420C** | LPG | Induced Draft | True | False | 1 | True | Horizontal |  | None | Condensing | Single-Stage |  | 0.75 | Standard |  | 120000 | 112000 |  |  | 117400 | 1247 | 92.1 | 75 | [8 empty] | Federally-Regulated Consumer Product | 02/14/2017 |  | 10/18/2017
International Comfort Products | Arcoaire | N9MSB1202420C** | Natural Gas | Induced Draft | True | False | 1 | True | Up |  | None | Condensing | Single-Stage |  | 0.75 | Standard |  | 120000 | 112000 |  |  | 117400 | 1247 | 92.1 | 75 | [8 empty] | Federally-Regulated Consumer Product | 02/14/2017 |  | 10/18/2017
International Comfort Products | Arcoaire | N9MSB1202420C** | Natural Gas | Induced Draft | True | False | 1 | True | Down |  | None | Condensing | Single-Stage |  | 0.75 | Standard |  | 120000 | 112000 |  |  | 117400 | 1247 | 92.1 | 75 | [8 empty] | Federally-Regulated Consumer Product | 02/14/2017 |  | 10/18/2017
International Comfort Products | Arcoaire | N9MSB1202420C** | Natural Gas | Induced Draft | True | False | 1 | True | Horizontal |  | None | Condensing | Single-Stage |  | 0.75 | Standard |  | 120000 | 112000 |  |  | 117400 | 1247 | 92.1 | 75 | [8 empty] | Federally-Regulated Consumer Product | 02/14/2017 |  | 10/18/2017
International Comfort Products | Arcoaire | F9MXE1202422A | LPG | Induced Draft | True | False | 1 | False | Up |  | None | Condensing | Single-Stage |  | 1 | Standard |  | 120000 | 117000 |  |  | 113500 | 990 | 96 | 78 | [8 empty] | Federally-Regulated Consumer Product | 11/28/2016 |  | 10/18/2017
International Comfort Products | Arcoaire | F9MXE1202422A | LPG | Induced Draft | True | False | 1 | False | Horizontal |  | None | Condensing | Single-Stage |  | 1 | Standard |  | 120000 | 117000 |  |  | 113500 | 990 | 96 | 78 | [8 empty] | Federally-Regulated Consumer Product | 11/28/2016 |  | 10/18/2017
International Comfort Products | Arcoaire | F9MXE1202422A | Natural Gas | Induced Draft | True | False | 1 | False | Up |  | None | Condensing | Single-Stage |  | 1 | Standard |  | 120000 | 117000 |  |  | 113500 | 990 | 96 | 78 | [8 empty] | Federally-Regulated Consumer Product | 11/28/2016 |  | 10/18/2017
International Comfort Products | Arcoaire | F9MXE1202422A | Natural Gas | Induced Draft | True | False | 1 | False | Horizontal |  | None | Condensing | Single-Stage |  | 1 | Standard |  | 120000 | 117000 |  |  | 113500 | 990 | 96 | 78 | [8 empty] | Federally-Regulated Consumer Product | 11/28/2016 |  | 10/18/2017
International Comfort Products | Arcoaire | F9MXE0401410A | LPG | Induced Draft | True | False | 1 | False | Up |  | None | Condensing | Single-Stage |  | 0.5 | Standard |  | 40000 | 39000 |  |  | 32800 | 195 | 96 | 78 | [8 empty] | Federally-Regulated Consumer Product | 11/28/2016 |  | 10/18/2017
International Comfort Products | Arcoaire | F9MXE0401410A | LPG | Induced Draft | True | False | 1 | False | Horizontal |  | None | Condensing | Single-Stage |  | 0.5 | Standard |  | 40000 | 39000 |  |  | 32800 | 195 | 96 | 78 | [8 empty] | Federally-Regulated Consumer Product | 11/28/2016 |  | 10/18/2017
International Comfort Products | Arcoaire | F9MXE0401410A | Natural Gas | Induced Draft | True | False | 1 | False | Up |  | None | Condensing | Single-Stage |  | 0.5 | Standard |  | 40000 | 39000 |  |  | 32800 | 195 | 96 | 78 | [8 empty] | Federally-Regulated Consumer Product | 11/28/2016 |  | 10/18/2017
International Comfort Products | Arcoaire | F9MXE0401410A | Natural Gas | Induced Draft | True | False | 1 | False | Horizontal |  | None | Condensing | Single-Stage |  | 0.5 | Standard |  | 40000 | 39000 |  |  | 32800 | 195 | 96 | 78 | [8 empty] | Federally-Regulated Consumer Product | 11/28/2016 |  | 10/18/2017
International Comfort Products | Arcoaire | F9MXE0601714A | LPG | Induced Draft | True | False | 1 | False | Up |  | None | Condensing | Single-Stage |  | 0.75 | Standard |  | 60000 | 58000 |  |  | 49300 | 254 | 96 | 78 | [8 empty] | Federally-Regulated Consumer Product | 11/28/2016 |  | 10/18/2017
International Comfort Products | Arcoaire | F9MXE0601714A | LPG | Induced Draft | True | False | 1 | False | Horizontal |  | None | Condensing | Single-Stage |  | 0.75 | Standard |  | 60000 | 58000 |  |  | 49300 | 254 | 96 | 78 | [8 empty] | Federally-Regulated Consumer Product | 11/28/2016 |  | 10/18/2017
International Comfort Products | Arcoaire | F9MXE0601714A | Natural Gas | Induced Draft | True | False | 1 | False | Up |  | None | Condensing | Single-Stage |  | 0.75 | Standard |  | 60000 | 58000 |  |  | 49300 | 254 | 96 | 78 | [8 empty] | Federally-Regulated Consumer Product | 11/28/2016 |  | 10/18/2017
International Comfort Products | Arcoaire | F9MXE0601714A | Natural Gas | Induced Draft | True | False | 1 | False | Horizontal |  | None | Condensing | Single-Stage |  | 0.75 | Standard |  | 60000 | 58000 |  |  | 49300 | 254 | 96 | 78 | [8 empty] | Federally-Regulated Consumer Product | 11/28/2016 |  | 10/18/2017
International Comfort Products | Arcoaire | F9MXE0801716A | LPG | Induced Draft | True | False | 1 | False | Up |  | None | Condensing | Single-Stage |  | 0.75 | Standard |  | 80000 | 78000 |  |  | 81900 | 483 | 96 | 78 | [8 empty] | Federally-Regulated Consumer Product | 11/28/2016 |  | 10/18/2017
International Comfort Products | Arcoaire | F9MXE0801716A | LPG | Induced Draft | True | False | 1 | False | Horizontal |  | None | Condensing | Single-Stage |  | 0.75 | Standard |  | 80000 | 78000 |  |  | 81900 | 483 | 96 | 78 | [8 empty] | Federally-Regulated Consumer Product | 11/28/2016 |  | 10/18/2017
International Comfort Products | Arcoaire | F9MXE0801716A | Natural Gas | Induced Draft | True | False | 1 | False | Up |  | None | Condensing | Single-Stage |  | 0.75 | Standard |  | 80000 | 78000 |  |  | 81900 | 483 | 96 | 78 | [8 empty] | Federally-Regulated Consumer Product | 11/28/2016 |  | 10/18/2017
International Comfort Products | Arcoaire | F9MXE0801716A | Natural Gas | Induced Draft | True | False | 1 | False | Horizontal |  | None | Condensing | Single-Stage |  | 0.75 | Standard |  | 80000 | 78000 |  |  | 81900 | 483 | 96 | 78 | [8 empty] | Federally-Regulated Consumer Product | 11/28/2016 |  | 10/18/2017
International Comfort Products | Arcoaire | F9MXT0801716A | LPG | Induced Draft | True | False | 1 | False | Up |  | None | Condensing | Two-Stage Modulating |  | 0.75 | Standard |  | 80000 | 78000 |  |  | 80200 | 369 | 96 | 78 | [8 empty] | Federally-Regulated Consumer Product | 11/28/2016 |  | 10/18/2017
International Comfort Products | Arcoaire | F9MXT0801716A | LPG | Induced Draft | True | False | 1 | False | Horizontal |  | None | Condensing | Two-Stage Modulating |  | 0.75 | Standard |  | 80000 | 78000 |  |  | 80200 | 369 | 96 | 78 | [8 empty] | Federally-Regulated Consumer Product | 11/28/2016 |  | 10/18/2017
International Comfort Products | Arcoaire | F9MXT0801716A | Natural Gas | Induced Draft | True | False | 1 | False | Up |  | None | Condensing | Two-Stage Modulating |  | 0.75 | Standard |  | 80000 | 78000 |  |  | 80200 | 369 | 96 | 78 | [8 empty] | Federally-Regulated Consumer Product | 11/28/2016 |  | 10/18/2017
International Comfort Products | Arcoaire | F9MXT0801716A | Natural Gas | Induced Draft | True | False | 1 | False | Horizontal |  | None | Condensing | Two-Stage Modulating |  | 0.75 | Standard |  | 80000 | 78000 |  |  | 80200 | 369 | 96 | 78 | [8 empty] | Federally-Regulated Consumer Product | 11/28/2016 |  | 10/18/2017
International Comfort Products | Arcoaire | F9MXT1202422A | LPG | Induced Draft | True | False | 1 | False | Up |  | None | Condensing | Two-Stage Modulating |  | 1 | Standard |  | 120000 | 117000 |  |  | 110400 | 600 | 96 | 78 | [8 empty] | Federally-Regulated Consumer Product | 11/28/2016 |  | 10/18/2017
International Comfort Products | Arcoaire | F9MXT1202422A | LPG | Induced Draft | True | False | 1 | False | Horizontal |  | None | Condensing | Two-Stage Modulating |  | 1 | Standard |  | 120000 | 117000 |  |  | 110400 | 600 | 96 | 78 | [8 empty] | Federally-Regulated Consumer Product | 11/28/2016 |  | 10/18/2017
International Comfort Products | Arcoaire | F9MXT1202422A | Natural Gas | Induced Draft | True | False | 1 | False | Up |  | None | Condensing | Two-Stage Modulating |  | 1 | Standard |  | 120000 | 117000 |  |  | 110400 | 600 | 96 | 78 | [8 empty] | Federally-Regulated Consumer Product | 11/28/2016 |  | 10/18/2017
International Comfort Products | Arcoaire | F9MXT1202422A | Natural Gas | Induced Draft | True | False | 1 | False | Horizontal |  | None | Condensing | Two-Stage Modulating |  | 1 | Standard |  | 120000 | 117000 |  |  | 110400 | 600 | 96 | 78 | [8 empty] | Federally-Regulated Consumer Product | 11/28/2016 |  | 10/18/2017
International Comfort Products | Arcoaire | F9MXT0401410A | LPG | Induced Draft | True | False | 1 | False | Up |  | None | Condensing | Two-Stage Modulating |  | 0.5 | Standard |  | 40000 | 39000 |  |  | 32300 | 166 | 96 | 78 | [8 empty] | Federally-Regulated Consumer Product | 11/28/2016 |  | 10/18/2017
International Comfort Products | Arcoaire | F9MXT0401410A | LPG | Induced Draft | True | False | 1 | False | Horizontal |  | None | Condensing | Two-Stage Modulating |  | 0.5 | Standard |  | 40000 | 39000 |  |  | 32300 | 166 | 96 | 78 | [8 empty] | Federally-Regulated Consumer Product | 11/28/2016 |  | 10/18/2017
International Comfort Products | Arcoaire | F9MXT0401410A | Natural Gas | Induced Draft | True | False | 1 | False | Up |  | None | Condensing | Two-Stage Modulating |  | 0.5 | Standard |  | 40000 | 39000 |  |  | 32300 | 166 | 96 | 78 | [8 empty] | Federally-Regulated Consumer Product | 11/28/2016 |  | 10/18/2017
International Comfort Products | Arcoaire | F9MXT0401410A | Natural Gas | Induced Draft | True | False | 1 | False | Horizontal |  | None | Condensing | Two-Stage Modulating |  | 0.5 | Standard |  | 40000 | 39000 |  |  | 32300 | 166 | 96 | 78 | [8 empty] | Federally-Regulated Consumer Product | 11/28/2016 |  | 10/18/2017
International Comfort Products | Arcoaire | F9MXT0601714A | LPG | Induced Draft | True | False | 1 | False | Up |  | None | Condensing | Two-Stage Modulating |  | 0.75 | Standard |  | 60000 | 58000 |  |  | 48600 | 189 | 96 | 78 | [8 empty] | Federally-Regulated Consumer Product | 11/28/2016 |  | 10/18/2017
International Comfort Products | Arcoaire | F9MXT0601714A | LPG | Induced Draft | True | False | 1 | False | Horizontal |  | None | Condensing | Two-Stage Modulating |  | 0.75 | Standard |  | 60000 | 58000 |  |  | 48600 | 189 | 96 | 78 | [8 empty] | Federally-Regulated Consumer Product | 11/28/2016 |  | 10/18/2017
International Comfort Products | Arcoaire | F9MXT0601714A | Natural Gas | Induced Draft | True | False | 1 | False | Up |  | None | Condensing | Two-Stage Modulating |  | 0.75 | Standard |  | 60000 | 58000 |  |  | 48600 | 189 | 96 | 78 | [8 empty] | Federally-Regulated Consumer Product | 11/28/2016 |  | 10/18/2017
International Comfort Products | Arcoaire | F9MXT0601714A | Natural Gas | Induced Draft | True | False | 1 | False | Horizontal |  | None | Condensing | Two-Stage Modulating |  | 0.75 | Standard |  | 60000 | 58000 |  |  | 48600 | 189 | 96 | 78 | [8 empty] | Federally-Regulated Consumer Product | 11/28/2016 |  | 10/18/2017
International Comfort Products | Arcoaire | N9MSE0401410A | LPG | Induced Draft | True | False | 1 | False | Up |  | None | Condensing | Single-Stage |  | 0.5 | Standard |  | 40000 | 39000 |  |  | 32300 | 373 | 95.5 | 78 | [8 empty] | Federally-Regulated Consumer Product | 11/28/2016 |  | 10/18/2017
International Comfort Products | Arcoaire | N9MSE0401410A | LPG | Induced Draft | True | False | 1 | False | Horizontal |  | None | Condensing | Single-Stage |  | 0.5 | Standard |  | 40000 | 39000 |  |  | 32300 | 373 | 95.5 | 78 | [8 empty] | Federally-Regulated Consumer Product | 11/28/2016 |  | 10/18/2017
International Comfort Products | Arcoaire | N9MSE0401410A | Natural Gas | Induced Draft | True | False | 1 | False | Up |  | None | Condensing | Single-Stage |  | 0.5 | Standard |  | 40000 | 39000 |  |  | 32300 | 373 | 95.5 | 78 | [8 empty] | Federally-Regulated Consumer Product | 11/28/2016 |  | 10/18/2017
International Comfort Products | Arcoaire | N9MSE0401410A | Natural Gas | Induced Draft | True | False | 1 | False | Horizontal |  | None | Condensing | Single-Stage |  | 0.5 | Standard |  | 40000 | 39000 |  |  | 32300 | 373 | 95.5 | 78 | [8 empty] | Federally-Regulated Consumer Product | 11/28/2016 |  | 10/18/2017
International Comfort Products | Arcoaire | N9MSE0601410A | LPG | Induced Draft | True | False | 1 | False | Up |  | None | Condensing | Single-Stage |  | 0.5 | Standard |  | 60000 | 58000 |  |  | 48600 | 515 | 95.5 | 78 | [8 empty] | Federally-Regulated Consumer Product | 11/28/2016 |  | 10/18/2017
International Comfort Products | Arcoaire | N9MSE0601410A | LPG | Induced Draft | True | False | 1 | False | Horizontal |  | None | Condensing | Single-Stage |  | 0.5 | Standard |  | 60000 | 58000 |  |  | 48600 | 515 | 95.5 | 78 | [8 empty] | Federally-Regulated Consumer Product | 11/28/2016 |  | 10/18/2017
International Comfort Products | Arcoaire | N9MSE0601410A | Natural Gas | Induced Draft | True | False | 1 | False | Up |  | None | Condensing | Single-Stage |  | 0.5 | Standard |  | 60000 | 58000 |  |  | 48600 | 515 | 95.5 | 78 | [8 empty] | Federally-Regulated Consumer Product | 11/28/2016 |  | 10/18/2017
International Comfort Products | Arcoaire | N9MSE0601410A | Natural Gas | Induced Draft | True | False | 1 | False | Horizontal |  | None | Condensing | Single-Stage |  | 0.5 | Standard |  | 60000 | 58000 |  |  | 48600 | 515 | 95.5 | 78 | [8 empty] | Federally-Regulated Consumer Product | 11/28/2016 |  | 10/18/2017
International Comfort Products | Arcoaire | N9MSE0601714A | LPG | Induced Draft | True | False | 1 | False | Up |  | None | Condensing | Single-Stage |  | 0.5 | Standard |  | 60000 | 58000 |  |  | 48300 | 592 | 95.5 | 78 | [8 empty] | Federally-Regulated Consumer Product | 11/28/2016 |  | 10/18/2017
International Comfort Products | Arcoaire | N9MSE0601714A | LPG | Induced Draft | True | False | 1 | False | Horizontal |  | None | Condensing | Single-Stage |  | 0.5 | Standard |  | 60000 | 58000 |  |  | 48300 | 592 | 95.5 | 78 | [8 empty] | Federally-Regulated Consumer Product | 11/28/2016 |  | 10/18/2017
International Comfort Products | Arcoaire | N9MSE0601714A | Natural Gas | Induced Draft | True | False | 1 | False | Up |  | None | Condensing | Single-Stage |  | 0.5 | Standard |  | 60000 | 58000 |  |  | 48300 | 592 | 95.5 | 78 | [8 empty] | Federally-Regulated Consumer Product | 11/28/2016 |  | 10/18/2017
International Comfort Products | Arcoaire | N9MSE0601714A | Natural Gas | Induced Draft | True | False | 1 | False | Horizontal |  | None | Condensing | Single-Stage |  | 0.5 | Standard |  | 60000 | 58000 |  |  | 48300 | 592 | 95.5 | 78 | [8 empty] | Federally-Regulated Consumer Product | 11/28/2016 |  | 10/18/2017
International Comfort Products | Arcoaire | N9MSE0801716A | LPG | Induced Draft | True | False | 1 | False | Up |  | None | Condensing | Single-Stage |  | 0.75 | Standard |  | 80000 | 78000 |  |  | 80800 | 903 | 95.5 | 78 | [8 empty] | Federally-Regulated Consumer Product | 11/28/2016 |  | 10/18/2017
International Comfort Products | Arcoaire | N9MSE0801716A | LPG | Induced Draft | True | False | 1 | False | Horizontal |  | None | Condensing | Single-Stage |  | 0.75 | Standard |  | 80000 | 78000 |  |  | 80800 | 903 | 95.5 | 78 | [8 empty] | Federally-Regulated Consumer Product | 11/28/2016 |  | 10/18/2017
International Comfort Products | Arcoaire | N9MSE0801716A | Natural Gas | Induced Draft | True | False | 1 | False | Up |  | None | Condensing | Single-Stage |  | 0.75 | Standard |  | 80000 | 78000 |  |  | 80800 | 903 | 95.5 | 78 | [8 empty] | Federally-Regulated Consumer Product | 11/28/2016 |  | 10/18/2017
International Comfort Products | Arcoaire | N9MSE0801716A | Natural Gas | Induced Draft | True | False | 1 | False | Horizontal |  | None | Condensing | Single-Stage |  | 0.75 | Standard |  | 80000 | 78000 |  |  | 80800 | 903 | 95.5 | 78 | [8 empty] | Federally-Regulated Consumer Product | 11/28/2016 |  | 10/18/2017
International Comfort Products | Arcoaire | N9MSE0802120A | LPG | Induced Draft | True | False | 1 | False | Up |  | None | Condensing | Single-Stage |  | 0.75 | Standard |  | 80000 | 78000 |  |  | 80700 | 939 | 95.5 | 78 | [8 empty] | Federally-Regulated Consumer Product | 11/28/2016 |  | 10/18/2017
International Comfort Products | Arcoaire | N9MSE0802120A | LPG | Induced Draft | True | False | 1 | False | Horizontal |  | None | Condensing | Single-Stage |  | 0.75 | Standard |  | 80000 | 78000 |  |  | 80700 | 939 | 95.5 | 78 | [8 empty] | Federally-Regulated Consumer Product | 11/28/2016 |  | 10/18/2017
International Comfort Products | Arcoaire | N9MSE0802120A | Natural Gas | Induced Draft | True | False | 1 | False | Up |  | None | Condensing | Single-Stage |  | 0.75 | Standard |  | 80000 | 78000 |  |  | 80700 | 939 | 95.5 | 78 | [8 empty] | Federally-Regulated Consumer Product | 11/28/2016 |  | 10/18/2017
International Comfort Products | Arcoaire | N9MSE0802120A | Natural Gas | Induced Draft | True | False | 1 | False | Horizontal |  | None | Condensing | Single-Stage |  | 0.75 | Standard |  | 80000 | 78000 |  |  | 80700 | 939 | 95.5 | 78 | [8 empty] | Federally-Regulated Consumer Product | 11/28/2016 |  | 10/18/2017
International Comfort Products | Arcoaire | N9MSE1002114A | LPG | Induced Draft | True | False | 1 | False | Up |  | None | Condensing | Single-Stage |  | 0.75 | Standard |  | 100000 | 97000 |  |  | 96700 | 1162 | 95.5 | 78 | [8 empty] | Federally-Regulated Consumer Product | 11/28/2016 |  | 10/18/2017
International Comfort Products | Arcoaire | N9MSE1002114A | LPG | Induced Draft | True | False | 1 | False | Horizontal |  | None | Condensing | Single-Stage |  | 0.75 | Standard |  | 100000 | 97000 |  |  | 96700 | 1162 | 95.5 | 78 | [8 empty] | Federally-Regulated Consumer Product | 11/28/2016 |  | 10/18/2017
International Comfort Products | Arcoaire | N9MSE1002114A | Natural Gas | Induced Draft | True | False | 1 | False | Up |  | None | Condensing | Single-Stage |  | 0.75 | Standard |  | 100000 | 97000 |  |  | 96700 | 1162 | 95.5 | 78 | [8 empty] | Federally-Regulated Consumer Product | 11/28/2016 |  | 10/18/2017
International Comfort Products | Arcoaire | N9MSE1002114A | Natural Gas | Induced Draft | True | False | 1 | False | Horizontal |  | None | Condensing | Single-Stage |  | 0.75 | Standard |  | 100000 | 97000 |  |  | 96700 | 1162 | 95.5 | 78 | [8 empty] | Federally-Regulated Consumer Product | 11/28/2016 |  | 10/18/2017
International Comfort Products | Arcoaire | N9MSE1002120A | LPG | Induced Draft | True | False | 1 | False | Up |  | None | Condensing | Single-Stage |  | 0.75 | Standard |  | 100000 | 97000 |  |  | 96700 | 1155 | 95.5 | 78 | [8 empty] | Federally-Regulated Consumer Product | 11/28/2016 |  | 10/18/2017
International Comfort Products | Arcoaire | N9MSE1002120A | LPG | Induced Draft | True | False | 1 | False | Horizontal |  | None | Condensing | Single-Stage |  | 0.75 | Standard |  | 100000 | 97000 |  |  | 96700 | 1155 | 95.5 | 78 | [8 empty] | Federally-Regulated Consumer Product | 11/28/2016 |  | 10/18/2017
International Comfort Products | Arcoaire | N9MSE1002120A | Natural Gas | Induced Draft | True | False | 1 | False | Up |  | None | Condensing | Single-Stage |  | 0.75 | Standard |  | 100000 | 97000 |  |  | 96700 | 1155 | 95.5 | 78 | [8 empty] | Federally-Regulated Consumer Product | 11/28/2016 |  | 10/18/2017
International Comfort Products | Arcoaire | N9MSE1002120A | Natural Gas | Induced Draft | True | False | 1 | False | Horizontal |  | None | Condensing | Single-Stage |  | 0.75 | Standard |  | 100000 | 97000 |  |  | 96700 | 1155 | 95.5 | 78 | [8 empty] | Federally-Regulated Consumer Product | 11/28/2016 |  | 10/18/2017
International Comfort Products | Arcoaire | N9MSE1202420A | LPG | Induced Draft | True | False | 1 | False | Up |  | None | Condensing | Single-Stage |  | 0.75 | Standard |  | 120000 | 117000 |  |  | 112800 | 1336 | 95.5 | 78 | [8 empty] | Federally-Regulated Consumer Product | 11/28/2016 |  | 10/18/2017
International Comfort Products | Arcoaire | N9MSE1202420A | LPG | Induced Draft | True | False | 1 | False | Horizontal |  | None | Condensing | Single-Stage |  | 0.75 | Standard |  | 120000 | 117000 |  |  | 112800 | 1336 | 95.5 | 78 | [8 empty] | Federally-Regulated Consumer Product | 11/28/2016 |  | 10/18/2017
International Comfort Products | Arcoaire | N9MSE1202420A | Natural Gas | Induced Draft | True | False | 1 | False | Up |  | None | Condensing | Single-Stage |  | 0.75 | Standard |  | 120000 | 117000 |  |  | 112800 | 1336 | 95.5 | 78 | [8 empty] | Federally-Regulated Consumer Product | 11/28/2016 |  | 10/18/2017
International Comfort Products | Arcoaire | N9MSE1202420A | Natural Gas | Induced Draft | True | False | 1 | False | Horizontal |  | None | Condensing | Single-Stage |  | 0.75 | Standard |  | 120000 | 117000 |  |  | 112800 | 1336 | 95.5 | 78 | [8 empty] | Federally-Regulated Consumer Product | 11/28/2016 |  | 10/18/2017
International Comfort Products | Arcoaire | N9MSE1402420A | LPG | Induced Draft | True | False | 1 | False | Up |  | None | Condensing | Single-Stage |  | 0.75 | Standard |  | 140000 | 135000 |  |  | 128900 | 1520 | 95.5 | 78 | [8 empty] | Federally-Regulated Consumer Product | 11/28/2016 |  | 10/18/2017
International Comfort Products | Arcoaire | N9MSE1402420A | LPG | Induced Draft | True | False | 1 | False | Horizontal |  | None | Condensing | Single-Stage |  | 0.75 | Standard |  | 140000 | 135000 |  |  | 128900 | 1520 | 95.5 | 78 | [8 empty] | Federally-Regulated Consumer Product | 11/28/2016 |  | 10/18/2017
International Comfort Products | Arcoaire | N9MSE1402420A | Natural Gas | Induced Draft | True | False | 1 | False | Up |  | None | Condensing | Single-Stage |  | 0.75 | Standard |  | 140000 | 135000 |  |  | 128900 | 1520 | 95.5 | 78 | [8 empty] | Federally-Regulated Consumer Product | 11/28/2016 |  | 10/18/2017
International Comfort Products | Arcoaire | N9MSE1402420A | Natural Gas | Induced Draft | True | False | 1 | False | Horizontal |  | None | Condensing | Single-Stage |  | 0.75 | Standard |  | 140000 | 135000 |  |  | 128900 | 1520 | 95.5 | 78 | [8 empty] | Federally-Regulated Consumer Product | 11/28/2016 |  | 10/18/2017
International Comfort Products | Arcoaire | F9MXE0802120A | LPG | Induced Draft | True | False | 1 | False | Up |  | None | Condensing | Single-Stage |  | 1 | Standard |  | 80000 | 78000 |  |  | 82000 | 444 | 96 | 78 | [8 empty] | Federally-Regulated Consumer Product | 11/28/2016 |  | 10/18/2017
International Comfort Products | Arcoaire | F9MXE0802120A | LPG | Induced Draft | True | False | 1 | False | Horizontal |  | None | Condensing | Single-Stage |  | 1 | Standard |  | 80000 | 78000 |  |  | 82000 | 444 | 96 | 78 | [8 empty] | Federally-Regulated Consumer Product | 11/28/2016 |  | 10/18/2017
International Comfort Products | Arcoaire | F9MXE0802120A | Natural Gas | Induced Draft | True | False | 1 | False | Up |  | None | Condensing | Single-Stage |  | 1 | Standard |  | 80000 | 78000 |  |  | 82000 | 444 | 96 | 78 | [8 empty] | Federally-Regulated Consumer Product | 11/28/2016 |  | 10/18/2017
International Comfort Products | Arcoaire | F9MXE0802120A | Natural Gas | Induced Draft | True | False | 1 | False | Horizontal |  | None | Condensing | Single-Stage |  | 1 | Standard |  | 80000 | 78000 |  |  | 82000 | 444 | 96 | 78 | [8 empty] | Federally-Regulated Consumer Product | 11/28/2016 |  | 10/18/2017
International Comfort Products | Arcoaire | F9MXE1002120A | LPG | Induced Draft | True | False | 1 | False | Up |  | None | Condensing | Single-Stage |  | 1 | Standard |  | 100000 | 97000 |  |  | 98200 | 583 | 96 | 78 | [8 empty] | Federally-Regulated Consumer Product | 11/28/2016 |  | 10/18/2017
International Comfort Products | Arcoaire | F9MXE1002120A | LPG | Induced Draft | True | False | 1 | False | Horizontal |  | None | Condensing | Single-Stage |  | 1 | Standard |  | 100000 | 97000 |  |  | 98200 | 583 | 96 | 78 | [8 empty] | Federally-Regulated Consumer Product | 11/28/2016 |  | 10/18/2017
International Comfort Products | Arcoaire | F9MXE1002120A | Natural Gas | Induced Draft | True | False | 1 | False | Up |  | None | Condensing | Single-Stage |  | 1 | Standard |  | 100000 | 97000 |  |  | 98200 | 583 | 96 | 78 | [8 empty] | Federally-Regulated Consumer Product | 11/28/2016 |  | 10/18/2017
International Comfort Products | Arcoaire | F9MXE1002120A | Natural Gas | Induced Draft | True | False | 1 | False | Horizontal |  | None | Condensing | Single-Stage |  | 1 | Standard |  | 100000 | 97000 |  |  | 98200 | 583 | 96 | 78 | [8 empty] | Federally-Regulated Consumer Product | 11/28/2016 |  | 10/18/2017
International Comfort Products | Arcoaire | F9MXT0802120A | LPG | Induced Draft | True | False | 1 | False | Up |  | None | Condensing | Two-Stage Modulating |  | 1 | Standard |  | 80000 | 78000 |  |  | 80700 | 316 | 96 | 78 | [8 empty] | Federally-Regulated Consumer Product | 11/28/2016 |  | 10/18/2017
International Comfort Products | Arcoaire | F9MXT0802120A | LPG | Induced Draft | True | False | 1 | False | Horizontal |  | None | Condensing | Two-Stage Modulating |  | 1 | Standard |  | 80000 | 78000 |  |  | 80700 | 316 | 96 | 78 | [8 empty] | Federally-Regulated Consumer Product | 11/28/2016 |  | 10/18/2017
International Comfort Products | Arcoaire | F9MXT0802120A | Natural Gas | Induced Draft | True | False | 1 | False | Up |  | None | Condensing | Two-Stage Modulating |  | 1 | Standard |  | 80000 | 78000 |  |  | 80700 | 316 | 96 | 78 | [8 empty] | Federally-Regulated Consumer Product | 11/28/2016 |  | 10/18/2017
International Comfort Products | Arcoaire | F9MXT0802120A | Natural Gas | Induced Draft | True | False | 1 | False | Horizontal |  | None | Condensing | Two-Stage Modulating |  | 1 | Standard |  | 80000 | 78000 |  |  | 80700 | 316 | 96 | 78 | [8 empty] | Federally-Regulated Consumer Product | 11/28/2016 |  | 10/18/2017
International Comfort Products | Arcoaire | F9MXT1002120A | LPG | Induced Draft | True | False | 1 | False | Up |  | None | Condensing | Two-Stage Modulating |  | 1 | Standard |  | 100000 | 97000 |  |  | 96100 | 434 | 96 | 78 | [8 empty] | Federally-Regulated Consumer Product | 08/17/2016 |  | 10/18/2017
International Comfort Products | Arcoaire | F9MXT1002120A | LPG | Induced Draft | True | False | 1 | False | Horizontal |  | None | Condensing | Two-Stage Modulating |  | 1 | Standard |  | 100000 | 97000 |  |  | 96100 | 434 | 96 | 78 | [8 empty] | Federally-Regulated Consumer Product | 08/17/2016 |  | 10/18/2017
International Comfort Products | Arcoaire | F9MXT1002120A | Natural Gas | Induced Draft | True | False | 1 | False | Up |  | None | Condensing | Two-Stage Modulating |  | 1 | Standard |  | 100000 | 97000 |  |  | 96100 | 434 | 96 | 78 | [8 empty] | Federally-Regulated Consumer Product | 08/17/2016 |  | 10/18/2017
International Comfort Products | Arcoaire | F9MXT1002120A | Natural Gas | Induced Draft | True | False | 1 | False | Horizontal |  | None | Condensing | Two-Stage Modulating |  | 1 | Standard |  | 100000 | 97000 |  |  | 96100 | 434 | 96 | 78 | [8 empty] | Federally-Regulated Consumer Product | 08/17/2016 |  | 10/18/2017
International Comfort Products | Arcoaire | F9MAE0601714A | LPG | Induced Draft | True | False | 1 | False | Up |  | None | Condensing | Step Modulating |  | 0.5 | Standard |  | 60000 | 59000 |  |  | 46900 | 155 | 97 | 78 | [8 empty] | Federally-Regulated Consumer Product | 11/28/2016 |  | 10/18/2017
International Comfort Products | Arcoaire | F9MAE0601714A | LPG | Induced Draft | True | False | 1 | False | Horizontal |  | None | Condensing | Step Modulating |  | 0.5 | Standard |  | 60000 | 59000 |  |  | 46900 | 155 | 97 | 78 | [8 empty] | Federally-Regulated Consumer Product | 11/28/2016 |  | 10/18/2017
International Comfort Products | Arcoaire | F9MAE0601714A | Natural Gas | Induced Draft | True | False | 1 | False | Up |  | None | Condensing | Step Modulating |  | 0.5 | Standard |  | 60000 | 59000 |  |  | 46900 | 155 | 97 | 78 | [8 empty] | Federally-Regulated Consumer Product | 11/28/2016 |  | 10/18/2017
International Comfort Products | Arcoaire | F9MAE0601714A | Natural Gas | Induced Draft | True | False | 1 | False | Horizontal |  | None | Condensing | Step Modulating |  | 0.5 | Standard |  | 60000 | 59000 |  |  | 46900 | 155 | 97 | 78 | [8 empty] | Federally-Regulated Consumer Product | 11/28/2016 |  | 10/18/2017
International Comfort Products | Arcoaire | F9MAE0801714A | LPG | Induced Draft | True | False | 1 | False | Up |  | None | Condensing | Step Modulating |  | 0.5 | Standard |  | 80000 | 78000 |  |  | 77700 | 460 | 97 | 78 | [8 empty] | Federally-Regulated Consumer Product | 11/28/2016 |  | 10/18/2017
International Comfort Products | Arcoaire | F9MAE0801714A | LPG | Induced Draft | True | False | 1 | False | Horizontal |  | None | Condensing | Step Modulating |  | 0.5 | Standard |  | 80000 | 78000 |  |  | 77700 | 460 | 97 | 78 | [8 empty] | Federally-Regulated Consumer Product | 11/28/2016 |  | 10/18/2017
International Comfort Products | Arcoaire | F9MAE0801714A | Natural Gas | Induced Draft | True | False | 1 | False | Up |  | None | Condensing | Step Modulating |  | 0.5 | Standard |  | 80000 | 78000 |  |  | 77700 | 460 | 97 | 78 | [8 empty] | Federally-Regulated Consumer Product | 11/28/2016 |  | 10/18/2017
International Comfort Products | Arcoaire | F9MAE0801714A | Natural Gas | Induced Draft | True | False | 1 | False | Horizontal |  | None | Condensing | Step Modulating |  | 0.5 | Standard |  | 80000 | 78000 |  |  | 77700 | 460 | 97 | 78 | [8 empty] | Federally-Regulated Consumer Product | 11/28/2016 |  | 10/18/2017
International Comfort Products | Arcoaire | F9MAE1202422A | LPG | Induced Draft | True | False | 1 | False | Up |  | None | Condensing | Step Modulating |  | 1 | Standard |  | 120000 | 117000 |  |  | 109200 | 506 | 97 | 78 | [8 empty] | Federally-Regulated Consumer Product | 11/28/2016 |  | 10/18/2017
International Comfort Products | Arcoaire | F9MAE1202422A | LPG | Induced Draft | True | False | 1 | False | Horizontal |  | None | Condensing | Step Modulating |  | 1 | Standard |  | 120000 | 117000 |  |  | 109200 | 506 | 97 | 78 | [8 empty] | Federally-Regulated Consumer Product | 11/28/2016 |  | 10/18/2017
International Comfort Products | Arcoaire | F9MAE1202422A | Natural Gas | Induced Draft | True | False | 1 | False | Up |  | None | Condensing | Step Modulating |  | 1 | Standard |  | 120000 | 117000 |  |  | 109200 | 506 | 97 | 78 | [8 empty] | Federally-Regulated Consumer Product | 11/28/2016 |  | 10/18/2017
International Comfort Products | Arcoaire | F9MAE1202422A | Natural Gas | Induced Draft | True | False | 1 | False | Horizontal |  | None | Condensing | Step Modulating |  | 1 | Standard |  | 120000 | 117000 |  |  | 109200 | 506 | 97 | 78 | [8 empty] | Federally-Regulated Consumer Product | 11/28/2016 |  | 10/18/2017
International Comfort Products | Arcoaire | F9MAE0602120A | LPG | Induced Draft | True | False | 1 | False | Up |  | None | Condensing | Step Modulating |  | 1 | Standard |  | 61000 | 60000 |  |  | 62400 | 356 | 98 | 78 | [8 empty] | Federally-Regulated Consumer Product | 11/28/2016 |  | 10/18/2017
International Comfort Products | Arcoaire | F9MAE0602120A | LPG | Induced Draft | True | False | 1 | False | Horizontal |  | None | Condensing | Step Modulating |  | 1 | Standard |  | 61000 | 60000 |  |  | 62400 | 356 | 98 | 78 | [8 empty] | Federally-Regulated Consumer Product | 11/28/2016 |  | 10/18/2017
International Comfort Products | Arcoaire | F9MAE0602120A | Natural Gas | Induced Draft | True | False | 1 | False | Up |  | None | Condensing | Step Modulating |  | 1 | Standard |  | 61000 | 60000 |  |  | 62400 | 356 | 98 | 78 | [8 empty] | Federally-Regulated Consumer Product | 11/28/2016 |  | 10/18/2017
International Comfort Products | Arcoaire | F9MAE0602120A | Natural Gas | Induced Draft | True | False | 1 | False | Horizontal |  | None | Condensing | Step Modulating |  | 1 | Standard |  | 61000 | 60000 |  |  | 62400 | 356 | 98 | 78 | [8 empty] | Federally-Regulated Consumer Product | 11/28/2016 |  | 10/18/2017
International Comfort Products | Arcoaire | F9MAE0802120A | LPG | Induced Draft | True | False | 1 | False | Up |  | None | Condensing | Step Modulating |  | 1 | Standard |  | 80000 | 78000 |  |  | 79100 | 354 | 97 | 78 | [8 empty] | Federally-Regulated Consumer Product | 08/17/2016 |  | 10/18/2017
International Comfort Products | Arcoaire | F9MAE0802120A | LPG | Induced Draft | True | False | 1 | False | Horizontal |  | None | Condensing | Step Modulating |  | 1 | Standard |  | 80000 | 78000 |  |  | 79100 | 354 | 97 | 78 | [8 empty] | Federally-Regulated Consumer Product | 08/17/2016 |  | 10/18/2017
International Comfort Products | Arcoaire | F9MAE0802120A | Natural Gas | Induced Draft | True | False | 1 | False | Up |  | None | Condensing | Step Modulating |  | 1 | Standard |  | 80000 | 78000 |  |  | 79100 | 354 | 97 | 78 | [8 empty] | Federally-Regulated Consumer Product | 08/17/2016 |  | 10/18/2017
International Comfort Products | Arcoaire | F9MAE0802120A | Natural Gas | Induced Draft | True | False | 1 | False | Horizontal |  | None | Condensing | Step Modulating |  | 1 | Standard |  | 80000 | 78000 |  |  | 79100 | 354 | 97 | 78 | [8 empty] | Federally-Regulated Consumer Product | 08/17/2016 |  | 10/18/2017
International Comfort Products | Arcoaire | F9MAE1002122A | LPG | Induced Draft | True | False | 1 | False | Up |  | None | Condensing | Step Modulating |  | 1 | Standard |  | 100000 | 98000 |  |  | 95100 | 380 | 97 | 78 | [8 empty] | Federally-Regulated Consumer Product | 08/17/2016 |  | 10/18/2017
International Comfort Products | Arcoaire | F9MAE1002122A | LPG | Induced Draft | True | False | 1 | False | Horizontal |  | None | Condensing | Step Modulating |  | 1 | Standard |  | 100000 | 98000 |  |  | 95100 | 380 | 97 | 78 | [8 empty] | Federally-Regulated Consumer Product | 08/17/2016 |  | 10/18/2017
International Comfort Products | Arcoaire | F9MAE1002122A | Natural Gas | Induced Draft | True | False | 1 | False | Up |  | None | Condensing | Step Modulating |  | 1 | Standard |  | 100000 | 98000 |  |  | 95100 | 380 | 97 | 78 | [8 empty] | Federally-Regulated Consumer Product | 08/17/2016 |  | 10/18/2017
International Comfort Products | Arcoaire | F9MAE1002122A | Natural Gas | Induced Draft | True | False | 1 | False | Horizontal |  | None | Condensing | Step Modulating |  | 1 | Standard |  | 100000 | 98000 |  |  | 95100 | 380 | 97 | 78 | [8 empty] | Federally-Regulated Consumer Product | 08/17/2016 |  | 10/18/2017
International Comfort Products | Arcoaire | F9MVE0401410A | LPG | Induced Draft | True | False | 1 | False | Up |  | None | Condensing | Two-Stage Modulating |  | 0.5 | Standard |  | 40000 | 39000 |  |  | 32200 | 176 | 96 | 78 | [8 empty] | Federally-Regulated Consumer Product | 11/18/2015 |  | 10/18/2017
International Comfort Products | Arcoaire | F9MVE0401410A | LPG | Induced Draft | True | False | 1 | False | Horizontal |  | None | Condensing | Two-Stage Modulating |  | 0.5 | Standard |  | 40000 | 39000 |  |  | 32200 | 176 | 96 | 78 | [8 empty] | Federally-Regulated Consumer Product | 11/18/2015 |  | 10/18/2017
International Comfort Products | Arcoaire | F9MVE0401410A | Natural Gas | Induced Draft | True | False | 1 | False | Up |  | None | Condensing | Two-Stage Modulating |  | 0.5 | Standard |  | 40000 | 39000 |  |  | 32200 | 176 | 96 | 78 | [8 empty] | Federally-Regulated Consumer Product | 11/18/2015 |  | 10/18/2017
International Comfort Products | Arcoaire | F9MVE0401410A | Natural Gas | Induced Draft | True | False | 1 | False | Horizontal |  | None | Condensing | Two-Stage Modulating |  | 0.5 | Standard |  | 40000 | 39000 |  |  | 32200 | 176 | 96 | 78 | [8 empty] | Federally-Regulated Consumer Product | 11/18/2015 |  | 10/18/2017
International Comfort Products | Arcoaire | F9MVE0601714A | LPG | Induced Draft | True | False | 1 | False | Up |  | None | Condensing | Two-Stage Modulating |  | 0.75 | Standard |  | 60000 | 58000 |  |  | 48500 | 195 | 96 | 78 | [8 empty] | Federally-Regulated Consumer Product | 11/18/2015 |  | 10/18/2017
International Comfort Products | Arcoaire | F9MVE0601714A | LPG | Induced Draft | True | False | 1 | False | Horizontal |  | None | Condensing | Two-Stage Modulating |  | 0.75 | Standard |  | 60000 | 58000 |  |  | 48500 | 195 | 96 | 78 | [8 empty] | Federally-Regulated Consumer Product | 11/18/2015 |  | 10/18/2017
International Comfort Products | Arcoaire | F9MVE0601714A | Natural Gas | Induced Draft | True | False | 1 | False | Up |  | None | Condensing | Two-Stage Modulating |  | 0.75 | Standard |  | 60000 | 58000 |  |  | 48500 | 195 | 96 | 78 | [8 empty] | Federally-Regulated Consumer Product | 11/18/2015 |  | 10/18/2017
International Comfort Products | Arcoaire | F9MVE0601714A | Natural Gas | Induced Draft | True | False | 1 | False | Horizontal |  | None | Condensing | Two-Stage Modulating |  | 0.75 | Standard |  | 60000 | 58000 |  |  | 48500 | 195 | 96 | 78 | [8 empty] | Federally-Regulated Consumer Product | 11/18/2015 |  | 10/18/2017
International Comfort Products | Arcoaire | F9MVE0801716A | LPG | Induced Draft | True | False | 1 | False | Up |  | None | Condensing | Two-Stage Modulating |  | 0.75 | Standard |  | 80000 | 78000 |  |  | 79900 | 414 | 96 | 78 | [8 empty] | Federally-Regulated Consumer Product | 11/18/2015 |  | 10/18/2017
International Comfort Products | Arcoaire | F9MVE0801716A | LPG | Induced Draft | True | False | 1 | False | Horizontal |  | None | Condensing | Two-Stage Modulating |  | 0.75 | Standard |  | 80000 | 78000 |  |  | 79900 | 414 | 96 | 78 | [8 empty] | Federally-Regulated Consumer Product | 11/18/2015 |  | 10/18/2017
International Comfort Products | Arcoaire | F9MVE0801716A | Natural Gas | Induced Draft | True | False | 1 | False | Up |  | None | Condensing | Two-Stage Modulating |  | 0.75 | Standard |  | 80000 | 78000 |  |  | 79900 | 414 | 96 | 78 | [8 empty] | Federally-Regulated Consumer Product | 11/18/2015 |  | 10/18/2017
International Comfort Products | Arcoaire | F9MVE0801716A | Natural Gas | Induced Draft | True | False | 1 | False | Horizontal |  | None | Condensing | Two-Stage Modulating |  | 0.75 | Standard |  | 80000 | 78000 |  |  | 79900 | 414 | 96 | 78 | [8 empty] | Federally-Regulated Consumer Product | 11/18/2015 |  | 10/18/2017
International Comfort Products | Arcoaire | F9MVE1202422A | LPG | Induced Draft | True | False | 1 | False | Up |  | None | Condensing | Two-Stage Modulating |  | 1 | Standard |  | 120000 | 117000 |  |  | 110000 | 629 | 96 | 78 | [8 empty] | Federally-Regulated Consumer Product | 11/18/2015 |  | 10/18/2017
International Comfort Products | Arcoaire | F9MVE1202422A | LPG | Induced Draft | True | False | 1 | False | Horizontal |  | None | Condensing | Two-Stage Modulating |  | 1 | Standard |  | 120000 | 117000 |  |  | 110000 | 629 | 96 | 78 | [8 empty] | Federally-Regulated Consumer Product | 11/18/2015 |  | 10/18/2017
International Comfort Products | Arcoaire | F9MVE1202422A | Natural Gas | Induced Draft | True | False | 1 | False | Up |  | None | Condensing | Two-Stage Modulating |  | 1 | Standard |  | 120000 | 117000 |  |  | 110000 | 629 | 96 | 78 | [8 empty] | Federally-Regulated Consumer Product | 11/18/2015 |  | 10/18/2017
International Comfort Products | Arcoaire | F9MVE1202422A | Natural Gas | Induced Draft | True | False | 1 | False | Horizontal |  | None | Condensing | Two-Stage Modulating |  | 1 | Standard |  | 120000 | 117000 |  |  | 110000 | 629 | 96 | 78 | [8 empty] | Federally-Regulated Consumer Product | 11/18/2015 |  | 10/18/2017
International Comfort Products | Arcoaire | F9MVE0802120A | LPG | Induced Draft | True | False | 1 | False | Up |  | None | Condensing | Two-Stage Modulating |  | 1 | Standard |  | 80000 | 78000 |  |  | 80800 | 342 | 96 | 78 | [8 empty] | Federally-Regulated Consumer Product | 11/28/2016 |  | 10/18/2017
International Comfort Products | Arcoaire | F9MVE0802120A | LPG | Induced Draft | True | False | 1 | False | Horizontal |  | None | Condensing | Two-Stage Modulating |  | 1 | Standard |  | 80000 | 78000 |  |  | 80800 | 342 | 96 | 78 | [8 empty] | Federally-Regulated Consumer Product | 11/28/2016 |  | 10/18/2017
International Comfort Products | Arcoaire | F9MVE0802120A | Natural Gas | Induced Draft | True | False | 1 | False | Up |  | None | Condensing | Two-Stage Modulating |  | 1 | Standard |  | 80000 | 78000 |  |  | 80800 | 342 | 96 | 78 | [8 empty] | Federally-Regulated Consumer Product | 11/28/2016 |  | 10/18/2017
International Comfort Products | Arcoaire | F9MVE0802120A | Natural Gas | Induced Draft | True | False | 1 | False | Horizontal |  | None | Condensing | Two-Stage Modulating |  | 1 | Standard |  | 80000 | 78000 |  |  | 80800 | 342 | 96 | 78 | [8 empty] | Federally-Regulated Consumer Product | 11/28/2016 |  | 10/18/2017
International Comfort Products | Arcoaire | F9MVE1002120A | LPG | Induced Draft | True | False | 1 | False | Up |  | None | Condensing | Two-Stage Modulating |  | 1 | Standard |  | 100000 | 97000 |  |  | 96300 | 421 | 96 | 78 | [8 empty] | Federally-Regulated Consumer Product | 11/18/2015 |  | 10/18/2017
International Comfort Products | Arcoaire | F9MVE1002120A | LPG | Induced Draft | True | False | 1 | False | Horizontal |  | None | Condensing | Two-Stage Modulating |  | 1 | Standard |  | 100000 | 97000 |  |  | 96300 | 421 | 96 | 78 | [8 empty] | Federally-Regulated Consumer Product | 11/18/2015 |  | 10/18/2017
International Comfort Products | Arcoaire | F9MVE1002120A | Natural Gas | Induced Draft | True | False | 1 | False | Up |  | None | Condensing | Two-Stage Modulating |  | 1 | Standard |  | 100000 | 97000 |  |  | 96300 | 421 | 96 | 78 | [8 empty] | Federally-Regulated Consumer Product | 11/18/2015 |  | 10/18/2017
International Comfort Products | Arcoaire | F9MVE1002120A | Natural Gas | Induced Draft | True | False | 1 | False | Horizontal |  | None | Condensing | Two-Stage Modulating |  | 1 | Standard |  | 100000 | 97000 |  |  | 96300 | 421 | 96 | 78 | [8 empty] | Federally-Regulated Consumer Product | 11/18/2015 |  | 10/18/2017
International Comfort Products | Arcoaire | N9MSB0801716B | LPG | Induced Draft | True | False | 1 | False | Up |  | None | Condensing | Single-Stage |  | 0.5 | Standard |  | 80000 | 75000 |  |  | 66800 | 798 | 92.1 | 78 | [8 empty] | Federally-Regulated Consumer Product | 11/28/2016 |  | 10/18/2017
International Comfort Products | Arcoaire | N9MSB0801716B | LPG | Induced Draft | True | False | 1 | False | Down |  | None | Condensing | Single-Stage |  | 0.5 | Standard |  | 80000 | 75000 |  |  | 66800 | 798 | 92.1 | 78 | [8 empty] | Federally-Regulated Consumer Product | 11/28/2016 |  | 10/18/2017
International Comfort Products | Arcoaire | N9MSB0801716B | LPG | Induced Draft | True | False | 1 | False | Horizontal |  | None | Condensing | Single-Stage |  | 0.5 | Standard |  | 80000 | 75000 |  |  | 66800 | 798 | 92.1 | 78 | [8 empty] | Federally-Regulated Consumer Product | 11/28/2016 |  | 10/18/2017
International Comfort Products | Arcoaire | N9MSB0801716B | Natural Gas | Induced Draft | True | False | 1 | False | Up |  | None | Condensing | Single-Stage |  | 0.5 | Standard |  | 80000 | 75000 |  |  | 66800 | 798 | 92.1 | 78 | [8 empty] | Federally-Regulated Consumer Product | 11/28/2016 |  | 10/18/2017
International Comfort Products | Arcoaire | N9MSB0801716B | Natural Gas | Induced Draft | True | False | 1 | False | Down |  | None | Condensing | Single-Stage |  | 0.5 | Standard |  | 80000 | 75000 |  |  | 66800 | 798 | 92.1 | 78 | [8 empty] | Federally-Regulated Consumer Product | 11/28/2016 |  | 10/18/2017
International Comfort Products | Arcoaire | N9MSB0801716B | Natural Gas | Induced Draft | True | False | 1 | False | Horizontal |  | None | Condensing | Single-Stage |  | 0.5 | Standard |  | 80000 | 75000 |  |  | 66800 | 798 | 92.1 | 78 | [8 empty] | Federally-Regulated Consumer Product | 11/28/2016 |  | 10/18/2017
International Comfort Products | Arcoaire | N9MSE0401712A | LPG | Induced Draft | True | False | 1 | False | Up |  | None | Condensing | Single-Stage |  | 0.5 | Standard |  | 40000 | 39000 |  |  | 32200 | 426 | 95.5 | 78 | [8 empty] | Federally-Regulated Consumer Product | 11/28/2016 |  | 10/18/2017
International Comfort Products | Arcoaire | N9MSE0401712A | LPG | Induced Draft | True | False | 1 | False | Horizontal |  | None | Condensing | Single-Stage |  | 0.5 | Standard |  | 40000 | 39000 |  |  | 32200 | 426 | 95.5 | 78 | [8 empty] | Federally-Regulated Consumer Product | 11/28/2016 |  | 10/18/2017
International Comfort Products | Arcoaire | N9MSE0401712A | Natural Gas | Induced Draft | True | False | 1 | False | Up |  | None | Condensing | Single-Stage |  | 0.5 | Standard |  | 40000 | 39000 |  |  | 32200 | 426 | 95.5 | 78 | [8 empty] | Federally-Regulated Consumer Product | 11/28/2016 |  | 10/18/2017
International Comfort Products | Arcoaire | N9MSE0401712A | Natural Gas | Induced Draft | True | False | 1 | False | Horizontal |  | None | Condensing | Single-Stage |  | 0.5 | Standard |  | 40000 | 39000 |  |  | 32200 | 426 | 95.5 | 78 | [8 empty] | Federally-Regulated Consumer Product | 11/28/2016 |  | 10/18/2017
International Comfort Products | Arcoaire | N9MSE0802120A* | LPG | Induced Draft | True | False | 1 | True | Up |  | None | Condensing | Single-Stage |  | 0.75 | Standard |  | 80000 | 78000 |  |  | 80700 | 939 | 95.5 | 75 | [8 empty] | Federally-Regulated Consumer Product | 11/28/2016 |  | 10/18/2017
International Comfort Products | Arcoaire | N9MSE0802120A* | LPG | Induced Draft | True | False | 1 | True | Horizontal |  | None | Condensing | Single-Stage |  | 0.75 | Standard |  | 80000 | 78000 |  |  | 80700 | 939 | 95.5 | 75 | [8 empty] | Federally-Regulated Consumer Product | 11/28/2016 |  | 10/18/2017
International Comfort Products | Arcoaire | N9MSE0802120A* | Natural Gas | Induced Draft | True | False | 1 | True | Up |  | None | Condensing | Single-Stage |  | 0.75 | Standard |  | 80000 | 78000 |  |  | 80700 | 939 | 95.5 | 75 | [8 empty] | Federally-Regulated Consumer Product | 11/28/2016 |  | 10/18/2017
International Comfort Products | Arcoaire | N9MSE0802120A* | Natural Gas | Induced Draft | True | False | 1 | True | Horizontal |  | None | Condensing | Single-Stage |  | 0.75 | Standard |  | 80000 | 78000 |  |  | 80700 | 939 | 95.5 | 75 | [8 empty] | Federally-Regulated Consumer Product | 11/28/2016 |  | 10/18/2017
International Comfort Products | Arcoaire | F9MVE0401712A | LPG | Induced Draft | True | False | 1 | False | Up |  | None | Condensing | Two-Stage Modulating |  | 0.5 | Standard |  | 40000 | 39000 |  |  | 32500 | 129 | 96 | 78 | [8 empty] | Federally-Regulated Consumer Product | 08/17/2016 |  | 10/18/2017
International Comfort Products | Arcoaire | F9MVE0401712A | LPG | Induced Draft | True | False | 1 | False | Horizontal |  | None | Condensing | Two-Stage Modulating |  | 0.5 | Standard |  | 40000 | 39000 |  |  | 32500 | 129 | 96 | 78 | [8 empty] | Federally-Regulated Consumer Product | 08/17/2016 |  | 10/18/2017
International Comfort Products | Arcoaire | F9MVE0401712A | Natural Gas | Induced Draft | True | False | 1 | False | Up |  | None | Condensing | Two-Stage Modulating |  | 0.5 | Standard |  | 40000 | 39000 |  |  | 32500 | 129 | 96 | 78 | [8 empty] | Federally-Regulated Consumer Product | 08/17/2016 |  | 10/18/2017
International Comfort Products | Arcoaire | F9MVE0401712A | Natural Gas | Induced Draft | True | False | 1 | False | Horizontal |  | None | Condensing | Two-Stage Modulating |  | 0.5 | Standard |  | 40000 | 39000 |  |  | 32500 | 129 | 96 | 78 | [8 empty] | Federally-Regulated Consumer Product | 08/17/2016 |  | 10/18/2017
International Comfort Products | Arcoaire | F9MVE0601412A | Natural Gas | Induced Draft | True | False | 1 | False | Up |  | None | Condensing | Two-Stage Modulating |  | 0.5 | Standard |  | 60000 | 58000 |  |  | 48400 | 247 | 95 | 78 | [8 empty] | Federally-Regulated Consumer Product | 08/31/2016 |  | 10/18/2017
International Comfort Products | Arcoaire | F9MVE0601412A | LPG | Induced Draft | True | False | 1 | False | Horizontal |  | None | Condensing | Two-Stage Modulating |  | 0.5 | Standard |  | 60000 | 58000 |  |  | 48400 | 247 | 95 | 78 | [8 empty] | Federally-Regulated Consumer Product | 08/31/2016 |  | 10/18/2017
International Comfort Products | Arcoaire | F9MXE0401712A | LPG | Induced Draft | True | False | 1 | False | Up |  | None | Condensing | Single-Stage |  | 0.5 | Standard |  | 40000 | 39000 |  |  | 32900 | 176 | 96 | 78 | [8 empty] | Federally-Regulated Consumer Product | 11/28/2016 |  | 10/18/2017
International Comfort Products | Arcoaire | F9MXE0401712A | LPG | Induced Draft | True | False | 1 | False | Horizontal |  | None | Condensing | Single-Stage |  | 0.5 | Standard |  | 40000 | 39000 |  |  | 32900 | 176 | 96 | 78 | [8 empty] | Federally-Regulated Consumer Product | 11/28/2016 |  | 10/18/2017
International Comfort Products | Arcoaire | F9MXE0401712A | Natural Gas | Induced Draft | True | False | 1 | False | Up |  | None | Condensing | Single-Stage |  | 0.5 | Standard |  | 40000 | 39000 |  |  | 32900 | 176 | 96 | 78 | [8 empty] | Federally-Regulated Consumer Product | 11/28/2016 |  | 10/18/2017
International Comfort Products | Arcoaire | F9MXE0401712A | Natural Gas | Induced Draft | True | False | 1 | False | Horizontal |  | None | Condensing | Single-Stage |  | 0.5 | Standard |  | 40000 | 39000 |  |  | 32900 | 176 | 96 | 78 | [8 empty] | Federally-Regulated Consumer Product | 11/28/2016 |  | 10/18/2017
International Comfort Products | Arcoaire | F9MXE0601412A | LPG | Induced Draft | True | False | 1 | False | Up |  | None | Condensing | Single-Stage |  | 0.5 | Standard |  | 60000 | 58000 |  |  | 49400 | 307 | 95.5 | 78 | [8 empty] | Federally-Regulated Consumer Product | 11/28/2016 |  | 10/18/2017
International Comfort Products | Arcoaire | F9MXE0601412A | LPG | Induced Draft | True | False | 1 | False | Horizontal |  | None | Condensing | Single-Stage |  | 0.5 | Standard |  | 60000 | 58000 |  |  | 49400 | 307 | 95.5 | 78 | [8 empty] | Federally-Regulated Consumer Product | 11/28/2016 |  | 10/18/2017
International Comfort Products | Arcoaire | F9MXE0601412A | Natural Gas | Induced Draft | True | False | 1 | False | Up |  | None | Condensing | Single-Stage |  | 0.5 | Standard |  | 60000 | 58000 |  |  | 49400 | 307 | 95.5 | 78 | [8 empty] | Federally-Regulated Consumer Product | 11/28/2016 |  | 10/18/2017
International Comfort Products | Arcoaire | F9MXE0601412A | Natural Gas | Induced Draft | True | False | 1 | False | Horizontal |  | None | Condensing | Single-Stage |  | 0.5 | Standard |  | 60000 | 58000 |  |  | 49400 | 307 | 95.5 | 78 | [8 empty] | Federally-Regulated Consumer Product | 11/28/2016 |  | 10/18/2017
International Comfort Products | Arcoaire | F9MXT0401712A | Natural Gas | Induced Draft | True | False | 1 | False | Up |  | None | Condensing | Two-Stage Modulating |  | 0.5 | Standard |  | 40000 | 39000 |  |  | 32400 | 144 | 96 | 78 | [8 empty] | Federally-Regulated Consumer Product | 08/31/2016 |  | 10/18/2017
International Comfort Products | Arcoaire | F9MXT0401712A | LPG | Induced Draft | True | False | 1 | False | Horizontal |  | None | Condensing | Two-Stage Modulating |  | 0.5 | Standard |  | 40000 | 39000 |  |  | 32400 | 144 | 96 | 78 | [8 empty] | Federally-Regulated Consumer Product | 08/31/2016 |  | 10/18/2017
International Comfort Products | Arcoaire | N9MSB0401410C | LPG | Induced Draft | True | False | 1 | False | Up |  | None | Condensing | Single-Stage |  | 0.33 | Standard |  | 40000 | 37000 |  |  | 33700 | 341 | 92.1 | 78 | [8 empty] | Federally-Regulated Consumer Product | 11/28/2016 |  | 10/18/2017
International Comfort Products | Arcoaire | N9MSB0401410C | LPG | Induced Draft | True | False | 1 | False | Down |  | None | Condensing | Single-Stage |  | 0.33 | Standard |  | 40000 | 37000 |  |  | 33700 | 341 | 92.1 | 78 | [8 empty] | Federally-Regulated Consumer Product | 11/28/2016 |  | 10/18/2017
International Comfort Products | Arcoaire | N9MSB0401410C | LPG | Induced Draft | True | False | 1 | False | Horizontal |  | None | Condensing | Single-Stage |  | 0.33 | Standard |  | 40000 | 37000 |  |  | 33700 | 341 | 92.1 | 78 | [8 empty] | Federally-Regulated Consumer Product | 11/28/2016 |  | 10/18/2017
International Comfort Products | Arcoaire | N9MSB0401410C | Natural Gas | Induced Draft | True | False | 1 | False | Up |  | None | Condensing | Single-Stage |  | 0.33 | Standard |  | 40000 | 37000 |  |  | 33700 | 341 | 92.1 | 78 | [8 empty] | Federally-Regulated Consumer Product | 11/28/2016 |  | 10/18/2017
International Comfort Products | Arcoaire | N9MSB0401410C | Natural Gas | Induced Draft | True | False | 1 | False | Down |  | None | Condensing | Single-Stage |  | 0.33 | Standard |  | 40000 | 37000 |  |  | 33700 | 341 | 92.1 | 78 | [8 empty] | Federally-Regulated Consumer Product | 11/28/2016 |  | 10/18/2017
International Comfort Products | Arcoaire | N9MSB0401410C | Natural Gas | Induced Draft | True | False | 1 | False | Horizontal |  | None | Condensing | Single-Stage |  | 0.33 | Standard |  | 40000 | 37000 |  |  | 33700 | 341 | 92.1 | 78 | [8 empty] | Federally-Regulated Consumer Product | 11/28/2016 |  | 10/18/2017
International Comfort Products | Arcoaire | N9MSB0401712C | LPG | Induced Draft | True | False | 1 | False | Up |  | None | Condensing | Single-Stage |  | 0.5 | Standard |  | 40000 | 37000 |  |  | 33500 | 383 | 92.1 | 78 | [8 empty] | Federally-Regulated Consumer Product | 11/28/2016 |  | 10/18/2017
International Comfort Products | Arcoaire | N9MSB0401712C | LPG | Induced Draft | True | False | 1 | False | Down |  | None | Condensing | Single-Stage |  | 0.5 | Standard |  | 40000 | 37000 |  |  | 33500 | 383 | 92.1 | 78 | [8 empty] | Federally-Regulated Consumer Product | 11/28/2016 |  | 10/18/2017
International Comfort Products | Arcoaire | N9MSB0401712C | LPG | Induced Draft | True | False | 1 | False | Horizontal |  | None | Condensing | Single-Stage |  | 0.5 | Standard |  | 40000 | 37000 |  |  | 33500 | 383 | 92.1 | 78 | [8 empty] | Federally-Regulated Consumer Product | 11/28/2016 |  | 10/18/2017
International Comfort Products | Arcoaire | N9MSB0401712C | Natural Gas | Induced Draft | True | False | 1 | False | Up |  | None | Condensing | Single-Stage |  | 0.5 | Standard |  | 40000 | 37000 |  |  | 33500 | 383 | 92.1 | 78 | [8 empty] | Federally-Regulated Consumer Product | 11/28/2016 |  | 10/18/2017
International Comfort Products | Arcoaire | N9MSB0401712C | Natural Gas | Induced Draft | True | False | 1 | False | Down |  | None | Condensing | Single-Stage |  | 0.5 | Standard |  | 40000 | 37000 |  |  | 33500 | 383 | 92.1 | 78 | [8 empty] | Federally-Regulated Consumer Product | 11/28/2016 |  | 10/18/2017
International Comfort Products | Arcoaire | N9MSB0401712C | Natural Gas | Induced Draft | True | False | 1 | False | Horizontal |  | None | Condensing | Single-Stage |  | 0.5 | Standard |  | 40000 | 37000 |  |  | 33500 | 383 | 92.1 | 78 | [8 empty] | Federally-Regulated Consumer Product | 11/28/2016 |  | 10/18/2017
International Comfort Products | Arcoaire | N9MSB0601412C | LPG | Induced Draft | True | False | 1 | False | Up |  | None | Condensing | Single-Stage |  | 0.33 | Standard |  | 60000 | 56000 |  |  | 50600 | 481 | 92.1 | 78 | [8 empty] | Federally-Regulated Consumer Product | 11/28/2016 |  | 10/18/2017
International Comfort Products | Arcoaire | N9MSB0601412C | LPG | Induced Draft | True | False | 1 | False | Down |  | None | Condensing | Single-Stage |  | 0.33 | Standard |  | 60000 | 56000 |  |  | 50600 | 481 | 92.1 | 78 | [8 empty] | Federally-Regulated Consumer Product | 11/28/2016 |  | 10/18/2017
International Comfort Products | Arcoaire | N9MSB0601412C | LPG | Induced Draft | True | False | 1 | False | Horizontal |  | None | Condensing | Single-Stage |  | 0.33 | Standard |  | 60000 | 56000 |  |  | 50600 | 481 | 92.1 | 78 | [8 empty] | Federally-Regulated Consumer Product | 11/28/2016 |  | 10/18/2017
International Comfort Products | Arcoaire | N9MSB0601412C | Natural Gas | Induced Draft | True | False | 1 | False | Up |  | None | Condensing | Single-Stage |  | 0.33 | Standard |  | 60000 | 56000 |  |  | 50600 | 481 | 92.1 | 78 | [8 empty] | Federally-Regulated Consumer Product | 11/28/2016 |  | 10/18/2017
International Comfort Products | Arcoaire | N9MSB0601412C | Natural Gas | Induced Draft | True | False | 1 | False | Down |  | None | Condensing | Single-Stage |  | 0.33 | Standard |  | 60000 | 56000 |  |  | 50600 | 481 | 92.1 | 78 | [8 empty] | Federally-Regulated Consumer Product | 11/28/2016 |  | 10/18/2017
International Comfort Products | Arcoaire | N9MSB0601412C | Natural Gas | Induced Draft | True | False | 1 | False | Horizontal |  | None | Condensing | Single-Stage |  | 0.33 | Standard |  | 60000 | 56000 |  |  | 50600 | 481 | 92.1 | 78 | [8 empty] | Federally-Regulated Consumer Product | 11/28/2016 |  | 10/18/2017
International Comfort Products | Arcoaire | N9MSB0601716C | LPG | Induced Draft | True | False | 1 | False | Up |  | None | Condensing | Single-Stage |  | 0.5 | Standard |  | 60000 | 56000 |  |  | 50100 | 605 | 92.1 | 78 | [8 empty] | Federally-Regulated Consumer Product | 11/28/2016 |  | 10/18/2017
International Comfort Products | Arcoaire | N9MSB0601716C | LPG | Induced Draft | True | False | 1 | False | Down |  | None | Condensing | Single-Stage |  | 0.5 | Standard |  | 60000 | 56000 |  |  | 50100 | 605 | 92.1 | 78 | [8 empty] | Federally-Regulated Consumer Product | 11/28/2016 |  | 10/18/2017
International Comfort Products | Arcoaire | N9MSB0601716C | LPG | Induced Draft | True | False | 1 | False | Horizontal |  | None | Condensing | Single-Stage |  | 0.5 | Standard |  | 60000 | 56000 |  |  | 50100 | 605 | 92.1 | 78 | [8 empty] | Federally-Regulated Consumer Product | 11/28/2016 |  | 10/18/2017
International Comfort Products | Arcoaire | N9MSB0601716C | Natural Gas | Induced Draft | True | False | 1 | False | Up |  | None | Condensing | Single-Stage |  | 0.5 | Standard |  | 60000 | 56000 |  |  | 50100 | 605 | 92.1 | 78 | [8 empty] | Federally-Regulated Consumer Product | 11/28/2016 |  | 10/18/2017
International Comfort Products | Arcoaire | N9MSB0601716C | Natural Gas | Induced Draft | True | False | 1 | False | Down |  | None | Condensing | Single-Stage |  | 0.5 | Standard |  | 60000 | 56000 |  |  | 50100 | 605 | 92.1 | 78 | [8 empty] | Federally-Regulated Consumer Product | 11/28/2016 |  | 10/18/2017
International Comfort Products | Arcoaire | N9MSB0601716C | Natural Gas | Induced Draft | True | False | 1 | False | Horizontal |  | None | Condensing | Single-Stage |  | 0.5 | Standard |  | 60000 | 56000 |  |  | 50100 | 605 | 92.1 | 78 | [8 empty] | Federally-Regulated Consumer Product | 11/28/2016 |  | 10/18/2017
International Comfort Products | Arcoaire | N9MSB0802120C | LPG | Induced Draft | True | False | 1 | False | Up |  | None | Condensing | Single-Stage |  | 0.75 | Standard |  | 80000 | 75000 |  |  | 66900 | 775 | 92.1 | 78 | [8 empty] | Federally-Regulated Consumer Product | 11/28/2016 |  | 10/18/2017
International Comfort Products | Arcoaire | N9MSB0802120C | LPG | Induced Draft | True | False | 1 | False | Down |  | None | Condensing | Single-Stage |  | 0.75 | Standard |  | 80000 | 75000 |  |  | 66900 | 775 | 92.1 | 78 | [8 empty] | Federally-Regulated Consumer Product | 11/28/2016 |  | 10/18/2017
International Comfort Products | Arcoaire | N9MSB0802120C | LPG | Induced Draft | True | False | 1 | False | Horizontal |  | None | Condensing | Single-Stage |  | 0.75 | Standard |  | 80000 | 75000 |  |  | 66900 | 775 | 92.1 | 78 | [8 empty] | Federally-Regulated Consumer Product | 11/28/2016 |  | 10/18/2017
International Comfort Products | Arcoaire | N9MSB0802120C | Natural Gas | Induced Draft | True | False | 1 | False | Up |  | None | Condensing | Single-Stage |  | 0.75 | Standard |  | 80000 | 75000 |  |  | 66900 | 775 | 92.1 | 78 | [8 empty] | Federally-Regulated Consumer Product | 11/28/2016 |  | 10/18/2017
International Comfort Products | Arcoaire | N9MSB0802120C | Natural Gas | Induced Draft | True | False | 1 | False | Down |  | None | Condensing | Single-Stage |  | 0.75 | Standard |  | 80000 | 75000 |  |  | 66900 | 775 | 92.1 | 78 | [8 empty] | Federally-Regulated Consumer Product | 11/28/2016 |  | 10/18/2017
International Comfort Products | Arcoaire | N9MSB0802120C | Natural Gas | Induced Draft | True | False | 1 | False | Horizontal |  | None | Condensing | Single-Stage |  | 0.75 | Standard |  | 80000 | 75000 |  |  | 66900 | 775 | 92.1 | 78 | [8 empty] | Federally-Regulated Consumer Product | 11/28/2016 |  | 10/18/2017
International Comfort Products | Arcoaire | N9MSB1002116C | LPG | Induced Draft | True | False | 1 | False | Up |  | None | Condensing | Single-Stage |  | 0.5 | Standard |  | 100000 | 94000 |  |  | 100900 | 994 | 92.1 | 78 | [8 empty] | Federally-Regulated Consumer Product | 02/14/2017 |  | 10/18/2017
International Comfort Products | Arcoaire | N9MSB1002116C | LPG | Induced Draft | True | False | 1 | False | Down |  | None | Condensing | Single-Stage |  | 0.5 | Standard |  | 100000 | 94000 |  |  | 100900 | 994 | 92.1 | 78 | [8 empty] | Federally-Regulated Consumer Product | 02/14/2017 |  | 10/18/2017
International Comfort Products | Arcoaire | N9MSB1002116C | LPG | Induced Draft | True | False | 1 | False | Horizontal |  | None | Condensing | Single-Stage |  | 0.5 | Standard |  | 100000 | 94000 |  |  | 100900 | 994 | 92.1 | 78 | [8 empty] | Federally-Regulated Consumer Product | 02/14/2017 |  | 10/18/2017
International Comfort Products | Arcoaire | N9MSB1002116C | Natural Gas | Induced Draft | True | False | 1 | False | Up |  | None | Condensing | Single-Stage |  | 0.5 | Standard |  | 100000 | 94000 |  |  | 100900 | 994 | 92.1 | 78 | [8 empty] | Federally-Regulated Consumer Product | 02/14/2017 |  | 10/18/2017
International Comfort Products | Arcoaire | N9MSB1002116C | Natural Gas | Induced Draft | True | False | 1 | False | Down |  | None | Condensing | Single-Stage |  | 0.5 | Standard |  | 100000 | 94000 |  |  | 100900 | 994 | 92.1 | 78 | [8 empty] | Federally-Regulated Consumer Product | 02/14/2017 |  | 10/18/2017
International Comfort Products | Arcoaire | N9MSB1002116C | Natural Gas | Induced Draft | True | False | 1 | False | Horizontal |  | None | Condensing | Single-Stage |  | 0.5 | Standard |  | 100000 | 94000 |  |  | 100900 | 994 | 92.1 | 78 | [8 empty] | Federally-Regulated Consumer Product | 02/14/2017 |  | 10/18/2017
International Comfort Products | Arcoaire | N9MSB1002120C | LPG | Induced Draft | True | False | 1 | False | Up |  | None | Condensing | Single-Stage |  | 0.75 | Standard |  | 100000 | 94000 |  |  | 100800 | 1030 | 92.1 | 78 | [8 empty] | Federally-Regulated Consumer Product | 02/14/2017 |  | 10/18/2017
International Comfort Products | Arcoaire | N9MSB1002120C | LPG | Induced Draft | True | False | 1 | False | Down |  | None | Condensing | Single-Stage |  | 0.75 | Standard |  | 100000 | 94000 |  |  | 100800 | 1030 | 92.1 | 78 | [8 empty] | Federally-Regulated Consumer Product | 02/14/2017 |  | 10/18/2017
International Comfort Products | Arcoaire | N9MSB1002120C | LPG | Induced Draft | True | False | 1 | False | Horizontal |  | None | Condensing | Single-Stage |  | 0.75 | Standard |  | 100000 | 94000 |  |  | 100800 | 1030 | 92.1 | 78 | [8 empty] | Federally-Regulated Consumer Product | 02/14/2017 |  | 10/18/2017
International Comfort Products | Arcoaire | N9MSB1002120C | Natural Gas | Induced Draft | True | False | 1 | False | Up |  | None | Condensing | Single-Stage |  | 0.75 | Standard |  | 100000 | 94000 |  |  | 100800 | 1030 | 92.1 | 78 | [8 empty] | Federally-Regulated Consumer Product | 02/14/2017 |  | 10/18/2017
International Comfort Products | Arcoaire | N9MSB1002120C | Natural Gas | Induced Draft | True | False | 1 | False | Down |  | None | Condensing | Single-Stage |  | 0.75 | Standard |  | 100000 | 94000 |  |  | 100800 | 1030 | 92.1 | 78 | [8 empty] | Federally-Regulated Consumer Product | 02/14/2017 |  | 10/18/2017
International Comfort Products | Arcoaire | N9MSB1002120C | Natural Gas | Induced Draft | True | False | 1 | False | Horizontal |  | None | Condensing | Single-Stage |  | 0.75 | Standard |  | 100000 | 94000 |  |  | 100800 | 1030 | 92.1 | 78 | [8 empty] | Federally-Regulated Consumer Product | 02/14/2017 |  | 10/18/2017
International Comfort Products | Arcoaire | N9MSB1202420C | LPG | Induced Draft | True | False | 1 | False | Up |  | None | Condensing | Single-Stage |  | 0.75 | Standard |  | 120000 | 112000 |  |  | 117400 | 1247 | 92.1 | 78 | [8 empty] | Federally-Regulated Consumer Product | 02/14/2017 |  | 10/18/2017
International Comfort Products | Arcoaire | N9MSB1202420C | LPG | Induced Draft | True | False | 1 | False | Down |  | None | Condensing | Single-Stage |  | 0.75 | Standard |  | 120000 | 112000 |  |  | 117400 | 1247 | 92.1 | 78 | [8 empty] | Federally-Regulated Consumer Product | 02/14/2017 |  | 10/18/2017
International Comfort Products | Arcoaire | N9MSB1202420C | LPG | Induced Draft | True | False | 1 | False | Horizontal |  | None | Condensing | Single-Stage |  | 0.75 | Standard |  | 120000 | 112000 |  |  | 117400 | 1247 | 92.1 | 78 | [8 empty] | Federally-Regulated Consumer Product | 02/14/2017 |  | 10/18/2017
International Comfort Products | Arcoaire | N9MSB1202420C | Natural Gas | Induced Draft | True | False | 1 | False | Up |  | None | Condensing | Single-Stage |  | 0.75 | Standard |  | 120000 | 112000 |  |  | 117400 | 1247 | 92.1 | 78 | [8 empty] | Federally-Regulated Consumer Product | 02/14/2017 |  | 10/18/2017
International Comfort Products | Arcoaire | N9MSB1202420C | Natural Gas | Induced Draft | True | False | 1 | False | Down |  | None | Condensing | Single-Stage |  | 0.75 | Standard |  | 120000 | 112000 |  |  | 117400 | 1247 | 92.1 | 78 | [8 empty] | Federally-Regulated Consumer Product | 02/14/2017 |  | 10/18/2017
International Comfort Products | Arcoaire | N9MSB1202420C | Natural Gas | Induced Draft | True | False | 1 | False | Horizontal |  | None | Condensing | Single-Stage |  | 0.75 | Standard |  | 120000 | 112000 |  |  | 117400 | 1247 | 92.1 | 78 | [8 empty] | Federally-Regulated Consumer Product | 02/14/2017 |  | 10/18/2017
International Comfort Products | Arcoaire | F9MXT0601412A* | LPG | Induced Draft | True | False | 1 | False | Up |  | None | Condensing | Two-Stage Modulating |  | 0.5 | Standard |  | 60000 | 58000 |  |  | 48700 | 248 | 95 | 78 | [8 empty] | Federally-Regulated Consumer Product | 11/28/2016 |  | 10/18/2017
International Comfort Products | Arcoaire | F9MXT0601412A* | LPG | Induced Draft | True | False | 1 | False | Horizontal |  | None | Condensing | Two-Stage Modulating |  | 0.5 | Standard |  | 60000 | 58000 |  |  | 48700 | 248 | 95 | 78 | [8 empty] | Federally-Regulated Consumer Product | 11/28/2016 |  | 10/18/2017
International Comfort Products | Arcoaire | F9MXT0601412A* | Natural Gas | Induced Draft | True | False | 1 | False | Up |  | None | Condensing | Two-Stage Modulating |  | 0.5 | Standard |  | 60000 | 58000 |  |  | 48700 | 248 | 95 | 78 | [8 empty] | Federally-Regulated Consumer Product | 11/28/2016 |  | 10/18/2017
International Comfort Products | Arcoaire | F9MXT0601412A* | Natural Gas | Induced Draft | True | False | 1 | False | Horizontal |  | None | Condensing | Two-Stage Modulating |  | 0.5 | Standard |  | 60000 | 58000 |  |  | 48700 | 248 | 95 | 78 | [8 empty] | Federally-Regulated Consumer Product | 11/28/2016 |  | 10/18/2017
International Comfort Products | Arcoaire | N9MSE0261408A | LPG | Induced Draft | True | False | 1 | False | Up |  | None | Condensing | Single-Stage |  | 0.25 | Standard |  | 26000 | 25000 |  |  | 24300 | 271 | 95.5 | 78 | [8 empty] | Federally-Regulated Consumer Product | 10/27/2016 |  | 10/18/2017
International Comfort Products | Arcoaire | N9MSE0261408A | LPG | Induced Draft | True | False | 1 | False | Horizontal |  | None | Condensing | Single-Stage |  | 0.25 | Standard |  | 26000 | 25000 |  |  | 24300 | 271 | 95.5 | 78 | [8 empty] | Federally-Regulated Consumer Product | 10/27/2016 |  | 10/18/2017
International Comfort Products | Arcoaire | N9MSE0261408A | Natural Gas | Induced Draft | True | False | 1 | False | Up |  | None | Condensing | Single-Stage |  | 0.25 | Standard |  | 26000 | 25000 |  |  | 24300 | 271 | 95.5 | 78 | [8 empty] | Federally-Regulated Consumer Product | 10/27/2016 |  | 10/18/2017
International Comfort Products | Arcoaire | N9MSE0261408A | Natural Gas | Induced Draft | True | False | 1 | False | Horizontal |  | None | Condensing | Single-Stage |  | 0.25 | Standard |  | 26000 | 25000 |  |  | 24300 | 271 | 95.5 | 78 | [8 empty] | Federally-Regulated Consumer Product | 10/27/2016 |  | 10/18/2017
International Comfort Products | Arcoaire | F9MXE0261410A | LPG | Induced Draft | True | False | 1 | False | Up |  | None | Condensing | Single-Stage |  | 0.33 | Standard |  | 26000 | 25000 |  |  | 24700 | 130 | 96 | 78 | [8 empty] | Federally-Regulated Consumer Product | 10/27/2016 |  | 10/18/2017
International Comfort Products | Arcoaire | F9MXE0261410A | LPG | Induced Draft | True | False | 1 | False | Horizontal |  | None | Condensing | Single-Stage |  | 0.33 | Standard |  | 26000 | 25000 |  |  | 24700 | 130 | 96 | 78 | [8 empty] | Federally-Regulated Consumer Product | 10/27/2016 |  | 10/18/2017
International Comfort Products | Arcoaire | F9MXE0261410A | Natural Gas | Induced Draft | True | False | 1 | False | Up |  | None | Condensing | Single-Stage |  | 0.33 | Standard |  | 26000 | 25000 |  |  | 24700 | 130 | 96 | 78 | [8 empty] | Federally-Regulated Consumer Product | 10/27/2016 |  | 10/18/2017
International Comfort Products | Arcoaire | F9MXE0261410A | Natural Gas | Induced Draft | True | False | 1 | False | Horizontal |  | None | Condensing | Single-Stage |  | 0.33 | Standard |  | 26000 | 25000 |  |  | 24700 | 130 | 96 | 78 | [8 empty] | Federally-Regulated Consumer Product | 10/27/2016 |  | 10/18/2017
International Comfort Products | Arcoaire | F9MAE0601714A*D | LPG | Induced Draft | True | False | 1 | False | Down |  | None | Condensing | Step Modulating |  | 0.5 | Standard |  | 60000 | 58000 |  |  | 47900 | 173 | 95 | 78 | [8 empty] | Federally-Regulated Consumer Product | 10/27/2016 |  | 10/18/2017
International Comfort Products | Arcoaire | F9MAE0601714A*D | Natural Gas | Induced Draft | True | False | 1 | False | Down |  | None | Condensing | Step Modulating |  | 0.5 | Standard |  | 60000 | 58000 |  |  | 47900 | 173 | 95 | 78 | [8 empty] | Federally-Regulated Consumer Product | 10/27/2016 |  | 10/18/2017
International Comfort Products | Arcoaire | F9MAE0602120A*D | LPG | Induced Draft | True | False | 1 | False | Down |  | None | Condensing | Step Modulating |  | 1 | Standard |  | 61000 | 59000 |  |  | 47700 | 229 | 96.7 | 78 | [8 empty] | Federally-Regulated Consumer Product | 02/14/2017 |  | 10/18/2017
International Comfort Products | Arcoaire | F9MAE0602120A*D | Natural Gas | Induced Draft | True | False | 1 | False | Down |  | None | Condensing | Step Modulating |  | 1 | Standard |  | 61000 | 59000 |  |  | 47700 | 229 | 96.7 | 78 | [8 empty] | Federally-Regulated Consumer Product | 02/14/2017 |  | 10/18/2017
International Comfort Products | Arcoaire | F9MAE0801714A*D | LPG | Induced Draft | True | False | 1 | False | Down |  | None | Condensing | Step Modulating |  | 0.5 | Standard |  | 80000 | 77000 |  |  | 80700 | 383 | 95 | 78 | [8 empty] | Federally-Regulated Consumer Product | 10/27/2016 |  | 10/18/2017
International Comfort Products | Arcoaire | F9MAE0801714A*D | Natural Gas | Induced Draft | True | False | 1 | False | Down |  | None | Condensing | Step Modulating |  | 0.5 | Standard |  | 80000 | 77000 |  |  | 80700 | 383 | 95 | 78 | [8 empty] | Federally-Regulated Consumer Product | 10/27/2016 |  | 10/18/2017
International Comfort Products | Arcoaire | F9MAE1002122A*D | LPG | Induced Draft | True | False | 1 | False | Down |  | None | Condensing | Step Modulating |  | 1 | Standard |  | 100000 | 95000 |  |  | 98700 | 377 | 94 | 78 | [8 empty] | Federally-Regulated Consumer Product | 02/14/2017 |  | 10/18/2017
International Comfort Products | Arcoaire | F9MAE1002122A*D | Natural Gas | Induced Draft | True | False | 1 | False | Down |  | None | Condensing | Step Modulating |  | 1 | Standard |  | 100000 | 95000 |  |  | 98700 | 377 | 94 | 78 | [8 empty] | Federally-Regulated Consumer Product | 02/14/2017 |  | 10/18/2017
International Comfort Products | Arcoaire | F9MAE1202422A*D | LPG | Induced Draft | True | False | 1 | False | Down |  | None | Condensing | Step Modulating |  | 1 | Standard |  | 120000 | 115000 |  |  | 113000 | 488 | 95 | 78 | [8 empty] | Federally-Regulated Consumer Product | 10/27/2016 |  | 10/18/2017
International Comfort Products | Arcoaire | F9MAE1202422A*D | Natural Gas | Induced Draft | True | False | 1 | False | Down |  | None | Condensing | Step Modulating |  | 1 | Standard |  | 120000 | 115000 |  |  | 113000 | 488 | 95 | 78 | [8 empty] | Federally-Regulated Consumer Product | 10/27/2016 |  | 10/18/2017
International Comfort Products | Arcoaire | F9MVE0401410A*D | LPG | Induced Draft | True | False | 1 | False | Down |  | None | Condensing | Two-Stage Modulating |  | 0.5 | Standard |  | 40000 | 39000 |  |  | 32600 | 179 | 95 | 78 | [8 empty] | Federally-Regulated Consumer Product | 11/28/2016 |  | 10/18/2017
International Comfort Products | Arcoaire | F9MVE0401410A*D | Natural Gas | Induced Draft | True | False | 1 | False | Down |  | None | Condensing | Two-Stage Modulating |  | 0.5 | Standard |  | 40000 | 39000 |  |  | 32600 | 179 | 95 | 78 | [8 empty] | Federally-Regulated Consumer Product | 11/28/2016 |  | 10/18/2017
International Comfort Products | Arcoaire | F9MVE0401712A*D | LPG | Induced Draft | True | False | 1 | False | Down |  | None | Condensing | Two-Stage Modulating |  | 0.5 | Standard |  | 40000 | 39000 |  |  | 32700 | 150 | 95 | 78 | [8 empty] | Federally-Regulated Consumer Product | 02/14/2017 |  | 10/18/2017
International Comfort Products | Arcoaire | F9MVE0401712A*D | Natural Gas | Induced Draft | True | False | 1 | False | Down |  | None | Condensing | Two-Stage Modulating |  | 0.5 | Standard |  | 40000 | 39000 |  |  | 32700 | 150 | 95 | 78 | [8 empty] | Federally-Regulated Consumer Product | 02/14/2017 |  | 10/18/2017
International Comfort Products | Arcoaire | F9MVE0601412A*D | LPG | Induced Draft | True | False | 1 | False | Down |  | None | Condensing | Two-Stage Modulating |  | 0.5 | Standard |  | 60000 | 58000 |  |  | 48500 | 255 | 95 | 78 | [8 empty] | Federally-Regulated Consumer Product | 08/17/2016 |  | 10/18/2017
International Comfort Products | Arcoaire | F9MVE0601412A*D | Natural Gas | Induced Draft | True | False | 1 | False | Down |  | None | Condensing | Two-Stage Modulating |  | 0.5 | Standard |  | 60000 | 58000 |  |  | 48500 | 255 | 95 | 78 | [8 empty] | Federally-Regulated Consumer Product | 08/17/2016 |  | 10/18/2017
International Comfort Products | Arcoaire | F9MVE0601714A*D | LPG | Induced Draft | True | False | 1 | False | Down |  | None | Condensing | Two-Stage Modulating |  | 0.75 | Standard |  | 60000 | 58000 |  |  | 49000 | 194 | 95 | 78 | [8 empty] | Federally-Regulated Consumer Product | 08/17/2016 |  | 10/18/2017
International Comfort Products | Arcoaire | F9MVE0601714A*D | Natural Gas | Induced Draft | True | False | 1 | False | Down |  | None | Condensing | Two-Stage Modulating |  | 0.75 | Standard |  | 60000 | 58000 |  |  | 49000 | 194 | 95 | 78 | [8 empty] | Federally-Regulated Consumer Product | 08/17/2016 |  | 10/18/2017
International Comfort Products | Arcoaire | F9MVE0801716A*D | LPG | Induced Draft | True | False | 1 | False | Down |  | None | Condensing | Two-Stage Modulating |  | 0.75 | Standard |  | 80000 | 77000 |  |  | 80800 | 410 | 95 | 78 | [8 empty] | Federally-Regulated Consumer Product | 08/17/2016 |  | 10/18/2017
International Comfort Products | Arcoaire | F9MVE0801716A*D | Natural Gas | Induced Draft | True | False | 1 | False | Down |  | None | Condensing | Two-Stage Modulating |  | 0.75 | Standard |  | 80000 | 77000 |  |  | 80800 | 410 | 95 | 78 | [8 empty] | Federally-Regulated Consumer Product | 08/17/2016 |  | 10/18/2017
International Comfort Products | Arcoaire | F9MVE0802120A*D | LPG | Induced Draft | True | False | 1 | False | Down |  | None | Condensing | Two-Stage Modulating |  | 1 | Standard |  | 80000 | 76000 |  |  | 65500 | 261 | 95 | 78 | [8 empty] | Federally-Regulated Consumer Product | 11/28/2016 |  | 10/18/2017
International Comfort Products | Arcoaire | F9MVE0802120A*D | Natural Gas | Induced Draft | True | False | 1 | False | Down |  | None | Condensing | Two-Stage Modulating |  | 1 | Standard |  | 80000 | 76000 |  |  | 65500 | 261 | 95 | 78 | [8 empty] | Federally-Regulated Consumer Product | 11/28/2016 |  | 10/18/2017
International Comfort Products | Arcoaire | F9MVE1002120A*D | LPG | Induced Draft | True | False | 1 | False | Down |  | None | Condensing | Two-Stage Modulating |  | 1 | Standard |  | 100000 | 97000 |  |  | 97400 | 420 | 95 | 78 | [8 empty] | Federally-Regulated Consumer Product | 02/14/2017 |  | 10/18/2017
International Comfort Products | Arcoaire | F9MVE1002120A*D | Natural Gas | Induced Draft | True | False | 1 | False | Down |  | None | Condensing | Two-Stage Modulating |  | 1 | Standard |  | 100000 | 97000 |  |  | 97400 | 420 | 95 | 78 | [8 empty] | Federally-Regulated Consumer Product | 02/14/2017 |  | 10/18/2017
International Comfort Products | Arcoaire | F9MVE1202422A*D | LPG | Induced Draft | True | False | 1 | False | Down |  | None | Condensing | Two-Stage Modulating |  | 1 | Standard |  | 120000 | 116000 |  |  | 111300 | 628 | 95 | 78 | [8 empty] | Federally-Regulated Consumer Product | 08/17/2016 |  | 10/18/2017
International Comfort Products | Arcoaire | F9MVE1202422A*D | Natural Gas | Induced Draft | True | False | 1 | False | Down |  | None | Condensing | Two-Stage Modulating |  | 1 | Standard |  | 120000 | 116000 |  |  | 111300 | 628 | 95 | 78 | [8 empty] | Federally-Regulated Consumer Product | 08/17/2016 |  | 10/18/2017
International Comfort Products | Arcoaire | F9MXE0261410A*D | LPG | Induced Draft | True | False | 1 | False | Down |  | None | Condensing | Single-Stage |  | 0.33 | Standard |  | 26000 | 25000 |  |  | 25000 | 128 | 95 | 78 | [8 empty] | Federally-Regulated Consumer Product | 02/14/2017 |  | 10/18/2017
International Comfort Products | Arcoaire | F9MXE0261410A*D | Natural Gas | Induced Draft | True | False | 1 | False | Down |  | None | Condensing | Single-Stage |  | 0.33 | Standard |  | 26000 | 25000 |  |  | 25000 | 128 | 95 | 78 | [8 empty] | Federally-Regulated Consumer Product | 02/14/2017 |  | 10/18/2017
International Comfort Products | Arcoaire | F9MXE0401410A*D | LPG | Induced Draft | True | False | 1 | False | Down |  | None | Condensing | Single-Stage |  | 0.5 | Standard |  | 40000 | 39000 |  |  | 33200 | 188 | 95 | 78 | [8 empty] | Federally-Regulated Consumer Product | 11/28/2016 |  | 10/18/2017
International Comfort Products | Arcoaire | F9MXE0401410A*D | Natural Gas | Induced Draft | True | False | 1 | False | Down |  | None | Condensing | Single-Stage |  | 0.5 | Standard |  | 40000 | 39000 |  |  | 33200 | 188 | 95 | 78 | [8 empty] | Federally-Regulated Consumer Product | 11/28/2016 |  | 10/18/2017
International Comfort Products | Comfortmaker | G9MAE0602120A*D | LPG | Induced Draft | True | False | 1 | False | Down |  | None | Condensing | Step Modulating |  | 1 | Standard |  | 61000 | 59000 |  |  | 47700 | 229 | 96.7 | 78 | [8 empty] | Federally-Regulated Consumer Product | 02/14/2017 |  | 10/18/2017
International Comfort Products | Comfortmaker | G9MAE0602120A*D | Natural Gas | Induced Draft | True | False | 1 | False | Down |  | None | Condensing | Step Modulating |  | 1 | Standard |  | 61000 | 59000 |  |  | 47700 | 229 | 96.7 | 78 | [8 empty] | Federally-Regulated Consumer Product | 02/14/2017 |  | 10/18/2017
International Comfort Products | Comfortmaker | G9MAE0801714A*D | LPG | Induced Draft | True | False | 1 | False | Down |  | None | Condensing | Step Modulating |  | 0.5 | Standard |  | 80000 | 77000 |  |  | 80700 | 383 | 95 | 78 | [8 empty] | Federally-Regulated Consumer Product | 10/27/2016 |  | 10/18/2017
International Comfort Products | Comfortmaker | G9MAE0801714A*D | Natural Gas | Induced Draft | True | False | 1 | False | Down |  | None | Condensing | Step Modulating |  | 0.5 | Standard |  | 80000 | 77000 |  |  | 80700 | 383 | 95 | 78 | [8 empty] | Federally-Regulated Consumer Product | 10/27/2016 |  | 10/18/2017
International Comfort Products | Comfortmaker | G9MAE1002122A*D | LPG | Induced Draft | True | False | 1 | False | Down |  | None | Condensing | Step Modulating |  | 1 | Standard |  | 100000 | 95000 |  |  | 98700 | 377 | 94 | 78 | [8 empty] | Federally-Regulated Consumer Product | 02/14/2017 |  | 10/18/2017
International Comfort Products | Comfortmaker | G9MAE1002122A*D | Natural Gas | Induced Draft | True | False | 1 | False | Down |  | None | Condensing | Step Modulating |  | 1 | Standard |  | 100000 | 95000 |  |  | 98700 | 377 | 94 | 78 | [8 empty] | Federally-Regulated Consumer Product | 02/14/2017 |  | 10/18/2017
International Comfort Products | Comfortmaker | G9MAE1202422A*D | LPG | Induced Draft | True | False | 1 | False | Down |  | None | Condensing | Step Modulating |  | 1 | Standard |  | 120000 | 115000 |  |  | 113000 | 488 | 95 | 78 | [8 empty] | Federally-Regulated Consumer Product | 10/27/2016 |  | 10/18/2017
International Comfort Products | Comfortmaker | G9MAE1202422A*D | Natural Gas | Induced Draft | True | False | 1 | False | Down |  | None | Condensing | Step Modulating |  | 1 | Standard |  | 120000 | 115000 |  |  | 113000 | 488 | 95 | 78 | [8 empty] | Federally-Regulated Consumer Product | 10/27/2016 |  | 10/18/2017
International Comfort Products | Comfortmaker | G9MVE0401410A*D | LPG | Induced Draft | True | False | 1 | False | Down |  | None | Condensing | Two-Stage Modulating |  | 0.5 | Standard |  | 40000 | 39000 |  |  | 32600 | 179 | 95 | 78 | [8 empty] | Federally-Regulated Consumer Product | 08/17/2016 |  | 10/18/2017
International Comfort Products | Comfortmaker | G9MVE0401410A*D | Natural Gas | Induced Draft | True | False | 1 | False | Down |  | None | Condensing | Two-Stage Modulating |  | 0.5 | Standard |  | 40000 | 39000 |  |  | 32600 | 179 | 95 | 78 | [8 empty] | Federally-Regulated Consumer Product | 08/17/2016 |  | 10/18/2017
International Comfort Products | Comfortmaker | G9MVE0401712A*D | LPG | Induced Draft | True | False | 1 | False | Down |  | None | Condensing | Two-Stage Modulating |  | 0.5 | Standard |  | 40000 | 39000 |  |  | 32700 | 150 | 95 | 78 | [8 empty] | Federally-Regulated Consumer Product | 02/14/2017 |  | 10/18/2017
International Comfort Products | Comfortmaker | G9MVE0401712A*D | Natural Gas | Induced Draft | True | False | 1 | False | Down |  | None | Condensing | Two-Stage Modulating |  | 0.5 | Standard |  | 40000 | 39000 |  |  | 32700 | 150 | 95 | 78 | [8 empty] | Federally-Regulated Consumer Product | 02/14/2017 |  | 10/18/2017
International Comfort Products | Comfortmaker | G9MVE0601412A*D | LPG | Induced Draft | True | False | 1 | False | Down |  | None | Condensing | Two-Stage Modulating |  | 0.5 | Standard |  | 60000 | 58000 |  |  | 48500 | 255 | 95 | 78 | [8 empty] | Federally-Regulated Consumer Product | 08/17/2016 |  | 10/18/2017
International Comfort Products | Comfortmaker | G9MVE0601412A*D | Natural Gas | Induced Draft | True | False | 1 | False | Down |  | None | Condensing | Two-Stage Modulating |  | 0.5 | Standard |  | 60000 | 58000 |  |  | 48500 | 255 | 95 | 78 | [8 empty] | Federally-Regulated Consumer Product | 08/17/2016 |  | 10/18/2017
International Comfort Products | Comfortmaker | G9MVE0601714A*D | LPG | Induced Draft | True | False | 1 | False | Down |  | None | Condensing | Two-Stage Modulating |  | 0.75 | Standard |  | 60000 | 58000 |  |  | 49000 | 194 | 95 | 78 | [8 empty] | Federally-Regulated Consumer Product | 08/17/2016 |  | 10/18/2017
International Comfort Products | Comfortmaker | G9MVE0601714A*D | Natural Gas | Induced Draft | True | False | 1 | False | Down |  | None | Condensing | Two-Stage Modulating |  | 0.75 | Standard |  | 60000 | 58000 |  |  | 49000 | 194 | 95 | 78 | [8 empty] | Federally-Regulated Consumer Product | 08/17/2016 |  | 10/18/2017
International Comfort Products | Comfortmaker | G9MVE0801716A*D | LPG | Induced Draft | True | False | 1 | False | Down |  | None | Condensing | Two-Stage Modulating |  | 0.75 | Standard |  | 80000 | 77000 |  |  | 80800 | 410 | 95 | 78 | [8 empty] | Federally-Regulated Consumer Product | 08/17/2016 |  | 10/18/2017
International Comfort Products | Comfortmaker | G9MVE0801716A*D | Natural Gas | Induced Draft | True | False | 1 | False | Down |  | None | Condensing | Two-Stage Modulating |  | 0.75 | Standard |  | 80000 | 77000 |  |  | 80800 | 410 | 95 | 78 | [8 empty] | Federally-Regulated Consumer Product | 08/17/2016 |  | 10/18/2017
International Comfort Products | Comfortmaker | G9MVE0802120A*D | LPG | Induced Draft | True | False | 1 | False | Down |  | None | Condensing | Two-Stage Modulating |  | 1 | Standard |  | 80000 | 76000 |  |  | 65500 | 261 | 95 | 78 | [8 empty] | Federally-Regulated Consumer Product | 08/17/2016 |  | 10/18/2017
International Comfort Products | Comfortmaker | G9MVE0802120A*D | Natural Gas | Induced Draft | True | False | 1 | False | Down |  | None | Condensing | Two-Stage Modulating |  | 1 | Standard |  | 80000 | 76000 |  |  | 65500 | 261 | 95 | 78 | [8 empty] | Federally-Regulated Consumer Product | 08/17/2016 |  | 10/18/2017
International Comfort Products | Comfortmaker | G9MVE1002120A*D | LPG | Induced Draft | True | False | 1 | False | Down |  | None | Condensing | Two-Stage Modulating |  | 1 | Standard |  | 100000 | 97000 |  |  | 97400 | 420 | 95 | 78 | [8 empty] | Federally-Regulated Consumer Product | 02/14/2017 |  | 10/18/2017
International Comfort Products | Comfortmaker | G9MVE1002120A*D | Natural Gas | Induced Draft | True | False | 1 | False | Down |  | None | Condensing | Two-Stage Modulating |  | 1 | Standard |  | 100000 | 97000 |  |  | 97400 | 420 | 95 | 78 | [8 empty] | Federally-Regulated Consumer Product | 02/14/2017 |  | 10/18/2017
International Comfort Products | Comfortmaker | G9MVE1202422A*D | LPG | Induced Draft | True | False | 1 | False | Down |  | None | Condensing | Two-Stage Modulating |  | 1 | Standard |  | 120000 | 116000 |  |  | 111300 | 628 | 95 | 78 | [8 empty] | Federally-Regulated Consumer Product | 08/17/2016 |  | 10/18/2017
International Comfort Products | Comfortmaker | G9MVE1202422A*D | Natural Gas | Induced Draft | True | False | 1 | False | Down |  | None | Condensing | Two-Stage Modulating |  | 1 | Standard |  | 120000 | 116000 |  |  | 111300 | 628 | 95 | 78 | [8 empty] | Federally-Regulated Consumer Product | 08/17/2016 |  | 10/18/2017
International Comfort Products | Comfortmaker | G9MXE0261410A*D | LPG | Induced Draft | True | False | 1 | False | Down |  | None | Condensing | Single-Stage |  | 0.33 | Standard |  | 26000 | 25000 |  |  | 25000 | 128 | 95 | 78 | [8 empty] | Federally-Regulated Consumer Product | 02/14/2017 |  | 10/18/2017
International Comfort Products | Comfortmaker | G9MXE0261410A*D | Natural Gas | Induced Draft | True | False | 1 | False | Down |  | None | Condensing | Single-Stage |  | 0.33 | Standard |  | 26000 | 25000 |  |  | 25000 | 128 | 95 | 78 | [8 empty] | Federally-Regulated Consumer Product | 02/14/2017 |  | 10/18/2017
International Comfort Products | Comfortmaker | G9MXE0401410A*D | LPG | Induced Draft | True | False | 1 | False | Down |  | None | Condensing | Single-Stage |  | 0.5 | Standard |  | 40000 | 39000 |  |  | 33200 | 188 | 95 | 78 | [8 empty] | Federally-Regulated Consumer Product | 11/28/2016 |  | 10/18/2017
International Comfort Products | Comfortmaker | G9MXE0401410A*D | Natural Gas | Induced Draft | True | False | 1 | False | Down |  | None | Condensing | Single-Stage |  | 0.5 | Standard |  | 40000 | 39000 |  |  | 33200 | 188 | 95 | 78 | [8 empty] | Federally-Regulated Consumer Product | 11/28/2016 |  | 10/18/2017
International Comfort Products | Comfortmaker | G9MXE0401712A*D | LPG | Induced Draft | True | False | 1 | False | Down |  | None | Condensing | Single-Stage |  | 0.5 | Standard |  | 40000 | 39000 |  |  | 33200 | 183 | 95 | 78 | [8 empty] | Federally-Regulated Consumer Product | 11/28/2016 |  | 10/18/2017
International Comfort Products | Comfortmaker | G9MXE0401712A*D | Natural Gas | Induced Draft | True | False | 1 | False | Down |  | None | Condensing | Single-Stage |  | 0.5 | Standard |  | 40000 | 39000 |  |  | 33200 | 183 | 95 | 78 | [8 empty] | Federally-Regulated Consumer Product | 11/28/2016 |  | 10/18/2017
International Comfort Products | Comfortmaker | G9MXE0601412A*D | LPG | Induced Draft | True | False | 1 | False | Down |  | None | Condensing | Single-Stage |  | 0.5 | Standard |  | 60000 | 58000 |  |  | 49500 | 344 | 95 | 78 | [8 empty] | Federally-Regulated Consumer Product | 11/28/2016 |  | 10/18/2017
International Comfort Products | Comfortmaker | G9MXE0601412A*D | Natural Gas | Induced Draft | True | False | 1 | False | Down |  | None | Condensing | Single-Stage |  | 0.5 | Standard |  | 60000 | 58000 |  |  | 49500 | 344 | 95 | 78 | [8 empty] | Federally-Regulated Consumer Product | 11/28/2016 |  | 10/18/2017
International Comfort Products | Comfortmaker | G9MXE0601714A*D | LPG | Induced Draft | True | False | 1 | False | Down |  | None | Condensing | Single-Stage |  | 0.75 | Standard |  | 60000 | 58000 |  |  | 49800 | 263 | 95 | 78 | [8 empty] | Federally-Regulated Consumer Product | 11/28/2016 |  | 10/18/2017
International Comfort Products | Comfortmaker | G9MXE0601714A*D | Natural Gas | Induced Draft | True | False | 1 | False | Down |  | None | Condensing | Single-Stage |  | 0.75 | Standard |  | 60000 | 58000 |  |  | 49800 | 263 | 95 | 78 | [8 empty] | Federally-Regulated Consumer Product | 11/28/2016 |  | 10/18/2017
International Comfort Products | Comfortmaker | G9MXE0801716A*D | LPG | Induced Draft | True | False | 1 | False | Down |  | None | Condensing | Single-Stage |  | 0.75 | Standard |  | 80000 | 78000 |  |  | 82500 | 558 | 95 | 78 | [8 empty] | Federally-Regulated Consumer Product | 11/28/2016 |  | 10/18/2017
International Comfort Products | Comfortmaker | G9MXE0801716A*D | Natural Gas | Induced Draft | True | False | 1 | False | Down |  | None | Condensing | Single-Stage |  | 0.75 | Standard |  | 80000 | 78000 |  |  | 82500 | 558 | 95 | 78 | [8 empty] | Federally-Regulated Consumer Product | 11/28/2016 |  | 10/18/2017
International Comfort Products | Comfortmaker | G9MXE0802120A*D | LPG | Induced Draft | True | False | 1 | False | Down |  | None | Condensing | Single-Stage |  | 1 | Standard |  | 80000 | 78000 |  |  | 83000 | 418 | 95 | 78 | [8 empty] | Federally-Regulated Consumer Product | 11/28/2016 |  | 10/18/2017
International Comfort Products | Comfortmaker | G9MXE0802120A*D | Natural Gas | Induced Draft | True | False | 1 | False | Down |  | None | Condensing | Single-Stage |  | 1 | Standard |  | 80000 | 78000 |  |  | 83000 | 418 | 95 | 78 | [8 empty] | Federally-Regulated Consumer Product | 11/28/2016 |  | 10/18/2017
International Comfort Products | Comfortmaker | G9MXE1002120A*D | LPG | Induced Draft | True | False | 1 | False | Down |  | None | Condensing | Single-Stage |  | 1 | Standard |  | 100000 | 97000 |  |  | 99200 | 614 | 95 | 78 | [8 empty] | Federally-Regulated Consumer Product | 02/14/2017 |  | 10/18/2017
International Comfort Products | Comfortmaker | G9MXE1002120A*D | Natural Gas | Induced Draft | True | False | 1 | False | Down |  | None | Condensing | Single-Stage |  | 1 | Standard |  | 100000 | 97000 |  |  | 99200 | 614 | 95 | 78 | [8 empty] | Federally-Regulated Consumer Product | 02/14/2017 |  | 10/18/2017
International Comfort Products | Comfortmaker | G9MXE1202422A*D | LPG | Induced Draft | True | False | 1 | False | Down |  | None | Condensing | Single-Stage |  | 1 | Standard |  | 120000 | 116000 |  |  | 114500 | 1047 | 95 | 78 | [8 empty] | Federally-Regulated Consumer Product | 11/28/2016 |  | 10/18/2017
International Comfort Products | Comfortmaker | G9MXE1202422A*D | Natural Gas | Induced Draft | True | False | 1 | False | Down |  | None | Condensing | Single-Stage |  | 1 | Standard |  | 120000 | 116000 |  |  | 114500 | 1047 | 95 | 78 | [8 empty] | Federally-Regulated Consumer Product | 11/28/2016 |  | 10/18/2017
International Comfort Products | Comfortmaker | G9MXT0401410A*D | LPG | Induced Draft | True | False | 1 | False | Down |  | None | Condensing | Two-Stage Modulating |  | 0.5 | Standard |  | 40000 | 39000 |  |  | 32600 | 179 | 95 | 78 | [8 empty] | Federally-Regulated Consumer Product | 08/17/2016 |  | 10/18/2017
International Comfort Products | Comfortmaker | G9MXT0401410A*D | Natural Gas | Induced Draft | True | False | 1 | False | Down |  | None | Condensing | Two-Stage Modulating |  | 0.5 | Standard |  | 40000 | 39000 |  |  | 32600 | 179 | 95 | 78 | [8 empty] | Federally-Regulated Consumer Product | 08/17/2016 |  | 10/18/2017
International Comfort Products | Comfortmaker | G9MXT0401712A*D | LPG | Induced Draft | True | False | 1 | False | Down |  | None | Condensing | Two-Stage Modulating |  | 0.5 | Standard |  | 40000 | 39000 |  |  | 32700 | 150 | 95 | 78 | [8 empty] | Federally-Regulated Consumer Product | 02/14/2017 |  | 10/18/2017
International Comfort Products | Comfortmaker | G9MXT0401712A*D | Natural Gas | Induced Draft | True | False | 1 | False | Down |  | None | Condensing | Two-Stage Modulating |  | 0.5 | Standard |  | 40000 | 39000 |  |  | 32700 | 150 | 95 | 78 | [8 empty] | Federally-Regulated Consumer Product | 02/14/2017 |  | 10/18/2017
International Comfort Products | Comfortmaker | G9MXT0601412A*D | LPG | Induced Draft | True | False | 1 | False | Down |  | None | Condensing | Two-Stage Modulating |  | 0.5 | Standard |  | 60000 | 58000 |  |  | 48500 | 255 | 95 | 78 | [8 empty] | Federally-Regulated Consumer Product | 08/17/2016 |  | 10/18/2017
International Comfort Products | Comfortmaker | G9MXT0601412A*D | Natural Gas | Induced Draft | True | False | 1 | False | Down |  | None | Condensing | Two-Stage Modulating |  | 0.5 | Standard |  | 60000 | 58000 |  |  | 48500 | 255 | 95 | 78 | [8 empty] | Federally-Regulated Consumer Product | 08/17/2016 |  | 10/18/2017
International Comfort Products | Comfortmaker | G9MXT0601714A*D | LPG | Induced Draft | True | False | 1 | False | Down |  | None | Condensing | Two-Stage Modulating |  | 0.75 | Standard |  | 60000 | 58000 |  |  | 49000 | 194 | 95 | 78 | [8 empty] | Federally-Regulated Consumer Product | 08/17/2016 |  | 10/18/2017
International Comfort Products | Comfortmaker | G9MXT0601714A*D | Natural Gas | Induced Draft | True | False | 1 | False | Down |  | None | Condensing | Two-Stage Modulating |  | 0.75 | Standard |  | 60000 | 58000 |  |  | 49000 | 194 | 95 | 78 | [8 empty] | Federally-Regulated Consumer Product | 08/17/2016 |  | 10/18/2017
International Comfort Products | Comfortmaker | G9MXT0801716A*D | LPG | Induced Draft | True | False | 1 | False | Down |  | None | Condensing | Two-Stage Modulating |  | 0.75 | Standard |  | 80000 | 77000 |  |  | 80800 | 410 | 95 | 78 | [8 empty] | Federally-Regulated Consumer Product | 08/17/2016 |  | 10/18/2017
International Comfort Products | Comfortmaker | G9MXT0801716A*D | Natural Gas | Induced Draft | True | False | 1 | False | Down |  | None | Condensing | Two-Stage Modulating |  | 0.75 | Standard |  | 80000 | 77000 |  |  | 80800 | 410 | 95 | 78 | [8 empty] | Federally-Regulated Consumer Product | 08/17/2016 |  | 10/18/2017
International Comfort Products | Comfortmaker | G9MXT0802120A*D | LPG | Induced Draft | True | False | 1 | False | Down |  | None | Condensing | Two-Stage Modulating |  | 1 | Standard |  | 80000 | 76000 |  |  | 65500 | 261 | 95 | 78 | [8 empty] | Federally-Regulated Consumer Product | 08/17/2016 |  | 10/18/2017
International Comfort Products | Comfortmaker | G9MXT0802120A*D | Natural Gas | Induced Draft | True | False | 1 | False | Down |  | None | Condensing | Two-Stage Modulating |  | 1 | Standard |  | 80000 | 76000 |  |  | 65500 | 261 | 95 | 78 | [8 empty] | Federally-Regulated Consumer Product | 08/17/2016 |  | 10/18/2017
International Comfort Products | Comfortmaker | G9MXT1002120A*D | LPG | Induced Draft | True | False | 1 | False | Down |  | None | Condensing | Two-Stage Modulating |  | 1 | Standard |  | 100000 | 97000 |  |  | 97400 | 420 | 95 | 78 | [8 empty] | Federally-Regulated Consumer Product | 02/14/2017 |  | 10/18/2017
International Comfort Products | Comfortmaker | G9MXT1002120A*D | Natural Gas | Induced Draft | True | False | 1 | False | Down |  | None | Condensing | Two-Stage Modulating |  | 1 | Standard |  | 100000 | 97000 |  |  | 97400 | 420 | 95 | 78 | [8 empty] | Federally-Regulated Consumer Product | 02/14/2017 |  | 10/18/2017
International Comfort Products | Comfortmaker | G9MXT1202422A*D | LPG | Induced Draft | True | False | 1 | False | Down |  | None | Condensing | Two-Stage Modulating |  | 1 | Standard |  | 120000 | 116000 |  |  | 111300 | 628 | 95 | 78 | [8 empty] | Federally-Regulated Consumer Product | 08/17/2016 |  | 10/18/2017
International Comfort Products | Comfortmaker | G9MXT1202422A*D | Natural Gas | Induced Draft | True | False | 1 | False | Down |  | None | Condensing | Two-Stage Modulating |  | 1 | Standard |  | 120000 | 116000 |  |  | 111300 | 628 | 95 | 78 | [8 empty] | Federally-Regulated Consumer Product | 08/17/2016 |  | 10/18/2017
International Comfort Products | Comfortmaker | G9MAE0802120A*D | LPG | Induced Draft | True | False | 1 | False | Down |  | None | Condensing | Step Modulating |  | 1 | Standard |  | 80000 | 77000 |  |  | 81400 | 346 | 95 | 78 | [8 empty] | Federally-Regulated Consumer Product | 10/27/2016 |  | 10/18/2017
International Comfort Products | Comfortmaker | G9MAE0802120A*D | Natural Gas | Induced Draft | True | False | 1 | False | Down |  | None | Condensing | Step Modulating |  | 1 | Standard |  | 80000 | 77000 |  |  | 81400 | 346 | 95 | 78 | [8 empty] | Federally-Regulated Consumer Product | 10/27/2016 |  | 10/18/2017
International Comfort Products | Comfortmaker | N9MSE0401410A** | LPG | Induced Draft | True | False | 1 | True | Up |  | None | Condensing | Single-Stage |  | 0.5 | Standard |  | 40000 | 39000 |  |  | 32300 | 373 | 95.5 | 75 | [8 empty] | Federally-Regulated Consumer Product | 11/28/2016 |  | 10/18/2017
International Comfort Products | Comfortmaker | N9MSE0401410A** | LPG | Induced Draft | True | False | 1 | True | Horizontal |  | None | Condensing | Single-Stage |  | 0.5 | Standard |  | 40000 | 39000 |  |  | 32300 | 373 | 95.5 | 75 | [8 empty] | Federally-Regulated Consumer Product | 11/28/2016 |  | 10/18/2017
International Comfort Products | Comfortmaker | N9MSE0401410A** | Natural Gas | Induced Draft | True | False | 1 | True | Up |  | None | Condensing | Single-Stage |  | 0.5 | Standard |  | 40000 | 39000 |  |  | 32300 | 373 | 95.5 | 75 | [8 empty] | Federally-Regulated Consumer Product | 11/28/2016 |  | 10/18/2017
International Comfort Products | Comfortmaker | N9MSE0401410A** | Natural Gas | Induced Draft | True | False | 1 | True | Horizontal |  | None | Condensing | Single-Stage |  | 0.5 | Standard |  | 40000 | 39000 |  |  | 32300 | 373 | 95.5 | 75 | [8 empty] | Federally-Regulated Consumer Product | 11/28/2016 |  | 10/18/2017
International Comfort Products | Comfortmaker | N9MSE0601410A** | LPG | Induced Draft | True | False | 1 | True | Up |  | None | Condensing | Single-Stage |  | 0.5 | Standard |  | 60000 | 58000 |  |  | 48600 | 515 | 95.5 | 75 | [8 empty] | Federally-Regulated Consumer Product | 11/28/2016 |  | 10/18/2017
International Comfort Products | Comfortmaker | N9MSE0601410A** | LPG | Induced Draft | True | False | 1 | True | Horizontal |  | None | Condensing | Single-Stage |  | 0.5 | Standard |  | 60000 | 58000 |  |  | 48600 | 515 | 95.5 | 75 | [8 empty] | Federally-Regulated Consumer Product | 11/28/2016 |  | 10/18/2017
International Comfort Products | Comfortmaker | N9MSE0601410A** | Natural Gas | Induced Draft | True | False | 1 | True | Up |  | None | Condensing | Single-Stage |  | 0.5 | Standard |  | 60000 | 58000 |  |  | 48600 | 515 | 95.5 | 75 | [8 empty] | Federally-Regulated Consumer Product | 11/28/2016 |  | 10/18/2017
International Comfort Products | Comfortmaker | N9MSE0601410A** | Natural Gas | Induced Draft | True | False | 1 | True | Horizontal |  | None | Condensing | Single-Stage |  | 0.5 | Standard |  | 60000 | 58000 |  |  | 48600 | 515 | 95.5 | 75 | [8 empty] | Federally-Regulated Consumer Product | 11/28/2016 |  | 10/18/2017
International Comfort Products | Comfortmaker | N9MSE0601714A** | LPG | Induced Draft | True | False | 1 | True | Up |  | None | Condensing | Single-Stage |  | 0.5 | Standard |  | 60000 | 58000 |  |  | 48300 | 592 | 95.5 | 75 | [8 empty] | Federally-Regulated Consumer Product | 11/28/2016 |  | 10/18/2017
International Comfort Products | Comfortmaker | N9MSE0601714A** | LPG | Induced Draft | True | False | 1 | True | Horizontal |  | None | Condensing | Single-Stage |  | 0.5 | Standard |  | 60000 | 58000 |  |  | 48300 | 592 | 95.5 | 75 | [8 empty] | Federally-Regulated Consumer Product | 11/28/2016 |  | 10/18/2017
International Comfort Products | Comfortmaker | N9MSE0601714A** | Natural Gas | Induced Draft | True | False | 1 | True | Up |  | None | Condensing | Single-Stage |  | 0.5 | Standard |  | 60000 | 58000 |  |  | 48300 | 592 | 95.5 | 75 | [8 empty] | Federally-Regulated Consumer Product | 11/28/2016 |  | 10/18/2017
International Comfort Products | Comfortmaker | N9MSE0601714A** | Natural Gas | Induced Draft | True | False | 1 | True | Horizontal |  | None | Condensing | Single-Stage |  | 0.5 | Standard |  | 60000 | 58000 |  |  | 48300 | 592 | 95.5 | 75 | [8 empty] | Federally-Regulated Consumer Product | 11/28/2016 |  | 10/18/2017
International Comfort Products | Comfortmaker | N9MSE0801716A** | LPG | Induced Draft | True | False | 1 | True | Up |  | None | Condensing | Single-Stage |  | 0.75 | Standard |  | 80000 | 78000 |  |  | 80800 | 903 | 95.5 | 75 | [8 empty] | Federally-Regulated Consumer Product | 11/28/2016 |  | 10/18/2017
International Comfort Products | Comfortmaker | N9MSE0801716A** | LPG | Induced Draft | True | False | 1 | True | Horizontal |  | None | Condensing | Single-Stage |  | 0.75 | Standard |  | 80000 | 78000 |  |  | 80800 | 903 | 95.5 | 75 | [8 empty] | Federally-Regulated Consumer Product | 11/28/2016 |  | 10/18/2017
International Comfort Products | Comfortmaker | N9MSE0801716A** | Natural Gas | Induced Draft | True | False | 1 | True | Up |  | None | Condensing | Single-Stage |  | 0.75 | Standard |  | 80000 | 78000 |  |  | 80800 | 903 | 95.5 | 75 | [8 empty] | Federally-Regulated Consumer Product | 11/28/2016 |  | 10/18/2017
International Comfort Products | Comfortmaker | N9MSE0801716A** | Natural Gas | Induced Draft | True | False | 1 | True | Horizontal |  | None | Condensing | Single-Stage |  | 0.75 | Standard |  | 80000 | 78000 |  |  | 80800 | 903 | 95.5 | 75 | [8 empty] | Federally-Regulated Consumer Product | 11/28/2016 |  | 10/18/2017
International Comfort Products | Comfortmaker | N9MSE1002114A** | LPG | Induced Draft | True | False | 1 | True | Up |  | None | Condensing | Single-Stage |  | 0.75 | Standard |  | 100000 | 97000 |  |  | 96700 | 1162 | 95.5 | 75 | [8 empty] | Federally-Regulated Consumer Product | 11/28/2016 |  | 10/18/2017
International Comfort Products | Comfortmaker | N9MSE1002114A** | LPG | Induced Draft | True | False | 1 | True | Horizontal |  | None | Condensing | Single-Stage |  | 0.75 | Standard |  | 100000 | 97000 |  |  | 96700 | 1162 | 95.5 | 75 | [8 empty] | Federally-Regulated Consumer Product | 11/28/2016 |  | 10/18/2017
International Comfort Products | Comfortmaker | N9MSE1002114A** | Natural Gas | Induced Draft | True | False | 1 | True | Up |  | None | Condensing | Single-Stage |  | 0.75 | Standard |  | 100000 | 97000 |  |  | 96700 | 1162 | 95.5 | 75 | [8 empty] | Federally-Regulated Consumer Product | 11/28/2016 |  | 10/18/2017
International Comfort Products | Comfortmaker | N9MSE1002114A** | Natural Gas | Induced Draft | True | False | 1 | True | Horizontal |  | None | Condensing | Single-Stage |  | 0.75 | Standard |  | 100000 | 97000 |  |  | 96700 | 1162 | 95.5 | 75 | [8 empty] | Federally-Regulated Consumer Product | 11/28/2016 |  | 10/18/2017
International Comfort Products | Comfortmaker | N9MSE1002120A** | LPG | Induced Draft | True | False | 1 | True | Up |  | None | Condensing | Single-Stage |  | 0.75 | Standard |  | 100000 | 97000 |  |  | 96700 | 1155 | 95.5 | 75 | [8 empty] | Federally-Regulated Consumer Product | 11/28/2016 |  | 10/18/2017
International Comfort Products | Comfortmaker | N9MSE1002120A** | LPG | Induced Draft | True | False | 1 | True | Horizontal |  | None | Condensing | Single-Stage |  | 0.75 | Standard |  | 100000 | 97000 |  |  | 96700 | 1155 | 95.5 | 75 | [8 empty] | Federally-Regulated Consumer Product | 11/28/2016 |  | 10/18/2017
International Comfort Products | Comfortmaker | N9MSE1002120A** | Natural Gas | Induced Draft | True | False | 1 | True | Up |  | None | Condensing | Single-Stage |  | 0.75 | Standard |  | 100000 | 97000 |  |  | 96700 | 1155 | 95.5 | 75 | [8 empty] | Federally-Regulated Consumer Product | 11/28/2016 |  | 10/18/2017
International Comfort Products | Comfortmaker | N9MSE1002120A** | Natural Gas | Induced Draft | True | False | 1 | True | Horizontal |  | None | Condensing | Single-Stage |  | 0.75 | Standard |  | 100000 | 97000 |  |  | 96700 | 1155 | 95.5 | 75 | [8 empty] | Federally-Regulated Consumer Product | 11/28/2016 |  | 10/18/2017
International Comfort Products | Comfortmaker | N9MSE1202420A** | LPG | Induced Draft | True | False | 1 | True | Up |  | None | Condensing | Single-Stage |  | 0.75 | Standard |  | 120000 | 117000 |  |  | 112800 | 1336 | 95.5 | 75 | [8 empty] | Federally-Regulated Consumer Product | 11/28/2016 |  | 10/18/2017
International Comfort Products | Comfortmaker | N9MSE1202420A** | LPG | Induced Draft | True | False | 1 | True | Horizontal |  | None | Condensing | Single-Stage |  | 0.75 | Standard |  | 120000 | 117000 |  |  | 112800 | 1336 | 95.5 | 75 | [8 empty] | Federally-Regulated Consumer Product | 11/28/2016 |  | 10/18/2017
International Comfort Products | Comfortmaker | N9MSE1202420A** | Natural Gas | Induced Draft | True | False | 1 | True | Up |  | None | Condensing | Single-Stage |  | 0.75 | Standard |  | 120000 | 117000 |  |  | 112800 | 1336 | 95.5 | 75 | [8 empty] | Federally-Regulated Consumer Product | 11/28/2016 |  | 10/18/2017
International Comfort Products | Comfortmaker | N9MSE1202420A** | Natural Gas | Induced Draft | True | False | 1 | True | Horizontal |  | None | Condensing | Single-Stage |  | 0.75 | Standard |  | 120000 | 117000 |  |  | 112800 | 1336 | 95.5 | 75 | [8 empty] | Federally-Regulated Consumer Product | 11/28/2016 |  | 10/18/2017
International Comfort Products | Comfortmaker | N9MSE0401712A** | LPG | Induced Draft | True | False | 1 | True | Up |  | None | Condensing | Single-Stage |  | 0.5 | Standard |  | 40000 | 39000 |  |  | 32200 | 426 | 95.5 | 75 | [8 empty] | Federally-Regulated Consumer Product | 11/28/2016 |  | 10/18/2017
International Comfort Products | Comfortmaker | N9MSE0401712A** | LPG | Induced Draft | True | False | 1 | True | Horizontal |  | None | Condensing | Single-Stage |  | 0.5 | Standard |  | 40000 | 39000 |  |  | 32200 | 426 | 95.5 | 75 | [8 empty] | Federally-Regulated Consumer Product | 11/28/2016 |  | 10/18/2017
International Comfort Products | Comfortmaker | N9MSE0401712A** | Natural Gas | Induced Draft | True | False | 1 | True | Up |  | None | Condensing | Single-Stage |  | 0.5 | Standard |  | 40000 | 39000 |  |  | 32200 | 426 | 95.5 | 75 | [8 empty] | Federally-Regulated Consumer Product | 11/28/2016 |  | 10/18/2017
International Comfort Products | Comfortmaker | N9MSE0401712A** | Natural Gas | Induced Draft | True | False | 1 | True | Horizontal |  | None | Condensing | Single-Stage |  | 0.5 | Standard |  | 40000 | 39000 |  |  | 32200 | 426 | 95.5 | 75 | [8 empty] | Federally-Regulated Consumer Product | 11/28/2016 |  | 10/18/2017
International Comfort Products | Comfortmaker | N9MSE0401410A**D | LPG | Induced Draft | True | False | 1 | True | Down |  | None | Condensing | Single-Stage |  | 0.5 | Standard |  | 40000 | 39000 |  |  | 32500 | 374 | 95 | 75 | [8 empty] | Federally-Regulated Consumer Product | 02/14/2017 |  | 10/18/2017
International Comfort Products | Comfortmaker | N9MSE0401410A**D | Natural Gas | Induced Draft | True | False | 1 | True | Down |  | None | Condensing | Single-Stage |  | 0.5 | Standard |  | 40000 | 39000 |  |  | 32500 | 374 | 95 | 75 | [8 empty] | Federally-Regulated Consumer Product | 02/14/2017 |  | 10/18/2017
International Comfort Products | Comfortmaker | N9MSE0401712A**D | LPG | Induced Draft | True | False | 1 | True | Down |  | None | Condensing | Single-Stage |  | 0.5 | Standard |  | 40000 | 39000 |  |  | 32100 | 502 | 95 | 75 | [8 empty] | Federally-Regulated Consumer Product | 11/28/2016 |  | 10/18/2017
International Comfort Products | Comfortmaker | N9MSE0401712A**D | Natural Gas | Induced Draft | True | False | 1 | True | Down |  | None | Condensing | Single-Stage |  | 0.5 | Standard |  | 40000 | 39000 |  |  | 32100 | 502 | 95 | 75 | [8 empty] | Federally-Regulated Consumer Product | 11/28/2016 |  | 10/18/2017
International Comfort Products | Comfortmaker | N9MSE0601410A**D | LPG | Induced Draft | True | False | 1 | True | Down |  | None | Condensing | Single-Stage |  | 0.5 | Standard |  | 60000 | 58000 |  |  | 48900 | 521 | 95 | 75 | [8 empty] | Federally-Regulated Consumer Product | 11/28/2016 |  | 10/18/2017
International Comfort Products | Comfortmaker | N9MSE0601410A**D | Natural Gas | Induced Draft | True | False | 1 | True | Down |  | None | Condensing | Single-Stage |  | 0.5 | Standard |  | 60000 | 58000 |  |  | 48900 | 521 | 95 | 75 | [8 empty] | Federally-Regulated Consumer Product | 11/28/2016 |  | 10/18/2017
International Comfort Products | Comfortmaker | N9MSE0601714A**D | LPG | Induced Draft | True | False | 1 | True | Down |  | None | Condensing | Single-Stage |  | 0.5 | Standard |  | 60000 | 58000 |  |  | 48600 | 598 | 95 | 75 | [8 empty] | Federally-Regulated Consumer Product | 11/28/2016 |  | 10/18/2017
International Comfort Products | Comfortmaker | N9MSE0601714A**D | Natural Gas | Induced Draft | True | False | 1 | True | Down |  | None | Condensing | Single-Stage |  | 0.5 | Standard |  | 60000 | 58000 |  |  | 48600 | 598 | 95 | 75 | [8 empty] | Federally-Regulated Consumer Product | 11/28/2016 |  | 10/18/2017
International Comfort Products | Comfortmaker | N9MSE0801716A**D | LPG | Induced Draft | True | False | 1 | True | Down |  | None | Condensing | Single-Stage |  | 0.75 | Standard |  | 80000 | 78000 |  |  | 81300 | 913 | 95 | 75 | [8 empty] | Federally-Regulated Consumer Product | 02/14/2017 |  | 10/18/2017
International Comfort Products | Comfortmaker | N9MSE0801716A**D | Natural Gas | Induced Draft | True | False | 1 | True | Down |  | None | Condensing | Single-Stage |  | 0.75 | Standard |  | 80000 | 78000 |  |  | 81300 | 913 | 95 | 75 | [8 empty] | Federally-Regulated Consumer Product | 02/14/2017 |  | 10/18/2017
International Comfort Products | Comfortmaker | N9MSE0802120A**D | LPG | Induced Draft | True | False | 1 | True | Down |  | None | Condensing | Single-Stage |  | 0.75 | Standard |  | 80000 | 78000 |  |  | 81100 | 948 | 95 | 75 | [8 empty] | Federally-Regulated Consumer Product | 11/28/2016 |  | 10/18/2017
International Comfort Products | Comfortmaker | N9MSE0802120A**D | Natural Gas | Induced Draft | True | False | 1 | True | Down |  | None | Condensing | Single-Stage |  | 0.75 | Standard |  | 80000 | 78000 |  |  | 81100 | 948 | 95 | 75 | [8 empty] | Federally-Regulated Consumer Product | 11/28/2016 |  | 10/18/2017
International Comfort Products | Comfortmaker | N9MSE1002114A**D | LPG | Induced Draft | True | False | 1 | True | Down |  | None | Condensing | Single-Stage |  | 0.75 | Standard |  | 100000 | 97000 |  |  | 97200 | 1182 | 95 | 75 | [8 empty] | Federally-Regulated Consumer Product | 02/14/2017 |  | 10/18/2017
International Comfort Products | Comfortmaker | N9MSE1002114A**D | Natural Gas | Induced Draft | True | False | 1 | True | Down |  | None | Condensing | Single-Stage |  | 0.75 | Standard |  | 100000 | 97000 |  |  | 97200 | 1182 | 95 | 75 | [8 empty] | Federally-Regulated Consumer Product | 02/14/2017 |  | 10/18/2017
International Comfort Products | Comfortmaker | N9MSE1002120A**D | LPG | Induced Draft | True | False | 1 | True | Down |  | None | Condensing | Single-Stage |  | 0.75 | Standard |  | 100000 | 97000 |  |  | 97200 | 1175 | 95 | 75 | [8 empty] | Federally-Regulated Consumer Product | 02/14/2017 |  | 10/18/2017
International Comfort Products | Comfortmaker | N9MSE1002120A**D | Natural Gas | Induced Draft | True | False | 1 | True | Down |  | None | Condensing | Single-Stage |  | 0.75 | Standard |  | 100000 | 97000 |  |  | 97200 | 1175 | 95 | 75 | [8 empty] | Federally-Regulated Consumer Product | 02/14/2017 |  | 10/18/2017
International Comfort Products | Comfortmaker | N9MSE1202420A**D | LPG | Induced Draft | True | False | 1 | True | Down |  | None | Condensing | Single-Stage |  | 0.75 | Standard |  | 120000 | 116000 |  |  | 113400 | 1348 | 95 | 75 | [8 empty] | Federally-Regulated Consumer Product | 11/28/2016 |  | 10/18/2017
International Comfort Products | Comfortmaker | N9MSE1202420A**D | Natural Gas | Induced Draft | True | False | 1 | True | Down |  | None | Condensing | Single-Stage |  | 0.75 | Standard |  | 120000 | 116000 |  |  | 113400 | 1348 | 95 | 75 | [8 empty] | Federally-Regulated Consumer Product | 11/28/2016 |  | 10/18/2017
International Comfort Products | Comfortmaker | G9MXE0401410A** | LPG | Induced Draft | True | False | 1 | True | Up |  | None | Condensing | Single-Stage |  | 0.5 | Standard |  | 40000 | 39000 |  |  | 32800 | 195 | 96 | 75 | [8 empty] | Federally-Regulated Consumer Product | 11/28/2016 |  | 10/18/2017
International Comfort Products | Comfortmaker | G9MXE0401410A** | LPG | Induced Draft | True | False | 1 | True | Horizontal |  | None | Condensing | Single-Stage |  | 0.5 | Standard |  | 40000 | 39000 |  |  | 32800 | 195 | 96 | 75 | [8 empty] | Federally-Regulated Consumer Product | 11/28/2016 |  | 10/18/2017
International Comfort Products | Comfortmaker | G9MXE0401410A** | Natural Gas | Induced Draft | True | False | 1 | True | Up |  | None | Condensing | Single-Stage |  | 0.5 | Standard |  | 40000 | 39000 |  |  | 32800 | 195 | 96 | 75 | [8 empty] | Federally-Regulated Consumer Product | 11/28/2016 |  | 10/18/2017
International Comfort Products | Comfortmaker | G9MXE0401410A** | Natural Gas | Induced Draft | True | False | 1 | True | Horizontal |  | None | Condensing | Single-Stage |  | 0.5 | Standard |  | 40000 | 39000 |  |  | 32800 | 195 | 96 | 75 | [8 empty] | Federally-Regulated Consumer Product | 11/28/2016 |  | 10/18/2017
International Comfort Products | Comfortmaker | G9MXE0601714A** | LPG | Induced Draft | True | False | 1 | True | Up |  | None | Condensing | Single-Stage |  | 0.75 | Standard |  | 60000 | 58000 |  |  | 49300 | 254 | 96 | 75 | [8 empty] | Federally-Regulated Consumer Product | 11/28/2016 |  | 10/18/2017
International Comfort Products | Comfortmaker | G9MXE0601714A** | LPG | Induced Draft | True | False | 1 | True | Horizontal |  | None | Condensing | Single-Stage |  | 0.75 | Standard |  | 60000 | 58000 |  |  | 49300 | 254 | 96 | 75 | [8 empty] | Federally-Regulated Consumer Product | 11/28/2016 |  | 10/18/2017
International Comfort Products | Comfortmaker | G9MXE0601714A** | Natural Gas | Induced Draft | True | False | 1 | True | Up |  | None | Condensing | Single-Stage |  | 0.75 | Standard |  | 60000 | 58000 |  |  | 49300 | 254 | 96 | 75 | [8 empty] | Federally-Regulated Consumer Product | 11/28/2016 |  | 10/18/2017
International Comfort Products | Comfortmaker | G9MXE0601714A** | Natural Gas | Induced Draft | True | False | 1 | True | Horizontal |  | None | Condensing | Single-Stage |  | 0.75 | Standard |  | 60000 | 58000 |  |  | 49300 | 254 | 96 | 75 | [8 empty] | Federally-Regulated Consumer Product | 11/28/2016 |  | 10/18/2017
International Comfort Products | Comfortmaker | G9MXE1202422A** | LPG | Induced Draft | True | False | 1 | True | Up |  | None | Condensing | Single-Stage |  | 1 | Standard |  | 120000 | 117000 |  |  | 113500 | 990 | 96 | 75 | [8 empty] | Federally-Regulated Consumer Product | 11/28/2016 |  | 10/18/2017
International Comfort Products | Comfortmaker | G9MXE1202422A** | LPG | Induced Draft | True | False | 1 | True | Horizontal |  | None | Condensing | Single-Stage |  | 1 | Standard |  | 120000 | 117000 |  |  | 113500 | 990 | 96 | 75 | [8 empty] | Federally-Regulated Consumer Product | 11/28/2016 |  | 10/18/2017
International Comfort Products | Comfortmaker | G9MXE1202422A** | Natural Gas | Induced Draft | True | False | 1 | True | Up |  | None | Condensing | Single-Stage |  | 1 | Standard |  | 120000 | 117000 |  |  | 113500 | 990 | 96 | 75 | [8 empty] | Federally-Regulated Consumer Product | 11/28/2016 |  | 10/18/2017
International Comfort Products | Comfortmaker | G9MXE1202422A** | Natural Gas | Induced Draft | True | False | 1 | True | Horizontal |  | None | Condensing | Single-Stage |  | 1 | Standard |  | 120000 | 117000 |  |  | 113500 | 990 | 96 | 75 | [8 empty] | Federally-Regulated Consumer Product | 11/28/2016 |  | 10/18/2017
International Comfort Products | Comfortmaker | G9MXE0801716A** | LPG | Induced Draft | True | False | 1 | True | Up |  | None | Condensing | Single-Stage |  | 0.75 | Standard |  | 80000 | 78000 |  |  | 81900 | 483 | 96 | 75 | [8 empty] | Federally-Regulated Consumer Product | 11/28/2016 |  | 10/18/2017
International Comfort Products | Comfortmaker | G9MXE0801716A** | LPG | Induced Draft | True | False | 1 | True | Horizontal |  | None | Condensing | Single-Stage |  | 0.75 | Standard |  | 80000 | 78000 |  |  | 81900 | 483 | 96 | 75 | [8 empty] | Federally-Regulated Consumer Product | 11/28/2016 |  | 10/18/2017
International Comfort Products | Comfortmaker | G9MXE0801716A** | Natural Gas | Induced Draft | True | False | 1 | True | Up |  | None | Condensing | Single-Stage |  | 0.75 | Standard |  | 80000 | 78000 |  |  | 81900 | 483 | 96 | 75 | [8 empty] | Federally-Regulated Consumer Product | 11/28/2016 |  | 10/18/2017
International Comfort Products | Comfortmaker | G9MXE0801716A** | Natural Gas | Induced Draft | True | False | 1 | True | Horizontal |  | None | Condensing | Single-Stage |  | 0.75 | Standard |  | 80000 | 78000 |  |  | 81900 | 483 | 96 | 75 | [8 empty] | Federally-Regulated Consumer Product | 11/28/2016 |  | 10/18/2017
International Comfort Products | Comfortmaker | G9MXE0802120A** | LPG | Induced Draft | True | False | 1 | True | Up |  | None | Condensing | Single-Stage |  | 1 | Standard |  | 80000 | 78000 |  |  | 82000 | 444 | 96 | 75 | [8 empty] | Federally-Regulated Consumer Product | 11/28/2016 |  | 10/18/2017
International Comfort Products | Comfortmaker | G9MXE0802120A** | LPG | Induced Draft | True | False | 1 | True | Horizontal |  | None | Condensing | Single-Stage |  | 1 | Standard |  | 80000 | 78000 |  |  | 82000 | 444 | 96 | 75 | [8 empty] | Federally-Regulated Consumer Product | 11/28/2016 |  | 10/18/2017
International Comfort Products | Comfortmaker | G9MXE0802120A** | Natural Gas | Induced Draft | True | False | 1 | True | Up |  | None | Condensing | Single-Stage |  | 1 | Standard |  | 80000 | 78000 |  |  | 82000 | 444 | 96 | 75 | [8 empty] | Federally-Regulated Consumer Product | 11/28/2016 |  | 10/18/2017
International Comfort Products | Comfortmaker | G9MXE0802120A** | Natural Gas | Induced Draft | True | False | 1 | True | Horizontal |  | None | Condensing | Single-Stage |  | 1 | Standard |  | 80000 | 78000 |  |  | 82000 | 444 | 96 | 75 | [8 empty] | Federally-Regulated Consumer Product | 11/28/2016 |  | 10/18/2017
International Comfort Products | Comfortmaker | G9MXE1002120A** | LPG | Induced Draft | True | False | 1 | True | Up |  | None | Condensing | Single-Stage |  | 1 | Standard |  | 100000 | 97000 |  |  | 98200 | 583 | 96 | 75 | [8 empty] | Federally-Regulated Consumer Product | 11/28/2016 |  | 10/18/2017
International Comfort Products | Comfortmaker | G9MXE1002120A** | LPG | Induced Draft | True | False | 1 | True | Horizontal |  | None | Condensing | Single-Stage |  | 1 | Standard |  | 100000 | 97000 |  |  | 98200 | 583 | 96 | 75 | [8 empty] | Federally-Regulated Consumer Product | 11/28/2016 |  | 10/18/2017
International Comfort Products | Comfortmaker | G9MXE1002120A** | Natural Gas | Induced Draft | True | False | 1 | True | Up |  | None | Condensing | Single-Stage |  | 1 | Standard |  | 100000 | 97000 |  |  | 98200 | 583 | 96 | 75 | [8 empty] | Federally-Regulated Consumer Product | 11/28/2016 |  | 10/18/2017
International Comfort Products | Comfortmaker | G9MXE1002120A** | Natural Gas | Induced Draft | True | False | 1 | True | Horizontal |  | None | Condensing | Single-Stage |  | 1 | Standard |  | 100000 | 97000 |  |  | 98200 | 583 | 96 | 75 | [8 empty] | Federally-Regulated Consumer Product | 11/28/2016 |  | 10/18/2017
International Comfort Products | Comfortmaker | G9MXE0401712A** | LPG | Induced Draft | True | False | 1 | True | Up |  | None | Condensing | Single-Stage |  | 0.5 | Standard |  | 40000 | 39000 |  |  | 32900 | 176 | 96 | 75 | [8 empty] | Federally-Regulated Consumer Product | 11/28/2016 |  | 10/18/2017
International Comfort Products | Comfortmaker | G9MXE0401712A** | LPG | Induced Draft | True | False | 1 | True | Horizontal |  | None | Condensing | Single-Stage |  | 0.5 | Standard |  | 40000 | 39000 |  |  | 32900 | 176 | 96 | 75 | [8 empty] | Federally-Regulated Consumer Product | 11/28/2016 |  | 10/18/2017
International Comfort Products | Comfortmaker | G9MXE0401712A** | Natural Gas | Induced Draft | True | False | 1 | True | Up |  | None | Condensing | Single-Stage |  | 0.5 | Standard |  | 40000 | 39000 |  |  | 32900 | 176 | 96 | 75 | [8 empty] | Federally-Regulated Consumer Product | 11/28/2016 |  | 10/18/2017
International Comfort Products | Comfortmaker | G9MXE0401712A** | Natural Gas | Induced Draft | True | False | 1 | True | Horizontal |  | None | Condensing | Single-Stage |  | 0.5 | Standard |  | 40000 | 39000 |  |  | 32900 | 176 | 96 | 75 | [8 empty] | Federally-Regulated Consumer Product | 11/28/2016 |  | 10/18/2017
International Comfort Products | Comfortmaker | G9MXE0601412A** | LPG | Induced Draft | True | False | 1 | True | Up |  | None | Condensing | Single-Stage |  | 0.5 | Standard |  | 60000 | 58000 |  |  | 49400 | 307 | 95.5 | 75 | [8 empty] | Federally-Regulated Consumer Product | 11/28/2016 |  | 10/18/2017
International Comfort Products | Comfortmaker | G9MXE0601412A** | LPG | Induced Draft | True | False | 1 | True | Horizontal |  | None | Condensing | Single-Stage |  | 0.5 | Standard |  | 60000 | 58000 |  |  | 49400 | 307 | 95.5 | 75 | [8 empty] | Federally-Regulated Consumer Product | 11/28/2016 |  | 10/18/2017
International Comfort Products | Comfortmaker | G9MXE0601412A** | Natural Gas | Induced Draft | True | False | 1 | True | Up |  | None | Condensing | Single-Stage |  | 0.5 | Standard |  | 60000 | 58000 |  |  | 49400 | 307 | 95.5 | 75 | [8 empty] | Federally-Regulated Consumer Product | 11/28/2016 |  | 10/18/2017
International Comfort Products | Comfortmaker | G9MXE0601412A** | Natural Gas | Induced Draft | True | False | 1 | True | Horizontal |  | None | Condensing | Single-Stage |  | 0.5 | Standard |  | 60000 | 58000 |  |  | 49400 | 307 | 95.5 | 75 | [8 empty] | Federally-Regulated Consumer Product | 11/28/2016 |  | 10/18/2017
International Comfort Products | Comfortmaker | G9MXE0401410A**D | LPG | Induced Draft | True | False | 1 | True | Down |  | None | Condensing | Single-Stage |  | 0.5 | Standard |  | 40000 | 39000 |  |  | 33200 | 188 | 95 | 75 | [8 empty] | Federally-Regulated Consumer Product | 11/28/2016 |  | 10/18/2017
International Comfort Products | Comfortmaker | G9MXE0401410A**D | Natural Gas | Induced Draft | True | False | 1 | True | Down |  | None | Condensing | Single-Stage |  | 0.5 | Standard |  | 40000 | 39000 |  |  | 33200 | 188 | 95 | 75 | [8 empty] | Federally-Regulated Consumer Product | 11/28/2016 |  | 10/18/2017
International Comfort Products | Comfortmaker | G9MXE0401712A**D | LPG | Induced Draft | True | False | 1 | True | Down |  | None | Condensing | Single-Stage |  | 0.5 | Standard |  | 40000 | 39000 |  |  | 33200 | 183 | 95 | 75 | [8 empty] | Federally-Regulated Consumer Product | 11/28/2016 |  | 10/18/2017
International Comfort Products | Comfortmaker | G9MXE0401712A**D | Natural Gas | Induced Draft | True | False | 1 | True | Down |  | None | Condensing | Single-Stage |  | 0.5 | Standard |  | 40000 | 39000 |  |  | 33200 | 183 | 95 | 75 | [8 empty] | Federally-Regulated Consumer Product | 11/28/2016 |  | 10/18/2017
International Comfort Products | Comfortmaker | G9MXE0601412A**D | LPG | Induced Draft | True | False | 1 | True | Down |  | None | Condensing | Single-Stage |  | 0.5 | Standard |  | 60000 | 58000 |  |  | 49500 | 344 | 95 | 75 | [8 empty] | Federally-Regulated Consumer Product | 11/28/2016 |  | 10/18/2017
International Comfort Products | Comfortmaker | G9MXE0601412A**D | Natural Gas | Induced Draft | True | False | 1 | True | Down |  | None | Condensing | Single-Stage |  | 0.5 | Standard |  | 60000 | 58000 |  |  | 49500 | 344 | 95 | 75 | [8 empty] | Federally-Regulated Consumer Product | 11/28/2016 |  | 10/18/2017
International Comfort Products | Comfortmaker | G9MXE0601714A**D | LPG | Induced Draft | True | False | 1 | True | Down |  | None | Condensing | Single-Stage |  | 0.75 | Standard |  | 60000 | 58000 |  |  | 49800 | 263 | 95 | 75 | [8 empty] | Federally-Regulated Consumer Product | 11/28/2016 |  | 10/18/2017
International Comfort Products | Comfortmaker | G9MXE0601714A**D | Natural Gas | Induced Draft | True | False | 1 | True | Down |  | None | Condensing | Single-Stage |  | 0.75 | Standard |  | 60000 | 58000 |  |  | 49800 | 263 | 95 | 75 | [8 empty] | Federally-Regulated Consumer Product | 11/28/2016 |  | 10/18/2017
International Comfort Products | Comfortmaker | G9MXE0801716A**D | LPG | Induced Draft | True | False | 1 | True | Down |  | None | Condensing | Single-Stage |  | 0.75 | Standard |  | 80000 | 78000 |  |  | 82500 | 558 | 95 | 75 | [8 empty] | Federally-Regulated Consumer Product | 11/28/2016 |  | 10/18/2017
International Comfort Products | Comfortmaker | G9MXE0801716A**D | Natural Gas | Induced Draft | True | False | 1 | True | Down |  | None | Condensing | Single-Stage |  | 0.75 | Standard |  | 80000 | 78000 |  |  | 82500 | 558 | 95 | 75 | [8 empty] | Federally-Regulated Consumer Product | 11/28/2016 |  | 10/18/2017
International Comfort Products | Comfortmaker | G9MXE0802120A**D | LPG | Induced Draft | True | False | 1 | True | Down |  | None | Condensing | Single-Stage |  | 1 | Standard |  | 80000 | 78000 |  |  | 83000 | 418 | 95 | 75 | [8 empty] | Federally-Regulated Consumer Product | 11/28/2016 |  | 10/18/2017
International Comfort Products | Comfortmaker | G9MXE0802120A**D | Natural Gas | Induced Draft | True | False | 1 | True | Down |  | None | Condensing | Single-Stage |  | 1 | Standard |  | 80000 | 78000 |  |  | 83000 | 418 | 95 | 75 | [8 empty] | Federally-Regulated Consumer Product | 11/28/2016 |  | 10/18/2017
International Comfort Products | Comfortmaker | G9MXE1002120A**D | LPG | Induced Draft | True | False | 1 | True | Down |  | None | Condensing | Single-Stage |  | 1 | Standard |  | 100000 | 97000 |  |  | 99200 | 614 | 95 | 75 | [8 empty] | Federally-Regulated Consumer Product | 02/14/2017 |  | 10/18/2017
International Comfort Products | Comfortmaker | G9MXE1002120A**D | Natural Gas | Induced Draft | True | False | 1 | True | Down |  | None | Condensing | Single-Stage |  | 1 | Standard |  | 100000 | 97000 |  |  | 99200 | 614 | 95 | 75 | [8 empty] | Federally-Regulated Consumer Product | 02/14/2017 |  | 10/18/2017
International Comfort Products | Comfortmaker | G9MXE1202422A**D | LPG | Induced Draft | True | False | 1 | True | Down |  | None | Condensing | Single-Stage |  | 1 | Standard |  | 120000 | 116000 |  |  | 114500 | 1047 | 95 | 75 | [8 empty] | Federally-Regulated Consumer Product | 11/28/2016 |  | 10/18/2017
International Comfort Products | Comfortmaker | G9MXE1202422A**D | Natural Gas | Induced Draft | True | False | 1 | True | Down |  | None | Condensing | Single-Stage |  | 1 | Standard |  | 120000 | 116000 |  |  | 114500 | 1047 | 95 | 75 | [8 empty] | Federally-Regulated Consumer Product | 11/28/2016 |  | 10/18/2017
International Comfort Products | Comfortmaker | N9MSB0801716B** | LPG | Induced Draft | True | False | 1 | True | Up |  | None | Condensing | Single-Stage |  | 0.5 | Standard |  | 80000 | 75000 |  |  | 66800 | 798 | 92.1 | 75 | [8 empty] | Federally-Regulated Consumer Product | 11/28/2016 |  | 10/18/2017
International Comfort Products | Comfortmaker | N9MSB0801716B** | LPG | Induced Draft | True | False | 1 | True | Down |  | None | Condensing | Single-Stage |  | 0.5 | Standard |  | 80000 | 75000 |  |  | 66800 | 798 | 92.1 | 75 | [8 empty] | Federally-Regulated Consumer Product | 11/28/2016 |  | 10/18/2017
International Comfort Products | Comfortmaker | N9MSB0801716B** | LPG | Induced Draft | True | False | 1 | True | Horizontal |  | None | Condensing | Single-Stage |  | 0.5 | Standard |  | 80000 | 75000 |  |  | 66800 | 798 | 92.1 | 75 | [8 empty] | Federally-Regulated Consumer Product | 11/28/2016 |  | 10/18/2017
International Comfort Products | Comfortmaker | N9MSB0801716B** | Natural Gas | Induced Draft | True | False | 1 | True | Up |  | None | Condensing | Single-Stage |  | 0.5 | Standard |  | 80000 | 75000 |  |  | 66800 | 798 | 92.1 | 75 | [8 empty] | Federally-Regulated Consumer Product | 11/28/2016 |  | 10/18/2017
International Comfort Products | Comfortmaker | N9MSB0801716B** | Natural Gas | Induced Draft | True | False | 1 | True | Down |  | None | Condensing | Single-Stage |  | 0.5 | Standard |  | 80000 | 75000 |  |  | 66800 | 798 | 92.1 | 75 | [8 empty] | Federally-Regulated Consumer Product | 11/28/2016 |  | 10/18/2017
International Comfort Products | Comfortmaker | N9MSB0801716B** | Natural Gas | Induced Draft | True | False | 1 | True | Horizontal |  | None | Condensing | Single-Stage |  | 0.5 | Standard |  | 80000 | 75000 |  |  | 66800 | 798 | 92.1 | 75 | [8 empty] | Federally-Regulated Consumer Product | 11/28/2016 |  | 10/18/2017
International Comfort Products | Comfortmaker | N9MSB0401410C** | LPG | Induced Draft | True | False | 1 | True | Up |  | None | Condensing | Single-Stage |  | 0.33 | Standard |  | 40000 | 37000 |  |  | 33700 | 341 | 92.1 | 75 | [8 empty] | Federally-Regulated Consumer Product | 11/28/2016 |  | 10/18/2017
International Comfort Products | Comfortmaker | N9MSB0401410C** | LPG | Induced Draft | True | False | 1 | True | Down |  | None | Condensing | Single-Stage |  | 0.33 | Standard |  | 40000 | 37000 |  |  | 33700 | 341 | 92.1 | 75 | [8 empty] | Federally-Regulated Consumer Product | 11/28/2016 |  | 10/18/2017
International Comfort Products | Comfortmaker | N9MSB0401410C** | LPG | Induced Draft | True | False | 1 | True | Horizontal |  | None | Condensing | Single-Stage |  | 0.33 | Standard |  | 40000 | 37000 |  |  | 33700 | 341 | 92.1 | 75 | [8 empty] | Federally-Regulated Consumer Product | 11/28/2016 |  | 10/18/2017
International Comfort Products | Comfortmaker | N9MSB0401410C** | Natural Gas | Induced Draft | True | False | 1 | True | Up |  | None | Condensing | Single-Stage |  | 0.33 | Standard |  | 40000 | 37000 |  |  | 33700 | 341 | 92.1 | 75 | [8 empty] | Federally-Regulated Consumer Product | 11/28/2016 |  | 10/18/2017
International Comfort Products | Comfortmaker | N9MSB0401410C** | Natural Gas | Induced Draft | True | False | 1 | True | Down |  | None | Condensing | Single-Stage |  | 0.33 | Standard |  | 40000 | 37000 |  |  | 33700 | 341 | 92.1 | 75 | [8 empty] | Federally-Regulated Consumer Product | 11/28/2016 |  | 10/18/2017
International Comfort Products | Comfortmaker | N9MSB0401410C** | Natural Gas | Induced Draft | True | False | 1 | True | Horizontal |  | None | Condensing | Single-Stage |  | 0.33 | Standard |  | 40000 | 37000 |  |  | 33700 | 341 | 92.1 | 75 | [8 empty] | Federally-Regulated Consumer Product | 11/28/2016 |  | 10/18/2017
International Comfort Products | Comfortmaker | N9MSB0401712C** | LPG | Induced Draft | True | False | 1 | True | Up |  | None | Condensing | Single-Stage |  | 0.5 | Standard |  | 40000 | 37000 |  |  | 33500 | 383 | 92.1 | 75 | [8 empty] | Federally-Regulated Consumer Product | 11/28/2016 |  | 10/18/2017
International Comfort Products | Comfortmaker | N9MSB0401712C** | LPG | Induced Draft | True | False | 1 | True | Down |  | None | Condensing | Single-Stage |  | 0.5 | Standard |  | 40000 | 37000 |  |  | 33500 | 383 | 92.1 | 75 | [8 empty] | Federally-Regulated Consumer Product | 11/28/2016 |  | 10/18/2017
International Comfort Products | Comfortmaker | N9MSB0401712C** | LPG | Induced Draft | True | False | 1 | True | Horizontal |  | None | Condensing | Single-Stage |  | 0.5 | Standard |  | 40000 | 37000 |  |  | 33500 | 383 | 92.1 | 75 | [8 empty] | Federally-Regulated Consumer Product | 11/28/2016 |  | 10/18/2017
International Comfort Products | Comfortmaker | N9MSB0401712C** | Natural Gas | Induced Draft | True | False | 1 | True | Up |  | None | Condensing | Single-Stage |  | 0.5 | Standard |  | 40000 | 37000 |  |  | 33500 | 383 | 92.1 | 75 | [8 empty] | Federally-Regulated Consumer Product | 11/28/2016 |  | 10/18/2017
International Comfort Products | Comfortmaker | N9MSB0401712C** | Natural Gas | Induced Draft | True | False | 1 | True | Down |  | None | Condensing | Single-Stage |  | 0.5 | Standard |  | 40000 | 37000 |  |  | 33500 | 383 | 92.1 | 75 | [8 empty] | Federally-Regulated Consumer Product | 11/28/2016 |  | 10/18/2017
International Comfort Products | Comfortmaker | N9MSB0401712C** | Natural Gas | Induced Draft | True | False | 1 | True | Horizontal |  | None | Condensing | Single-Stage |  | 0.5 | Standard |  | 40000 | 37000 |  |  | 33500 | 383 | 92.1 | 75 | [8 empty] | Federally-Regulated Consumer Product | 11/28/2016 |  | 10/18/2017
International Comfort Products | Comfortmaker | N9MSB0601412C** | LPG | Induced Draft | True | False | 1 | True | Up |  | None | Condensing | Single-Stage |  | 0.33 | Standard |  | 60000 | 56000 |  |  | 50600 | 481 | 92.1 | 75 | [8 empty] | Federally-Regulated Consumer Product | 11/28/2016 |  | 10/18/2017
International Comfort Products | Comfortmaker | N9MSB0601412C** | LPG | Induced Draft | True | False | 1 | True | Down |  | None | Condensing | Single-Stage |  | 0.33 | Standard |  | 60000 | 56000 |  |  | 50600 | 481 | 92.1 | 75 | [8 empty] | Federally-Regulated Consumer Product | 11/28/2016 |  | 10/18/2017
International Comfort Products | Comfortmaker | N9MSB0601412C** | LPG | Induced Draft | True | False | 1 | True | Horizontal |  | None | Condensing | Single-Stage |  | 0.33 | Standard |  | 60000 | 56000 |  |  | 50600 | 481 | 92.1 | 75 | [8 empty] | Federally-Regulated Consumer Product | 11/28/2016 |  | 10/18/2017
International Comfort Products | Comfortmaker | N9MSB0601412C** | Natural Gas | Induced Draft | True | False | 1 | True | Up |  | None | Condensing | Single-Stage |  | 0.33 | Standard |  | 60000 | 56000 |  |  | 50600 | 481 | 92.1 | 75 | [8 empty] | Federally-Regulated Consumer Product | 11/28/2016 |  | 10/18/2017
International Comfort Products | Comfortmaker | N9MSB0601412C** | Natural Gas | Induced Draft | True | False | 1 | True | Down |  | None | Condensing | Single-Stage |  | 0.33 | Standard |  | 60000 | 56000 |  |  | 50600 | 481 | 92.1 | 75 | [8 empty] | Federally-Regulated Consumer Product | 11/28/2016 |  | 10/18/2017
International Comfort Products | Comfortmaker | N9MSB0601412C** | Natural Gas | Induced Draft | True | False | 1 | True | Horizontal |  | None | Condensing | Single-Stage |  | 0.33 | Standard |  | 60000 | 56000 |  |  | 50600 | 481 | 92.1 | 75 | [8 empty] | Federally-Regulated Consumer Product | 11/28/2016 |  | 10/18/2017
International Comfort Products | Comfortmaker | N9MSB0601716C** | LPG | Induced Draft | True | False | 1 | True | Up |  | None | Condensing | Single-Stage |  | 0.5 | Standard |  | 60000 | 56000 |  |  | 50100 | 605 | 92.1 | 75 | [8 empty] | Federally-Regulated Consumer Product | 11/28/2016 |  | 10/18/2017
International Comfort Products | Comfortmaker | N9MSB0601716C** | LPG | Induced Draft | True | False | 1 | True | Down |  | None | Condensing | Single-Stage |  | 0.5 | Standard |  | 60000 | 56000 |  |  | 50100 | 605 | 92.1 | 75 | [8 empty] | Federally-Regulated Consumer Product | 11/28/2016 |  | 10/18/2017
International Comfort Products | Comfortmaker | N9MSB0601716C** | LPG | Induced Draft | True | False | 1 | True | Horizontal |  | None | Condensing | Single-Stage |  | 0.5 | Standard |  | 60000 | 56000 |  |  | 50100 | 605 | 92.1 | 75 | [8 empty] | Federally-Regulated Consumer Product | 11/28/2016 |  | 10/18/2017
International Comfort Products | Comfortmaker | N9MSB0601716C** | Natural Gas | Induced Draft | True | False | 1 | True | Up |  | None | Condensing | Single-Stage |  | 0.5 | Standard |  | 60000 | 56000 |  |  | 50100 | 605 | 92.1 | 75 | [8 empty] | Federally-Regulated Consumer Product | 11/28/2016 |  | 10/18/2017
International Comfort Products | Comfortmaker | N9MSB0601716C** | Natural Gas | Induced Draft | True | False | 1 | True | Down |  | None | Condensing | Single-Stage |  | 0.5 | Standard |  | 60000 | 56000 |  |  | 50100 | 605 | 92.1 | 75 | [8 empty] | Federally-Regulated Consumer Product | 11/28/2016 |  | 10/18/2017
International Comfort Products | Comfortmaker | N9MSB0601716C** | Natural Gas | Induced Draft | True | False | 1 | True | Horizontal |  | None | Condensing | Single-Stage |  | 0.5 | Standard |  | 60000 | 56000 |  |  | 50100 | 605 | 92.1 | 75 | [8 empty] | Federally-Regulated Consumer Product | 11/28/2016 |  | 10/18/2017
International Comfort Products | Comfortmaker | N9MSB0802120C** | LPG | Induced Draft | True | False | 1 | True | Up |  | None | Condensing | Single-Stage |  | 0.75 | Standard |  | 80000 | 75000 |  |  | 66900 | 775 | 92.1 | 75 | [8 empty] | Federally-Regulated Consumer Product | 11/28/2016 |  | 10/18/2017
International Comfort Products | Comfortmaker | N9MSB0802120C** | LPG | Induced Draft | True | False | 1 | True | Down |  | None | Condensing | Single-Stage |  | 0.75 | Standard |  | 80000 | 75000 |  |  | 66900 | 775 | 92.1 | 75 | [8 empty] | Federally-Regulated Consumer Product | 11/28/2016 |  | 10/18/2017
International Comfort Products | Comfortmaker | N9MSB0802120C** | LPG | Induced Draft | True | False | 1 | True | Horizontal |  | None | Condensing | Single-Stage |  | 0.75 | Standard |  | 80000 | 75000 |  |  | 66900 | 775 | 92.1 | 75 | [8 empty] | Federally-Regulated Consumer Product | 11/28/2016 |  | 10/18/2017
International Comfort Products | Comfortmaker | N9MSB0802120C** | Natural Gas | Induced Draft | True | False | 1 | True | Up |  | None | Condensing | Single-Stage |  | 0.75 | Standard |  | 80000 | 75000 |  |  | 66900 | 775 | 92.1 | 75 | [8 empty] | Federally-Regulated Consumer Product | 11/28/2016 |  | 10/18/2017
International Comfort Products | Comfortmaker | N9MSB0802120C** | Natural Gas | Induced Draft | True | False | 1 | True | Down |  | None | Condensing | Single-Stage |  | 0.75 | Standard |  | 80000 | 75000 |  |  | 66900 | 775 | 92.1 | 75 | [8 empty] | Federally-Regulated Consumer Product | 11/28/2016 |  | 10/18/2017
International Comfort Products | Comfortmaker | N9MSB0802120C** | Natural Gas | Induced Draft | True | False | 1 | True | Horizontal |  | None | Condensing | Single-Stage |  | 0.75 | Standard |  | 80000 | 75000 |  |  | 66900 | 775 | 92.1 | 75 | [8 empty] | Federally-Regulated Consumer Product | 11/28/2016 |  | 10/18/2017
International Comfort Products | Comfortmaker | N9MSB1002116C** | LPG | Induced Draft | True | False | 1 | True | Up |  | None | Condensing | Single-Stage |  | 0.5 | Standard |  | 100000 | 94000 |  |  | 100900 | 994 | 92.1 | 75 | [8 empty] | Federally-Regulated Consumer Product | 02/14/2017 |  | 10/18/2017
International Comfort Products | Comfortmaker | N9MSB1002116C** | LPG | Induced Draft | True | False | 1 | True | Down |  | None | Condensing | Single-Stage |  | 0.5 | Standard |  | 100000 | 94000 |  |  | 100900 | 994 | 92.1 | 75 | [8 empty] | Federally-Regulated Consumer Product | 02/14/2017 |  | 10/18/2017
International Comfort Products | Comfortmaker | N9MSB1002116C** | LPG | Induced Draft | True | False | 1 | True | Horizontal |  | None | Condensing | Single-Stage |  | 0.5 | Standard |  | 100000 | 94000 |  |  | 100900 | 994 | 92.1 | 75 | [8 empty] | Federally-Regulated Consumer Product | 02/14/2017 |  | 10/18/2017
International Comfort Products | Comfortmaker | N9MSB1002116C** | Natural Gas | Induced Draft | True | False | 1 | True | Up |  | None | Condensing | Single-Stage |  | 0.5 | Standard |  | 100000 | 94000 |  |  | 100900 | 994 | 92.1 | 75 | [8 empty] | Federally-Regulated Consumer Product | 02/14/2017 |  | 10/18/2017
International Comfort Products | Comfortmaker | N9MSB1002116C** | Natural Gas | Induced Draft | True | False | 1 | True | Down |  | None | Condensing | Single-Stage |  | 0.5 | Standard |  | 100000 | 94000 |  |  | 100900 | 994 | 92.1 | 75 | [8 empty] | Federally-Regulated Consumer Product | 02/14/2017 |  | 10/18/2017
International Comfort Products | Comfortmaker | N9MSB1002116C** | Natural Gas | Induced Draft | True | False | 1 | True | Horizontal |  | None | Condensing | Single-Stage |  | 0.5 | Standard |  | 100000 | 94000 |  |  | 100900 | 994 | 92.1 | 75 | [8 empty] | Federally-Regulated Consumer Product | 02/14/2017 |  | 10/18/2017
International Comfort Products | Comfortmaker | N9MSB1002120C** | LPG | Induced Draft | True | False | 1 | True | Up |  | None | Condensing | Single-Stage |  | 0.75 | Standard |  | 100000 | 94000 |  |  | 100800 | 1030 | 92.1 | 75 | [8 empty] | Federally-Regulated Consumer Product | 02/14/2017 |  | 10/18/2017
International Comfort Products | Comfortmaker | N9MSB1002120C** | LPG | Induced Draft | True | False | 1 | True | Down |  | None | Condensing | Single-Stage |  | 0.75 | Standard |  | 100000 | 94000 |  |  | 100800 | 1030 | 92.1 | 75 | [8 empty] | Federally-Regulated Consumer Product | 02/14/2017 |  | 10/18/2017
International Comfort Products | Comfortmaker | N9MSB1002120C** | LPG | Induced Draft | True | False | 1 | True | Horizontal |  | None | Condensing | Single-Stage |  | 0.75 | Standard |  | 100000 | 94000 |  |  | 100800 | 1030 | 92.1 | 75 | [8 empty] | Federally-Regulated Consumer Product | 02/14/2017 |  | 10/18/2017
International Comfort Products | Comfortmaker | N9MSB1002120C** | Natural Gas | Induced Draft | True | False | 1 | True | Up |  | None | Condensing | Single-Stage |  | 0.75 | Standard |  | 100000 | 94000 |  |  | 100800 | 1030 | 92.1 | 75 | [8 empty] | Federally-Regulated Consumer Product | 02/14/2017 |  | 10/18/2017
International Comfort Products | Comfortmaker | N9MSB1002120C** | Natural Gas | Induced Draft | True | False | 1 | True | Down |  | None | Condensing | Single-Stage |  | 0.75 | Standard |  | 100000 | 94000 |  |  | 100800 | 1030 | 92.1 | 75 | [8 empty] | Federally-Regulated Consumer Product | 02/14/2017 |  | 10/18/2017
International Comfort Products | Comfortmaker | N9MSB1002120C** | Natural Gas | Induced Draft | True | False | 1 | True | Horizontal |  | None | Condensing | Single-Stage |  | 0.75 | Standard |  | 100000 | 94000 |  |  | 100800 | 1030 | 92.1 | 75 | [8 empty] | Federally-Regulated Consumer Product | 02/14/2017 |  | 10/18/2017
International Comfort Products | Comfortmaker | N9MSB1202420C** | LPG | Induced Draft | True | False | 1 | True | Up |  | None | Condensing | Single-Stage |  | 0.75 | Standard |  | 120000 | 112000 |  |  | 117400 | 1247 | 92.1 | 75 | [8 empty] | Federally-Regulated Consumer Product | 02/14/2017 |  | 10/18/2017
International Comfort Products | Comfortmaker | N9MSB1202420C** | LPG | Induced Draft | True | False | 1 | True | Down |  | None | Condensing | Single-Stage |  | 0.75 | Standard |  | 120000 | 112000 |  |  | 117400 | 1247 | 92.1 | 75 | [8 empty] | Federally-Regulated Consumer Product | 02/14/2017 |  | 10/18/2017
International Comfort Products | Comfortmaker | N9MSB1202420C** | LPG | Induced Draft | True | False | 1 | True | Horizontal |  | None | Condensing | Single-Stage |  | 0.75 | Standard |  | 120000 | 112000 |  |  | 117400 | 1247 | 92.1 | 75 | [8 empty] | Federally-Regulated Consumer Product | 02/14/2017 |  | 10/18/2017
International Comfort Products | Comfortmaker | N9MSB1202420C** | Natural Gas | Induced Draft | True | False | 1 | True | Up |  | None | Condensing | Single-Stage |  | 0.75 | Standard |  | 120000 | 112000 |  |  | 117400 | 1247 | 92.1 | 75 | [8 empty] | Federally-Regulated Consumer Product | 02/14/2017 |  | 10/18/2017
International Comfort Products | Comfortmaker | N9MSB1202420C** | Natural Gas | Induced Draft | True | False | 1 | True | Down |  | None | Condensing | Single-Stage |  | 0.75 | Standard |  | 120000 | 112000 |  |  | 117400 | 1247 | 92.1 | 75 | [8 empty] | Federally-Regulated Consumer Product | 02/14/2017 |  | 10/18/2017
International Comfort Products | Comfortmaker | N9MSB1202420C** | Natural Gas | Induced Draft | True | False | 1 | True | Horizontal |  | None | Condensing | Single-Stage |  | 0.75 | Standard |  | 120000 | 112000 |  |  | 117400 | 1247 | 92.1 | 75 | [8 empty] | Federally-Regulated Consumer Product | 02/14/2017 |  | 10/18/2017
International Comfort Products | Comfortmaker | G9MXT0401410A | LPG | Induced Draft | True | False | 1 | False | Up |  | None | Condensing | Two-Stage Modulating |  | 0.5 | Standard |  | 40000 | 39000 |  |  | 32300 | 166 | 96 | 78 | [8 empty] | Federally-Regulated Consumer Product | 11/28/2016 |  | 10/18/2017
International Comfort Products | Comfortmaker | G9MXT0401410A | LPG | Induced Draft | True | False | 1 | False | Horizontal |  | None | Condensing | Two-Stage Modulating |  | 0.5 | Standard |  | 40000 | 39000 |  |  | 32300 | 166 | 96 | 78 | [8 empty] | Federally-Regulated Consumer Product | 11/28/2016 |  | 10/18/2017
International Comfort Products | Comfortmaker | G9MXT0401410A | Natural Gas | Induced Draft | True | False | 1 | False | Up |  | None | Condensing | Two-Stage Modulating |  | 0.5 | Standard |  | 40000 | 39000 |  |  | 32300 | 166 | 96 | 78 | [8 empty] | Federally-Regulated Consumer Product | 11/28/2016 |  | 10/18/2017
International Comfort Products | Comfortmaker | G9MXT0401410A | Natural Gas | Induced Draft | True | False | 1 | False | Horizontal |  | None | Condensing | Two-Stage Modulating |  | 0.5 | Standard |  | 40000 | 39000 |  |  | 32300 | 166 | 96 | 78 | [8 empty] | Federally-Regulated Consumer Product | 11/28/2016 |  | 10/18/2017
International Comfort Products | Comfortmaker | G9MXT0601714A | LPG | Induced Draft | True | False | 1 | False | Up |  | None | Condensing | Two-Stage Modulating |  | 0.75 | Standard |  | 60000 | 58000 |  |  | 48600 | 189 | 96 | 78 | [8 empty] | Federally-Regulated Consumer Product | 11/28/2016 |  | 10/18/2017
International Comfort Products | Comfortmaker | G9MXT0601714A | LPG | Induced Draft | True | False | 1 | False | Horizontal |  | None | Condensing | Two-Stage Modulating |  | 0.75 | Standard |  | 60000 | 58000 |  |  | 48600 | 189 | 96 | 78 | [8 empty] | Federally-Regulated Consumer Product | 11/28/2016 |  | 10/18/2017
International Comfort Products | Comfortmaker | G9MXT0601714A | Natural Gas | Induced Draft | True | False | 1 | False | Up |  | None | Condensing | Two-Stage Modulating |  | 0.75 | Standard |  | 60000 | 58000 |  |  | 48600 | 189 | 96 | 78 | [8 empty] | Federally-Regulated Consumer Product | 11/28/2016 |  | 10/18/2017
International Comfort Products | Comfortmaker | G9MXT0601714A | Natural Gas | Induced Draft | True | False | 1 | False | Horizontal |  | None | Condensing | Two-Stage Modulating |  | 0.75 | Standard |  | 60000 | 58000 |  |  | 48600 | 189 | 96 | 78 | [8 empty] | Federally-Regulated Consumer Product | 11/28/2016 |  | 10/18/2017
International Comfort Products | Comfortmaker | G9MXT1202422A | LPG | Induced Draft | True | False | 1 | False | Up |  | None | Condensing | Two-Stage Modulating |  | 1 | Standard |  | 120000 | 117000 |  |  | 110400 | 600 | 96 | 78 | [8 empty] | Federally-Regulated Consumer Product | 11/28/2016 |  | 10/18/2017
International Comfort Products | Comfortmaker | G9MXT1202422A | LPG | Induced Draft | True | False | 1 | False | Horizontal |  | None | Condensing | Two-Stage Modulating |  | 1 | Standard |  | 120000 | 117000 |  |  | 110400 | 600 | 96 | 78 | [8 empty] | Federally-Regulated Consumer Product | 11/28/2016 |  | 10/18/2017
International Comfort Products | Comfortmaker | G9MXT1202422A | Natural Gas | Induced Draft | True | False | 1 | False | Up |  | None | Condensing | Two-Stage Modulating |  | 1 | Standard |  | 120000 | 117000 |  |  | 110400 | 600 | 96 | 78 | [8 empty] | Federally-Regulated Consumer Product | 11/28/2016 |  | 10/18/2017
International Comfort Products | Comfortmaker | G9MXT1202422A | Natural Gas | Induced Draft | True | False | 1 | False | Horizontal |  | None | Condensing | Two-Stage Modulating |  | 1 | Standard |  | 120000 | 117000 |  |  | 110400 | 600 | 96 | 78 | [8 empty] | Federally-Regulated Consumer Product | 11/28/2016 |  | 10/18/2017
International Comfort Products | Comfortmaker | G9MXT0801716A | LPG | Induced Draft | True | False | 1 | False | Up |  | None | Condensing | Two-Stage Modulating |  | 0.75 | Standard |  | 80000 | 78000 |  |  | 80200 | 369 | 96 | 78 | [8 empty] | Federally-Regulated Consumer Product | 11/28/2016 |  | 10/18/2017
International Comfort Products | Comfortmaker | G9MXT0801716A | LPG | Induced Draft | True | False | 1 | False | Horizontal |  | None | Condensing | Two-Stage Modulating |  | 0.75 | Standard |  | 80000 | 78000 |  |  | 80200 | 369 | 96 | 78 | [8 empty] | Federally-Regulated Consumer Product | 11/28/2016 |  | 10/18/2017
International Comfort Products | Comfortmaker | G9MXT0801716A | Natural Gas | Induced Draft | True | False | 1 | False | Up |  | None | Condensing | Two-Stage Modulating |  | 0.75 | Standard |  | 80000 | 78000 |  |  | 80200 | 369 | 96 | 78 | [8 empty] | Federally-Regulated Consumer Product | 11/28/2016 |  | 10/18/2017
International Comfort Products | Comfortmaker | G9MXT0801716A | Natural Gas | Induced Draft | True | False | 1 | False | Horizontal |  | None | Condensing | Two-Stage Modulating |  | 0.75 | Standard |  | 80000 | 78000 |  |  | 80200 | 369 | 96 | 78 | [8 empty] | Federally-Regulated Consumer Product | 11/28/2016 |  | 10/18/2017
International Comfort Products | Comfortmaker | G9MXE0401410A | LPG | Induced Draft | True | False | 1 | False | Up |  | None | Condensing | Single-Stage |  | 0.5 | Standard |  | 40000 | 39000 |  |  | 32800 | 195 | 96 | 78 | [8 empty] | Federally-Regulated Consumer Product | 11/28/2016 |  | 10/18/2017
International Comfort Products | Comfortmaker | G9MXE0401410A | LPG | Induced Draft | True | False | 1 | False | Horizontal |  | None | Condensing | Single-Stage |  | 0.5 | Standard |  | 40000 | 39000 |  |  | 32800 | 195 | 96 | 78 | [8 empty] | Federally-Regulated Consumer Product | 11/28/2016 |  | 10/18/2017
International Comfort Products | Comfortmaker | G9MXE0401410A | Natural Gas | Induced Draft | True | False | 1 | False | Up |  | None | Condensing | Single-Stage |  | 0.5 | Standard |  | 40000 | 39000 |  |  | 32800 | 195 | 96 | 78 | [8 empty] | Federally-Regulated Consumer Product | 11/28/2016 |  | 10/18/2017
International Comfort Products | Comfortmaker | G9MXE0401410A | Natural Gas | Induced Draft | True | False | 1 | False | Horizontal |  | None | Condensing | Single-Stage |  | 0.5 | Standard |  | 40000 | 39000 |  |  | 32800 | 195 | 96 | 78 | [8 empty] | Federally-Regulated Consumer Product | 11/28/2016 |  | 10/18/2017
International Comfort Products | Comfortmaker | G9MXE0601714A | LPG | Induced Draft | True | False | 1 | False | Up |  | None | Condensing | Single-Stage |  | 0.75 | Standard |  | 60000 | 58000 |  |  | 49300 | 254 | 96 | 78 | [8 empty] | Federally-Regulated Consumer Product | 11/28/2016 |  | 10/18/2017
International Comfort Products | Comfortmaker | G9MXE0601714A | LPG | Induced Draft | True | False | 1 | False | Horizontal |  | None | Condensing | Single-Stage |  | 0.75 | Standard |  | 60000 | 58000 |  |  | 49300 | 254 | 96 | 78 | [8 empty] | Federally-Regulated Consumer Product | 11/28/2016 |  | 10/18/2017
International Comfort Products | Comfortmaker | G9MXE0601714A | Natural Gas | Induced Draft | True | False | 1 | False | Up |  | None | Condensing | Single-Stage |  | 0.75 | Standard |  | 60000 | 58000 |  |  | 49300 | 254 | 96 | 78 | [8 empty] | Federally-Regulated Consumer Product | 11/28/2016 |  | 10/18/2017
International Comfort Products | Comfortmaker | G9MXE0601714A | Natural Gas | Induced Draft | True | False | 1 | False | Horizontal |  | None | Condensing | Single-Stage |  | 0.75 | Standard |  | 60000 | 58000 |  |  | 49300 | 254 | 96 | 78 | [8 empty] | Federally-Regulated Consumer Product | 11/28/2016 |  | 10/18/2017
International Comfort Products | Comfortmaker | G9MXE1202422A | LPG | Induced Draft | True | False | 1 | False | Up |  | None | Condensing | Single-Stage |  | 1 | Standard |  | 120000 | 117000 |  |  | 113500 | 990 | 96 | 78 | [8 empty] | Federally-Regulated Consumer Product | 11/28/2016 |  | 10/18/2017
International Comfort Products | Comfortmaker | G9MXE1202422A | LPG | Induced Draft | True | False | 1 | False | Horizontal |  | None | Condensing | Single-Stage |  | 1 | Standard |  | 120000 | 117000 |  |  | 113500 | 990 | 96 | 78 | [8 empty] | Federally-Regulated Consumer Product | 11/28/2016 |  | 10/18/2017
International Comfort Products | Comfortmaker | G9MXE1202422A | Natural Gas | Induced Draft | True | False | 1 | False | Up |  | None | Condensing | Single-Stage |  | 1 | Standard |  | 120000 | 117000 |  |  | 113500 | 990 | 96 | 78 | [8 empty] | Federally-Regulated Consumer Product | 11/28/2016 |  | 10/18/2017
International Comfort Products | Comfortmaker | G9MXE1202422A | Natural Gas | Induced Draft | True | False | 1 | False | Horizontal |  | None | Condensing | Single-Stage |  | 1 | Standard |  | 120000 | 117000 |  |  | 113500 | 990 | 96 | 78 | [8 empty] | Federally-Regulated Consumer Product | 11/28/2016 |  | 10/18/2017
International Comfort Products | Comfortmaker | G9MXE0801716A | LPG | Induced Draft | True | False | 1 | False | Up |  | None | Condensing | Single-Stage |  | 0.75 | Standard |  | 80000 | 78000 |  |  | 81900 | 483 | 96 | 78 | [8 empty] | Federally-Regulated Consumer Product | 11/28/2016 |  | 10/18/2017
International Comfort Products | Comfortmaker | G9MXE0801716A | LPG | Induced Draft | True | False | 1 | False | Horizontal |  | None | Condensing | Single-Stage |  | 0.75 | Standard |  | 80000 | 78000 |  |  | 81900 | 483 | 96 | 78 | [8 empty] | Federally-Regulated Consumer Product | 11/28/2016 |  | 10/18/2017
International Comfort Products | Comfortmaker | G9MXE0801716A | Natural Gas | Induced Draft | True | False | 1 | False | Up |  | None | Condensing | Single-Stage |  | 0.75 | Standard |  | 80000 | 78000 |  |  | 81900 | 483 | 96 | 78 | [8 empty] | Federally-Regulated Consumer Product | 11/28/2016 |  | 10/18/2017
International Comfort Products | Comfortmaker | G9MXE0801716A | Natural Gas | Induced Draft | True | False | 1 | False | Horizontal |  | None | Condensing | Single-Stage |  | 0.75 | Standard |  | 80000 | 78000 |  |  | 81900 | 483 | 96 | 78 | [8 empty] | Federally-Regulated Consumer Product | 11/28/2016 |  | 10/18/2017
International Comfort Products | Comfortmaker | N9MSE0401410A | LPG | Induced Draft | True | False | 1 | False | Up |  | None | Condensing | Single-Stage |  | 0.5 | Standard |  | 40000 | 39000 |  |  | 32300 | 373 | 95.5 | 78 | [8 empty] | Federally-Regulated Consumer Product | 11/28/2016 |  | 10/18/2017
International Comfort Products | Comfortmaker | N9MSE0401410A | LPG | Induced Draft | True | False | 1 | False | Horizontal |  | None | Condensing | Single-Stage |  | 0.5 | Standard |  | 40000 | 39000 |  |  | 32300 | 373 | 95.5 | 78 | [8 empty] | Federally-Regulated Consumer Product | 11/28/2016 |  | 10/18/2017
International Comfort Products | Comfortmaker | N9MSE0401410A | Natural Gas | Induced Draft | True | False | 1 | False | Up |  | None | Condensing | Single-Stage |  | 0.5 | Standard |  | 40000 | 39000 |  |  | 32300 | 373 | 95.5 | 78 | [8 empty] | Federally-Regulated Consumer Product | 11/28/2016 |  | 10/18/2017
International Comfort Products | Comfortmaker | N9MSE0401410A | Natural Gas | Induced Draft | True | False | 1 | False | Horizontal |  | None | Condensing | Single-Stage |  | 0.5 | Standard |  | 40000 | 39000 |  |  | 32300 | 373 | 95.5 | 78 | [8 empty] | Federally-Regulated Consumer Product | 11/28/2016 |  | 10/18/2017
International Comfort Products | Comfortmaker | N9MSE0601410A | LPG | Induced Draft | True | False | 1 | False | Up |  | None | Condensing | Single-Stage |  | 0.5 | Standard |  | 60000 | 58000 |  |  | 48600 | 515 | 95.5 | 78 | [8 empty] | Federally-Regulated Consumer Product | 11/28/2016 |  | 10/18/2017
International Comfort Products | Comfortmaker | N9MSE0601410A | LPG | Induced Draft | True | False | 1 | False | Horizontal |  | None | Condensing | Single-Stage |  | 0.5 | Standard |  | 60000 | 58000 |  |  | 48600 | 515 | 95.5 | 78 | [8 empty] | Federally-Regulated Consumer Product | 11/28/2016 |  | 10/18/2017
International Comfort Products | Comfortmaker | N9MSE0601410A | Natural Gas | Induced Draft | True | False | 1 | False | Up |  | None | Condensing | Single-Stage |  | 0.5 | Standard |  | 60000 | 58000 |  |  | 48600 | 515 | 95.5 | 78 | [8 empty] | Federally-Regulated Consumer Product | 11/28/2016 |  | 10/18/2017
International Comfort Products | Comfortmaker | N9MSE0601410A | Natural Gas | Induced Draft | True | False | 1 | False | Horizontal |  | None | Condensing | Single-Stage |  | 0.5 | Standard |  | 60000 | 58000 |  |  | 48600 | 515 | 95.5 | 78 | [8 empty] | Federally-Regulated Consumer Product | 11/28/2016 |  | 10/18/2017
International Comfort Products | Comfortmaker | N9MSE0601714A | LPG | Induced Draft | True | False | 1 | False | Up |  | None | Condensing | Single-Stage |  | 0.5 | Standard |  | 60000 | 58000 |  |  | 48300 | 592 | 95.5 | 78 | [8 empty] | Federally-Regulated Consumer Product | 11/28/2016 |  | 10/18/2017
International Comfort Products | Comfortmaker | N9MSE0601714A | LPG | Induced Draft | True | False | 1 | False | Horizontal |  | None | Condensing | Single-Stage |  | 0.5 | Standard |  | 60000 | 58000 |  |  | 48300 | 592 | 95.5 | 78 | [8 empty] | Federally-Regulated Consumer Product | 11/28/2016 |  | 10/18/2017
International Comfort Products | Comfortmaker | N9MSE0601714A | Natural Gas | Induced Draft | True | False | 1 | False | Up |  | None | Condensing | Single-Stage |  | 0.5 | Standard |  | 60000 | 58000 |  |  | 48300 | 592 | 95.5 | 78 | [8 empty] | Federally-Regulated Consumer Product | 11/28/2016 |  | 10/18/2017
International Comfort Products | Comfortmaker | N9MSE0601714A | Natural Gas | Induced Draft | True | False | 1 | False | Horizontal |  | None | Condensing | Single-Stage |  | 0.5 | Standard |  | 60000 | 58000 |  |  | 48300 | 592 | 95.5 | 78 | [8 empty] | Federally-Regulated Consumer Product | 11/28/2016 |  | 10/18/2017
International Comfort Products | Comfortmaker | N9MSE0801716A | LPG | Induced Draft | True | False | 1 | False | Up |  | None | Condensing | Single-Stage |  | 0.75 | Standard |  | 80000 | 78000 |  |  | 80800 | 903 | 95.5 | 78 | [8 empty] | Federally-Regulated Consumer Product | 11/28/2016 |  | 10/18/2017
International Comfort Products | Comfortmaker | N9MSE0801716A | LPG | Induced Draft | True | False | 1 | False | Horizontal |  | None | Condensing | Single-Stage |  | 0.75 | Standard |  | 80000 | 78000 |  |  | 80800 | 903 | 95.5 | 78 | [8 empty] | Federally-Regulated Consumer Product | 11/28/2016 |  | 10/18/2017
International Comfort Products | Comfortmaker | N9MSE0801716A | Natural Gas | Induced Draft | True | False | 1 | False | Up |  | None | Condensing | Single-Stage |  | 0.75 | Standard |  | 80000 | 78000 |  |  | 80800 | 903 | 95.5 | 78 | [8 empty] | Federally-Regulated Consumer Product | 11/28/2016 |  | 10/18/2017
International Comfort Products | Comfortmaker | N9MSE0801716A | Natural Gas | Induced Draft | True | False | 1 | False | Horizontal |  | None | Condensing | Single-Stage |  | 0.75 | Standard |  | 80000 | 78000 |  |  | 80800 | 903 | 95.5 | 78 | [8 empty] | Federally-Regulated Consumer Product | 11/28/2016 |  | 10/18/2017
International Comfort Products | Comfortmaker | N9MSE0802120A | LPG | Induced Draft | True | False | 1 | False | Up |  | None | Condensing | Single-Stage |  | 0.75 | Standard |  | 80000 | 78000 |  |  | 80700 | 939 | 95.5 | 78 | [8 empty] | Federally-Regulated Consumer Product | 11/28/2016 |  | 10/18/2017
International Comfort Products | Comfortmaker | N9MSE0802120A | LPG | Induced Draft | True | False | 1 | False | Horizontal |  | None | Condensing | Single-Stage |  | 0.75 | Standard |  | 80000 | 78000 |  |  | 80700 | 939 | 95.5 | 78 | [8 empty] | Federally-Regulated Consumer Product | 11/28/2016 |  | 10/18/2017
International Comfort Products | Comfortmaker | N9MSE0802120A | Natural Gas | Induced Draft | True | False | 1 | False | Up |  | None | Condensing | Single-Stage |  | 0.75 | Standard |  | 80000 | 78000 |  |  | 80700 | 939 | 95.5 | 78 | [8 empty] | Federally-Regulated Consumer Product | 11/28/2016 |  | 10/18/2017
International Comfort Products | Comfortmaker | N9MSE0802120A | Natural Gas | Induced Draft | True | False | 1 | False | Horizontal |  | None | Condensing | Single-Stage |  | 0.75 | Standard |  | 80000 | 78000 |  |  | 80700 | 939 | 95.5 | 78 | [8 empty] | Federally-Regulated Consumer Product | 11/28/2016 |  | 10/18/2017
International Comfort Products | Comfortmaker | N9MSE1002114A | LPG | Induced Draft | True | False | 1 | False | Up |  | None | Condensing | Single-Stage |  | 0.75 | Standard |  | 100000 | 97000 |  |  | 96700 | 1162 | 95.5 | 78 | [8 empty] | Federally-Regulated Consumer Product | 11/28/2016 |  | 10/18/2017
International Comfort Products | Comfortmaker | N9MSE1002114A | LPG | Induced Draft | True | False | 1 | False | Horizontal |  | None | Condensing | Single-Stage |  | 0.75 | Standard |  | 100000 | 97000 |  |  | 96700 | 1162 | 95.5 | 78 | [8 empty] | Federally-Regulated Consumer Product | 11/28/2016 |  | 10/18/2017
International Comfort Products | Comfortmaker | N9MSE1002114A | Natural Gas | Induced Draft | True | False | 1 | False | Up |  | None | Condensing | Single-Stage |  | 0.75 | Standard |  | 100000 | 97000 |  |  | 96700 | 1162 | 95.5 | 78 | [8 empty] | Federally-Regulated Consumer Product | 11/28/2016 |  | 10/18/2017
International Comfort Products | Comfortmaker | N9MSE1002114A | Natural Gas | Induced Draft | True | False | 1 | False | Horizontal |  | None | Condensing | Single-Stage |  | 0.75 | Standard |  | 100000 | 97000 |  |  | 96700 | 1162 | 95.5 | 78 | [8 empty] | Federally-Regulated Consumer Product | 11/28/2016 |  | 10/18/2017
International Comfort Products | Comfortmaker | N9MSE1002120A | LPG | Induced Draft | True | False | 1 | False | Up |  | None | Condensing | Single-Stage |  | 0.75 | Standard |  | 100000 | 97000 |  |  | 96700 | 1155 | 95.5 | 78 | [8 empty] | Federally-Regulated Consumer Product | 11/28/2016 |  | 10/18/2017
International Comfort Products | Comfortmaker | N9MSE1002120A | LPG | Induced Draft | True | False | 1 | False | Horizontal |  | None | Condensing | Single-Stage |  | 0.75 | Standard |  | 100000 | 97000 |  |  | 96700 | 1155 | 95.5 | 78 | [8 empty] | Federally-Regulated Consumer Product | 11/28/2016 |  | 10/18/2017
International Comfort Products | Comfortmaker | N9MSE1002120A | Natural Gas | Induced Draft | True | False | 1 | False | Up |  | None | Condensing | Single-Stage |  | 0.75 | Standard |  | 100000 | 97000 |  |  | 96700 | 1155 | 95.5 | 78 | [8 empty] | Federally-Regulated Consumer Product | 11/28/2016 |  | 10/18/2017
International Comfort Products | Comfortmaker | N9MSE1002120A | Natural Gas | Induced Draft | True | False | 1 | False | Horizontal |  | None | Condensing | Single-Stage |  | 0.75 | Standard |  | 100000 | 97000 |  |  | 96700 | 1155 | 95.5 | 78 | [8 empty] | Federally-Regulated Consumer Product | 11/28/2016 |  | 10/18/2017
International Comfort Products | Comfortmaker | N9MSE1202420A | LPG | Induced Draft | True | False | 1 | False | Up |  | None | Condensing | Single-Stage |  | 0.75 | Standard |  | 120000 | 117000 |  |  | 112800 | 1336 | 95.5 | 78 | [8 empty] | Federally-Regulated Consumer Product | 11/28/2016 |  | 10/18/2017
International Comfort Products | Comfortmaker | N9MSE1202420A | LPG | Induced Draft | True | False | 1 | False | Horizontal |  | None | Condensing | Single-Stage |  | 0.75 | Standard |  | 120000 | 117000 |  |  | 112800 | 1336 | 95.5 | 78 | [8 empty] | Federally-Regulated Consumer Product | 11/28/2016 |  | 10/18/2017
International Comfort Products | Comfortmaker | N9MSE1202420A | Natural Gas | Induced Draft | True | False | 1 | False | Up |  | None | Condensing | Single-Stage |  | 0.75 | Standard |  | 120000 | 117000 |  |  | 112800 | 1336 | 95.5 | 78 | [8 empty] | Federally-Regulated Consumer Product | 11/28/2016 |  | 10/18/2017
International Comfort Products | Comfortmaker | N9MSE1202420A | Natural Gas | Induced Draft | True | False | 1 | False | Horizontal |  | None | Condensing | Single-Stage |  | 0.75 | Standard |  | 120000 | 117000 |  |  | 112800 | 1336 | 95.5 | 78 | [8 empty] | Federally-Regulated Consumer Product | 11/28/2016 |  | 10/18/2017
International Comfort Products | Comfortmaker | N9MSE1402420A | LPG | Induced Draft | True | False | 1 | False | Up |  | None | Condensing | Single-Stage |  | 0.75 | Standard |  | 140000 | 135000 |  |  | 128900 | 1520 | 95.5 | 78 | [8 empty] | Federally-Regulated Consumer Product | 11/28/2016 |  | 10/18/2017
International Comfort Products | Comfortmaker | N9MSE1402420A | LPG | Induced Draft | True | False | 1 | False | Horizontal |  | None | Condensing | Single-Stage |  | 0.75 | Standard |  | 140000 | 135000 |  |  | 128900 | 1520 | 95.5 | 78 | [8 empty] | Federally-Regulated Consumer Product | 11/28/2016 |  | 10/18/2017
International Comfort Products | Comfortmaker | N9MSE1402420A | Natural Gas | Induced Draft | True | False | 1 | False | Up |  | None | Condensing | Single-Stage |  | 0.75 | Standard |  | 140000 | 135000 |  |  | 128900 | 1520 | 95.5 | 78 | [8 empty] | Federally-Regulated Consumer Product | 11/28/2016 |  | 10/18/2017
International Comfort Products | Comfortmaker | N9MSE1402420A | Natural Gas | Induced Draft | True | False | 1 | False | Horizontal |  | None | Condensing | Single-Stage |  | 0.75 | Standard |  | 140000 | 135000 |  |  | 128900 | 1520 | 95.5 | 78 | [8 empty] | Federally-Regulated Consumer Product | 11/28/2016 |  | 10/18/2017
International Comfort Products | Comfortmaker | G9MXE0802120A | LPG | Induced Draft | True | False | 1 | False | Up |  | None | Condensing | Single-Stage |  | 1 | Standard |  | 80000 | 78000 |  |  | 82000 | 444 | 96 | 78 | [8 empty] | Federally-Regulated Consumer Product | 11/28/2016 |  | 10/18/2017
International Comfort Products | Comfortmaker | G9MXE0802120A | LPG | Induced Draft | True | False | 1 | False | Horizontal |  | None | Condensing | Single-Stage |  | 1 | Standard |  | 80000 | 78000 |  |  | 82000 | 444 | 96 | 78 | [8 empty] | Federally-Regulated Consumer Product | 11/28/2016 |  | 10/18/2017
International Comfort Products | Comfortmaker | G9MXE0802120A | Natural Gas | Induced Draft | True | False | 1 | False | Up |  | None | Condensing | Single-Stage |  | 1 | Standard |  | 80000 | 78000 |  |  | 82000 | 444 | 96 | 78 | [8 empty] | Federally-Regulated Consumer Product | 11/28/2016 |  | 10/18/2017
International Comfort Products | Comfortmaker | G9MXE0802120A | Natural Gas | Induced Draft | True | False | 1 | False | Horizontal |  | None | Condensing | Single-Stage |  | 1 | Standard |  | 80000 | 78000 |  |  | 82000 | 444 | 96 | 78 | [8 empty] | Federally-Regulated Consumer Product | 11/28/2016 |  | 10/18/2017
International Comfort Products | Comfortmaker | G9MXE1002120A | LPG | Induced Draft | True | False | 1 | False | Up |  | None | Condensing | Single-Stage |  | 1 | Standard |  | 100000 | 97000 |  |  | 98200 | 583 | 96 | 78 | [8 empty] | Federally-Regulated Consumer Product | 11/28/2016 |  | 10/18/2017
International Comfort Products | Comfortmaker | G9MXE1002120A | LPG | Induced Draft | True | False | 1 | False | Horizontal |  | None | Condensing | Single-Stage |  | 1 | Standard |  | 100000 | 97000 |  |  | 98200 | 583 | 96 | 78 | [8 empty] | Federally-Regulated Consumer Product | 11/28/2016 |  | 10/18/2017
International Comfort Products | Comfortmaker | G9MXE1002120A | Natural Gas | Induced Draft | True | False | 1 | False | Up |  | None | Condensing | Single-Stage |  | 1 | Standard |  | 100000 | 97000 |  |  | 98200 | 583 | 96 | 78 | [8 empty] | Federally-Regulated Consumer Product | 11/28/2016 |  | 10/18/2017
International Comfort Products | Comfortmaker | G9MXE1002120A | Natural Gas | Induced Draft | True | False | 1 | False | Horizontal |  | None | Condensing | Single-Stage |  | 1 | Standard |  | 100000 | 97000 |  |  | 98200 | 583 | 96 | 78 | [8 empty] | Federally-Regulated Consumer Product | 11/28/2016 |  | 10/18/2017
International Comfort Products | Comfortmaker | G9MXT0802120A | LPG | Induced Draft | True | False | 1 | False | Up |  | None | Condensing | Two-Stage Modulating |  | 1 | Standard |  | 80000 | 78000 |  |  | 80700 | 316 | 96 | 78 | [8 empty] | Federally-Regulated Consumer Product | 11/28/2016 |  | 10/18/2017
International Comfort Products | Comfortmaker | G9MXT0802120A | LPG | Induced Draft | True | False | 1 | False | Horizontal |  | None | Condensing | Two-Stage Modulating |  | 1 | Standard |  | 80000 | 78000 |  |  | 80700 | 316 | 96 | 78 | [8 empty] | Federally-Regulated Consumer Product | 11/28/2016 |  | 10/18/2017
International Comfort Products | Comfortmaker | G9MXT0802120A | Natural Gas | Induced Draft | True | False | 1 | False | Up |  | None | Condensing | Two-Stage Modulating |  | 1 | Standard |  | 80000 | 78000 |  |  | 80700 | 316 | 96 | 78 | [8 empty] | Federally-Regulated Consumer Product | 11/28/2016 |  | 10/18/2017
International Comfort Products | Comfortmaker | G9MXT0802120A | Natural Gas | Induced Draft | True | False | 1 | False | Horizontal |  | None | Condensing | Two-Stage Modulating |  | 1 | Standard |  | 80000 | 78000 |  |  | 80700 | 316 | 96 | 78 | [8 empty] | Federally-Regulated Consumer Product | 11/28/2016 |  | 10/18/2017
International Comfort Products | Comfortmaker | G9MXT1002120A | LPG | Induced Draft | True | False | 1 | False | Up |  | None | Condensing | Two-Stage Modulating |  | 1 | Standard |  | 100000 | 97000 |  |  | 96100 | 434 | 96 | 78 | [8 empty] | Federally-Regulated Consumer Product | 11/28/2016 |  | 10/18/2017
International Comfort Products | Comfortmaker | G9MXT1002120A | LPG | Induced Draft | True | False | 1 | False | Horizontal |  | None | Condensing | Two-Stage Modulating |  | 1 | Standard |  | 100000 | 97000 |  |  | 96100 | 434 | 96 | 78 | [8 empty] | Federally-Regulated Consumer Product | 11/28/2016 |  | 10/18/2017
International Comfort Products | Comfortmaker | G9MXT1002120A | Natural Gas | Induced Draft | True | False | 1 | False | Up |  | None | Condensing | Two-Stage Modulating |  | 1 | Standard |  | 100000 | 97000 |  |  | 96100 | 434 | 96 | 78 | [8 empty] | Federally-Regulated Consumer Product | 11/28/2016 |  | 10/18/2017
International Comfort Products | Comfortmaker | G9MXT1002120A | Natural Gas | Induced Draft | True | False | 1 | False | Horizontal |  | None | Condensing | Two-Stage Modulating |  | 1 | Standard |  | 100000 | 97000 |  |  | 96100 | 434 | 96 | 78 | [8 empty] | Federally-Regulated Consumer Product | 11/28/2016 |  | 10/18/2017
International Comfort Products | Comfortmaker | G9MAE0601714A | LPG | Induced Draft | True | False | 1 | False | Up |  | None | Condensing | Step Modulating |  | 0.5 | Standard |  | 60000 | 59000 |  |  | 46900 | 155 | 97 | 78 | [8 empty] | Federally-Regulated Consumer Product | 11/28/2016 |  | 10/18/2017
International Comfort Products | Comfortmaker | G9MAE0601714A | LPG | Induced Draft | True | False | 1 | False | Horizontal |  | None | Condensing | Step Modulating |  | 0.5 | Standard |  | 60000 | 59000 |  |  | 46900 | 155 | 97 | 78 | [8 empty] | Federally-Regulated Consumer Product | 11/28/2016 |  | 10/18/2017
International Comfort Products | Comfortmaker | G9MAE0601714A | Natural Gas | Induced Draft | True | False | 1 | False | Up |  | None | Condensing | Step Modulating |  | 0.5 | Standard |  | 60000 | 59000 |  |  | 46900 | 155 | 97 | 78 | [8 empty] | Federally-Regulated Consumer Product | 11/28/2016 |  | 10/18/2017
International Comfort Products | Comfortmaker | G9MAE0601714A | Natural Gas | Induced Draft | True | False | 1 | False | Horizontal |  | None | Condensing | Step Modulating |  | 0.5 | Standard |  | 60000 | 59000 |  |  | 46900 | 155 | 97 | 78 | [8 empty] | Federally-Regulated Consumer Product | 11/28/2016 |  | 10/18/2017
International Comfort Products | Comfortmaker | G9MAE0801714A | LPG | Induced Draft | True | False | 1 | False | Up |  | None | Condensing | Step Modulating |  | 0.5 | Standard |  | 80000 | 78000 |  |  | 77700 | 460 | 97 | 78 | [8 empty] | Federally-Regulated Consumer Product | 11/28/2016 |  | 10/18/2017
International Comfort Products | Comfortmaker | G9MAE0801714A | LPG | Induced Draft | True | False | 1 | False | Horizontal |  | None | Condensing | Step Modulating |  | 0.5 | Standard |  | 80000 | 78000 |  |  | 77700 | 460 | 97 | 78 | [8 empty] | Federally-Regulated Consumer Product | 11/28/2016 |  | 10/18/2017
International Comfort Products | Comfortmaker | G9MAE0801714A | Natural Gas | Induced Draft | True | False | 1 | False | Up |  | None | Condensing | Step Modulating |  | 0.5 | Standard |  | 80000 | 78000 |  |  | 77700 | 460 | 97 | 78 | [8 empty] | Federally-Regulated Consumer Product | 11/28/2016 |  | 10/18/2017
International Comfort Products | Comfortmaker | G9MAE0801714A | Natural Gas | Induced Draft | True | False | 1 | False | Horizontal |  | None | Condensing | Step Modulating |  | 0.5 | Standard |  | 80000 | 78000 |  |  | 77700 | 460 | 97 | 78 | [8 empty] | Federally-Regulated Consumer Product | 11/28/2016 |  | 10/18/2017
International Comfort Products | Comfortmaker | G9MAE1202422A | LPG | Induced Draft | True | False | 1 | False | Up |  | None | Condensing | Step Modulating |  | 1 | Standard |  | 120000 | 117000 |  |  | 109200 | 506 | 97 | 78 | [8 empty] | Federally-Regulated Consumer Product | 11/28/2016 |  | 10/18/2017
International Comfort Products | Comfortmaker | G9MAE1202422A | LPG | Induced Draft | True | False | 1 | False | Horizontal |  | None | Condensing | Step Modulating |  | 1 | Standard |  | 120000 | 117000 |  |  | 109200 | 506 | 97 | 78 | [8 empty] | Federally-Regulated Consumer Product | 11/28/2016 |  | 10/18/2017
International Comfort Products | Comfortmaker | G9MAE1202422A | Natural Gas | Induced Draft | True | False | 1 | False | Up |  | None | Condensing | Step Modulating |  | 1 | Standard |  | 120000 | 117000 |  |  | 109200 | 506 | 97 | 78 | [8 empty] | Federally-Regulated Consumer Product | 11/28/2016 |  | 10/18/2017
International Comfort Products | Comfortmaker | G9MAE1202422A | Natural Gas | Induced Draft | True | False | 1 | False | Horizontal |  | None | Condensing | Step Modulating |  | 1 | Standard |  | 120000 | 117000 |  |  | 109200 | 506 | 97 | 78 | [8 empty] | Federally-Regulated Consumer Product | 11/28/2016 |  | 10/18/2017
International Comfort Products | Comfortmaker | G9MAE0602120A | LPG | Induced Draft | True | False | 1 | False | Up |  | None | Condensing | Step Modulating |  | 1 | Standard |  | 61000 | 60000 |  |  | 62400 | 356 | 98 | 78 | [8 empty] | Federally-Regulated Consumer Product | 11/28/2016 |  | 10/18/2017
International Comfort Products | Comfortmaker | G9MAE0602120A | LPG | Induced Draft | True | False | 1 | False | Horizontal |  | None | Condensing | Step Modulating |  | 1 | Standard |  | 61000 | 60000 |  |  | 62400 | 356 | 98 | 78 | [8 empty] | Federally-Regulated Consumer Product | 11/28/2016 |  | 10/18/2017
International Comfort Products | Comfortmaker | G9MAE0602120A | Natural Gas | Induced Draft | True | False | 1 | False | Up |  | None | Condensing | Step Modulating |  | 1 | Standard |  | 61000 | 60000 |  |  | 62400 | 356 | 98 | 78 | [8 empty] | Federally-Regulated Consumer Product | 11/28/2016 |  | 10/18/2017
International Comfort Products | Comfortmaker | G9MAE0602120A | Natural Gas | Induced Draft | True | False | 1 | False | Horizontal |  | None | Condensing | Step Modulating |  | 1 | Standard |  | 61000 | 60000 |  |  | 62400 | 356 | 98 | 78 | [8 empty] | Federally-Regulated Consumer Product | 11/28/2016 |  | 10/18/2017
International Comfort Products | Comfortmaker | G9MAE0802120A | LPG | Induced Draft | True | False | 1 | False | Up |  | None | Condensing | Step Modulating |  | 1 | Standard |  | 80000 | 78000 |  |  | 79100 | 354 | 97 | 78 | [8 empty] | Federally-Regulated Consumer Product | 08/17/2016 |  | 10/18/2017
International Comfort Products | Comfortmaker | G9MAE0802120A | LPG | Induced Draft | True | False | 1 | False | Horizontal |  | None | Condensing | Step Modulating |  | 1 | Standard |  | 80000 | 78000 |  |  | 79100 | 354 | 97 | 78 | [8 empty] | Federally-Regulated Consumer Product | 08/17/2016 |  | 10/18/2017
International Comfort Products | Comfortmaker | G9MAE0802120A | Natural Gas | Induced Draft | True | False | 1 | False | Up |  | None | Condensing | Step Modulating |  | 1 | Standard |  | 80000 | 78000 |  |  | 79100 | 354 | 97 | 78 | [8 empty] | Federally-Regulated Consumer Product | 08/17/2016 |  | 10/18/2017
International Comfort Products | Comfortmaker | G9MAE0802120A | Natural Gas | Induced Draft | True | False | 1 | False | Horizontal |  | None | Condensing | Step Modulating |  | 1 | Standard |  | 80000 | 78000 |  |  | 79100 | 354 | 97 | 78 | [8 empty] | Federally-Regulated Consumer Product | 08/17/2016 |  | 10/18/2017
International Comfort Products | Comfortmaker | G9MAE1002122A | LPG | Induced Draft | True | False | 1 | False | Up |  | None | Condensing | Step Modulating |  | 1 | Standard |  | 100000 | 98000 |  |  | 95100 | 380 | 97 | 78 | [8 empty] | Federally-Regulated Consumer Product | 11/28/2016 |  | 10/18/2017
International Comfort Products | Comfortmaker | G9MAE1002122A | LPG | Induced Draft | True | False | 1 | False | Horizontal |  | None | Condensing | Step Modulating |  | 1 | Standard |  | 100000 | 98000 |  |  | 95100 | 380 | 97 | 78 | [8 empty] | Federally-Regulated Consumer Product | 11/28/2016 |  | 10/18/2017
International Comfort Products | Comfortmaker | G9MAE1002122A | Natural Gas | Induced Draft | True | False | 1 | False | Up |  | None | Condensing | Step Modulating |  | 1 | Standard |  | 100000 | 98000 |  |  | 95100 | 380 | 97 | 78 | [8 empty] | Federally-Regulated Consumer Product | 11/28/2016 |  | 10/18/2017
International Comfort Products | Comfortmaker | G9MAE1002122A | Natural Gas | Induced Draft | True | False | 1 | False | Horizontal |  | None | Condensing | Step Modulating |  | 1 | Standard |  | 100000 | 98000 |  |  | 95100 | 380 | 97 | 78 | [8 empty] | Federally-Regulated Consumer Product | 11/28/2016 |  | 10/18/2017
International Comfort Products | Comfortmaker | G9MVE0401410A | LPG | Induced Draft | True | False | 1 | False | Up |  | None | Condensing | Two-Stage Modulating |  | 0.5 | Standard |  | 40000 | 39000 |  |  | 32200 | 176 | 96 | 78 | [8 empty] | Federally-Regulated Consumer Product | 11/18/2015 |  | 10/18/2017
International Comfort Products | Comfortmaker | G9MVE0401410A | LPG | Induced Draft | True | False | 1 | False | Horizontal |  | None | Condensing | Two-Stage Modulating |  | 0.5 | Standard |  | 40000 | 39000 |  |  | 32200 | 176 | 96 | 78 | [8 empty] | Federally-Regulated Consumer Product | 11/18/2015 |  | 10/18/2017
International Comfort Products | Comfortmaker | G9MVE0401410A | Natural Gas | Induced Draft | True | False | 1 | False | Up |  | None | Condensing | Two-Stage Modulating |  | 0.5 | Standard |  | 40000 | 39000 |  |  | 32200 | 176 | 96 | 78 | [8 empty] | Federally-Regulated Consumer Product | 11/18/2015 |  | 10/18/2017
International Comfort Products | Comfortmaker | G9MVE0401410A | Natural Gas | Induced Draft | True | False | 1 | False | Horizontal |  | None | Condensing | Two-Stage Modulating |  | 0.5 | Standard |  | 40000 | 39000 |  |  | 32200 | 176 | 96 | 78 | [8 empty] | Federally-Regulated Consumer Product | 11/18/2015 |  | 10/18/2017
International Comfort Products | Comfortmaker | G9MVE0601714A | LPG | Induced Draft | True | False | 1 | False | Up |  | None | Condensing | Two-Stage Modulating |  | 0.75 | Standard |  | 60000 | 58000 |  |  | 48500 | 195 | 96 | 78 | [8 empty] | Federally-Regulated Consumer Product | 11/18/2015 |  | 10/18/2017
International Comfort Products | Comfortmaker | G9MVE0601714A | LPG | Induced Draft | True | False | 1 | False | Horizontal |  | None | Condensing | Two-Stage Modulating |  | 0.75 | Standard |  | 60000 | 58000 |  |  | 48500 | 195 | 96 | 78 | [8 empty] | Federally-Regulated Consumer Product | 11/18/2015 |  | 10/18/2017
International Comfort Products | Comfortmaker | G9MVE0601714A | Natural Gas | Induced Draft | True | False | 1 | False | Up |  | None | Condensing | Two-Stage Modulating |  | 0.75 | Standard |  | 60000 | 58000 |  |  | 48500 | 195 | 96 | 78 | [8 empty] | Federally-Regulated Consumer Product | 11/18/2015 |  | 10/18/2017
International Comfort Products | Comfortmaker | G9MVE0601714A | Natural Gas | Induced Draft | True | False | 1 | False | Horizontal |  | None | Condensing | Two-Stage Modulating |  | 0.75 | Standard |  | 60000 | 58000 |  |  | 48500 | 195 | 96 | 78 | [8 empty] | Federally-Regulated Consumer Product | 11/18/2015 |  | 10/18/2017
International Comfort Products | Comfortmaker | G9MVE0801716A | LPG | Induced Draft | True | False | 1 | False | Up |  | None | Condensing | Two-Stage Modulating |  | 0.75 | Standard |  | 80000 | 78000 |  |  | 79900 | 414 | 96 | 78 | [8 empty] | Federally-Regulated Consumer Product | 11/18/2015 |  | 10/18/2017
International Comfort Products | Comfortmaker | G9MVE0801716A | LPG | Induced Draft | True | False | 1 | False | Horizontal |  | None | Condensing | Two-Stage Modulating |  | 0.75 | Standard |  | 80000 | 78000 |  |  | 79900 | 414 | 96 | 78 | [8 empty] | Federally-Regulated Consumer Product | 11/18/2015 |  | 10/18/2017
International Comfort Products | Comfortmaker | G9MVE0801716A | Natural Gas | Induced Draft | True | False | 1 | False | Up |  | None | Condensing | Two-Stage Modulating |  | 0.75 | Standard |  | 80000 | 78000 |  |  | 79900 | 414 | 96 | 78 | [8 empty] | Federally-Regulated Consumer Product | 11/18/2015 |  | 10/18/2017
International Comfort Products | Comfortmaker | G9MVE0801716A | Natural Gas | Induced Draft | True | False | 1 | False | Horizontal |  | None | Condensing | Two-Stage Modulating |  | 0.75 | Standard |  | 80000 | 78000 |  |  | 79900 | 414 | 96 | 78 | [8 empty] | Federally-Regulated Consumer Product | 11/18/2015 |  | 10/18/2017
International Comfort Products | Comfortmaker | G9MVE1202422A | LPG | Induced Draft | True | False | 1 | False | Up |  | None | Condensing | Two-Stage Modulating |  | 1 | Standard |  | 120000 | 117000 |  |  | 110000 | 629 | 96 | 78 | [8 empty] | Federally-Regulated Consumer Product | 11/18/2015 |  | 10/18/2017
International Comfort Products | Comfortmaker | G9MVE1202422A | LPG | Induced Draft | True | False | 1 | False | Horizontal |  | None | Condensing | Two-Stage Modulating |  | 1 | Standard |  | 120000 | 117000 |  |  | 110000 | 629 | 96 | 78 | [8 empty] | Federally-Regulated Consumer Product | 11/18/2015 |  | 10/18/2017
International Comfort Products | Comfortmaker | G9MVE1202422A | Natural Gas | Induced Draft | True | False | 1 | False | Up |  | None | Condensing | Two-Stage Modulating |  | 1 | Standard |  | 120000 | 117000 |  |  | 110000 | 629 | 96 | 78 | [8 empty] | Federally-Regulated Consumer Product | 11/18/2015 |  | 10/18/2017
International Comfort Products | Comfortmaker | G9MVE1202422A | Natural Gas | Induced Draft | True | False | 1 | False | Horizontal |  | None | Condensing | Two-Stage Modulating |  | 1 | Standard |  | 120000 | 117000 |  |  | 110000 | 629 | 96 | 78 | [8 empty] | Federally-Regulated Consumer Product | 11/18/2015 |  | 10/18/2017
International Comfort Products | Comfortmaker | G9MVE0802120A | LPG | Induced Draft | True | False | 1 | False | Up |  | None | Condensing | Two-Stage Modulating |  | 1 | Standard |  | 80000 | 78000 |  |  | 80800 | 342 | 96 | 78 | [8 empty] | Federally-Regulated Consumer Product | 11/28/2016 |  | 10/18/2017
International Comfort Products | Comfortmaker | G9MVE0802120A | LPG | Induced Draft | True | False | 1 | False | Horizontal |  | None | Condensing | Two-Stage Modulating |  | 1 | Standard |  | 80000 | 78000 |  |  | 80800 | 342 | 96 | 78 | [8 empty] | Federally-Regulated Consumer Product | 11/28/2016 |  | 10/18/2017
International Comfort Products | Comfortmaker | G9MVE0802120A | Natural Gas | Induced Draft | True | False | 1 | False | Up |  | None | Condensing | Two-Stage Modulating |  | 1 | Standard |  | 80000 | 78000 |  |  | 80800 | 342 | 96 | 78 | [8 empty] | Federally-Regulated Consumer Product | 11/28/2016 |  | 10/18/2017
International Comfort Products | Comfortmaker | G9MVE0802120A | Natural Gas | Induced Draft | True | False | 1 | False | Horizontal |  | None | Condensing | Two-Stage Modulating |  | 1 | Standard |  | 80000 | 78000 |  |  | 80800 | 342 | 96 | 78 | [8 empty] | Federally-Regulated Consumer Product | 11/28/2016 |  | 10/18/2017
International Comfort Products | Comfortmaker | G9MVE1002120A | LPG | Induced Draft | True | False | 1 | False | Up |  | None | Condensing | Two-Stage Modulating |  | 1 | Standard |  | 100000 | 97000 |  |  | 96300 | 421 | 96 | 78 | [8 empty] | Federally-Regulated Consumer Product | 11/18/2015 |  | 10/18/2017
International Comfort Products | Comfortmaker | G9MVE1002120A | LPG | Induced Draft | True | False | 1 | False | Horizontal |  | None | Condensing | Two-Stage Modulating |  | 1 | Standard |  | 100000 | 97000 |  |  | 96300 | 421 | 96 | 78 | [8 empty] | Federally-Regulated Consumer Product | 11/18/2015 |  | 10/18/2017
International Comfort Products | Comfortmaker | G9MVE1002120A | Natural Gas | Induced Draft | True | False | 1 | False | Up |  | None | Condensing | Two-Stage Modulating |  | 1 | Standard |  | 100000 | 97000 |  |  | 96300 | 421 | 96 | 78 | [8 empty] | Federally-Regulated Consumer Product | 11/18/2015 |  | 10/18/2017
International Comfort Products | Comfortmaker | G9MVE1002120A | Natural Gas | Induced Draft | True | False | 1 | False | Horizontal |  | None | Condensing | Two-Stage Modulating |  | 1 | Standard |  | 100000 | 97000 |  |  | 96300 | 421 | 96 | 78 | [8 empty] | Federally-Regulated Consumer Product | 11/18/2015 |  | 10/18/2017
International Comfort Products | Comfortmaker | N9MSB0801716B | LPG | Induced Draft | True | False | 1 | False | Up |  | None | Condensing | Single-Stage |  | 0.5 | Standard |  | 80000 | 75000 |  |  | 66800 | 798 | 92.1 | 78 | [8 empty] | Federally-Regulated Consumer Product | 11/28/2016 |  | 10/18/2017
International Comfort Products | Comfortmaker | N9MSB0801716B | LPG | Induced Draft | True | False | 1 | False | Down |  | None | Condensing | Single-Stage |  | 0.5 | Standard |  | 80000 | 75000 |  |  | 66800 | 798 | 92.1 | 78 | [8 empty] | Federally-Regulated Consumer Product | 11/28/2016 |  | 10/18/2017
International Comfort Products | Comfortmaker | N9MSB0801716B | LPG | Induced Draft | True | False | 1 | False | Horizontal |  | None | Condensing | Single-Stage |  | 0.5 | Standard |  | 80000 | 75000 |  |  | 66800 | 798 | 92.1 | 78 | [8 empty] | Federally-Regulated Consumer Product | 11/28/2016 |  | 10/18/2017
International Comfort Products | Comfortmaker | N9MSB0801716B | Natural Gas | Induced Draft | True | False | 1 | False | Up |  | None | Condensing | Single-Stage |  | 0.5 | Standard |  | 80000 | 75000 |  |  | 66800 | 798 | 92.1 | 78 | [8 empty] | Federally-Regulated Consumer Product | 11/28/2016 |  | 10/18/2017
International Comfort Products | Comfortmaker | N9MSB0801716B | Natural Gas | Induced Draft | True | False | 1 | False | Down |  | None | Condensing | Single-Stage |  | 0.5 | Standard |  | 80000 | 75000 |  |  | 66800 | 798 | 92.1 | 78 | [8 empty] | Federally-Regulated Consumer Product | 11/28/2016 |  | 10/18/2017
International Comfort Products | Comfortmaker | N9MSB0801716B | Natural Gas | Induced Draft | True | False | 1 | False | Horizontal |  | None | Condensing | Single-Stage |  | 0.5 | Standard |  | 80000 | 75000 |  |  | 66800 | 798 | 92.1 | 78 | [8 empty] | Federally-Regulated Consumer Product | 11/28/2016 |  | 10/18/2017
International Comfort Products | Comfortmaker | N9MSE0401712A | LPG | Induced Draft | True | False | 1 | False | Up |  | None | Condensing | Single-Stage |  | 0.5 | Standard |  | 40000 | 39000 |  |  | 32200 | 426 | 95.5 | 78 | [8 empty] | Federally-Regulated Consumer Product | 11/28/2016 |  | 10/18/2017
International Comfort Products | Comfortmaker | N9MSE0401712A | LPG | Induced Draft | True | False | 1 | False | Horizontal |  | None | Condensing | Single-Stage |  | 0.5 | Standard |  | 40000 | 39000 |  |  | 32200 | 426 | 95.5 | 78 | [8 empty] | Federally-Regulated Consumer Product | 11/28/2016 |  | 10/18/2017
International Comfort Products | Comfortmaker | N9MSE0401712A | Natural Gas | Induced Draft | True | False | 1 | False | Up |  | None | Condensing | Single-Stage |  | 0.5 | Standard |  | 40000 | 39000 |  |  | 32200 | 426 | 95.5 | 78 | [8 empty] | Federally-Regulated Consumer Product | 11/28/2016 |  | 10/18/2017
International Comfort Products | Comfortmaker | N9MSE0401712A | Natural Gas | Induced Draft | True | False | 1 | False | Horizontal |  | None | Condensing | Single-Stage |  | 0.5 | Standard |  | 40000 | 39000 |  |  | 32200 | 426 | 95.5 | 78 | [8 empty] | Federally-Regulated Consumer Product | 11/28/2016 |  | 10/18/2017
International Comfort Products | Comfortmaker | N9MSE0802120A* | LPG | Induced Draft | True | False | 1 | True | Up |  | None | Condensing | Single-Stage |  | 0.75 | Standard |  | 80000 | 78000 |  |  | 80700 | 939 | 95.5 | 75 | [8 empty] | Federally-Regulated Consumer Product | 11/28/2016 |  | 10/18/2017
International Comfort Products | Comfortmaker | N9MSE0802120A* | LPG | Induced Draft | True | False | 1 | True | Horizontal |  | None | Condensing | Single-Stage |  | 0.75 | Standard |  | 80000 | 78000 |  |  | 80700 | 939 | 95.5 | 75 | [8 empty] | Federally-Regulated Consumer Product | 11/28/2016 |  | 10/18/2017
International Comfort Products | Comfortmaker | N9MSE0802120A* | Natural Gas | Induced Draft | True | False | 1 | True | Up |  | None | Condensing | Single-Stage |  | 0.75 | Standard |  | 80000 | 78000 |  |  | 80700 | 939 | 95.5 | 75 | [8 empty] | Federally-Regulated Consumer Product | 11/28/2016 |  | 10/18/2017
International Comfort Products | Comfortmaker | N9MSE0802120A* | Natural Gas | Induced Draft | True | False | 1 | True | Horizontal |  | None | Condensing | Single-Stage |  | 0.75 | Standard |  | 80000 | 78000 |  |  | 80700 | 939 | 95.5 | 75 | [8 empty] | Federally-Regulated Consumer Product | 11/28/2016 |  | 10/18/2017
International Comfort Products | Comfortmaker | G9MXE0401712A | LPG | Induced Draft | True | False | 1 | False | Up |  | None | Condensing | Single-Stage |  | 0.5 | Standard |  | 40000 | 39000 |  |  | 32900 | 176 | 96 | 78 | [8 empty] | Federally-Regulated Consumer Product | 11/28/2016 |  | 10/18/2017
International Comfort Products | Comfortmaker | G9MXE0401712A | LPG | Induced Draft | True | False | 1 | False | Horizontal |  | None | Condensing | Single-Stage |  | 0.5 | Standard |  | 40000 | 39000 |  |  | 32900 | 176 | 96 | 78 | [8 empty] | Federally-Regulated Consumer Product | 11/28/2016 |  | 10/18/2017
International Comfort Products | Comfortmaker | G9MXE0401712A | Natural Gas | Induced Draft | True | False | 1 | False | Up |  | None | Condensing | Single-Stage |  | 0.5 | Standard |  | 40000 | 39000 |  |  | 32900 | 176 | 96 | 78 | [8 empty] | Federally-Regulated Consumer Product | 11/28/2016 |  | 10/18/2017
International Comfort Products | Comfortmaker | G9MXE0401712A | Natural Gas | Induced Draft | True | False | 1 | False | Horizontal |  | None | Condensing | Single-Stage |  | 0.5 | Standard |  | 40000 | 39000 |  |  | 32900 | 176 | 96 | 78 | [8 empty] | Federally-Regulated Consumer Product | 11/28/2016 |  | 10/18/2017
International Comfort Products | Comfortmaker | G9MXE0601412A | LPG | Induced Draft | True | False | 1 | False | Up |  | None | Condensing | Single-Stage |  | 0.5 | Standard |  | 60000 | 58000 |  |  | 49400 | 307 | 95.5 | 78 | [8 empty] | Federally-Regulated Consumer Product | 11/28/2016 |  | 10/18/2017
International Comfort Products | Comfortmaker | G9MXE0601412A | LPG | Induced Draft | True | False | 1 | False | Horizontal |  | None | Condensing | Single-Stage |  | 0.5 | Standard |  | 60000 | 58000 |  |  | 49400 | 307 | 95.5 | 78 | [8 empty] | Federally-Regulated Consumer Product | 11/28/2016 |  | 10/18/2017
International Comfort Products | Comfortmaker | G9MXE0601412A | Natural Gas | Induced Draft | True | False | 1 | False | Up |  | None | Condensing | Single-Stage |  | 0.5 | Standard |  | 60000 | 58000 |  |  | 49400 | 307 | 95.5 | 78 | [8 empty] | Federally-Regulated Consumer Product | 11/28/2016 |  | 10/18/2017
International Comfort Products | Comfortmaker | G9MXE0601412A | Natural Gas | Induced Draft | True | False | 1 | False | Horizontal |  | None | Condensing | Single-Stage |  | 0.5 | Standard |  | 60000 | 58000 |  |  | 49400 | 307 | 95.5 | 78 | [8 empty] | Federally-Regulated Consumer Product | 11/28/2016 |  | 10/18/2017
International Comfort Products | Comfortmaker | G9MVE0401712A | LPG | Induced Draft | True | False | 1 | False | Up |  | None | Condensing | Two-Stage Modulating |  | 0.5 | Standard |  | 40000 | 39000 |  |  | 32500 | 129 | 96 | 78 | [8 empty] | Federally-Regulated Consumer Product | 11/28/2016 |  | 10/18/2017
International Comfort Products | Comfortmaker | G9MVE0401712A | LPG | Induced Draft | True | False | 1 | False | Horizontal |  | None | Condensing | Two-Stage Modulating |  | 0.5 | Standard |  | 40000 | 39000 |  |  | 32500 | 129 | 96 | 78 | [8 empty] | Federally-Regulated Consumer Product | 11/28/2016 |  | 10/18/2017
International Comfort Products | Comfortmaker | G9MVE0401712A | Natural Gas | Induced Draft | True | False | 1 | False | Up |  | None | Condensing | Two-Stage Modulating |  | 0.5 | Standard |  | 40000 | 39000 |  |  | 32500 | 129 | 96 | 78 | [8 empty] | Federally-Regulated Consumer Product | 11/28/2016 |  | 10/18/2017
International Comfort Products | Comfortmaker | G9MVE0401712A | Natural Gas | Induced Draft | True | False | 1 | False | Horizontal |  | None | Condensing | Two-Stage Modulating |  | 0.5 | Standard |  | 40000 | 39000 |  |  | 32500 | 129 | 96 | 78 | [8 empty] | Federally-Regulated Consumer Product | 11/28/2016 |  | 10/18/2017
International Comfort Products | Comfortmaker | G9MVE0601412A | LPG | Induced Draft | True | False | 1 | False | Up |  | None | Condensing | Two-Stage Modulating |  | 0.5 | Standard |  | 60000 | 58000 |  |  | 48400 | 248 | 95 | 78 | [8 empty] | Federally-Regulated Consumer Product | 11/28/2016 |  | 10/18/2017
International Comfort Products | Comfortmaker | G9MVE0601412A | LPG | Induced Draft | True | False | 1 | False | Horizontal |  | None | Condensing | Two-Stage Modulating |  | 0.5 | Standard |  | 60000 | 58000 |  |  | 48400 | 248 | 95 | 78 | [8 empty] | Federally-Regulated Consumer Product | 11/28/2016 |  | 10/18/2017
International Comfort Products | Comfortmaker | G9MVE0601412A | Natural Gas | Induced Draft | True | False | 1 | False | Up |  | None | Condensing | Two-Stage Modulating |  | 0.5 | Standard |  | 60000 | 58000 |  |  | 48400 | 248 | 95 | 78 | [8 empty] | Federally-Regulated Consumer Product | 11/28/2016 |  | 10/18/2017
International Comfort Products | Comfortmaker | G9MVE0601412A | Natural Gas | Induced Draft | True | False | 1 | False | Horizontal |  | None | Condensing | Two-Stage Modulating |  | 0.5 | Standard |  | 60000 | 58000 |  |  | 48400 | 248 | 95 | 78 | [8 empty] | Federally-Regulated Consumer Product | 11/28/2016 |  | 10/18/2017
International Comfort Products | Comfortmaker | N9MSB0401410C | LPG | Induced Draft | True | False | 1 | False | Up |  | None | Condensing | Single-Stage |  | 0.33 | Standard |  | 40000 | 37000 |  |  | 33700 | 341 | 92.1 | 78 | [8 empty] | Federally-Regulated Consumer Product | 11/28/2016 |  | 10/18/2017
International Comfort Products | Comfortmaker | N9MSB0401410C | LPG | Induced Draft | True | False | 1 | False | Down |  | None | Condensing | Single-Stage |  | 0.33 | Standard |  | 40000 | 37000 |  |  | 33700 | 341 | 92.1 | 78 | [8 empty] | Federally-Regulated Consumer Product | 11/28/2016 |  | 10/18/2017
International Comfort Products | Comfortmaker | N9MSB0401410C | LPG | Induced Draft | True | False | 1 | False | Horizontal |  | None | Condensing | Single-Stage |  | 0.33 | Standard |  | 40000 | 37000 |  |  | 33700 | 341 | 92.1 | 78 | [8 empty] | Federally-Regulated Consumer Product | 11/28/2016 |  | 10/18/2017
International Comfort Products | Comfortmaker | N9MSB0401410C | Natural Gas | Induced Draft | True | False | 1 | False | Up |  | None | Condensing | Single-Stage |  | 0.33 | Standard |  | 40000 | 37000 |  |  | 33700 | 341 | 92.1 | 78 | [8 empty] | Federally-Regulated Consumer Product | 11/28/2016 |  | 10/18/2017
International Comfort Products | Comfortmaker | N9MSB0401410C | Natural Gas | Induced Draft | True | False | 1 | False | Down |  | None | Condensing | Single-Stage |  | 0.33 | Standard |  | 40000 | 37000 |  |  | 33700 | 341 | 92.1 | 78 | [8 empty] | Federally-Regulated Consumer Product | 11/28/2016 |  | 10/18/2017
International Comfort Products | Comfortmaker | N9MSB0401410C | Natural Gas | Induced Draft | True | False | 1 | False | Horizontal |  | None | Condensing | Single-Stage |  | 0.33 | Standard |  | 40000 | 37000 |  |  | 33700 | 341 | 92.1 | 78 | [8 empty] | Federally-Regulated Consumer Product | 11/28/2016 |  | 10/18/2017
International Comfort Products | Comfortmaker | N9MSB0401712C | LPG | Induced Draft | True | False | 1 | False | Up |  | None | Condensing | Single-Stage |  | 0.5 | Standard |  | 40000 | 37000 |  |  | 33500 | 383 | 92.1 | 78 | [8 empty] | Federally-Regulated Consumer Product | 11/28/2016 |  | 10/18/2017
International Comfort Products | Comfortmaker | N9MSB0401712C | LPG | Induced Draft | True | False | 1 | False | Down |  | None | Condensing | Single-Stage |  | 0.5 | Standard |  | 40000 | 37000 |  |  | 33500 | 383 | 92.1 | 78 | [8 empty] | Federally-Regulated Consumer Product | 11/28/2016 |  | 10/18/2017
International Comfort Products | Comfortmaker | N9MSB0401712C | LPG | Induced Draft | True | False | 1 | False | Horizontal |  | None | Condensing | Single-Stage |  | 0.5 | Standard |  | 40000 | 37000 |  |  | 33500 | 383 | 92.1 | 78 | [8 empty] | Federally-Regulated Consumer Product | 11/28/2016 |  | 10/18/2017
International Comfort Products | Comfortmaker | N9MSB0401712C | Natural Gas | Induced Draft | True | False | 1 | False | Up |  | None | Condensing | Single-Stage |  | 0.5 | Standard |  | 40000 | 37000 |  |  | 33500 | 383 | 92.1 | 78 | [8 empty] | Federally-Regulated Consumer Product | 11/28/2016 |  | 10/18/2017
International Comfort Products | Comfortmaker | N9MSB0401712C | Natural Gas | Induced Draft | True | False | 1 | False | Down |  | None | Condensing | Single-Stage |  | 0.5 | Standard |  | 40000 | 37000 |  |  | 33500 | 383 | 92.1 | 78 | [8 empty] | Federally-Regulated Consumer Product | 11/28/2016 |  | 10/18/2017
International Comfort Products | Comfortmaker | N9MSB0401712C | Natural Gas | Induced Draft | True | False | 1 | False | Horizontal |  | None | Condensing | Single-Stage |  | 0.5 | Standard |  | 40000 | 37000 |  |  | 33500 | 383 | 92.1 | 78 | [8 empty] | Federally-Regulated Consumer Product | 11/28/2016 |  | 10/18/2017
International Comfort Products | Comfortmaker | N9MSB0601412C | LPG | Induced Draft | True | False | 1 | False | Up |  | None | Condensing | Single-Stage |  | 0.33 | Standard |  | 60000 | 56000 |  |  | 50600 | 481 | 92.1 | 78 | [8 empty] | Federally-Regulated Consumer Product | 11/28/2016 |  | 10/18/2017
International Comfort Products | Comfortmaker | N9MSB0601412C | LPG | Induced Draft | True | False | 1 | False | Down |  | None | Condensing | Single-Stage |  | 0.33 | Standard |  | 60000 | 56000 |  |  | 50600 | 481 | 92.1 | 78 | [8 empty] | Federally-Regulated Consumer Product | 11/28/2016 |  | 10/18/2017
International Comfort Products | Comfortmaker | N9MSB0601412C | LPG | Induced Draft | True | False | 1 | False | Horizontal |  | None | Condensing | Single-Stage |  | 0.33 | Standard |  | 60000 | 56000 |  |  | 50600 | 481 | 92.1 | 78 | [8 empty] | Federally-Regulated Consumer Product | 11/28/2016 |  | 10/18/2017
International Comfort Products | Comfortmaker | N9MSB0601412C | Natural Gas | Induced Draft | True | False | 1 | False | Up |  | None | Condensing | Single-Stage |  | 0.33 | Standard |  | 60000 | 56000 |  |  | 50600 | 481 | 92.1 | 78 | [8 empty] | Federally-Regulated Consumer Product | 11/28/2016 |  | 10/18/2017
International Comfort Products | Comfortmaker | N9MSB0601412C | Natural Gas | Induced Draft | True | False | 1 | False | Down |  | None | Condensing | Single-Stage |  | 0.33 | Standard |  | 60000 | 56000 |  |  | 50600 | 481 | 92.1 | 78 | [8 empty] | Federally-Regulated Consumer Product | 11/28/2016 |  | 10/18/2017
International Comfort Products | Comfortmaker | N9MSB0601412C | Natural Gas | Induced Draft | True | False | 1 | False | Horizontal |  | None | Condensing | Single-Stage |  | 0.33 | Standard |  | 60000 | 56000 |  |  | 50600 | 481 | 92.1 | 78 | [8 empty] | Federally-Regulated Consumer Product | 11/28/2016 |  | 10/18/2017
International Comfort Products | Comfortmaker | N9MSB0601716C | LPG | Induced Draft | True | False | 1 | False | Up |  | None | Condensing | Single-Stage |  | 0.5 | Standard |  | 60000 | 56000 |  |  | 50100 | 605 | 92.1 | 78 | [8 empty] | Federally-Regulated Consumer Product | 11/28/2016 |  | 10/18/2017
International Comfort Products | Comfortmaker | N9MSB0601716C | LPG | Induced Draft | True | False | 1 | False | Down |  | None | Condensing | Single-Stage |  | 0.5 | Standard |  | 60000 | 56000 |  |  | 50100 | 605 | 92.1 | 78 | [8 empty] | Federally-Regulated Consumer Product | 11/28/2016 |  | 10/18/2017
International Comfort Products | Comfortmaker | N9MSB0601716C | LPG | Induced Draft | True | False | 1 | False | Horizontal |  | None | Condensing | Single-Stage |  | 0.5 | Standard |  | 60000 | 56000 |  |  | 50100 | 605 | 92.1 | 78 | [8 empty] | Federally-Regulated Consumer Product | 11/28/2016 |  | 10/18/2017
International Comfort Products | Comfortmaker | N9MSB0601716C | Natural Gas | Induced Draft | True | False | 1 | False | Up |  | None | Condensing | Single-Stage |  | 0.5 | Standard |  | 60000 | 56000 |  |  | 50100 | 605 | 92.1 | 78 | [8 empty] | Federally-Regulated Consumer Product | 11/28/2016 |  | 10/18/2017
International Comfort Products | Comfortmaker | N9MSB0601716C | Natural Gas | Induced Draft | True | False | 1 | False | Down |  | None | Condensing | Single-Stage |  | 0.5 | Standard |  | 60000 | 56000 |  |  | 50100 | 605 | 92.1 | 78 | [8 empty] | Federally-Regulated Consumer Product | 11/28/2016 |  | 10/18/2017
International Comfort Products | Comfortmaker | N9MSB0601716C | Natural Gas | Induced Draft | True | False | 1 | False | Horizontal |  | None | Condensing | Single-Stage |  | 0.5 | Standard |  | 60000 | 56000 |  |  | 50100 | 605 | 92.1 | 78 | [8 empty] | Federally-Regulated Consumer Product | 11/28/2016 |  | 10/18/2017
International Comfort Products | Comfortmaker | N9MSB0802120C | LPG | Induced Draft | True | False | 1 | False | Up |  | None | Condensing | Single-Stage |  | 0.75 | Standard |  | 80000 | 75000 |  |  | 66900 | 775 | 92.1 | 78 | [8 empty] | Federally-Regulated Consumer Product | 11/28/2016 |  | 10/18/2017
International Comfort Products | Comfortmaker | N9MSB0802120C | LPG | Induced Draft | True | False | 1 | False | Down |  | None | Condensing | Single-Stage |  | 0.75 | Standard |  | 80000 | 75000 |  |  | 66900 | 775 | 92.1 | 78 | [8 empty] | Federally-Regulated Consumer Product | 11/28/2016 |  | 10/18/2017
International Comfort Products | Comfortmaker | N9MSB0802120C | LPG | Induced Draft | True | False | 1 | False | Horizontal |  | None | Condensing | Single-Stage |  | 0.75 | Standard |  | 80000 | 75000 |  |  | 66900 | 775 | 92.1 | 78 | [8 empty] | Federally-Regulated Consumer Product | 11/28/2016 |  | 10/18/2017
International Comfort Products | Comfortmaker | N9MSB0802120C | Natural Gas | Induced Draft | True | False | 1 | False | Up |  | None | Condensing | Single-Stage |  | 0.75 | Standard |  | 80000 | 75000 |  |  | 66900 | 775 | 92.1 | 78 | [8 empty] | Federally-Regulated Consumer Product | 11/28/2016 |  | 10/18/2017
International Comfort Products | Comfortmaker | N9MSB0802120C | Natural Gas | Induced Draft | True | False | 1 | False | Down |  | None | Condensing | Single-Stage |  | 0.75 | Standard |  | 80000 | 75000 |  |  | 66900 | 775 | 92.1 | 78 | [8 empty] | Federally-Regulated Consumer Product | 11/28/2016 |  | 10/18/2017
International Comfort Products | Comfortmaker | N9MSB0802120C | Natural Gas | Induced Draft | True | False | 1 | False | Horizontal |  | None | Condensing | Single-Stage |  | 0.75 | Standard |  | 80000 | 75000 |  |  | 66900 | 775 | 92.1 | 78 | [8 empty] | Federally-Regulated Consumer Product | 11/28/2016 |  | 10/18/2017
International Comfort Products | Comfortmaker | N9MSB1002116C | LPG | Induced Draft | True | False | 1 | False | Up |  | None | Condensing | Single-Stage |  | 0.5 | Standard |  | 100000 | 94000 |  |  | 100900 | 994 | 92.1 | 78 | [8 empty] | Federally-Regulated Consumer Product | 02/14/2017 |  | 10/18/2017
International Comfort Products | Comfortmaker | N9MSB1002116C | LPG | Induced Draft | True | False | 1 | False | Down |  | None | Condensing | Single-Stage |  | 0.5 | Standard |  | 100000 | 94000 |  |  | 100900 | 994 | 92.1 | 78 | [8 empty] | Federally-Regulated Consumer Product | 02/14/2017 |  | 10/18/2017
International Comfort Products | Comfortmaker | N9MSB1002116C | LPG | Induced Draft | True | False | 1 | False | Horizontal |  | None | Condensing | Single-Stage |  | 0.5 | Standard |  | 100000 | 94000 |  |  | 100900 | 994 | 92.1 | 78 | [8 empty] | Federally-Regulated Consumer Product | 02/14/2017 |  | 10/18/2017
International Comfort Products | Comfortmaker | N9MSB1002116C | Natural Gas | Induced Draft | True | False | 1 | False | Up |  | None | Condensing | Single-Stage |  | 0.5 | Standard |  | 100000 | 94000 |  |  | 100900 | 994 | 92.1 | 78 | [8 empty] | Federally-Regulated Consumer Product | 02/14/2017 |  | 10/18/2017
International Comfort Products | Comfortmaker | N9MSB1002116C | Natural Gas | Induced Draft | True | False | 1 | False | Down |  | None | Condensing | Single-Stage |  | 0.5 | Standard |  | 100000 | 94000 |  |  | 100900 | 994 | 92.1 | 78 | [8 empty] | Federally-Regulated Consumer Product | 02/14/2017 |  | 10/18/2017
International Comfort Products | Comfortmaker | N9MSB1002116C | Natural Gas | Induced Draft | True | False | 1 | False | Horizontal |  | None | Condensing | Single-Stage |  | 0.5 | Standard |  | 100000 | 94000 |  |  | 100900 | 994 | 92.1 | 78 | [8 empty] | Federally-Regulated Consumer Product | 02/14/2017 |  | 10/18/2017
International Comfort Products | Comfortmaker | N9MSB1002120C | LPG | Induced Draft | True | False | 1 | False | Up |  | None | Condensing | Single-Stage |  | 0.75 | Standard |  | 100000 | 94000 |  |  | 100800 | 1030 | 92.1 | 78 | [8 empty] | Federally-Regulated Consumer Product | 02/14/2017 |  | 10/18/2017
International Comfort Products | Comfortmaker | N9MSB1002120C | LPG | Induced Draft | True | False | 1 | False | Down |  | None | Condensing | Single-Stage |  | 0.75 | Standard |  | 100000 | 94000 |  |  | 100800 | 1030 | 92.1 | 78 | [8 empty] | Federally-Regulated Consumer Product | 02/14/2017 |  | 10/18/2017
International Comfort Products | Comfortmaker | N9MSB1002120C | LPG | Induced Draft | True | False | 1 | False | Horizontal |  | None | Condensing | Single-Stage |  | 0.75 | Standard |  | 100000 | 94000 |  |  | 100800 | 1030 | 92.1 | 78 | [8 empty] | Federally-Regulated Consumer Product | 02/14/2017 |  | 10/18/2017
International Comfort Products | Comfortmaker | N9MSB1002120C | Natural Gas | Induced Draft | True | False | 1 | False | Up |  | None | Condensing | Single-Stage |  | 0.75 | Standard |  | 100000 | 94000 |  |  | 100800 | 1030 | 92.1 | 78 | [8 empty] | Federally-Regulated Consumer Product | 02/14/2017 |  | 10/18/2017
International Comfort Products | Comfortmaker | N9MSB1002120C | Natural Gas | Induced Draft | True | False | 1 | False | Down |  | None | Condensing | Single-Stage |  | 0.75 | Standard |  | 100000 | 94000 |  |  | 100800 | 1030 | 92.1 | 78 | [8 empty] | Federally-Regulated Consumer Product | 02/14/2017 |  | 10/18/2017
International Comfort Products | Comfortmaker | N9MSB1002120C | Natural Gas | Induced Draft | True | False | 1 | False | Horizontal |  | None | Condensing | Single-Stage |  | 0.75 | Standard |  | 100000 | 94000 |  |  | 100800 | 1030 | 92.1 | 78 | [8 empty] | Federally-Regulated Consumer Product | 02/14/2017 |  | 10/18/2017
International Comfort Products | Comfortmaker | N9MSB1202420C | LPG | Induced Draft | True | False | 1 | False | Up |  | None | Condensing | Single-Stage |  | 0.75 | Standard |  | 120000 | 112000 |  |  | 117400 | 1247 | 92.1 | 78 | [8 empty] | Federally-Regulated Consumer Product | 02/14/2017 |  | 10/18/2017
International Comfort Products | Comfortmaker | N9MSB1202420C | LPG | Induced Draft | True | False | 1 | False | Down |  | None | Condensing | Single-Stage |  | 0.75 | Standard |  | 120000 | 112000 |  |  | 117400 | 1247 | 92.1 | 78 | [8 empty] | Federally-Regulated Consumer Product | 02/14/2017 |  | 10/18/2017
International Comfort Products | Comfortmaker | N9MSB1202420C | LPG | Induced Draft | True | False | 1 | False | Horizontal |  | None | Condensing | Single-Stage |  | 0.75 | Standard |  | 120000 | 112000 |  |  | 117400 | 1247 | 92.1 | 78 | [8 empty] | Federally-Regulated Consumer Product | 02/14/2017 |  | 10/18/2017
International Comfort Products | Comfortmaker | N9MSB1202420C | Natural Gas | Induced Draft | True | False | 1 | False | Up |  | None | Condensing | Single-Stage |  | 0.75 | Standard |  | 120000 | 112000 |  |  | 117400 | 1247 | 92.1 | 78 | [8 empty] | Federally-Regulated Consumer Product | 02/14/2017 |  | 10/18/2017
International Comfort Products | Comfortmaker | N9MSB1202420C | Natural Gas | Induced Draft | True | False | 1 | False | Down |  | None | Condensing | Single-Stage |  | 0.75 | Standard |  | 120000 | 112000 |  |  | 117400 | 1247 | 92.1 | 78 | [8 empty] | Federally-Regulated Consumer Product | 02/14/2017 |  | 10/18/2017
International Comfort Products | Comfortmaker | N9MSB1202420C | Natural Gas | Induced Draft | True | False | 1 | False | Horizontal |  | None | Condensing | Single-Stage |  | 0.75 | Standard |  | 120000 | 112000 |  |  | 117400 | 1247 | 92.1 | 78 | [8 empty] | Federally-Regulated Consumer Product | 02/14/2017 |  | 10/18/2017
International Comfort Products | Comfortmaker | G9MXT0401712A* | LPG | Induced Draft | True | False | 1 | False | Up |  | None | Condensing | Two-Stage Modulating |  | 0.5 | Standard |  | 40000 | 39000 |  |  | 32400 | 144 | 96 | 78 | [8 empty] | Federally-Regulated Consumer Product | 02/23/2016 |  | 10/18/2017
International Comfort Products | Comfortmaker | G9MXT0401712A* | LPG | Induced Draft | True | False | 1 | False | Horizontal |  | None | Condensing | Two-Stage Modulating |  | 0.5 | Standard |  | 40000 | 39000 |  |  | 32400 | 144 | 96 | 78 | [8 empty] | Federally-Regulated Consumer Product | 02/23/2016 |  | 10/18/2017
International Comfort Products | Comfortmaker | G9MXT0401712A* | Natural Gas | Induced Draft | True | False | 1 | False | Up |  | None | Condensing | Two-Stage Modulating |  | 0.5 | Standard |  | 40000 | 39000 |  |  | 32400 | 144 | 96 | 78 | [8 empty] | Federally-Regulated Consumer Product | 02/23/2016 |  | 10/18/2017
International Comfort Products | Comfortmaker | G9MXT0401712A* | Natural Gas | Induced Draft | True | False | 1 | False | Horizontal |  | None | Condensing | Two-Stage Modulating |  | 0.5 | Standard |  | 40000 | 39000 |  |  | 32400 | 144 | 96 | 78 | [8 empty] | Federally-Regulated Consumer Product | 02/23/2016 |  | 10/18/2017
International Comfort Products | Comfortmaker | G9MXT0601412A* | LPG | Induced Draft | True | False | 1 | False | Up |  | None | Condensing | Two-Stage Modulating |  | 0.5 | Standard |  | 60000 | 58000 |  |  | 48700 | 248 | 95 | 78 | [8 empty] | Federally-Regulated Consumer Product | 02/23/2016 |  | 10/18/2017
International Comfort Products | Comfortmaker | G9MXT0601412A* | LPG | Induced Draft | True | False | 1 | False | Horizontal |  | None | Condensing | Two-Stage Modulating |  | 0.5 | Standard |  | 60000 | 58000 |  |  | 48700 | 248 | 95 | 78 | [8 empty] | Federally-Regulated Consumer Product | 02/23/2016 |  | 10/18/2017
International Comfort Products | Comfortmaker | G9MXT0601412A* | Natural Gas | Induced Draft | True | False | 1 | False | Up |  | None | Condensing | Two-Stage Modulating |  | 0.5 | Standard |  | 60000 | 58000 |  |  | 48700 | 248 | 95 | 78 | [8 empty] | Federally-Regulated Consumer Product | 02/23/2016 |  | 10/18/2017
International Comfort Products | Comfortmaker | G9MXT0601412A* | Natural Gas | Induced Draft | True | False | 1 | False | Horizontal |  | None | Condensing | Two-Stage Modulating |  | 0.5 | Standard |  | 60000 | 58000 |  |  | 48700 | 248 | 95 | 78 | [8 empty] | Federally-Regulated Consumer Product | 02/23/2016 |  | 10/18/2017
International Comfort Products | Comfortmaker | N9MSE0261408A | LPG | Induced Draft | True | False | 1 | False | Up |  | None | Condensing | Single-Stage |  | 0.25 | Standard |  | 26000 | 25000 |  |  | 24300 | 271 | 95.5 | 78 | [8 empty] | Federally-Regulated Consumer Product | 10/27/2016 |  | 10/18/2017
International Comfort Products | Comfortmaker | N9MSE0261408A | LPG | Induced Draft | True | False | 1 | False | Horizontal |  | None | Condensing | Single-Stage |  | 0.25 | Standard |  | 26000 | 25000 |  |  | 24300 | 271 | 95.5 | 78 | [8 empty] | Federally-Regulated Consumer Product | 10/27/2016 |  | 10/18/2017
International Comfort Products | Comfortmaker | N9MSE0261408A | Natural Gas | Induced Draft | True | False | 1 | False | Up |  | None | Condensing | Single-Stage |  | 0.25 | Standard |  | 26000 | 25000 |  |  | 24300 | 271 | 95.5 | 78 | [8 empty] | Federally-Regulated Consumer Product | 10/27/2016 |  | 10/18/2017
International Comfort Products | Comfortmaker | N9MSE0261408A | Natural Gas | Induced Draft | True | False | 1 | False | Horizontal |  | None | Condensing | Single-Stage |  | 0.25 | Standard |  | 26000 | 25000 |  |  | 24300 | 271 | 95.5 | 78 | [8 empty] | Federally-Regulated Consumer Product | 10/27/2016 |  | 10/18/2017
International Comfort Products | Comfortmaker | G9MXE0261410A | LPG | Induced Draft | True | False | 1 | False | Up |  | None | Condensing | Single-Stage |  | 0.33 | Standard |  | 26000 | 25000 |  |  | 24700 | 130 | 96 | 78 | [8 empty] | Federally-Regulated Consumer Product | 10/27/2016 |  | 10/18/2017
International Comfort Products | Comfortmaker | G9MXE0261410A | LPG | Induced Draft | True | False | 1 | False | Horizontal |  | None | Condensing | Single-Stage |  | 0.33 | Standard |  | 26000 | 25000 |  |  | 24700 | 130 | 96 | 78 | [8 empty] | Federally-Regulated Consumer Product | 10/27/2016 |  | 10/18/2017
International Comfort Products | Comfortmaker | G9MXE0261410A | Natural Gas | Induced Draft | True | False | 1 | False | Up |  | None | Condensing | Single-Stage |  | 0.33 | Standard |  | 26000 | 25000 |  |  | 24700 | 130 | 96 | 78 | [8 empty] | Federally-Regulated Consumer Product | 10/27/2016 |  | 10/18/2017
International Comfort Products | Comfortmaker | G9MXE0261410A | Natural Gas | Induced Draft | True | False | 1 | False | Horizontal |  | None | Condensing | Single-Stage |  | 0.33 | Standard |  | 26000 | 25000 |  |  | 24700 | 130 | 96 | 78 | [8 empty] | Federally-Regulated Consumer Product | 10/27/2016 |  | 10/18/2017
International Comfort Products | Comfortmaker | N9MSE0261408A*D | LPG | Induced Draft | True | False | 1 | False | Down |  | None | Condensing | Single-Stage |  | 0.25 | Standard |  | 26000 | 25000 |  |  | 24500 | 270 | 95 | 78 | [8 empty] | Federally-Regulated Consumer Product | 10/27/2016 |  | 10/18/2017
International Comfort Products | Comfortmaker | N9MSE0261408A*D | Natural Gas | Induced Draft | True | False | 1 | False | Down |  | None | Condensing | Single-Stage |  | 0.25 | Standard |  | 26000 | 25000 |  |  | 24500 | 270 | 95 | 78 | [8 empty] | Federally-Regulated Consumer Product | 10/27/2016 |  | 10/18/2017
International Comfort Products | Comfortmaker | N9MSE0401410A*D | LPG | Induced Draft | True | False | 1 | False | Down |  | None | Condensing | Single-Stage |  | 0.5 | Standard |  | 40000 | 39000 |  |  | 32500 | 374 | 95 | 78 | [8 empty] | Federally-Regulated Consumer Product | 02/14/2017 |  | 10/18/2017
International Comfort Products | Comfortmaker | N9MSE0401410A*D | Natural Gas | Induced Draft | True | False | 1 | False | Down |  | None | Condensing | Single-Stage |  | 0.5 | Standard |  | 40000 | 39000 |  |  | 32500 | 374 | 95 | 78 | [8 empty] | Federally-Regulated Consumer Product | 02/14/2017 |  | 10/18/2017
International Comfort Products | Comfortmaker | N9MSE0401712A*D | LPG | Induced Draft | True | False | 1 | False | Down |  | None | Condensing | Single-Stage |  | 0.5 | Standard |  | 40000 | 39000 |  |  | 32100 | 502 | 95 | 78 | [8 empty] | Federally-Regulated Consumer Product | 11/28/2016 |  | 10/18/2017
International Comfort Products | Comfortmaker | N9MSE0401712A*D | Natural Gas | Induced Draft | True | False | 1 | False | Down |  | None | Condensing | Single-Stage |  | 0.5 | Standard |  | 40000 | 39000 |  |  | 32100 | 502 | 95 | 78 | [8 empty] | Federally-Regulated Consumer Product | 11/28/2016 |  | 10/18/2017
International Comfort Products | Comfortmaker | N9MSE0601410A*D | LPG | Induced Draft | True | False | 1 | False | Down |  | None | Condensing | Single-Stage |  | 0.5 | Standard |  | 60000 | 58000 |  |  | 48900 | 521 | 95 | 78 | [8 empty] | Federally-Regulated Consumer Product | 11/28/2016 |  | 10/18/2017
International Comfort Products | Comfortmaker | N9MSE0601410A*D | Natural Gas | Induced Draft | True | False | 1 | False | Down |  | None | Condensing | Single-Stage |  | 0.5 | Standard |  | 60000 | 58000 |  |  | 48900 | 521 | 95 | 78 | [8 empty] | Federally-Regulated Consumer Product | 11/28/2016 |  | 10/18/2017
International Comfort Products | Comfortmaker | N9MSE0601714A*D | LPG | Induced Draft | True | False | 1 | False | Down |  | None | Condensing | Single-Stage |  | 0.5 | Standard |  | 60000 | 58000 |  |  | 48600 | 598 | 95 | 78 | [8 empty] | Federally-Regulated Consumer Product | 11/28/2016 |  | 10/18/2017
International Comfort Products | Comfortmaker | N9MSE0601714A*D | Natural Gas | Induced Draft | True | False | 1 | False | Down |  | None | Condensing | Single-Stage |  | 0.5 | Standard |  | 60000 | 58000 |  |  | 48600 | 598 | 95 | 78 | [8 empty] | Federally-Regulated Consumer Product | 11/28/2016 |  | 10/18/2017
International Comfort Products | Comfortmaker | N9MSE0801716A*D | LPG | Induced Draft | True | False | 1 | False | Down |  | None | Condensing | Single-Stage |  | 0.75 | Standard |  | 80000 | 78000 |  |  | 81300 | 913 | 95 | 78 | [8 empty] | Federally-Regulated Consumer Product | 02/14/2017 |  | 10/18/2017
International Comfort Products | Comfortmaker | N9MSE0801716A*D | Natural Gas | Induced Draft | True | False | 1 | False | Down |  | None | Condensing | Single-Stage |  | 0.75 | Standard |  | 80000 | 78000 |  |  | 81300 | 913 | 95 | 78 | [8 empty] | Federally-Regulated Consumer Product | 02/14/2017 |  | 10/18/2017
International Comfort Products | Comfortmaker | N9MSE0802120A*D | LPG | Induced Draft | True | False | 1 | False | Down |  | None | Condensing | Single-Stage |  | 0.75 | Standard |  | 80000 | 78000 |  |  | 81100 | 948 | 95 | 78 | [8 empty] | Federally-Regulated Consumer Product | 11/28/2016 |  | 10/18/2017
International Comfort Products | Comfortmaker | N9MSE0802120A*D | Natural Gas | Induced Draft | True | False | 1 | False | Down |  | None | Condensing | Single-Stage |  | 0.75 | Standard |  | 80000 | 78000 |  |  | 81100 | 948 | 95 | 78 | [8 empty] | Federally-Regulated Consumer Product | 11/28/2016 |  | 10/18/2017
International Comfort Products | Comfortmaker | N9MSE1002114A*D | LPG | Induced Draft | True | False | 1 | False | Down |  | None | Condensing | Single-Stage |  | 0.75 | Standard |  | 100000 | 97000 |  |  | 97200 | 1182 | 95 | 78 | [8 empty] | Federally-Regulated Consumer Product | 02/14/2017 |  | 10/18/2017
International Comfort Products | Comfortmaker | N9MSE1002114A*D | Natural Gas | Induced Draft | True | False | 1 | False | Down |  | None | Condensing | Single-Stage |  | 0.75 | Standard |  | 100000 | 97000 |  |  | 97200 | 1182 | 95 | 78 | [8 empty] | Federally-Regulated Consumer Product | 02/14/2017 |  | 10/18/2017
International Comfort Products | Comfortmaker | N9MSE1002120A*D | LPG | Induced Draft | True | False | 1 | False | Down |  | None | Condensing | Single-Stage |  | 0.75 | Standard |  | 100000 | 97000 |  |  | 97200 | 1175 | 95 | 78 | [8 empty] | Federally-Regulated Consumer Product | 02/14/2017 |  | 10/18/2017
International Comfort Products | Comfortmaker | N9MSE1002120A*D | Natural Gas | Induced Draft | True | False | 1 | False | Down |  | None | Condensing | Single-Stage |  | 0.75 | Standard |  | 100000 | 97000 |  |  | 97200 | 1175 | 95 | 78 | [8 empty] | Federally-Regulated Consumer Product | 02/14/2017 |  | 10/18/2017
International Comfort Products | Comfortmaker | N9MSE1202420A*D | LPG | Induced Draft | True | False | 1 | False | Down |  | None | Condensing | Single-Stage |  | 0.75 | Standard |  | 120000 | 116000 |  |  | 113400 | 1348 | 95 | 78 | [8 empty] | Federally-Regulated Consumer Product | 11/28/2016 |  | 10/18/2017
International Comfort Products | Comfortmaker | N9MSE1202420A*D | Natural Gas | Induced Draft | True | False | 1 | False | Down |  | None | Condensing | Single-Stage |  | 0.75 | Standard |  | 120000 | 116000 |  |  | 113400 | 1348 | 95 | 78 | [8 empty] | Federally-Regulated Consumer Product | 11/28/2016 |  | 10/18/2017
International Comfort Products | Comfortmaker | N9MSE1402420A*D | LPG | Induced Draft | True | False | 1 | False | Down |  | None | Condensing | Single-Stage |  | 0.75 | Standard |  | 140000 | 134000 |  |  | 131400 | 1261 | 94.4 | 78 | [8 empty] | Federally-Regulated Consumer Product | 10/27/2016 |  | 10/18/2017
International Comfort Products | Comfortmaker | N9MSE1402420A*D | Natural Gas | Induced Draft | True | False | 1 | False | Down |  | None | Condensing | Single-Stage |  | 0.75 | Standard |  | 140000 | 134000 |  |  | 131400 | 1261 | 94.4 | 78 | [8 empty] | Federally-Regulated Consumer Product | 10/27/2016 |  | 10/18/2017
International Comfort Products | Comfortmaker | G9MAE0601714A*D | LPG | Induced Draft | True | False | 1 | False | Down |  | None | Condensing | Step Modulating |  | 0.5 | Standard |  | 60000 | 58000 |  |  | 47900 | 173 | 95 | 78 | [8 empty] | Federally-Regulated Consumer Product | 10/27/2016 |  | 10/18/2017
International Comfort Products | Comfortmaker | G9MAE0601714A*D | Natural Gas | Induced Draft | True | False | 1 | False | Down |  | None | Condensing | Step Modulating |  | 0.5 | Standard |  | 60000 | 58000 |  |  | 47900 | 173 | 95 | 78 | [8 empty] | Federally-Regulated Consumer Product | 10/27/2016 |  | 10/18/2017
International Comfort Products | Day & Night | G9MAE0602120A*D | LPG | Induced Draft | True | False | 1 | False | Down |  | None | Condensing | Step Modulating |  | 1 | Standard |  | 61000 | 59000 |  |  | 47700 | 229 | 96.7 | 78 | [8 empty] | Federally-Regulated Consumer Product | 02/14/2017 |  | 10/18/2017
International Comfort Products | Day & Night | G9MAE0602120A*D | Natural Gas | Induced Draft | True | False | 1 | False | Down |  | None | Condensing | Step Modulating |  | 1 | Standard |  | 61000 | 59000 |  |  | 47700 | 229 | 96.7 | 78 | [8 empty] | Federally-Regulated Consumer Product | 02/14/2017 |  | 10/18/2017
International Comfort Products | Day & Night | G9MAE0801714A*D | LPG | Induced Draft | True | False | 1 | False | Down |  | None | Condensing | Step Modulating |  | 0.5 | Standard |  | 80000 | 77000 |  |  | 80700 | 383 | 95 | 78 | [8 empty] | Federally-Regulated Consumer Product | 10/27/2016 |  | 10/18/2017
International Comfort Products | Day & Night | G9MAE0801714A*D | Natural Gas | Induced Draft | True | False | 1 | False | Down |  | None | Condensing | Step Modulating |  | 0.5 | Standard |  | 80000 | 77000 |  |  | 80700 | 383 | 95 | 78 | [8 empty] | Federally-Regulated Consumer Product | 10/27/2016 |  | 10/18/2017
International Comfort Products | Day & Night | G9MAE1002122A*D | LPG | Induced Draft | True | False | 1 | False | Down |  | None | Condensing | Step Modulating |  | 1 | Standard |  | 100000 | 95000 |  |  | 98700 | 377 | 94 | 78 | [8 empty] | Federally-Regulated Consumer Product | 02/14/2017 |  | 10/18/2017
International Comfort Products | Day & Night | G9MAE1002122A*D | Natural Gas | Induced Draft | True | False | 1 | False | Down |  | None | Condensing | Step Modulating |  | 1 | Standard |  | 100000 | 95000 |  |  | 98700 | 377 | 94 | 78 | [8 empty] | Federally-Regulated Consumer Product | 02/14/2017 |  | 10/18/2017
International Comfort Products | Day & Night | G9MAE1202422A*D | LPG | Induced Draft | True | False | 1 | False | Down |  | None | Condensing | Step Modulating |  | 1 | Standard |  | 120000 | 115000 |  |  | 113000 | 488 | 95 | 78 | [8 empty] | Federally-Regulated Consumer Product | 10/27/2016 |  | 10/18/2017
International Comfort Products | Day & Night | G9MAE1202422A*D | Natural Gas | Induced Draft | True | False | 1 | False | Down |  | None | Condensing | Step Modulating |  | 1 | Standard |  | 120000 | 115000 |  |  | 113000 | 488 | 95 | 78 | [8 empty] | Federally-Regulated Consumer Product | 10/27/2016 |  | 10/18/2017
International Comfort Products | Day & Night | G9MVE0401410A*D | LPG | Induced Draft | True | False | 1 | False | Down |  | None | Condensing | Two-Stage Modulating |  | 0.5 | Standard |  | 40000 | 39000 |  |  | 32600 | 179 | 95 | 78 | [8 empty] | Federally-Regulated Consumer Product | 08/17/2016 |  | 10/18/2017
International Comfort Products | Day & Night | G9MVE0401410A*D | Natural Gas | Induced Draft | True | False | 1 | False | Down |  | None | Condensing | Two-Stage Modulating |  | 0.5 | Standard |  | 40000 | 39000 |  |  | 32600 | 179 | 95 | 78 | [8 empty] | Federally-Regulated Consumer Product | 08/17/2016 |  | 10/18/2017
International Comfort Products | Day & Night | G9MVE0401712A*D | LPG | Induced Draft | True | False | 1 | False | Down |  | None | Condensing | Two-Stage Modulating |  | 0.5 | Standard |  | 40000 | 39000 |  |  | 32700 | 150 | 95 | 78 | [8 empty] | Federally-Regulated Consumer Product | 02/14/2017 |  | 10/18/2017
International Comfort Products | Day & Night | G9MVE0401712A*D | Natural Gas | Induced Draft | True | False | 1 | False | Down |  | None | Condensing | Two-Stage Modulating |  | 0.5 | Standard |  | 40000 | 39000 |  |  | 32700 | 150 | 95 | 78 | [8 empty] | Federally-Regulated Consumer Product | 02/14/2017 |  | 10/18/2017
International Comfort Products | Day & Night | G9MVE0601412A*D | LPG | Induced Draft | True | False | 1 | False | Down |  | None | Condensing | Two-Stage Modulating |  | 0.5 | Standard |  | 60000 | 58000 |  |  | 48500 | 255 | 95 | 78 | [8 empty] | Federally-Regulated Consumer Product | 08/17/2016 |  | 10/18/2017
International Comfort Products | Day & Night | G9MVE0601412A*D | Natural Gas | Induced Draft | True | False | 1 | False | Down |  | None | Condensing | Two-Stage Modulating |  | 0.5 | Standard |  | 60000 | 58000 |  |  | 48500 | 255 | 95 | 78 | [8 empty] | Federally-Regulated Consumer Product | 08/17/2016 |  | 10/18/2017
International Comfort Products | Day & Night | G9MVE0601714A*D | LPG | Induced Draft | True | False | 1 | False | Down |  | None | Condensing | Two-Stage Modulating |  | 0.75 | Standard |  | 60000 | 58000 |  |  | 49000 | 194 | 95 | 78 | [8 empty] | Federally-Regulated Consumer Product | 08/17/2016 |  | 10/18/2017
International Comfort Products | Day & Night | G9MVE0601714A*D | Natural Gas | Induced Draft | True | False | 1 | False | Down |  | None | Condensing | Two-Stage Modulating |  | 0.75 | Standard |  | 60000 | 58000 |  |  | 49000 | 194 | 95 | 78 | [8 empty] | Federally-Regulated Consumer Product | 08/17/2016 |  | 10/18/2017
International Comfort Products | Day & Night | G9MVE0801716A*D | LPG | Induced Draft | True | False | 1 | False | Down |  | None | Condensing | Two-Stage Modulating |  | 0.75 | Standard |  | 80000 | 77000 |  |  | 80800 | 410 | 95 | 78 | [8 empty] | Federally-Regulated Consumer Product | 08/17/2016 |  | 10/18/2017
International Comfort Products | Day & Night | G9MVE0801716A*D | Natural Gas | Induced Draft | True | False | 1 | False | Down |  | None | Condensing | Two-Stage Modulating |  | 0.75 | Standard |  | 80000 | 77000 |  |  | 80800 | 410 | 95 | 78 | [8 empty] | Federally-Regulated Consumer Product | 08/17/2016 |  | 10/18/2017
International Comfort Products | Day & Night | G9MVE0802120A*D | LPG | Induced Draft | True | False | 1 | False | Down |  | None | Condensing | Two-Stage Modulating |  | 1 | Standard |  | 80000 | 76000 |  |  | 65500 | 261 | 95 | 78 | [8 empty] | Federally-Regulated Consumer Product | 08/17/2016 |  | 10/18/2017
International Comfort Products | Day & Night | G9MVE0802120A*D | Natural Gas | Induced Draft | True | False | 1 | False | Down |  | None | Condensing | Two-Stage Modulating |  | 1 | Standard |  | 80000 | 76000 |  |  | 65500 | 261 | 95 | 78 | [8 empty] | Federally-Regulated Consumer Product | 08/17/2016 |  | 10/18/2017
International Comfort Products | Day & Night | G9MVE1002120A*D | LPG | Induced Draft | True | False | 1 | False | Down |  | None | Condensing | Two-Stage Modulating |  | 1 | Standard |  | 100000 | 97000 |  |  | 97400 | 420 | 95 | 78 | [8 empty] | Federally-Regulated Consumer Product | 02/14/2017 |  | 10/18/2017
International Comfort Products | Day & Night | G9MVE1002120A*D | Natural Gas | Induced Draft | True | False | 1 | False | Down |  | None | Condensing | Two-Stage Modulating |  | 1 | Standard |  | 100000 | 97000 |  |  | 97400 | 420 | 95 | 78 | [8 empty] | Federally-Regulated Consumer Product | 02/14/2017 |  | 10/18/2017
International Comfort Products | Day & Night | G9MVE1202422A*D | LPG | Induced Draft | True | False | 1 | False | Down |  | None | Condensing | Two-Stage Modulating |  | 1 | Standard |  | 120000 | 116000 |  |  | 111300 | 628 | 95 | 78 | [8 empty] | Federally-Regulated Consumer Product | 08/17/2016 |  | 10/18/2017
International Comfort Products | Day & Night | G9MVE1202422A*D | Natural Gas | Induced Draft | True | False | 1 | False | Down |  | None | Condensing | Two-Stage Modulating |  | 1 | Standard |  | 120000 | 116000 |  |  | 111300 | 628 | 95 | 78 | [8 empty] | Federally-Regulated Consumer Product | 08/17/2016 |  | 10/18/2017
International Comfort Products | Day & Night | G9MXE0261410A*D | LPG | Induced Draft | True | False | 1 | False | Down |  | None | Condensing | Single-Stage |  | 0.33 | Standard |  | 26000 | 25000 |  |  | 25000 | 128 | 95 | 78 | [8 empty] | Federally-Regulated Consumer Product | 02/14/2017 |  | 10/18/2017
International Comfort Products | Day & Night | G9MXE0261410A*D | Natural Gas | Induced Draft | True | False | 1 | False | Down |  | None | Condensing | Single-Stage |  | 0.33 | Standard |  | 26000 | 25000 |  |  | 25000 | 128 | 95 | 78 | [8 empty] | Federally-Regulated Consumer Product | 02/14/2017 |  | 10/18/2017
International Comfort Products | Day & Night | G9MXE0401410A*D | LPG | Induced Draft | True | False | 1 | False | Down |  | None | Condensing | Single-Stage |  | 0.5 | Standard |  | 40000 | 39000 |  |  | 33200 | 188 | 95 | 78 | [8 empty] | Federally-Regulated Consumer Product | 11/28/2016 |  | 10/18/2017
International Comfort Products | Day & Night | G9MXE0401410A*D | Natural Gas | Induced Draft | True | False | 1 | False | Down |  | None | Condensing | Single-Stage |  | 0.5 | Standard |  | 40000 | 39000 |  |  | 33200 | 188 | 95 | 78 | [8 empty] | Federally-Regulated Consumer Product | 11/28/2016 |  | 10/18/2017
International Comfort Products | Day & Night | G9MXE0401712A*D | LPG | Induced Draft | True | False | 1 | False | Down |  | None | Condensing | Single-Stage |  | 0.5 | Standard |  | 40000 | 39000 |  |  | 33200 | 183 | 95 | 78 | [8 empty] | Federally-Regulated Consumer Product | 11/28/2016 |  | 10/18/2017
International Comfort Products | Day & Night | G9MXE0401712A*D | Natural Gas | Induced Draft | True | False | 1 | False | Down |  | None | Condensing | Single-Stage |  | 0.5 | Standard |  | 40000 | 39000 |  |  | 33200 | 183 | 95 | 78 | [8 empty] | Federally-Regulated Consumer Product | 11/28/2016 |  | 10/18/2017
International Comfort Products | Day & Night | G9MXE0601412A*D | LPG | Induced Draft | True | False | 1 | False | Down |  | None | Condensing | Single-Stage |  | 0.5 | Standard |  | 60000 | 58000 |  |  | 49500 | 344 | 95 | 78 | [8 empty] | Federally-Regulated Consumer Product | 11/28/2016 |  | 10/18/2017
International Comfort Products | Day & Night | G9MXE0601412A*D | Natural Gas | Induced Draft | True | False | 1 | False | Down |  | None | Condensing | Single-Stage |  | 0.5 | Standard |  | 60000 | 58000 |  |  | 49500 | 344 | 95 | 78 | [8 empty] | Federally-Regulated Consumer Product | 11/28/2016 |  | 10/18/2017
International Comfort Products | Day & Night | G9MXE0601714A*D | LPG | Induced Draft | True | False | 1 | False | Down |  | None | Condensing | Single-Stage |  | 0.75 | Standard |  | 60000 | 58000 |  |  | 49800 | 263 | 95 | 78 | [8 empty] | Federally-Regulated Consumer Product | 11/28/2016 |  | 10/18/2017
International Comfort Products | Day & Night | G9MXE0601714A*D | Natural Gas | Induced Draft | True | False | 1 | False | Down |  | None | Condensing | Single-Stage |  | 0.75 | Standard |  | 60000 | 58000 |  |  | 49800 | 263 | 95 | 78 | [8 empty] | Federally-Regulated Consumer Product | 11/28/2016 |  | 10/18/2017
International Comfort Products | Day & Night | G9MXE0801716A*D | LPG | Induced Draft | True | False | 1 | False | Down |  | None | Condensing | Single-Stage |  | 0.75 | Standard |  | 80000 | 78000 |  |  | 82500 | 558 | 95 | 78 | [8 empty] | Federally-Regulated Consumer Product | 11/28/2016 |  | 10/18/2017
International Comfort Products | Day & Night | G9MXE0801716A*D | Natural Gas | Induced Draft | True | False | 1 | False | Down |  | None | Condensing | Single-Stage |  | 0.75 | Standard |  | 80000 | 78000 |  |  | 82500 | 558 | 95 | 78 | [8 empty] | Federally-Regulated Consumer Product | 11/28/2016 |  | 10/18/2017
International Comfort Products | Day & Night | G9MXE0802120A*D | LPG | Induced Draft | True | False | 1 | False | Down |  | None | Condensing | Single-Stage |  | 1 | Standard |  | 80000 | 78000 |  |  | 83000 | 418 | 95 | 78 | [8 empty] | Federally-Regulated Consumer Product | 11/28/2016 |  | 10/18/2017
International Comfort Products | Day & Night | G9MXE0802120A*D | Natural Gas | Induced Draft | True | False | 1 | False | Down |  | None | Condensing | Single-Stage |  | 1 | Standard |  | 80000 | 78000 |  |  | 83000 | 418 | 95 | 78 | [8 empty] | Federally-Regulated Consumer Product | 11/28/2016 |  | 10/18/2017
International Comfort Products | Day & Night | G9MXE1002120A*D | LPG | Induced Draft | True | False | 1 | False | Down |  | None | Condensing | Single-Stage |  | 1 | Standard |  | 100000 | 97000 |  |  | 99200 | 614 | 95 | 78 | [8 empty] | Federally-Regulated Consumer Product | 02/14/2017 |  | 10/18/2017
International Comfort Products | Day & Night | G9MXE1002120A*D | Natural Gas | Induced Draft | True | False | 1 | False | Down |  | None | Condensing | Single-Stage |  | 1 | Standard |  | 100000 | 97000 |  |  | 99200 | 614 | 95 | 78 | [8 empty] | Federally-Regulated Consumer Product | 02/14/2017 |  | 10/18/2017
International Comfort Products | Day & Night | G9MXE1202422A*D | LPG | Induced Draft | True | False | 1 | False | Down |  | None | Condensing | Single-Stage |  | 1 | Standard |  | 120000 | 116000 |  |  | 114500 | 1047 | 95 | 78 | [8 empty] | Federally-Regulated Consumer Product | 11/28/2016 |  | 10/18/2017
International Comfort Products | Day & Night | G9MXE1202422A*D | Natural Gas | Induced Draft | True | False | 1 | False | Down |  | None | Condensing | Single-Stage |  | 1 | Standard |  | 120000 | 116000 |  |  | 114500 | 1047 | 95 | 78 | [8 empty] | Federally-Regulated Consumer Product | 11/28/2016 |  | 10/18/2017
International Comfort Products | Day & Night | G9MXT0401410A*D | LPG | Induced Draft | True | False | 1 | False | Down |  | None | Condensing | Two-Stage Modulating |  | 0.5 | Standard |  | 40000 | 39000 |  |  | 32600 | 179 | 95 | 78 | [8 empty] | Federally-Regulated Consumer Product | 08/17/2016 |  | 10/18/2017
International Comfort Products | Day & Night | G9MXT0401410A*D | Natural Gas | Induced Draft | True | False | 1 | False | Down |  | None | Condensing | Two-Stage Modulating |  | 0.5 | Standard |  | 40000 | 39000 |  |  | 32600 | 179 | 95 | 78 | [8 empty] | Federally-Regulated Consumer Product | 08/17/2016 |  | 10/18/2017
International Comfort Products | Day & Night | G9MXT0401712A*D | LPG | Induced Draft | True | False | 1 | False | Down |  | None | Condensing | Two-Stage Modulating |  | 0.5 | Standard |  | 40000 | 39000 |  |  | 32700 | 150 | 95 | 78 | [8 empty] | Federally-Regulated Consumer Product | 02/14/2017 |  | 10/18/2017
International Comfort Products | Day & Night | G9MXT0401712A*D | Natural Gas | Induced Draft | True | False | 1 | False | Down |  | None | Condensing | Two-Stage Modulating |  | 0.5 | Standard |  | 40000 | 39000 |  |  | 32700 | 150 | 95 | 78 | [8 empty] | Federally-Regulated Consumer Product | 02/14/2017 |  | 10/18/2017
International Comfort Products | Day & Night | G9MXT0601412A*D | LPG | Induced Draft | True | False | 1 | False | Down |  | None | Condensing | Two-Stage Modulating |  | 0.5 | Standard |  | 60000 | 58000 |  |  | 48500 | 255 | 95 | 78 | [8 empty] | Federally-Regulated Consumer Product | 08/17/2016 |  | 10/18/2017
International Comfort Products | Day & Night | G9MXT0601412A*D | Natural Gas | Induced Draft | True | False | 1 | False | Down |  | None | Condensing | Two-Stage Modulating |  | 0.5 | Standard |  | 60000 | 58000 |  |  | 48500 | 255 | 95 | 78 | [8 empty] | Federally-Regulated Consumer Product | 08/17/2016 |  | 10/18/2017
International Comfort Products | Day & Night | G9MXT0601714A*D | LPG | Induced Draft | True | False | 1 | False | Down |  | None | Condensing | Two-Stage Modulating |  | 0.75 | Standard |  | 60000 | 58000 |  |  | 49000 | 194 | 95 | 78 | [8 empty] | Federally-Regulated Consumer Product | 08/17/2016 |  | 10/18/2017
International Comfort Products | Day & Night | G9MXT0601714A*D | Natural Gas | Induced Draft | True | False | 1 | False | Down |  | None | Condensing | Two-Stage Modulating |  | 0.75 | Standard |  | 60000 | 58000 |  |  | 49000 | 194 | 95 | 78 | [8 empty] | Federally-Regulated Consumer Product | 08/17/2016 |  | 10/18/2017
International Comfort Products | Day & Night | G9MXT0801716A*D | LPG | Induced Draft | True | False | 1 | False | Down |  | None | Condensing | Two-Stage Modulating |  | 0.75 | Standard |  | 80000 | 77000 |  |  | 80800 | 410 | 95 | 78 | [8 empty] | Federally-Regulated Consumer Product | 08/17/2016 |  | 10/18/2017
International Comfort Products | Day & Night | G9MXT0801716A*D | Natural Gas | Induced Draft | True | False | 1 | False | Down |  | None | Condensing | Two-Stage Modulating |  | 0.75 | Standard |  | 80000 | 77000 |  |  | 80800 | 410 | 95 | 78 | [8 empty] | Federally-Regulated Consumer Product | 08/17/2016 |  | 10/18/2017
International Comfort Products | Day & Night | G9MXT0802120A*D | LPG | Induced Draft | True | False | 1 | False | Down |  | None | Condensing | Two-Stage Modulating |  | 1 | Standard |  | 80000 | 76000 |  |  | 65500 | 261 | 95 | 78 | [8 empty] | Federally-Regulated Consumer Product | 08/17/2016 |  | 10/18/2017
International Comfort Products | Day & Night | G9MXT0802120A*D | Natural Gas | Induced Draft | True | False | 1 | False | Down |  | None | Condensing | Two-Stage Modulating |  | 1 | Standard |  | 80000 | 76000 |  |  | 65500 | 261 | 95 | 78 | [8 empty] | Federally-Regulated Consumer Product | 08/17/2016 |  | 10/18/2017
International Comfort Products | Day & Night | G9MXT1002120A*D | LPG | Induced Draft | True | False | 1 | False | Down |  | None | Condensing | Two-Stage Modulating |  | 1 | Standard |  | 100000 | 97000 |  |  | 97400 | 420 | 95 | 78 | [8 empty] | Federally-Regulated Consumer Product | 02/14/2017 |  | 10/18/2017
International Comfort Products | Day & Night | G9MXT1002120A*D | Natural Gas | Induced Draft | True | False | 1 | False | Down |  | None | Condensing | Two-Stage Modulating |  | 1 | Standard |  | 100000 | 97000 |  |  | 97400 | 420 | 95 | 78 | [8 empty] | Federally-Regulated Consumer Product | 02/14/2017 |  | 10/18/2017
International Comfort Products | Day & Night | G9MXT1202422A*D | LPG | Induced Draft | True | False | 1 | False | Down |  | None | Condensing | Two-Stage Modulating |  | 1 | Standard |  | 120000 | 116000 |  |  | 111300 | 628 | 95 | 78 | [8 empty] | Federally-Regulated Consumer Product | 08/17/2016 |  | 10/18/2017
International Comfort Products | Day & Night | G9MXT1202422A*D | Natural Gas | Induced Draft | True | False | 1 | False | Down |  | None | Condensing | Two-Stage Modulating |  | 1 | Standard |  | 120000 | 116000 |  |  | 111300 | 628 | 95 | 78 | [8 empty] | Federally-Regulated Consumer Product | 08/17/2016 |  | 10/18/2017
International Comfort Products | Day & Night | G9MAE0802120A*D | LPG | Induced Draft | True | False | 1 | False | Down |  | None | Condensing | Step Modulating |  | 1 | Standard |  | 80000 | 77000 |  |  | 81400 | 346 | 95 | 78 | [8 empty] | Federally-Regulated Consumer Product | 10/27/2016 |  | 10/18/2017
International Comfort Products | Day & Night | G9MAE0802120A*D | Natural Gas | Induced Draft | True | False | 1 | False | Down |  | None | Condensing | Step Modulating |  | 1 | Standard |  | 80000 | 77000 |  |  | 81400 | 346 | 95 | 78 | [8 empty] | Federally-Regulated Consumer Product | 10/27/2016 |  | 10/18/2017
International Comfort Products | Day & Night | N9MSE0401410A** | LPG | Induced Draft | True | False | 1 | True | Up |  | None | Condensing | Single-Stage |  | 0.5 | Standard |  | 40000 | 39000 |  |  | 32300 | 373 | 95.5 | 75 | [8 empty] | Federally-Regulated Consumer Product | 11/28/2016 |  | 10/18/2017
International Comfort Products | Day & Night | N9MSE0401410A** | LPG | Induced Draft | True | False | 1 | True | Horizontal |  | None | Condensing | Single-Stage |  | 0.5 | Standard |  | 40000 | 39000 |  |  | 32300 | 373 | 95.5 | 75 | [8 empty] | Federally-Regulated Consumer Product | 11/28/2016 |  | 10/18/2017
International Comfort Products | Day & Night | N9MSE0401410A** | Natural Gas | Induced Draft | True | False | 1 | True | Up |  | None | Condensing | Single-Stage |  | 0.5 | Standard |  | 40000 | 39000 |  |  | 32300 | 373 | 95.5 | 75 | [8 empty] | Federally-Regulated Consumer Product | 11/28/2016 |  | 10/18/2017
International Comfort Products | Day & Night | N9MSE0401410A** | Natural Gas | Induced Draft | True | False | 1 | True | Horizontal |  | None | Condensing | Single-Stage |  | 0.5 | Standard |  | 40000 | 39000 |  |  | 32300 | 373 | 95.5 | 75 | [8 empty] | Federally-Regulated Consumer Product | 11/28/2016 |  | 10/18/2017
International Comfort Products | Day & Night | N9MSE0601410A** | LPG | Induced Draft | True | False | 1 | True | Up |  | None | Condensing | Single-Stage |  | 0.5 | Standard |  | 60000 | 58000 |  |  | 48600 | 515 | 95.5 | 75 | [8 empty] | Federally-Regulated Consumer Product | 11/28/2016 |  | 10/18/2017
International Comfort Products | Day & Night | N9MSE0601410A** | LPG | Induced Draft | True | False | 1 | True | Horizontal |  | None | Condensing | Single-Stage |  | 0.5 | Standard |  | 60000 | 58000 |  |  | 48600 | 515 | 95.5 | 75 | [8 empty] | Federally-Regulated Consumer Product | 11/28/2016 |  | 10/18/2017
International Comfort Products | Day & Night | N9MSE0601410A** | Natural Gas | Induced Draft | True | False | 1 | True | Up |  | None | Condensing | Single-Stage |  | 0.5 | Standard |  | 60000 | 58000 |  |  | 48600 | 515 | 95.5 | 75 | [8 empty] | Federally-Regulated Consumer Product | 11/28/2016 |  | 10/18/2017
International Comfort Products | Day & Night | N9MSE0601410A** | Natural Gas | Induced Draft | True | False | 1 | True | Horizontal |  | None | Condensing | Single-Stage |  | 0.5 | Standard |  | 60000 | 58000 |  |  | 48600 | 515 | 95.5 | 75 | [8 empty] | Federally-Regulated Consumer Product | 11/28/2016 |  | 10/18/2017
International Comfort Products | Day & Night | N9MSE0601714A** | LPG | Induced Draft | True | False | 1 | True | Up |  | None | Condensing | Single-Stage |  | 0.5 | Standard |  | 60000 | 58000 |  |  | 48300 | 592 | 95.5 | 75 | [8 empty] | Federally-Regulated Consumer Product | 11/28/2016 |  | 10/18/2017
International Comfort Products | Day & Night | N9MSE0601714A** | LPG | Induced Draft | True | False | 1 | True | Horizontal |  | None | Condensing | Single-Stage |  | 0.5 | Standard |  | 60000 | 58000 |  |  | 48300 | 592 | 95.5 | 75 | [8 empty] | Federally-Regulated Consumer Product | 11/28/2016 |  | 10/18/2017
International Comfort Products | Day & Night | N9MSE0601714A** | Natural Gas | Induced Draft | True | False | 1 | True | Up |  | None | Condensing | Single-Stage |  | 0.5 | Standard |  | 60000 | 58000 |  |  | 48300 | 592 | 95.5 | 75 | [8 empty] | Federally-Regulated Consumer Product | 11/28/2016 |  | 10/18/2017
International Comfort Products | Day & Night | N9MSE0601714A** | Natural Gas | Induced Draft | True | False | 1 | True | Horizontal |  | None | Condensing | Single-Stage |  | 0.5 | Standard |  | 60000 | 58000 |  |  | 48300 | 592 | 95.5 | 75 | [8 empty] | Federally-Regulated Consumer Product | 11/28/2016 |  | 10/18/2017
International Comfort Products | Day & Night | N9MSE0801716A** | LPG | Induced Draft | True | False | 1 | True | Up |  | None | Condensing | Single-Stage |  | 0.75 | Standard |  | 80000 | 78000 |  |  | 80800 | 903 | 95.5 | 75 | [8 empty] | Federally-Regulated Consumer Product | 11/28/2016 |  | 10/18/2017
International Comfort Products | Day & Night | N9MSE0801716A** | LPG | Induced Draft | True | False | 1 | True | Horizontal |  | None | Condensing | Single-Stage |  | 0.75 | Standard |  | 80000 | 78000 |  |  | 80800 | 903 | 95.5 | 75 | [8 empty] | Federally-Regulated Consumer Product | 11/28/2016 |  | 10/18/2017
International Comfort Products | Day & Night | N9MSE0801716A** | Natural Gas | Induced Draft | True | False | 1 | True | Up |  | None | Condensing | Single-Stage |  | 0.75 | Standard |  | 80000 | 78000 |  |  | 80800 | 903 | 95.5 | 75 | [8 empty] | Federally-Regulated Consumer Product | 11/28/2016 |  | 10/18/2017
International Comfort Products | Day & Night | N9MSE0801716A** | Natural Gas | Induced Draft | True | False | 1 | True | Horizontal |  | None | Condensing | Single-Stage |  | 0.75 | Standard |  | 80000 | 78000 |  |  | 80800 | 903 | 95.5 | 75 | [8 empty] | Federally-Regulated Consumer Product | 11/28/2016 |  | 10/18/2017
International Comfort Products | Day & Night | N9MSE1002114A** | LPG | Induced Draft | True | False | 1 | True | Up |  | None | Condensing | Single-Stage |  | 0.75 | Standard |  | 100000 | 97000 |  |  | 96700 | 1162 | 95.5 | 75 | [8 empty] | Federally-Regulated Consumer Product | 11/28/2016 |  | 10/18/2017
International Comfort Products | Day & Night | N9MSE1002114A** | LPG | Induced Draft | True | False | 1 | True | Horizontal |  | None | Condensing | Single-Stage |  | 0.75 | Standard |  | 100000 | 97000 |  |  | 96700 | 1162 | 95.5 | 75 | [8 empty] | Federally-Regulated Consumer Product | 11/28/2016 |  | 10/18/2017
International Comfort Products | Day & Night | N9MSE1002114A** | Natural Gas | Induced Draft | True | False | 1 | True | Up |  | None | Condensing | Single-Stage |  | 0.75 | Standard |  | 100000 | 97000 |  |  | 96700 | 1162 | 95.5 | 75 | [8 empty] | Federally-Regulated Consumer Product | 11/28/2016 |  | 10/18/2017
International Comfort Products | Day & Night | N9MSE1002114A** | Natural Gas | Induced Draft | True | False | 1 | True | Horizontal |  | None | Condensing | Single-Stage |  | 0.75 | Standard |  | 100000 | 97000 |  |  | 96700 | 1162 | 95.5 | 75 | [8 empty] | Federally-Regulated Consumer Product | 11/28/2016 |  | 10/18/2017
International Comfort Products | Day & Night | N9MSE1002120A** | LPG | Induced Draft | True | False | 1 | True | Up |  | None | Condensing | Single-Stage |  | 0.75 | Standard |  | 100000 | 97000 |  |  | 96700 | 1155 | 95.5 | 75 | [8 empty] | Federally-Regulated Consumer Product | 11/28/2016 |  | 10/18/2017
International Comfort Products | Day & Night | N9MSE1002120A** | LPG | Induced Draft | True | False | 1 | True | Horizontal |  | None | Condensing | Single-Stage |  | 0.75 | Standard |  | 100000 | 97000 |  |  | 96700 | 1155 | 95.5 | 75 | [8 empty] | Federally-Regulated Consumer Product | 11/28/2016 |  | 10/18/2017
International Comfort Products | Day & Night | N9MSE1002120A** | Natural Gas | Induced Draft | True | False | 1 | True | Up |  | None | Condensing | Single-Stage |  | 0.75 | Standard |  | 100000 | 97000 |  |  | 96700 | 1155 | 95.5 | 75 | [8 empty] | Federally-Regulated Consumer Product | 11/28/2016 |  | 10/18/2017
International Comfort Products | Day & Night | N9MSE1002120A** | Natural Gas | Induced Draft | True | False | 1 | True | Horizontal |  | None | Condensing | Single-Stage |  | 0.75 | Standard |  | 100000 | 97000 |  |  | 96700 | 1155 | 95.5 | 75 | [8 empty] | Federally-Regulated Consumer Product | 11/28/2016 |  | 10/18/2017
International Comfort Products | Day & Night | N9MSE1202420A** | LPG | Induced Draft | True | False | 1 | True | Up |  | None | Condensing | Single-Stage |  | 0.75 | Standard |  | 120000 | 117000 |  |  | 112800 | 1336 | 95.5 | 75 | [8 empty] | Federally-Regulated Consumer Product | 11/28/2016 |  | 10/18/2017
International Comfort Products | Day & Night | N9MSE1202420A** | LPG | Induced Draft | True | False | 1 | True | Horizontal |  | None | Condensing | Single-Stage |  | 0.75 | Standard |  | 120000 | 117000 |  |  | 112800 | 1336 | 95.5 | 75 | [8 empty] | Federally-Regulated Consumer Product | 11/28/2016 |  | 10/18/2017
International Comfort Products | Day & Night | N9MSE1202420A** | Natural Gas | Induced Draft | True | False | 1 | True | Up |  | None | Condensing | Single-Stage |  | 0.75 | Standard |  | 120000 | 117000 |  |  | 112800 | 1336 | 95.5 | 75 | [8 empty] | Federally-Regulated Consumer Product | 11/28/2016 |  | 10/18/2017
International Comfort Products | Day & Night | N9MSE1202420A** | Natural Gas | Induced Draft | True | False | 1 | True | Horizontal |  | None | Condensing | Single-Stage |  | 0.75 | Standard |  | 120000 | 117000 |  |  | 112800 | 1336 | 95.5 | 75 | [8 empty] | Federally-Regulated Consumer Product | 11/28/2016 |  | 10/18/2017
International Comfort Products | Day & Night | N9MSE0401712A** | LPG | Induced Draft | True | False | 1 | True | Up |  | None | Condensing | Single-Stage |  | 0.5 | Standard |  | 40000 | 39000 |  |  | 32200 | 426 | 95.5 | 75 | [8 empty] | Federally-Regulated Consumer Product | 11/28/2016 |  | 10/18/2017
International Comfort Products | Day & Night | N9MSE0401712A** | LPG | Induced Draft | True | False | 1 | True | Horizontal |  | None | Condensing | Single-Stage |  | 0.5 | Standard |  | 40000 | 39000 |  |  | 32200 | 426 | 95.5 | 75 | [8 empty] | Federally-Regulated Consumer Product | 11/28/2016 |  | 10/18/2017
International Comfort Products | Day & Night | N9MSE0401712A** | Natural Gas | Induced Draft | True | False | 1 | True | Up |  | None | Condensing | Single-Stage |  | 0.5 | Standard |  | 40000 | 39000 |  |  | 32200 | 426 | 95.5 | 75 | [8 empty] | Federally-Regulated Consumer Product | 11/28/2016 |  | 10/18/2017
International Comfort Products | Day & Night | N9MSE0401712A** | Natural Gas | Induced Draft | True | False | 1 | True | Horizontal |  | None | Condensing | Single-Stage |  | 0.5 | Standard |  | 40000 | 39000 |  |  | 32200 | 426 | 95.5 | 75 | [8 empty] | Federally-Regulated Consumer Product | 11/28/2016 |  | 10/18/2017
International Comfort Products | Day & Night | N9MSE0401410A**D | LPG | Induced Draft | True | False | 1 | True | Down |  | None | Condensing | Single-Stage |  | 0.5 | Standard |  | 40000 | 39000 |  |  | 32500 | 374 | 95 | 75 | [8 empty] | Federally-Regulated Consumer Product | 02/14/2017 |  | 10/18/2017
International Comfort Products | Day & Night | N9MSE0401410A**D | Natural Gas | Induced Draft | True | False | 1 | True | Down |  | None | Condensing | Single-Stage |  | 0.5 | Standard |  | 40000 | 39000 |  |  | 32500 | 374 | 95 | 75 | [8 empty] | Federally-Regulated Consumer Product | 02/14/2017 |  | 10/18/2017
International Comfort Products | Day & Night | N9MSE0401712A**D | LPG | Induced Draft | True | False | 1 | True | Down |  | None | Condensing | Single-Stage |  | 0.5 | Standard |  | 40000 | 39000 |  |  | 32100 | 502 | 95 | 75 | [8 empty] | Federally-Regulated Consumer Product | 11/28/2016 |  | 10/18/2017
International Comfort Products | Day & Night | N9MSE0401712A**D | Natural Gas | Induced Draft | True | False | 1 | True | Down |  | None | Condensing | Single-Stage |  | 0.5 | Standard |  | 40000 | 39000 |  |  | 32100 | 502 | 95 | 75 | [8 empty] | Federally-Regulated Consumer Product | 11/28/2016 |  | 10/18/2017
International Comfort Products | Day & Night | N9MSE0601410A**D | LPG | Induced Draft | True | False | 1 | True | Down |  | None | Condensing | Single-Stage |  | 0.5 | Standard |  | 60000 | 58000 |  |  | 48900 | 521 | 95 | 75 | [8 empty] | Federally-Regulated Consumer Product | 11/28/2016 |  | 10/18/2017
International Comfort Products | Day & Night | N9MSE0601410A**D | Natural Gas | Induced Draft | True | False | 1 | True | Down |  | None | Condensing | Single-Stage |  | 0.5 | Standard |  | 60000 | 58000 |  |  | 48900 | 521 | 95 | 75 | [8 empty] | Federally-Regulated Consumer Product | 11/28/2016 |  | 10/18/2017
International Comfort Products | Day & Night | N9MSE0601714A**D | LPG | Induced Draft | True | False | 1 | True | Down |  | None | Condensing | Single-Stage |  | 0.5 | Standard |  | 60000 | 58000 |  |  | 48600 | 598 | 95 | 75 | [8 empty] | Federally-Regulated Consumer Product | 11/28/2016 |  | 10/18/2017
International Comfort Products | Day & Night | N9MSE0601714A**D | Natural Gas | Induced Draft | True | False | 1 | True | Down |  | None | Condensing | Single-Stage |  | 0.5 | Standard |  | 60000 | 58000 |  |  | 48600 | 598 | 95 | 75 | [8 empty] | Federally-Regulated Consumer Product | 11/28/2016 |  | 10/18/2017
International Comfort Products | Day & Night | N9MSE0801716A**D | LPG | Induced Draft | True | False | 1 | True | Down |  | None | Condensing | Single-Stage |  | 0.75 | Standard |  | 80000 | 78000 |  |  | 81300 | 913 | 95 | 75 | [8 empty] | Federally-Regulated Consumer Product | 02/14/2017 |  | 10/18/2017
International Comfort Products | Day & Night | N9MSE0801716A**D | Natural Gas | Induced Draft | True | False | 1 | True | Down |  | None | Condensing | Single-Stage |  | 0.75 | Standard |  | 80000 | 78000 |  |  | 81300 | 913 | 95 | 75 | [8 empty] | Federally-Regulated Consumer Product | 02/14/2017 |  | 10/18/2017
International Comfort Products | Day & Night | N9MSE0802120A**D | LPG | Induced Draft | True | False | 1 | True | Down |  | None | Condensing | Single-Stage |  | 0.75 | Standard |  | 80000 | 78000 |  |  | 81100 | 948 | 95 | 75 | [8 empty] | Federally-Regulated Consumer Product | 11/28/2016 |  | 10/18/2017
International Comfort Products | Day & Night | N9MSE0802120A**D | Natural Gas | Induced Draft | True | False | 1 | True | Down |  | None | Condensing | Single-Stage |  | 0.75 | Standard |  | 80000 | 78000 |  |  | 81100 | 948 | 95 | 75 | [8 empty] | Federally-Regulated Consumer Product | 11/28/2016 |  | 10/18/2017
International Comfort Products | Day & Night | N9MSE1002114A**D | LPG | Induced Draft | True | False | 1 | True | Down |  | None | Condensing | Single-Stage |  | 0.75 | Standard |  | 100000 | 97000 |  |  | 97200 | 1182 | 95 | 75 | [8 empty] | Federally-Regulated Consumer Product | 02/14/2017 |  | 10/18/2017
International Comfort Products | Day & Night | N9MSE1002114A**D | Natural Gas | Induced Draft | True | False | 1 | True | Down |  | None | Condensing | Single-Stage |  | 0.75 | Standard |  | 100000 | 97000 |  |  | 97200 | 1182 | 95 | 75 | [8 empty] | Federally-Regulated Consumer Product | 02/14/2017 |  | 10/18/2017
International Comfort Products | Day & Night | N9MSE1002120A**D | LPG | Induced Draft | True | False | 1 | True | Down |  | None | Condensing | Single-Stage |  | 0.75 | Standard |  | 100000 | 97000 |  |  | 97200 | 1175 | 95 | 75 | [8 empty] | Federally-Regulated Consumer Product | 02/14/2017 |  | 10/18/2017
International Comfort Products | Day & Night | N9MSE1002120A**D | Natural Gas | Induced Draft | True | False | 1 | True | Down |  | None | Condensing | Single-Stage |  | 0.75 | Standard |  | 100000 | 97000 |  |  | 97200 | 1175 | 95 | 75 | [8 empty] | Federally-Regulated Consumer Product | 02/14/2017 |  | 10/18/2017
International Comfort Products | Day & Night | N9MSE1202420A**D | LPG | Induced Draft | True | False | 1 | True | Down |  | None | Condensing | Single-Stage |  | 0.75 | Standard |  | 120000 | 116000 |  |  | 113400 | 1348 | 95 | 75 | [8 empty] | Federally-Regulated Consumer Product | 11/28/2016 |  | 10/18/2017
International Comfort Products | Day & Night | N9MSE1202420A**D | Natural Gas | Induced Draft | True | False | 1 | True | Down |  | None | Condensing | Single-Stage |  | 0.75 | Standard |  | 120000 | 116000 |  |  | 113400 | 1348 | 95 | 75 | [8 empty] | Federally-Regulated Consumer Product | 11/28/2016 |  | 10/18/2017
International Comfort Products | Day & Night | G9MXE0401410A** | LPG | Induced Draft | True | False | 1 | True | Up |  | None | Condensing | Single-Stage |  | 0.5 | Standard |  | 40000 | 39000 |  |  | 32800 | 195 | 96 | 75 | [8 empty] | Federally-Regulated Consumer Product | 11/28/2016 |  | 10/18/2017
International Comfort Products | Day & Night | G9MXE0401410A** | LPG | Induced Draft | True | False | 1 | True | Horizontal |  | None | Condensing | Single-Stage |  | 0.5 | Standard |  | 40000 | 39000 |  |  | 32800 | 195 | 96 | 75 | [8 empty] | Federally-Regulated Consumer Product | 11/28/2016 |  | 10/18/2017
International Comfort Products | Day & Night | G9MXE0401410A** | Natural Gas | Induced Draft | True | False | 1 | True | Up |  | None | Condensing | Single-Stage |  | 0.5 | Standard |  | 40000 | 39000 |  |  | 32800 | 195 | 96 | 75 | [8 empty] | Federally-Regulated Consumer Product | 11/28/2016 |  | 10/18/2017
International Comfort Products | Day & Night | G9MXE0401410A** | Natural Gas | Induced Draft | True | False | 1 | True | Horizontal |  | None | Condensing | Single-Stage |  | 0.5 | Standard |  | 40000 | 39000 |  |  | 32800 | 195 | 96 | 75 | [8 empty] | Federally-Regulated Consumer Product | 11/28/2016 |  | 10/18/2017
International Comfort Products | Day & Night | G9MXE0601714A** | LPG | Induced Draft | True | False | 1 | True | Up |  | None | Condensing | Single-Stage |  | 0.75 | Standard |  | 60000 | 58000 |  |  | 49300 | 254 | 96 | 75 | [8 empty] | Federally-Regulated Consumer Product | 11/28/2016 |  | 10/18/2017
International Comfort Products | Day & Night | G9MXE0601714A** | LPG | Induced Draft | True | False | 1 | True | Horizontal |  | None | Condensing | Single-Stage |  | 0.75 | Standard |  | 60000 | 58000 |  |  | 49300 | 254 | 96 | 75 | [8 empty] | Federally-Regulated Consumer Product | 11/28/2016 |  | 10/18/2017
International Comfort Products | Day & Night | G9MXE0601714A** | Natural Gas | Induced Draft | True | False | 1 | True | Up |  | None | Condensing | Single-Stage |  | 0.75 | Standard |  | 60000 | 58000 |  |  | 49300 | 254 | 96 | 75 | [8 empty] | Federally-Regulated Consumer Product | 11/28/2016 |  | 10/18/2017
International Comfort Products | Day & Night | G9MXE0601714A** | Natural Gas | Induced Draft | True | False | 1 | True | Horizontal |  | None | Condensing | Single-Stage |  | 0.75 | Standard |  | 60000 | 58000 |  |  | 49300 | 254 | 96 | 75 | [8 empty] | Federally-Regulated Consumer Product | 11/28/2016 |  | 10/18/2017
International Comfort Products | Day & Night | G9MXE1202422A** | LPG | Induced Draft | True | False | 1 | True | Up |  | None | Condensing | Single-Stage |  | 1 | Standard |  | 120000 | 117000 |  |  | 113500 | 990 | 96 | 75 | [8 empty] | Federally-Regulated Consumer Product | 11/28/2016 |  | 10/18/2017
International Comfort Products | Day & Night | G9MXE1202422A** | LPG | Induced Draft | True | False | 1 | True | Horizontal |  | None | Condensing | Single-Stage |  | 1 | Standard |  | 120000 | 117000 |  |  | 113500 | 990 | 96 | 75 | [8 empty] | Federally-Regulated Consumer Product | 11/28/2016 |  | 10/18/2017
International Comfort Products | Day & Night | G9MXE1202422A** | Natural Gas | Induced Draft | True | False | 1 | True | Up |  | None | Condensing | Single-Stage |  | 1 | Standard |  | 120000 | 117000 |  |  | 113500 | 990 | 96 | 75 | [8 empty] | Federally-Regulated Consumer Product | 11/28/2016 |  | 10/18/2017
International Comfort Products | Day & Night | G9MXE1202422A** | Natural Gas | Induced Draft | True | False | 1 | True | Horizontal |  | None | Condensing | Single-Stage |  | 1 | Standard |  | 120000 | 117000 |  |  | 113500 | 990 | 96 | 75 | [8 empty] | Federally-Regulated Consumer Product | 11/28/2016 |  | 10/18/2017
International Comfort Products | Day & Night | G9MXE0801716A** | LPG | Induced Draft | True | False | 1 | True | Up |  | None | Condensing | Single-Stage |  | 0.75 | Standard |  | 80000 | 78000 |  |  | 81900 | 483 | 96 | 75 | [8 empty] | Federally-Regulated Consumer Product | 11/28/2016 |  | 10/18/2017
International Comfort Products | Day & Night | G9MXE0801716A** | LPG | Induced Draft | True | False | 1 | True | Horizontal |  | None | Condensing | Single-Stage |  | 0.75 | Standard |  | 80000 | 78000 |  |  | 81900 | 483 | 96 | 75 | [8 empty] | Federally-Regulated Consumer Product | 11/28/2016 |  | 10/18/2017
International Comfort Products | Day & Night | G9MXE0801716A** | Natural Gas | Induced Draft | True | False | 1 | True | Up |  | None | Condensing | Single-Stage |  | 0.75 | Standard |  | 80000 | 78000 |  |  | 81900 | 483 | 96 | 75 | [8 empty] | Federally-Regulated Consumer Product | 11/28/2016 |  | 10/18/2017
International Comfort Products | Day & Night | G9MXE0801716A** | Natural Gas | Induced Draft | True | False | 1 | True | Horizontal |  | None | Condensing | Single-Stage |  | 0.75 | Standard |  | 80000 | 78000 |  |  | 81900 | 483 | 96 | 75 | [8 empty] | Federally-Regulated Consumer Product | 11/28/2016 |  | 10/18/2017
International Comfort Products | Day & Night | G9MXE0802120A** | LPG | Induced Draft | True | False | 1 | True | Up |  | None | Condensing | Single-Stage |  | 1 | Standard |  | 80000 | 78000 |  |  | 82000 | 444 | 96 | 75 | [8 empty] | Federally-Regulated Consumer Product | 11/28/2016 |  | 10/18/2017
International Comfort Products | Day & Night | G9MXE0802120A** | LPG | Induced Draft | True | False | 1 | True | Horizontal |  | None | Condensing | Single-Stage |  | 1 | Standard |  | 80000 | 78000 |  |  | 82000 | 444 | 96 | 75 | [8 empty] | Federally-Regulated Consumer Product | 11/28/2016 |  | 10/18/2017
International Comfort Products | Day & Night | G9MXE0802120A** | Natural Gas | Induced Draft | True | False | 1 | True | Up |  | None | Condensing | Single-Stage |  | 1 | Standard |  | 80000 | 78000 |  |  | 82000 | 444 | 96 | 75 | [8 empty] | Federally-Regulated Consumer Product | 11/28/2016 |  | 10/18/2017
International Comfort Products | Day & Night | G9MXE0802120A** | Natural Gas | Induced Draft | True | False | 1 | True | Horizontal |  | None | Condensing | Single-Stage |  | 1 | Standard |  | 80000 | 78000 |  |  | 82000 | 444 | 96 | 75 | [8 empty] | Federally-Regulated Consumer Product | 11/28/2016 |  | 10/18/2017
International Comfort Products | Day & Night | G9MXE1002120A** | LPG | Induced Draft | True | False | 1 | True | Up |  | None | Condensing | Single-Stage |  | 1 | Standard |  | 100000 | 97000 |  |  | 98200 | 583 | 96 | 75 | [8 empty] | Federally-Regulated Consumer Product | 11/28/2016 |  | 10/18/2017
International Comfort Products | Day & Night | G9MXE1002120A** | LPG | Induced Draft | True | False | 1 | True | Horizontal |  | None | Condensing | Single-Stage |  | 1 | Standard |  | 100000 | 97000 |  |  | 98200 | 583 | 96 | 75 | [8 empty] | Federally-Regulated Consumer Product | 11/28/2016 |  | 10/18/2017
International Comfort Products | Day & Night | G9MXE1002120A** | Natural Gas | Induced Draft | True | False | 1 | True | Up |  | None | Condensing | Single-Stage |  | 1 | Standard |  | 100000 | 97000 |  |  | 98200 | 583 | 96 | 75 | [8 empty] | Federally-Regulated Consumer Product | 11/28/2016 |  | 10/18/2017
International Comfort Products | Day & Night | G9MXE1002120A** | Natural Gas | Induced Draft | True | False | 1 | True | Horizontal |  | None | Condensing | Single-Stage |  | 1 | Standard |  | 100000 | 97000 |  |  | 98200 | 583 | 96 | 75 | [8 empty] | Federally-Regulated Consumer Product | 11/28/2016 |  | 10/18/2017
International Comfort Products | Day & Night | G9MXE0401712A** | LPG | Induced Draft | True | False | 1 | True | Up |  | None | Condensing | Single-Stage |  | 0.5 | Standard |  | 40000 | 39000 |  |  | 32900 | 176 | 96 | 75 | [8 empty] | Federally-Regulated Consumer Product | 11/28/2016 |  | 10/18/2017
International Comfort Products | Day & Night | G9MXE0401712A** | LPG | Induced Draft | True | False | 1 | True | Horizontal |  | None | Condensing | Single-Stage |  | 0.5 | Standard |  | 40000 | 39000 |  |  | 32900 | 176 | 96 | 75 | [8 empty] | Federally-Regulated Consumer Product | 11/28/2016 |  | 10/18/2017
International Comfort Products | Day & Night | G9MXE0401712A** | Natural Gas | Induced Draft | True | False | 1 | True | Up |  | None | Condensing | Single-Stage |  | 0.5 | Standard |  | 40000 | 39000 |  |  | 32900 | 176 | 96 | 75 | [8 empty] | Federally-Regulated Consumer Product | 11/28/2016 |  | 10/18/2017
International Comfort Products | Day & Night | G9MXE0401712A** | Natural Gas | Induced Draft | True | False | 1 | True | Horizontal |  | None | Condensing | Single-Stage |  | 0.5 | Standard |  | 40000 | 39000 |  |  | 32900 | 176 | 96 | 75 | [8 empty] | Federally-Regulated Consumer Product | 11/28/2016 |  | 10/18/2017
International Comfort Products | Day & Night | G9MXE0601412A** | LPG | Induced Draft | True | False | 1 | True | Up |  | None | Condensing | Single-Stage |  | 0.5 | Standard |  | 60000 | 58000 |  |  | 49400 | 307 | 95.5 | 75 | [8 empty] | Federally-Regulated Consumer Product | 11/28/2016 |  | 10/18/2017
International Comfort Products | Day & Night | G9MXE0601412A** | LPG | Induced Draft | True | False | 1 | True | Horizontal |  | None | Condensing | Single-Stage |  | 0.5 | Standard |  | 60000 | 58000 |  |  | 49400 | 307 | 95.5 | 75 | [8 empty] | Federally-Regulated Consumer Product | 11/28/2016 |  | 10/18/2017
International Comfort Products | Day & Night | G9MXE0601412A** | Natural Gas | Induced Draft | True | False | 1 | True | Up |  | None | Condensing | Single-Stage |  | 0.5 | Standard |  | 60000 | 58000 |  |  | 49400 | 307 | 95.5 | 75 | [8 empty] | Federally-Regulated Consumer Product | 11/28/2016 |  | 10/18/2017
International Comfort Products | Day & Night | G9MXE0601412A** | Natural Gas | Induced Draft | True | False | 1 | True | Horizontal |  | None | Condensing | Single-Stage |  | 0.5 | Standard |  | 60000 | 58000 |  |  | 49400 | 307 | 95.5 | 75 | [8 empty] | Federally-Regulated Consumer Product | 11/28/2016 |  | 10/18/2017
International Comfort Products | Day & Night | G9MXE0401410A**D | LPG | Induced Draft | True | False | 1 | True | Down |  | None | Condensing | Single-Stage |  | 0.5 | Standard |  | 40000 | 39000 |  |  | 33200 | 188 | 95 | 75 | [8 empty] | Federally-Regulated Consumer Product | 11/28/2016 |  | 10/18/2017
International Comfort Products | Day & Night | G9MXE0401410A**D | Natural Gas | Induced Draft | True | False | 1 | True | Down |  | None | Condensing | Single-Stage |  | 0.5 | Standard |  | 40000 | 39000 |  |  | 33200 | 188 | 95 | 75 | [8 empty] | Federally-Regulated Consumer Product | 11/28/2016 |  | 10/18/2017
International Comfort Products | Day & Night | G9MXE0401712A**D | LPG | Induced Draft | True | False | 1 | True | Down |  | None | Condensing | Single-Stage |  | 0.5 | Standard |  | 40000 | 39000 |  |  | 33200 | 183 | 95 | 75 | [8 empty] | Federally-Regulated Consumer Product | 11/28/2016 |  | 10/18/2017
International Comfort Products | Day & Night | G9MXE0401712A**D | Natural Gas | Induced Draft | True | False | 1 | True | Down |  | None | Condensing | Single-Stage |  | 0.5 | Standard |  | 40000 | 39000 |  |  | 33200 | 183 | 95 | 75 | [8 empty] | Federally-Regulated Consumer Product | 11/28/2016 |  | 10/18/2017
International Comfort Products | Day & Night | G9MXE0601412A**D | LPG | Induced Draft | True | False | 1 | True | Down |  | None | Condensing | Single-Stage |  | 0.5 | Standard |  | 60000 | 58000 |  |  | 49500 | 344 | 95 | 75 | [8 empty] | Federally-Regulated Consumer Product | 11/28/2016 |  | 10/18/2017
International Comfort Products | Day & Night | G9MXE0601412A**D | Natural Gas | Induced Draft | True | False | 1 | True | Down |  | None | Condensing | Single-Stage |  | 0.5 | Standard |  | 60000 | 58000 |  |  | 49500 | 344 | 95 | 75 | [8 empty] | Federally-Regulated Consumer Product | 11/28/2016 |  | 10/18/2017
International Comfort Products | Day & Night | G9MXE0601714A**D | LPG | Induced Draft | True | False | 1 | True | Down |  | None | Condensing | Single-Stage |  | 0.75 | Standard |  | 60000 | 58000 |  |  | 49800 | 263 | 95 | 75 | [8 empty] | Federally-Regulated Consumer Product | 11/28/2016 |  | 10/18/2017
International Comfort Products | Day & Night | G9MXE0601714A**D | Natural Gas | Induced Draft | True | False | 1 | True | Down |  | None | Condensing | Single-Stage |  | 0.75 | Standard |  | 60000 | 58000 |  |  | 49800 | 263 | 95 | 75 | [8 empty] | Federally-Regulated Consumer Product | 11/28/2016 |  | 10/18/2017
International Comfort Products | Day & Night | G9MXE0801716A**D | LPG | Induced Draft | True | False | 1 | True | Down |  | None | Condensing | Single-Stage |  | 0.75 | Standard |  | 80000 | 78000 |  |  | 82500 | 558 | 95 | 75 | [8 empty] | Federally-Regulated Consumer Product | 11/28/2016 |  | 10/18/2017
International Comfort Products | Day & Night | G9MXE0801716A**D | Natural Gas | Induced Draft | True | False | 1 | True | Down |  | None | Condensing | Single-Stage |  | 0.75 | Standard |  | 80000 | 78000 |  |  | 82500 | 558 | 95 | 75 | [8 empty] | Federally-Regulated Consumer Product | 11/28/2016 |  | 10/18/2017
International Comfort Products | Day & Night | G9MXE0802120A**D | LPG | Induced Draft | True | False | 1 | True | Down |  | None | Condensing | Single-Stage |  | 1 | Standard |  | 80000 | 78000 |  |  | 83000 | 418 | 95 | 75 | [8 empty] | Federally-Regulated Consumer Product | 11/28/2016 |  | 10/18/2017
International Comfort Products | Day & Night | G9MXE0802120A**D | Natural Gas | Induced Draft | True | False | 1 | True | Down |  | None | Condensing | Single-Stage |  | 1 | Standard |  | 80000 | 78000 |  |  | 83000 | 418 | 95 | 75 | [8 empty] | Federally-Regulated Consumer Product | 11/28/2016 |  | 10/18/2017
International Comfort Products | Day & Night | G9MXE1002120A**D | LPG | Induced Draft | True | False | 1 | True | Down |  | None | Condensing | Single-Stage |  | 1 | Standard |  | 100000 | 97000 |  |  | 99200 | 614 | 95 | 75 | [8 empty] | Federally-Regulated Consumer Product | 02/14/2017 |  | 10/18/2017
International Comfort Products | Day & Night | G9MXE1002120A**D | Natural Gas | Induced Draft | True | False | 1 | True | Down |  | None | Condensing | Single-Stage |  | 1 | Standard |  | 100000 | 97000 |  |  | 99200 | 614 | 95 | 75 | [8 empty] | Federally-Regulated Consumer Product | 02/14/2017 |  | 10/18/2017
International Comfort Products | Day & Night | G9MXE1202422A**D | LPG | Induced Draft | True | False | 1 | True | Down |  | None | Condensing | Single-Stage |  | 1 | Standard |  | 120000 | 116000 |  |  | 114500 | 1047 | 95 | 75 | [8 empty] | Federally-Regulated Consumer Product | 11/28/2016 |  | 10/18/2017
International Comfort Products | Day & Night | G9MXE1202422A**D | Natural Gas | Induced Draft | True | False | 1 | True | Down |  | None | Condensing | Single-Stage |  | 1 | Standard |  | 120000 | 116000 |  |  | 114500 | 1047 | 95 | 75 | [8 empty] | Federally-Regulated Consumer Product | 11/28/2016 |  | 10/18/2017
International Comfort Products | Day & Night | N9MSB0801716B** | LPG | Induced Draft | True | False | 1 | True | Up |  | None | Condensing | Single-Stage |  | 0.5 | Standard |  | 80000 | 75000 |  |  | 66800 | 798 | 92.1 | 75 | [8 empty] | Federally-Regulated Consumer Product | 11/28/2016 |  | 10/18/2017
International Comfort Products | Day & Night | N9MSB0801716B** | LPG | Induced Draft | True | False | 1 | True | Down |  | None | Condensing | Single-Stage |  | 0.5 | Standard |  | 80000 | 75000 |  |  | 66800 | 798 | 92.1 | 75 | [8 empty] | Federally-Regulated Consumer Product | 11/28/2016 |  | 10/18/2017
International Comfort Products | Day & Night | N9MSB0801716B** | LPG | Induced Draft | True | False | 1 | True | Horizontal |  | None | Condensing | Single-Stage |  | 0.5 | Standard |  | 80000 | 75000 |  |  | 66800 | 798 | 92.1 | 75 | [8 empty] | Federally-Regulated Consumer Product | 11/28/2016 |  | 10/18/2017
International Comfort Products | Day & Night | N9MSB0801716B** | Natural Gas | Induced Draft | True | False | 1 | True | Up |  | None | Condensing | Single-Stage |  | 0.5 | Standard |  | 80000 | 75000 |  |  | 66800 | 798 | 92.1 | 75 | [8 empty] | Federally-Regulated Consumer Product | 11/28/2016 |  | 10/18/2017
International Comfort Products | Day & Night | N9MSB0801716B** | Natural Gas | Induced Draft | True | False | 1 | True | Down |  | None | Condensing | Single-Stage |  | 0.5 | Standard |  | 80000 | 75000 |  |  | 66800 | 798 | 92.1 | 75 | [8 empty] | Federally-Regulated Consumer Product | 11/28/2016 |  | 10/18/2017
International Comfort Products | Day & Night | N9MSB0801716B** | Natural Gas | Induced Draft | True | False | 1 | True | Horizontal |  | None | Condensing | Single-Stage |  | 0.5 | Standard |  | 80000 | 75000 |  |  | 66800 | 798 | 92.1 | 75 | [8 empty] | Federally-Regulated Consumer Product | 11/28/2016 |  | 10/18/2017
International Comfort Products | Day & Night | N9MSB0401410C** | LPG | Induced Draft | True | False | 1 | True | Up |  | None | Condensing | Single-Stage |  | 0.33 | Standard |  | 40000 | 37000 |  |  | 33700 | 341 | 92.1 | 75 | [8 empty] | Federally-Regulated Consumer Product | 11/28/2016 |  | 10/18/2017
International Comfort Products | Day & Night | N9MSB0401410C** | LPG | Induced Draft | True | False | 1 | True | Down |  | None | Condensing | Single-Stage |  | 0.33 | Standard |  | 40000 | 37000 |  |  | 33700 | 341 | 92.1 | 75 | [8 empty] | Federally-Regulated Consumer Product | 11/28/2016 |  | 10/18/2017
International Comfort Products | Day & Night | N9MSB0401410C** | LPG | Induced Draft | True | False | 1 | True | Horizontal |  | None | Condensing | Single-Stage |  | 0.33 | Standard |  | 40000 | 37000 |  |  | 33700 | 341 | 92.1 | 75 | [8 empty] | Federally-Regulated Consumer Product | 11/28/2016 |  | 10/18/2017
International Comfort Products | Day & Night | N9MSB0401410C** | Natural Gas | Induced Draft | True | False | 1 | True | Up |  | None | Condensing | Single-Stage |  | 0.33 | Standard |  | 40000 | 37000 |  |  | 33700 | 341 | 92.1 | 75 | [8 empty] | Federally-Regulated Consumer Product | 11/28/2016 |  | 10/18/2017
International Comfort Products | Day & Night | N9MSB0401410C** | Natural Gas | Induced Draft | True | False | 1 | True | Down |  | None | Condensing | Single-Stage |  | 0.33 | Standard |  | 40000 | 37000 |  |  | 33700 | 341 | 92.1 | 75 | [8 empty] | Federally-Regulated Consumer Product | 11/28/2016 |  | 10/18/2017
International Comfort Products | Day & Night | N9MSB0401410C** | Natural Gas | Induced Draft | True | False | 1 | True | Horizontal |  | None | Condensing | Single-Stage |  | 0.33 | Standard |  | 40000 | 37000 |  |  | 33700 | 341 | 92.1 | 75 | [8 empty] | Federally-Regulated Consumer Product | 11/28/2016 |  | 10/18/2017
International Comfort Products | Day & Night | N9MSB0401712C** | LPG | Induced Draft | True | False | 1 | True | Up |  | None | Condensing | Single-Stage |  | 0.5 | Standard |  | 40000 | 37000 |  |  | 33500 | 383 | 92.1 | 75 | [8 empty] | Federally-Regulated Consumer Product | 11/28/2016 |  | 10/18/2017
International Comfort Products | Day & Night | N9MSB0401712C** | LPG | Induced Draft | True | False | 1 | True | Down |  | None | Condensing | Single-Stage |  | 0.5 | Standard |  | 40000 | 37000 |  |  | 33500 | 383 | 92.1 | 75 | [8 empty] | Federally-Regulated Consumer Product | 11/28/2016 |  | 10/18/2017
International Comfort Products | Day & Night | N9MSB0401712C** | LPG | Induced Draft | True | False | 1 | True | Horizontal |  | None | Condensing | Single-Stage |  | 0.5 | Standard |  | 40000 | 37000 |  |  | 33500 | 383 | 92.1 | 75 | [8 empty] | Federally-Regulated Consumer Product | 11/28/2016 |  | 10/18/2017
International Comfort Products | Day & Night | N9MSB0401712C** | Natural Gas | Induced Draft | True | False | 1 | True | Up |  | None | Condensing | Single-Stage |  | 0.5 | Standard |  | 40000 | 37000 |  |  | 33500 | 383 | 92.1 | 75 | [8 empty] | Federally-Regulated Consumer Product | 11/28/2016 |  | 10/18/2017
International Comfort Products | Day & Night | N9MSB0401712C** | Natural Gas | Induced Draft | True | False | 1 | True | Down |  | None | Condensing | Single-Stage |  | 0.5 | Standard |  | 40000 | 37000 |  |  | 33500 | 383 | 92.1 | 75 | [8 empty] | Federally-Regulated Consumer Product | 11/28/2016 |  | 10/18/2017
International Comfort Products | Day & Night | N9MSB0401712C** | Natural Gas | Induced Draft | True | False | 1 | True | Horizontal |  | None | Condensing | Single-Stage |  | 0.5 | Standard |  | 40000 | 37000 |  |  | 33500 | 383 | 92.1 | 75 | [8 empty] | Federally-Regulated Consumer Product | 11/28/2016 |  | 10/18/2017
International Comfort Products | Day & Night | N9MSB0601412C** | LPG | Induced Draft | True | False | 1 | True | Up |  | None | Condensing | Single-Stage |  | 0.33 | Standard |  | 60000 | 56000 |  |  | 50600 | 481 | 92.1 | 75 | [8 empty] | Federally-Regulated Consumer Product | 11/28/2016 |  | 10/18/2017
International Comfort Products | Day & Night | N9MSB0601412C** | LPG | Induced Draft | True | False | 1 | True | Down |  | None | Condensing | Single-Stage |  | 0.33 | Standard |  | 60000 | 56000 |  |  | 50600 | 481 | 92.1 | 75 | [8 empty] | Federally-Regulated Consumer Product | 11/28/2016 |  | 10/18/2017
International Comfort Products | Day & Night | N9MSB0601412C** | LPG | Induced Draft | True | False | 1 | True | Horizontal |  | None | Condensing | Single-Stage |  | 0.33 | Standard |  | 60000 | 56000 |  |  | 50600 | 481 | 92.1 | 75 | [8 empty] | Federally-Regulated Consumer Product | 11/28/2016 |  | 10/18/2017
International Comfort Products | Day & Night | N9MSB0601412C** | Natural Gas | Induced Draft | True | False | 1 | True | Up |  | None | Condensing | Single-Stage |  | 0.33 | Standard |  | 60000 | 56000 |  |  | 50600 | 481 | 92.1 | 75 | [8 empty] | Federally-Regulated Consumer Product | 11/28/2016 |  | 10/18/2017
International Comfort Products | Day & Night | N9MSB0601412C** | Natural Gas | Induced Draft | True | False | 1 | True | Down |  | None | Condensing | Single-Stage |  | 0.33 | Standard |  | 60000 | 56000 |  |  | 50600 | 481 | 92.1 | 75 | [8 empty] | Federally-Regulated Consumer Product | 11/28/2016 |  | 10/18/2017
International Comfort Products | Day & Night | N9MSB0601412C** | Natural Gas | Induced Draft | True | False | 1 | True | Horizontal |  | None | Condensing | Single-Stage |  | 0.33 | Standard |  | 60000 | 56000 |  |  | 50600 | 481 | 92.1 | 75 | [8 empty] | Federally-Regulated Consumer Product | 11/28/2016 |  | 10/18/2017
International Comfort Products | Day & Night | N9MSB0601716C** | LPG | Induced Draft | True | False | 1 | True | Up |  | None | Condensing | Single-Stage |  | 0.5 | Standard |  | 60000 | 56000 |  |  | 50100 | 605 | 92.1 | 75 | [8 empty] | Federally-Regulated Consumer Product | 11/28/2016 |  | 10/18/2017
International Comfort Products | Day & Night | N9MSB0601716C** | LPG | Induced Draft | True | False | 1 | True | Down |  | None | Condensing | Single-Stage |  | 0.5 | Standard |  | 60000 | 56000 |  |  | 50100 | 605 | 92.1 | 75 | [8 empty] | Federally-Regulated Consumer Product | 11/28/2016 |  | 10/18/2017
International Comfort Products | Day & Night | N9MSB0601716C** | LPG | Induced Draft | True | False | 1 | True | Horizontal |  | None | Condensing | Single-Stage |  | 0.5 | Standard |  | 60000 | 56000 |  |  | 50100 | 605 | 92.1 | 75 | [8 empty] | Federally-Regulated Consumer Product | 11/28/2016 |  | 10/18/2017
International Comfort Products | Day & Night | N9MSB0601716C** | Natural Gas | Induced Draft | True | False | 1 | True | Up |  | None | Condensing | Single-Stage |  | 0.5 | Standard |  | 60000 | 56000 |  |  | 50100 | 605 | 92.1 | 75 | [8 empty] | Federally-Regulated Consumer Product | 11/28/2016 |  | 10/18/2017
International Comfort Products | Day & Night | N9MSB0601716C** | Natural Gas | Induced Draft | True | False | 1 | True | Down |  | None | Condensing | Single-Stage |  | 0.5 | Standard |  | 60000 | 56000 |  |  | 50100 | 605 | 92.1 | 75 | [8 empty] | Federally-Regulated Consumer Product | 11/28/2016 |  | 10/18/2017
International Comfort Products | Day & Night | N9MSB0601716C** | Natural Gas | Induced Draft | True | False | 1 | True | Horizontal |  | None | Condensing | Single-Stage |  | 0.5 | Standard |  | 60000 | 56000 |  |  | 50100 | 605 | 92.1 | 75 | [8 empty] | Federally-Regulated Consumer Product | 11/28/2016 |  | 10/18/2017
International Comfort Products | Day & Night | N9MSB0802120C** | LPG | Induced Draft | True | False | 1 | True | Up |  | None | Condensing | Single-Stage |  | 0.75 | Standard |  | 80000 | 75000 |  |  | 66900 | 775 | 92.1 | 75 | [8 empty] | Federally-Regulated Consumer Product | 11/28/2016 |  | 10/18/2017
International Comfort Products | Day & Night | N9MSB0802120C** | LPG | Induced Draft | True | False | 1 | True | Down |  | None | Condensing | Single-Stage |  | 0.75 | Standard |  | 80000 | 75000 |  |  | 66900 | 775 | 92.1 | 75 | [8 empty] | Federally-Regulated Consumer Product | 11/28/2016 |  | 10/18/2017
International Comfort Products | Day & Night | N9MSB0802120C** | LPG | Induced Draft | True | False | 1 | True | Horizontal |  | None | Condensing | Single-Stage |  | 0.75 | Standard |  | 80000 | 75000 |  |  | 66900 | 775 | 92.1 | 75 | [8 empty] | Federally-Regulated Consumer Product | 11/28/2016 |  | 10/18/2017
International Comfort Products | Day & Night | N9MSB0802120C** | Natural Gas | Induced Draft | True | False | 1 | True | Up |  | None | Condensing | Single-Stage |  | 0.75 | Standard |  | 80000 | 75000 |  |  | 66900 | 775 | 92.1 | 75 | [8 empty] | Federally-Regulated Consumer Product | 11/28/2016 |  | 10/18/2017
International Comfort Products | Day & Night | N9MSB0802120C** | Natural Gas | Induced Draft | True | False | 1 | True | Down |  | None | Condensing | Single-Stage |  | 0.75 | Standard |  | 80000 | 75000 |  |  | 66900 | 775 | 92.1 | 75 | [8 empty] | Federally-Regulated Consumer Product | 11/28/2016 |  | 10/18/2017
International Comfort Products | Day & Night | N9MSB0802120C** | Natural Gas | Induced Draft | True | False | 1 | True | Horizontal |  | None | Condensing | Single-Stage |  | 0.75 | Standard |  | 80000 | 75000 |  |  | 66900 | 775 | 92.1 | 75 | [8 empty] | Federally-Regulated Consumer Product | 11/28/2016 |  | 10/18/2017
International Comfort Products | Day & Night | N9MSB1002116C** | LPG | Induced Draft | True | False | 1 | True | Up |  | None | Condensing | Single-Stage |  | 0.5 | Standard |  | 100000 | 94000 |  |  | 100900 | 994 | 92.1 | 75 | [8 empty] | Federally-Regulated Consumer Product | 02/14/2017 |  | 10/18/2017
International Comfort Products | Day & Night | N9MSB1002116C** | LPG | Induced Draft | True | False | 1 | True | Down |  | None | Condensing | Single-Stage |  | 0.5 | Standard |  | 100000 | 94000 |  |  | 100900 | 994 | 92.1 | 75 | [8 empty] | Federally-Regulated Consumer Product | 02/14/2017 |  | 10/18/2017
International Comfort Products | Day & Night | N9MSB1002116C** | LPG | Induced Draft | True | False | 1 | True | Horizontal |  | None | Condensing | Single-Stage |  | 0.5 | Standard |  | 100000 | 94000 |  |  | 100900 | 994 | 92.1 | 75 | [8 empty] | Federally-Regulated Consumer Product | 02/14/2017 |  | 10/18/2017
International Comfort Products | Day & Night | N9MSB1002116C** | Natural Gas | Induced Draft | True | False | 1 | True | Up |  | None | Condensing | Single-Stage |  | 0.5 | Standard |  | 100000 | 94000 |  |  | 100900 | 994 | 92.1 | 75 | [8 empty] | Federally-Regulated Consumer Product | 02/14/2017 |  | 10/18/2017
International Comfort Products | Day & Night | N9MSB1002116C** | Natural Gas | Induced Draft | True | False | 1 | True | Down |  | None | Condensing | Single-Stage |  | 0.5 | Standard |  | 100000 | 94000 |  |  | 100900 | 994 | 92.1 | 75 | [8 empty] | Federally-Regulated Consumer Product | 02/14/2017 |  | 10/18/2017
International Comfort Products | Day & Night | N9MSB1002116C** | Natural Gas | Induced Draft | True | False | 1 | True | Horizontal |  | None | Condensing | Single-Stage |  | 0.5 | Standard |  | 100000 | 94000 |  |  | 100900 | 994 | 92.1 | 75 | [8 empty] | Federally-Regulated Consumer Product | 02/14/2017 |  | 10/18/2017
International Comfort Products | Day & Night | N9MSB1002120C** | LPG | Induced Draft | True | False | 1 | True | Up |  | None | Condensing | Single-Stage |  | 0.75 | Standard |  | 100000 | 94000 |  |  | 100800 | 1030 | 92.1 | 75 | [8 empty] | Federally-Regulated Consumer Product | 02/14/2017 |  | 10/18/2017
International Comfort Products | Day & Night | N9MSB1002120C** | LPG | Induced Draft | True | False | 1 | True | Down |  | None | Condensing | Single-Stage |  | 0.75 | Standard |  | 100000 | 94000 |  |  | 100800 | 1030 | 92.1 | 75 | [8 empty] | Federally-Regulated Consumer Product | 02/14/2017 |  | 10/18/2017
International Comfort Products | Day & Night | N9MSB1002120C** | LPG | Induced Draft | True | False | 1 | True | Horizontal |  | None | Condensing | Single-Stage |  | 0.75 | Standard |  | 100000 | 94000 |  |  | 100800 | 1030 | 92.1 | 75 | [8 empty] | Federally-Regulated Consumer Product | 02/14/2017 |  | 10/18/2017
International Comfort Products | Day & Night | N9MSB1002120C** | Natural Gas | Induced Draft | True | False | 1 | True | Up |  | None | Condensing | Single-Stage |  | 0.75 | Standard |  | 100000 | 94000 |  |  | 100800 | 1030 | 92.1 | 75 | [8 empty] | Federally-Regulated Consumer Product | 02/14/2017 |  | 10/18/2017
International Comfort Products | Day & Night | N9MSB1002120C** | Natural Gas | Induced Draft | True | False | 1 | True | Down |  | None | Condensing | Single-Stage |  | 0.75 | Standard |  | 100000 | 94000 |  |  | 100800 | 1030 | 92.1 | 75 | [8 empty] | Federally-Regulated Consumer Product | 02/14/2017 |  | 10/18/2017
International Comfort Products | Day & Night | N9MSB1002120C** | Natural Gas | Induced Draft | True | False | 1 | True | Horizontal |  | None | Condensing | Single-Stage |  | 0.75 | Standard |  | 100000 | 94000 |  |  | 100800 | 1030 | 92.1 | 75 | [8 empty] | Federally-Regulated Consumer Product | 02/14/2017 |  | 10/18/2017
International Comfort Products | Day & Night | N9MSB1202420C** | LPG | Induced Draft | True | False | 1 | True | Up |  | None | Condensing | Single-Stage |  | 0.75 | Standard |  | 120000 | 112000 |  |  | 117400 | 1247 | 92.1 | 75 | [8 empty] | Federally-Regulated Consumer Product | 02/14/2017 |  | 10/18/2017
International Comfort Products | Day & Night | N9MSB1202420C** | LPG | Induced Draft | True | False | 1 | True | Down |  | None | Condensing | Single-Stage |  | 0.75 | Standard |  | 120000 | 112000 |  |  | 117400 | 1247 | 92.1 | 75 | [8 empty] | Federally-Regulated Consumer Product | 02/14/2017 |  | 10/18/2017
International Comfort Products | Day & Night | N9MSB1202420C** | LPG | Induced Draft | True | False | 1 | True | Horizontal |  | None | Condensing | Single-Stage |  | 0.75 | Standard |  | 120000 | 112000 |  |  | 117400 | 1247 | 92.1 | 75 | [8 empty] | Federally-Regulated Consumer Product | 02/14/2017 |  | 10/18/2017
International Comfort Products | Day & Night | N9MSB1202420C** | Natural Gas | Induced Draft | True | False | 1 | True | Up |  | None | Condensing | Single-Stage |  | 0.75 | Standard |  | 120000 | 112000 |  |  | 117400 | 1247 | 92.1 | 75 | [8 empty] | Federally-Regulated Consumer Product | 02/14/2017 |  | 10/18/2017
International Comfort Products | Day & Night | N9MSB1202420C** | Natural Gas | Induced Draft | True | False | 1 | True | Down |  | None | Condensing | Single-Stage |  | 0.75 | Standard |  | 120000 | 112000 |  |  | 117400 | 1247 | 92.1 | 75 | [8 empty] | Federally-Regulated Consumer Product | 02/14/2017 |  | 10/18/2017
International Comfort Products | Day & Night | N9MSB1202420C** | Natural Gas | Induced Draft | True | False | 1 | True | Horizontal |  | None | Condensing | Single-Stage |  | 0.75 | Standard |  | 120000 | 112000 |  |  | 117400 | 1247 | 92.1 | 75 | [8 empty] | Federally-Regulated Consumer Product | 02/14/2017 |  | 10/18/2017
International Comfort Products | Day & Night | G9MXT0401410A | LPG | Induced Draft | True | False | 1 | False | Up |  | None | Condensing | Two-Stage Modulating |  | 0.5 | Standard |  | 40000 | 39000 |  |  | 32300 | 166 | 96 | 78 | [8 empty] | Federally-Regulated Consumer Product | 11/28/2016 |  | 10/18/2017
International Comfort Products | Day & Night | G9MXT0401410A | LPG | Induced Draft | True | False | 1 | False | Horizontal |  | None | Condensing | Two-Stage Modulating |  | 0.5 | Standard |  | 40000 | 39000 |  |  | 32300 | 166 | 96 | 78 | [8 empty] | Federally-Regulated Consumer Product | 11/28/2016 |  | 10/18/2017
International Comfort Products | Day & Night | G9MXT0401410A | Natural Gas | Induced Draft | True | False | 1 | False | Up |  | None | Condensing | Two-Stage Modulating |  | 0.5 | Standard |  | 40000 | 39000 |  |  | 32300 | 166 | 96 | 78 | [8 empty] | Federally-Regulated Consumer Product | 11/28/2016 |  | 10/18/2017
International Comfort Products | Day & Night | G9MXT0401410A | Natural Gas | Induced Draft | True | False | 1 | False | Horizontal |  | None | Condensing | Two-Stage Modulating |  | 0.5 | Standard |  | 40000 | 39000 |  |  | 32300 | 166 | 96 | 78 | [8 empty] | Federally-Regulated Consumer Product | 11/28/2016 |  | 10/18/2017
International Comfort Products | Day & Night | G9MXT0601714A | LPG | Induced Draft | True | False | 1 | False | Up |  | None | Condensing | Two-Stage Modulating |  | 0.75 | Standard |  | 60000 | 58000 |  |  | 48600 | 189 | 96 | 78 | [8 empty] | Federally-Regulated Consumer Product | 11/28/2016 |  | 10/18/2017
International Comfort Products | Day & Night | G9MXT0601714A | LPG | Induced Draft | True | False | 1 | False | Horizontal |  | None | Condensing | Two-Stage Modulating |  | 0.75 | Standard |  | 60000 | 58000 |  |  | 48600 | 189 | 96 | 78 | [8 empty] | Federally-Regulated Consumer Product | 11/28/2016 |  | 10/18/2017
International Comfort Products | Day & Night | G9MXT0601714A | Natural Gas | Induced Draft | True | False | 1 | False | Up |  | None | Condensing | Two-Stage Modulating |  | 0.75 | Standard |  | 60000 | 58000 |  |  | 48600 | 189 | 96 | 78 | [8 empty] | Federally-Regulated Consumer Product | 11/28/2016 |  | 10/18/2017
International Comfort Products | Day & Night | G9MXT0601714A | Natural Gas | Induced Draft | True | False | 1 | False | Horizontal |  | None | Condensing | Two-Stage Modulating |  | 0.75 | Standard |  | 60000 | 58000 |  |  | 48600 | 189 | 96 | 78 | [8 empty] | Federally-Regulated Consumer Product | 11/28/2016 |  | 10/18/2017
International Comfort Products | Day & Night | G9MXT1202422A | LPG | Induced Draft | True | False | 1 | False | Up |  | None | Condensing | Two-Stage Modulating |  | 1 | Standard |  | 120000 | 117000 |  |  | 110400 | 600 | 96 | 78 | [8 empty] | Federally-Regulated Consumer Product | 11/28/2016 |  | 10/18/2017
International Comfort Products | Day & Night | G9MXT1202422A | LPG | Induced Draft | True | False | 1 | False | Horizontal |  | None | Condensing | Two-Stage Modulating |  | 1 | Standard |  | 120000 | 117000 |  |  | 110400 | 600 | 96 | 78 | [8 empty] | Federally-Regulated Consumer Product | 11/28/2016 |  | 10/18/2017
International Comfort Products | Day & Night | G9MXT1202422A | Natural Gas | Induced Draft | True | False | 1 | False | Up |  | None | Condensing | Two-Stage Modulating |  | 1 | Standard |  | 120000 | 117000 |  |  | 110400 | 600 | 96 | 78 | [8 empty] | Federally-Regulated Consumer Product | 11/28/2016 |  | 10/18/2017
International Comfort Products | Day & Night | G9MXT1202422A | Natural Gas | Induced Draft | True | False | 1 | False | Horizontal |  | None | Condensing | Two-Stage Modulating |  | 1 | Standard |  | 120000 | 117000 |  |  | 110400 | 600 | 96 | 78 | [8 empty] | Federally-Regulated Consumer Product | 11/28/2016 |  | 10/18/2017
International Comfort Products | Day & Night | G9MXT0801716A | LPG | Induced Draft | True | False | 1 | False | Up |  | None | Condensing | Two-Stage Modulating |  | 0.75 | Standard |  | 80000 | 78000 |  |  | 80200 | 369 | 96 | 78 | [8 empty] | Federally-Regulated Consumer Product | 11/28/2016 |  | 10/18/2017
International Comfort Products | Day & Night | G9MXT0801716A | LPG | Induced Draft | True | False | 1 | False | Horizontal |  | None | Condensing | Two-Stage Modulating |  | 0.75 | Standard |  | 80000 | 78000 |  |  | 80200 | 369 | 96 | 78 | [8 empty] | Federally-Regulated Consumer Product | 11/28/2016 |  | 10/18/2017
International Comfort Products | Day & Night | G9MXT0801716A | Natural Gas | Induced Draft | True | False | 1 | False | Up |  | None | Condensing | Two-Stage Modulating |  | 0.75 | Standard |  | 80000 | 78000 |  |  | 80200 | 369 | 96 | 78 | [8 empty] | Federally-Regulated Consumer Product | 11/28/2016 |  | 10/18/2017
International Comfort Products | Day & Night | G9MXT0801716A | Natural Gas | Induced Draft | True | False | 1 | False | Horizontal |  | None | Condensing | Two-Stage Modulating |  | 0.75 | Standard |  | 80000 | 78000 |  |  | 80200 | 369 | 96 | 78 | [8 empty] | Federally-Regulated Consumer Product | 11/28/2016 |  | 10/18/2017
International Comfort Products | Day & Night | G9MXE0401410A | LPG | Induced Draft | True | False | 1 | False | Up |  | None | Condensing | Single-Stage |  | 0.5 | Standard |  | 40000 | 39000 |  |  | 32800 | 195 | 96 | 78 | [8 empty] | Federally-Regulated Consumer Product | 11/28/2016 |  | 10/18/2017
International Comfort Products | Day & Night | G9MXE0401410A | LPG | Induced Draft | True | False | 1 | False | Horizontal |  | None | Condensing | Single-Stage |  | 0.5 | Standard |  | 40000 | 39000 |  |  | 32800 | 195 | 96 | 78 | [8 empty] | Federally-Regulated Consumer Product | 11/28/2016 |  | 10/18/2017
International Comfort Products | Day & Night | G9MXE0401410A | Natural Gas | Induced Draft | True | False | 1 | False | Up |  | None | Condensing | Single-Stage |  | 0.5 | Standard |  | 40000 | 39000 |  |  | 32800 | 195 | 96 | 78 | [8 empty] | Federally-Regulated Consumer Product | 11/28/2016 |  | 10/18/2017
International Comfort Products | Day & Night | G9MXE0401410A | Natural Gas | Induced Draft | True | False | 1 | False | Horizontal |  | None | Condensing | Single-Stage |  | 0.5 | Standard |  | 40000 | 39000 |  |  | 32800 | 195 | 96 | 78 | [8 empty] | Federally-Regulated Consumer Product | 11/28/2016 |  | 10/18/2017
International Comfort Products | Day & Night | G9MXE0601714A | LPG | Induced Draft | True | False | 1 | False | Up |  | None | Condensing | Single-Stage |  | 0.75 | Standard |  | 60000 | 58000 |  |  | 49300 | 254 | 96 | 78 | [8 empty] | Federally-Regulated Consumer Product | 11/28/2016 |  | 10/18/2017
International Comfort Products | Day & Night | G9MXE0601714A | LPG | Induced Draft | True | False | 1 | False | Horizontal |  | None | Condensing | Single-Stage |  | 0.75 | Standard |  | 60000 | 58000 |  |  | 49300 | 254 | 96 | 78 | [8 empty] | Federally-Regulated Consumer Product | 11/28/2016 |  | 10/18/2017
International Comfort Products | Day & Night | G9MXE0601714A | Natural Gas | Induced Draft | True | False | 1 | False | Up |  | None | Condensing | Single-Stage |  | 0.75 | Standard |  | 60000 | 58000 |  |  | 49300 | 254 | 96 | 78 | [8 empty] | Federally-Regulated Consumer Product | 11/28/2016 |  | 10/18/2017
International Comfort Products | Day & Night | G9MXE0601714A | Natural Gas | Induced Draft | True | False | 1 | False | Horizontal |  | None | Condensing | Single-Stage |  | 0.75 | Standard |  | 60000 | 58000 |  |  | 49300 | 254 | 96 | 78 | [8 empty] | Federally-Regulated Consumer Product | 11/28/2016 |  | 10/18/2017
International Comfort Products | Day & Night | G9MXE1202422A | LPG | Induced Draft | True | False | 1 | False | Up |  | None | Condensing | Single-Stage |  | 1 | Standard |  | 120000 | 117000 |  |  | 113500 | 990 | 96 | 78 | [8 empty] | Federally-Regulated Consumer Product | 11/28/2016 |  | 10/18/2017
International Comfort Products | Day & Night | G9MXE1202422A | LPG | Induced Draft | True | False | 1 | False | Horizontal |  | None | Condensing | Single-Stage |  | 1 | Standard |  | 120000 | 117000 |  |  | 113500 | 990 | 96 | 78 | [8 empty] | Federally-Regulated Consumer Product | 11/28/2016 |  | 10/18/2017
International Comfort Products | Day & Night | G9MXE1202422A | Natural Gas | Induced Draft | True | False | 1 | False | Up |  | None | Condensing | Single-Stage |  | 1 | Standard |  | 120000 | 117000 |  |  | 113500 | 990 | 96 | 78 | [8 empty] | Federally-Regulated Consumer Product | 11/28/2016 |  | 10/18/2017
International Comfort Products | Day & Night | G9MXE1202422A | Natural Gas | Induced Draft | True | False | 1 | False | Horizontal |  | None | Condensing | Single-Stage |  | 1 | Standard |  | 120000 | 117000 |  |  | 113500 | 990 | 96 | 78 | [8 empty] | Federally-Regulated Consumer Product | 11/28/2016 |  | 10/18/2017
International Comfort Products | Day & Night | G9MXE0801716A | LPG | Induced Draft | True | False | 1 | False | Up |  | None | Condensing | Single-Stage |  | 0.75 | Standard |  | 80000 | 78000 |  |  | 81900 | 483 | 96 | 78 | [8 empty] | Federally-Regulated Consumer Product | 11/28/2016 |  | 10/18/2017
International Comfort Products | Day & Night | G9MXE0801716A | LPG | Induced Draft | True | False | 1 | False | Horizontal |  | None | Condensing | Single-Stage |  | 0.75 | Standard |  | 80000 | 78000 |  |  | 81900 | 483 | 96 | 78 | [8 empty] | Federally-Regulated Consumer Product | 11/28/2016 |  | 10/18/2017
International Comfort Products | Day & Night | G9MXE0801716A | Natural Gas | Induced Draft | True | False | 1 | False | Up |  | None | Condensing | Single-Stage |  | 0.75 | Standard |  | 80000 | 78000 |  |  | 81900 | 483 | 96 | 78 | [8 empty] | Federally-Regulated Consumer Product | 11/28/2016 |  | 10/18/2017
International Comfort Products | Day & Night | G9MXE0801716A | Natural Gas | Induced Draft | True | False | 1 | False | Horizontal |  | None | Condensing | Single-Stage |  | 0.75 | Standard |  | 80000 | 78000 |  |  | 81900 | 483 | 96 | 78 | [8 empty] | Federally-Regulated Consumer Product | 11/28/2016 |  | 10/18/2017
International Comfort Products | Day & Night | N9MSE0401410A | LPG | Induced Draft | True | False | 1 | False | Up |  | None | Condensing | Single-Stage |  | 0.5 | Standard |  | 40000 | 39000 |  |  | 32300 | 373 | 95.5 | 78 | [8 empty] | Federally-Regulated Consumer Product | 11/28/2016 |  | 10/18/2017
International Comfort Products | Day & Night | N9MSE0401410A | LPG | Induced Draft | True | False | 1 | False | Horizontal |  | None | Condensing | Single-Stage |  | 0.5 | Standard |  | 40000 | 39000 |  |  | 32300 | 373 | 95.5 | 78 | [8 empty] | Federally-Regulated Consumer Product | 11/28/2016 |  | 10/18/2017
International Comfort Products | Day & Night | N9MSE0401410A | Natural Gas | Induced Draft | True | False | 1 | False | Up |  | None | Condensing | Single-Stage |  | 0.5 | Standard |  | 40000 | 39000 |  |  | 32300 | 373 | 95.5 | 78 | [8 empty] | Federally-Regulated Consumer Product | 11/28/2016 |  | 10/18/2017
International Comfort Products | Day & Night | N9MSE0401410A | Natural Gas | Induced Draft | True | False | 1 | False | Horizontal |  | None | Condensing | Single-Stage |  | 0.5 | Standard |  | 40000 | 39000 |  |  | 32300 | 373 | 95.5 | 78 | [8 empty] | Federally-Regulated Consumer Product | 11/28/2016 |  | 10/18/2017
International Comfort Products | Day & Night | N9MSE0601410A | LPG | Induced Draft | True | False | 1 | False | Up |  | None | Condensing | Single-Stage |  | 0.5 | Standard |  | 60000 | 58000 |  |  | 48600 | 515 | 95.5 | 78 | [8 empty] | Federally-Regulated Consumer Product | 11/28/2016 |  | 10/18/2017
International Comfort Products | Day & Night | N9MSE0601410A | LPG | Induced Draft | True | False | 1 | False | Horizontal |  | None | Condensing | Single-Stage |  | 0.5 | Standard |  | 60000 | 58000 |  |  | 48600 | 515 | 95.5 | 78 | [8 empty] | Federally-Regulated Consumer Product | 11/28/2016 |  | 10/18/2017
International Comfort Products | Day & Night | N9MSE0601410A | Natural Gas | Induced Draft | True | False | 1 | False | Up |  | None | Condensing | Single-Stage |  | 0.5 | Standard |  | 60000 | 58000 |  |  | 48600 | 515 | 95.5 | 78 | [8 empty] | Federally-Regulated Consumer Product | 11/28/2016 |  | 10/18/2017
International Comfort Products | Day & Night | N9MSE0601410A | Natural Gas | Induced Draft | True | False | 1 | False | Horizontal |  | None | Condensing | Single-Stage |  | 0.5 | Standard |  | 60000 | 58000 |  |  | 48600 | 515 | 95.5 | 78 | [8 empty] | Federally-Regulated Consumer Product | 11/28/2016 |  | 10/18/2017
International Comfort Products | Day & Night | N9MSE0601714A | LPG | Induced Draft | True | False | 1 | False | Up |  | None | Condensing | Single-Stage |  | 0.5 | Standard |  | 60000 | 58000 |  |  | 48300 | 592 | 95.5 | 78 | [8 empty] | Federally-Regulated Consumer Product | 11/28/2016 |  | 10/18/2017
International Comfort Products | Day & Night | N9MSE0601714A | LPG | Induced Draft | True | False | 1 | False | Horizontal |  | None | Condensing | Single-Stage |  | 0.5 | Standard |  | 60000 | 58000 |  |  | 48300 | 592 | 95.5 | 78 | [8 empty] | Federally-Regulated Consumer Product | 11/28/2016 |  | 10/18/2017
International Comfort Products | Day & Night | N9MSE0601714A | Natural Gas | Induced Draft | True | False | 1 | False | Up |  | None | Condensing | Single-Stage |  | 0.5 | Standard |  | 60000 | 58000 |  |  | 48300 | 592 | 95.5 | 78 | [8 empty] | Federally-Regulated Consumer Product | 11/28/2016 |  | 10/18/2017
International Comfort Products | Day & Night | N9MSE0601714A | Natural Gas | Induced Draft | True | False | 1 | False | Horizontal |  | None | Condensing | Single-Stage |  | 0.5 | Standard |  | 60000 | 58000 |  |  | 48300 | 592 | 95.5 | 78 | [8 empty] | Federally-Regulated Consumer Product | 11/28/2016 |  | 10/18/2017
International Comfort Products | Day & Night | N9MSE0801716A | LPG | Induced Draft | True | False | 1 | False | Up |  | None | Condensing | Single-Stage |  | 0.75 | Standard |  | 80000 | 78000 |  |  | 80800 | 903 | 95.5 | 78 | [8 empty] | Federally-Regulated Consumer Product | 11/28/2016 |  | 10/18/2017
International Comfort Products | Day & Night | N9MSE0801716A | LPG | Induced Draft | True | False | 1 | False | Horizontal |  | None | Condensing | Single-Stage |  | 0.75 | Standard |  | 80000 | 78000 |  |  | 80800 | 903 | 95.5 | 78 | [8 empty] | Federally-Regulated Consumer Product | 11/28/2016 |  | 10/18/2017
International Comfort Products | Day & Night | N9MSE0801716A | Natural Gas | Induced Draft | True | False | 1 | False | Up |  | None | Condensing | Single-Stage |  | 0.75 | Standard |  | 80000 | 78000 |  |  | 80800 | 903 | 95.5 | 78 | [8 empty] | Federally-Regulated Consumer Product | 11/28/2016 |  | 10/18/2017
International Comfort Products | Day & Night | N9MSE0801716A | Natural Gas | Induced Draft | True | False | 1 | False | Horizontal |  | None | Condensing | Single-Stage |  | 0.75 | Standard |  | 80000 | 78000 |  |  | 80800 | 903 | 95.5 | 78 | [8 empty] | Federally-Regulated Consumer Product | 11/28/2016 |  | 10/18/2017
International Comfort Products | Day & Night | N9MSE0802120A | LPG | Induced Draft | True | False | 1 | False | Up |  | None | Condensing | Single-Stage |  | 0.75 | Standard |  | 80000 | 78000 |  |  | 80700 | 939 | 95.5 | 78 | [8 empty] | Federally-Regulated Consumer Product | 11/28/2016 |  | 10/18/2017
International Comfort Products | Day & Night | N9MSE0802120A | LPG | Induced Draft | True | False | 1 | False | Horizontal |  | None | Condensing | Single-Stage |  | 0.75 | Standard |  | 80000 | 78000 |  |  | 80700 | 939 | 95.5 | 78 | [8 empty] | Federally-Regulated Consumer Product | 11/28/2016 |  | 10/18/2017
International Comfort Products | Day & Night | N9MSE0802120A | Natural Gas | Induced Draft | True | False | 1 | False | Up |  | None | Condensing | Single-Stage |  | 0.75 | Standard |  | 80000 | 78000 |  |  | 80700 | 939 | 95.5 | 78 | [8 empty] | Federally-Regulated Consumer Product | 11/28/2016 |  | 10/18/2017
International Comfort Products | Day & Night | N9MSE0802120A | Natural Gas | Induced Draft | True | False | 1 | False | Horizontal |  | None | Condensing | Single-Stage |  | 0.75 | Standard |  | 80000 | 78000 |  |  | 80700 | 939 | 95.5 | 78 | [8 empty] | Federally-Regulated Consumer Product | 11/28/2016 |  | 10/18/2017
International Comfort Products | Day & Night | N9MSE1002114A | LPG | Induced Draft | True | False | 1 | False | Up |  | None | Condensing | Single-Stage |  | 0.75 | Standard |  | 100000 | 97000 |  |  | 96700 | 1162 | 95.5 | 78 | [8 empty] | Federally-Regulated Consumer Product | 11/28/2016 |  | 10/18/2017
International Comfort Products | Day & Night | N9MSE1002114A | LPG | Induced Draft | True | False | 1 | False | Horizontal |  | None | Condensing | Single-Stage |  | 0.75 | Standard |  | 100000 | 97000 |  |  | 96700 | 1162 | 95.5 | 78 | [8 empty] | Federally-Regulated Consumer Product | 11/28/2016 |  | 10/18/2017
International Comfort Products | Day & Night | N9MSE1002114A | Natural Gas | Induced Draft | True | False | 1 | False | Up |  | None | Condensing | Single-Stage |  | 0.75 | Standard |  | 100000 | 97000 |  |  | 96700 | 1162 | 95.5 | 78 | [8 empty] | Federally-Regulated Consumer Product | 11/28/2016 |  | 10/18/2017
International Comfort Products | Day & Night | N9MSE1002114A | Natural Gas | Induced Draft | True | False | 1 | False | Horizontal |  | None | Condensing | Single-Stage |  | 0.75 | Standard |  | 100000 | 97000 |  |  | 96700 | 1162 | 95.5 | 78 | [8 empty] | Federally-Regulated Consumer Product | 11/28/2016 |  | 10/18/2017
International Comfort Products | Day & Night | N9MSE1002120A | LPG | Induced Draft | True | False | 1 | False | Up |  | None | Condensing | Single-Stage |  | 0.75 | Standard |  | 100000 | 97000 |  |  | 96700 | 1155 | 95.5 | 78 | [8 empty] | Federally-Regulated Consumer Product | 11/28/2016 |  | 10/18/2017
International Comfort Products | Day & Night | N9MSE1002120A | LPG | Induced Draft | True | False | 1 | False | Horizontal |  | None | Condensing | Single-Stage |  | 0.75 | Standard |  | 100000 | 97000 |  |  | 96700 | 1155 | 95.5 | 78 | [8 empty] | Federally-Regulated Consumer Product | 11/28/2016 |  | 10/18/2017
International Comfort Products | Day & Night | N9MSE1002120A | Natural Gas | Induced Draft | True | False | 1 | False | Up |  | None | Condensing | Single-Stage |  | 0.75 | Standard |  | 100000 | 97000 |  |  | 96700 | 1155 | 95.5 | 78 | [8 empty] | Federally-Regulated Consumer Product | 11/28/2016 |  | 10/18/2017
International Comfort Products | Day & Night | N9MSE1002120A | Natural Gas | Induced Draft | True | False | 1 | False | Horizontal |  | None | Condensing | Single-Stage |  | 0.75 | Standard |  | 100000 | 97000 |  |  | 96700 | 1155 | 95.5 | 78 | [8 empty] | Federally-Regulated Consumer Product | 11/28/2016 |  | 10/18/2017
International Comfort Products | Day & Night | N9MSE1202420A | LPG | Induced Draft | True | False | 1 | False | Up |  | None | Condensing | Single-Stage |  | 0.75 | Standard |  | 120000 | 117000 |  |  | 112800 | 1336 | 95.5 | 78 | [8 empty] | Federally-Regulated Consumer Product | 11/28/2016 |  | 10/18/2017
International Comfort Products | Day & Night | N9MSE1202420A | LPG | Induced Draft | True | False | 1 | False | Horizontal |  | None | Condensing | Single-Stage |  | 0.75 | Standard |  | 120000 | 117000 |  |  | 112800 | 1336 | 95.5 | 78 | [8 empty] | Federally-Regulated Consumer Product | 11/28/2016 |  | 10/18/2017
International Comfort Products | Day & Night | N9MSE1202420A | Natural Gas | Induced Draft | True | False | 1 | False | Up |  | None | Condensing | Single-Stage |  | 0.75 | Standard |  | 120000 | 117000 |  |  | 112800 | 1336 | 95.5 | 78 | [8 empty] | Federally-Regulated Consumer Product | 11/28/2016 |  | 10/18/2017
International Comfort Products | Day & Night | N9MSE1202420A | Natural Gas | Induced Draft | True | False | 1 | False | Horizontal |  | None | Condensing | Single-Stage |  | 0.75 | Standard |  | 120000 | 117000 |  |  | 112800 | 1336 | 95.5 | 78 | [8 empty] | Federally-Regulated Consumer Product | 11/28/2016 |  | 10/18/2017
International Comfort Products | Day & Night | N9MSE1402420A | LPG | Induced Draft | True | False | 1 | False | Up |  | None | Condensing | Single-Stage |  | 0.75 | Standard |  | 140000 | 135000 |  |  | 128900 | 1520 | 95.5 | 78 | [8 empty] | Federally-Regulated Consumer Product | 11/28/2016 |  | 10/18/2017
International Comfort Products | Day & Night | N9MSE1402420A | LPG | Induced Draft | True | False | 1 | False | Horizontal |  | None | Condensing | Single-Stage |  | 0.75 | Standard |  | 140000 | 135000 |  |  | 128900 | 1520 | 95.5 | 78 | [8 empty] | Federally-Regulated Consumer Product | 11/28/2016 |  | 10/18/2017
International Comfort Products | Day & Night | N9MSE1402420A | Natural Gas | Induced Draft | True | False | 1 | False | Up |  | None | Condensing | Single-Stage |  | 0.75 | Standard |  | 140000 | 135000 |  |  | 128900 | 1520 | 95.5 | 78 | [8 empty] | Federally-Regulated Consumer Product | 11/28/2016 |  | 10/18/2017
International Comfort Products | Day & Night | N9MSE1402420A | Natural Gas | Induced Draft | True | False | 1 | False | Horizontal |  | None | Condensing | Single-Stage |  | 0.75 | Standard |  | 140000 | 135000 |  |  | 128900 | 1520 | 95.5 | 78 | [8 empty] | Federally-Regulated Consumer Product | 11/28/2016 |  | 10/18/2017
International Comfort Products | Day & Night | G9MXE0802120A | LPG | Induced Draft | True | False | 1 | False | Up |  | None | Condensing | Single-Stage |  | 1 | Standard |  | 80000 | 78000 |  |  | 82000 | 444 | 96 | 78 | [8 empty] | Federally-Regulated Consumer Product | 11/28/2016 |  | 10/18/2017
International Comfort Products | Day & Night | G9MXE0802120A | LPG | Induced Draft | True | False | 1 | False | Horizontal |  | None | Condensing | Single-Stage |  | 1 | Standard |  | 80000 | 78000 |  |  | 82000 | 444 | 96 | 78 | [8 empty] | Federally-Regulated Consumer Product | 11/28/2016 |  | 10/18/2017
International Comfort Products | Day & Night | G9MXE0802120A | Natural Gas | Induced Draft | True | False | 1 | False | Up |  | None | Condensing | Single-Stage |  | 1 | Standard |  | 80000 | 78000 |  |  | 82000 | 444 | 96 | 78 | [8 empty] | Federally-Regulated Consumer Product | 11/28/2016 |  | 10/18/2017
International Comfort Products | Day & Night | G9MXE0802120A | Natural Gas | Induced Draft | True | False | 1 | False | Horizontal |  | None | Condensing | Single-Stage |  | 1 | Standard |  | 80000 | 78000 |  |  | 82000 | 444 | 96 | 78 | [8 empty] | Federally-Regulated Consumer Product | 11/28/2016 |  | 10/18/2017
International Comfort Products | Day & Night | G9MXE1002120A | LPG | Induced Draft | True | False | 1 | False | Up |  | None | Condensing | Single-Stage |  | 1 | Standard |  | 100000 | 97000 |  |  | 98200 | 583 | 96 | 78 | [8 empty] | Federally-Regulated Consumer Product | 11/28/2016 |  | 10/18/2017
International Comfort Products | Day & Night | G9MXE1002120A | LPG | Induced Draft | True | False | 1 | False | Horizontal |  | None | Condensing | Single-Stage |  | 1 | Standard |  | 100000 | 97000 |  |  | 98200 | 583 | 96 | 78 | [8 empty] | Federally-Regulated Consumer Product | 11/28/2016 |  | 10/18/2017
International Comfort Products | Day & Night | G9MXE1002120A | Natural Gas | Induced Draft | True | False | 1 | False | Up |  | None | Condensing | Single-Stage |  | 1 | Standard |  | 100000 | 97000 |  |  | 98200 | 583 | 96 | 78 | [8 empty] | Federally-Regulated Consumer Product | 11/28/2016 |  | 10/18/2017
International Comfort Products | Day & Night | G9MXE1002120A | Natural Gas | Induced Draft | True | False | 1 | False | Horizontal |  | None | Condensing | Single-Stage |  | 1 | Standard |  | 100000 | 97000 |  |  | 98200 | 583 | 96 | 78 | [8 empty] | Federally-Regulated Consumer Product | 11/28/2016 |  | 10/18/2017
International Comfort Products | Day & Night | G9MXT0802120A | LPG | Induced Draft | True | False | 1 | False | Up |  | None | Condensing | Two-Stage Modulating |  | 1 | Standard |  | 80000 | 78000 |  |  | 80700 | 316 | 96 | 78 | [8 empty] | Federally-Regulated Consumer Product | 11/28/2016 |  | 10/18/2017
International Comfort Products | Day & Night | G9MXT0802120A | LPG | Induced Draft | True | False | 1 | False | Horizontal |  | None | Condensing | Two-Stage Modulating |  | 1 | Standard |  | 80000 | 78000 |  |  | 80700 | 316 | 96 | 78 | [8 empty] | Federally-Regulated Consumer Product | 11/28/2016 |  | 10/18/2017
International Comfort Products | Day & Night | G9MXT0802120A | Natural Gas | Induced Draft | True | False | 1 | False | Up |  | None | Condensing | Two-Stage Modulating |  | 1 | Standard |  | 80000 | 78000 |  |  | 80700 | 316 | 96 | 78 | [8 empty] | Federally-Regulated Consumer Product | 11/28/2016 |  | 10/18/2017
International Comfort Products | Day & Night | G9MXT0802120A | Natural Gas | Induced Draft | True | False | 1 | False | Horizontal |  | None | Condensing | Two-Stage Modulating |  | 1 | Standard |  | 80000 | 78000 |  |  | 80700 | 316 | 96 | 78 | [8 empty] | Federally-Regulated Consumer Product | 11/28/2016 |  | 10/18/2017
International Comfort Products | Day & Night | G9MXT1002120A | LPG | Induced Draft | True | False | 1 | False | Up |  | None | Condensing | Two-Stage Modulating |  | 1 | Standard |  | 100000 | 97000 |  |  | 96100 | 434 | 96 | 78 | [8 empty] | Federally-Regulated Consumer Product | 11/28/2016 |  | 10/18/2017
International Comfort Products | Day & Night | G9MXT1002120A | LPG | Induced Draft | True | False | 1 | False | Horizontal |  | None | Condensing | Two-Stage Modulating |  | 1 | Standard |  | 100000 | 97000 |  |  | 96100 | 434 | 96 | 78 | [8 empty] | Federally-Regulated Consumer Product | 11/28/2016 |  | 10/18/2017
International Comfort Products | Day & Night | G9MXT1002120A | Natural Gas | Induced Draft | True | False | 1 | False | Up |  | None | Condensing | Two-Stage Modulating |  | 1 | Standard |  | 100000 | 97000 |  |  | 96100 | 434 | 96 | 78 | [8 empty] | Federally-Regulated Consumer Product | 11/28/2016 |  | 10/18/2017
International Comfort Products | Day & Night | G9MXT1002120A | Natural Gas | Induced Draft | True | False | 1 | False | Horizontal |  | None | Condensing | Two-Stage Modulating |  | 1 | Standard |  | 100000 | 97000 |  |  | 96100 | 434 | 96 | 78 | [8 empty] | Federally-Regulated Consumer Product | 11/28/2016 |  | 10/18/2017
International Comfort Products | Day & Night | G9MAE0601714A | LPG | Induced Draft | True | False | 1 | False | Up |  | None | Condensing | Step Modulating |  | 0.5 | Standard |  | 60000 | 59000 |  |  | 46900 | 155 | 97 | 78 | [8 empty] | Federally-Regulated Consumer Product | 11/28/2016 |  | 10/18/2017
International Comfort Products | Day & Night | G9MAE0601714A | LPG | Induced Draft | True | False | 1 | False | Horizontal |  | None | Condensing | Step Modulating |  | 0.5 | Standard |  | 60000 | 59000 |  |  | 46900 | 155 | 97 | 78 | [8 empty] | Federally-Regulated Consumer Product | 11/28/2016 |  | 10/18/2017
International Comfort Products | Day & Night | G9MAE0601714A | Natural Gas | Induced Draft | True | False | 1 | False | Up |  | None | Condensing | Step Modulating |  | 0.5 | Standard |  | 60000 | 59000 |  |  | 46900 | 155 | 97 | 78 | [8 empty] | Federally-Regulated Consumer Product | 11/28/2016 |  | 10/18/2017
International Comfort Products | Day & Night | G9MAE0601714A | Natural Gas | Induced Draft | True | False | 1 | False | Horizontal |  | None | Condensing | Step Modulating |  | 0.5 | Standard |  | 60000 | 59000 |  |  | 46900 | 155 | 97 | 78 | [8 empty] | Federally-Regulated Consumer Product | 11/28/2016 |  | 10/18/2017
International Comfort Products | Day & Night | G9MAE0801714A | LPG | Induced Draft | True | False | 1 | False | Up |  | None | Condensing | Step Modulating |  | 0.5 | Standard |  | 80000 | 78000 |  |  | 77700 | 460 | 97 | 78 | [8 empty] | Federally-Regulated Consumer Product | 11/28/2016 |  | 10/18/2017
International Comfort Products | Day & Night | G9MAE0801714A | LPG | Induced Draft | True | False | 1 | False | Horizontal |  | None | Condensing | Step Modulating |  | 0.5 | Standard |  | 80000 | 78000 |  |  | 77700 | 460 | 97 | 78 | [8 empty] | Federally-Regulated Consumer Product | 11/28/2016 |  | 10/18/2017
International Comfort Products | Day & Night | G9MAE0801714A | Natural Gas | Induced Draft | True | False | 1 | False | Up |  | None | Condensing | Step Modulating |  | 0.5 | Standard |  | 80000 | 78000 |  |  | 77700 | 460 | 97 | 78 | [8 empty] | Federally-Regulated Consumer Product | 11/28/2016 |  | 10/18/2017
International Comfort Products | Day & Night | G9MAE0801714A | Natural Gas | Induced Draft | True | False | 1 | False | Horizontal |  | None | Condensing | Step Modulating |  | 0.5 | Standard |  | 80000 | 78000 |  |  | 77700 | 460 | 97 | 78 | [8 empty] | Federally-Regulated Consumer Product | 11/28/2016 |  | 10/18/2017
International Comfort Products | Day & Night | G9MAE1202422A | LPG | Induced Draft | True | False | 1 | False | Up |  | None | Condensing | Step Modulating |  | 1 | Standard |  | 120000 | 117000 |  |  | 109200 | 506 | 97 | 78 | [8 empty] | Federally-Regulated Consumer Product | 11/28/2016 |  | 10/18/2017
International Comfort Products | Day & Night | G9MAE1202422A | LPG | Induced Draft | True | False | 1 | False | Horizontal |  | None | Condensing | Step Modulating |  | 1 | Standard |  | 120000 | 117000 |  |  | 109200 | 506 | 97 | 78 | [8 empty] | Federally-Regulated Consumer Product | 11/28/2016 |  | 10/18/2017
International Comfort Products | Day & Night | G9MAE1202422A | Natural Gas | Induced Draft | True | False | 1 | False | Up |  | None | Condensing | Step Modulating |  | 1 | Standard |  | 120000 | 117000 |  |  | 109200 | 506 | 97 | 78 | [8 empty] | Federally-Regulated Consumer Product | 11/28/2016 |  | 10/18/2017
International Comfort Products | Day & Night | G9MAE1202422A | Natural Gas | Induced Draft | True | False | 1 | False | Horizontal |  | None | Condensing | Step Modulating |  | 1 | Standard |  | 120000 | 117000 |  |  | 109200 | 506 | 97 | 78 | [8 empty] | Federally-Regulated Consumer Product | 11/28/2016 |  | 10/18/2017
International Comfort Products | Day & Night | G9MAE0602120A | LPG | Induced Draft | True | False | 1 | False | Up |  | None | Condensing | Step Modulating |  | 1 | Standard |  | 61000 | 60000 |  |  | 62400 | 356 | 98 | 78 | [8 empty] | Federally-Regulated Consumer Product | 11/28/2016 |  | 10/18/2017
International Comfort Products | Day & Night | G9MAE0602120A | LPG | Induced Draft | True | False | 1 | False | Horizontal |  | None | Condensing | Step Modulating |  | 1 | Standard |  | 61000 | 60000 |  |  | 62400 | 356 | 98 | 78 | [8 empty] | Federally-Regulated Consumer Product | 11/28/2016 |  | 10/18/2017
International Comfort Products | Day & Night | G9MAE0602120A | Natural Gas | Induced Draft | True | False | 1 | False | Up |  | None | Condensing | Step Modulating |  | 1 | Standard |  | 61000 | 60000 |  |  | 62400 | 356 | 98 | 78 | [8 empty] | Federally-Regulated Consumer Product | 11/28/2016 |  | 10/18/2017
International Comfort Products | Day & Night | G9MAE0602120A | Natural Gas | Induced Draft | True | False | 1 | False | Horizontal |  | None | Condensing | Step Modulating |  | 1 | Standard |  | 61000 | 60000 |  |  | 62400 | 356 | 98 | 78 | [8 empty] | Federally-Regulated Consumer Product | 11/28/2016 |  | 10/18/2017
International Comfort Products | Day & Night | G9MAE0802120A | LPG | Induced Draft | True | False | 1 | False | Up |  | None | Condensing | Step Modulating |  | 1 | Standard |  | 80000 | 78000 |  |  | 79100 | 354 | 97 | 78 | [8 empty] | Federally-Regulated Consumer Product | 08/17/2016 |  | 10/18/2017
International Comfort Products | Day & Night | G9MAE0802120A | LPG | Induced Draft | True | False | 1 | False | Horizontal |  | None | Condensing | Step Modulating |  | 1 | Standard |  | 80000 | 78000 |  |  | 79100 | 354 | 97 | 78 | [8 empty] | Federally-Regulated Consumer Product | 08/17/2016 |  | 10/18/2017
International Comfort Products | Day & Night | G9MAE0802120A | Natural Gas | Induced Draft | True | False | 1 | False | Up |  | None | Condensing | Step Modulating |  | 1 | Standard |  | 80000 | 78000 |  |  | 79100 | 354 | 97 | 78 | [8 empty] | Federally-Regulated Consumer Product | 08/17/2016 |  | 10/18/2017
International Comfort Products | Day & Night | G9MAE0802120A | Natural Gas | Induced Draft | True | False | 1 | False | Horizontal |  | None | Condensing | Step Modulating |  | 1 | Standard |  | 80000 | 78000 |  |  | 79100 | 354 | 97 | 78 | [8 empty] | Federally-Regulated Consumer Product | 08/17/2016 |  | 10/18/2017
International Comfort Products | Day & Night | G9MAE1002122A | LPG | Induced Draft | True | False | 1 | False | Up |  | None | Condensing | Step Modulating |  | 1 | Standard |  | 100000 | 98000 |  |  | 95100 | 380 | 97 | 78 | [8 empty] | Federally-Regulated Consumer Product | 11/28/2016 |  | 10/18/2017
International Comfort Products | Day & Night | G9MAE1002122A | LPG | Induced Draft | True | False | 1 | False | Horizontal |  | None | Condensing | Step Modulating |  | 1 | Standard |  | 100000 | 98000 |  |  | 95100 | 380 | 97 | 78 | [8 empty] | Federally-Regulated Consumer Product | 11/28/2016 |  | 10/18/2017
International Comfort Products | Day & Night | G9MAE1002122A | Natural Gas | Induced Draft | True | False | 1 | False | Up |  | None | Condensing | Step Modulating |  | 1 | Standard |  | 100000 | 98000 |  |  | 95100 | 380 | 97 | 78 | [8 empty] | Federally-Regulated Consumer Product | 11/28/2016 |  | 10/18/2017
International Comfort Products | Day & Night | G9MAE1002122A | Natural Gas | Induced Draft | True | False | 1 | False | Horizontal |  | None | Condensing | Step Modulating |  | 1 | Standard |  | 100000 | 98000 |  |  | 95100 | 380 | 97 | 78 | [8 empty] | Federally-Regulated Consumer Product | 11/28/2016 |  | 10/18/2017
International Comfort Products | Day & Night | G9MVE0401410A | LPG | Induced Draft | True | False | 1 | False | Up |  | None | Condensing | Two-Stage Modulating |  | 0.5 | Standard |  | 40000 | 39000 |  |  | 32200 | 176 | 96 | 78 | [8 empty] | Federally-Regulated Consumer Product | 11/18/2015 |  | 10/18/2017
International Comfort Products | Day & Night | G9MVE0401410A | LPG | Induced Draft | True | False | 1 | False | Horizontal |  | None | Condensing | Two-Stage Modulating |  | 0.5 | Standard |  | 40000 | 39000 |  |  | 32200 | 176 | 96 | 78 | [8 empty] | Federally-Regulated Consumer Product | 11/18/2015 |  | 10/18/2017
International Comfort Products | Day & Night | G9MVE0401410A | Natural Gas | Induced Draft | True | False | 1 | False | Up |  | None | Condensing | Two-Stage Modulating |  | 0.5 | Standard |  | 40000 | 39000 |  |  | 32200 | 176 | 96 | 78 | [8 empty] | Federally-Regulated Consumer Product | 11/18/2015 |  | 10/18/2017
International Comfort Products | Day & Night | G9MVE0401410A | Natural Gas | Induced Draft | True | False | 1 | False | Horizontal |  | None | Condensing | Two-Stage Modulating |  | 0.5 | Standard |  | 40000 | 39000 |  |  | 32200 | 176 | 96 | 78 | [8 empty] | Federally-Regulated Consumer Product | 11/18/2015 |  | 10/18/2017
International Comfort Products | Day & Night | G9MVE0601714A | LPG | Induced Draft | True | False | 1 | False | Up |  | None | Condensing | Two-Stage Modulating |  | 0.75 | Standard |  | 60000 | 58000 |  |  | 48500 | 195 | 96 | 78 | [8 empty] | Federally-Regulated Consumer Product | 11/18/2015 |  | 10/18/2017
International Comfort Products | Day & Night | G9MVE0601714A | LPG | Induced Draft | True | False | 1 | False | Horizontal |  | None | Condensing | Two-Stage Modulating |  | 0.75 | Standard |  | 60000 | 58000 |  |  | 48500 | 195 | 96 | 78 | [8 empty] | Federally-Regulated Consumer Product | 11/18/2015 |  | 10/18/2017
International Comfort Products | Day & Night | G9MVE0601714A | Natural Gas | Induced Draft | True | False | 1 | False | Up |  | None | Condensing | Two-Stage Modulating |  | 0.75 | Standard |  | 60000 | 58000 |  |  | 48500 | 195 | 96 | 78 | [8 empty] | Federally-Regulated Consumer Product | 11/18/2015 |  | 10/18/2017
International Comfort Products | Day & Night | G9MVE0601714A | Natural Gas | Induced Draft | True | False | 1 | False | Horizontal |  | None | Condensing | Two-Stage Modulating |  | 0.75 | Standard |  | 60000 | 58000 |  |  | 48500 | 195 | 96 | 78 | [8 empty] | Federally-Regulated Consumer Product | 11/18/2015 |  | 10/18/2017
International Comfort Products | Day & Night | G9MVE0801716A | LPG | Induced Draft | True | False | 1 | False | Up |  | None | Condensing | Two-Stage Modulating |  | 0.75 | Standard |  | 80000 | 78000 |  |  | 79900 | 414 | 96 | 78 | [8 empty] | Federally-Regulated Consumer Product | 11/18/2015 |  | 10/18/2017
International Comfort Products | Day & Night | G9MVE0801716A | LPG | Induced Draft | True | False | 1 | False | Horizontal |  | None | Condensing | Two-Stage Modulating |  | 0.75 | Standard |  | 80000 | 78000 |  |  | 79900 | 414 | 96 | 78 | [8 empty] | Federally-Regulated Consumer Product | 11/18/2015 |  | 10/18/2017
International Comfort Products | Day & Night | G9MVE0801716A | Natural Gas | Induced Draft | True | False | 1 | False | Up |  | None | Condensing | Two-Stage Modulating |  | 0.75 | Standard |  | 80000 | 78000 |  |  | 79900 | 414 | 96 | 78 | [8 empty] | Federally-Regulated Consumer Product | 11/18/2015 |  | 10/18/2017
International Comfort Products | Day & Night | G9MVE0801716A | Natural Gas | Induced Draft | True | False | 1 | False | Horizontal |  | None | Condensing | Two-Stage Modulating |  | 0.75 | Standard |  | 80000 | 78000 |  |  | 79900 | 414 | 96 | 78 | [8 empty] | Federally-Regulated Consumer Product | 11/18/2015 |  | 10/18/2017
International Comfort Products | Day & Night | G9MVE1202422A | LPG | Induced Draft | True | False | 1 | False | Up |  | None | Condensing | Two-Stage Modulating |  | 1 | Standard |  | 120000 | 117000 |  |  | 110000 | 629 | 96 | 78 | [8 empty] | Federally-Regulated Consumer Product | 11/18/2015 |  | 10/18/2017
International Comfort Products | Day & Night | G9MVE1202422A | LPG | Induced Draft | True | False | 1 | False | Horizontal |  | None | Condensing | Two-Stage Modulating |  | 1 | Standard |  | 120000 | 117000 |  |  | 110000 | 629 | 96 | 78 | [8 empty] | Federally-Regulated Consumer Product | 11/18/2015 |  | 10/18/2017
International Comfort Products | Day & Night | G9MVE1202422A | Natural Gas | Induced Draft | True | False | 1 | False | Up |  | None | Condensing | Two-Stage Modulating |  | 1 | Standard |  | 120000 | 117000 |  |  | 110000 | 629 | 96 | 78 | [8 empty] | Federally-Regulated Consumer Product | 11/18/2015 |  | 10/18/2017
International Comfort Products | Day & Night | G9MVE1202422A | Natural Gas | Induced Draft | True | False | 1 | False | Horizontal |  | None | Condensing | Two-Stage Modulating |  | 1 | Standard |  | 120000 | 117000 |  |  | 110000 | 629 | 96 | 78 | [8 empty] | Federally-Regulated Consumer Product | 11/18/2015 |  | 10/18/2017
International Comfort Products | Day & Night | G9MVE0802120A | LPG | Induced Draft | True | False | 1 | False | Up |  | None | Condensing | Two-Stage Modulating |  | 1 | Standard |  | 80000 | 78000 |  |  | 80800 | 342 | 96 | 78 | [8 empty] | Federally-Regulated Consumer Product | 11/28/2016 |  | 10/18/2017
International Comfort Products | Day & Night | G9MVE0802120A | LPG | Induced Draft | True | False | 1 | False | Horizontal |  | None | Condensing | Two-Stage Modulating |  | 1 | Standard |  | 80000 | 78000 |  |  | 80800 | 342 | 96 | 78 | [8 empty] | Federally-Regulated Consumer Product | 11/28/2016 |  | 10/18/2017
International Comfort Products | Day & Night | G9MVE0802120A | Natural Gas | Induced Draft | True | False | 1 | False | Up |  | None | Condensing | Two-Stage Modulating |  | 1 | Standard |  | 80000 | 78000 |  |  | 80800 | 342 | 96 | 78 | [8 empty] | Federally-Regulated Consumer Product | 11/28/2016 |  | 10/18/2017
International Comfort Products | Day & Night | G9MVE0802120A | Natural Gas | Induced Draft | True | False | 1 | False | Horizontal |  | None | Condensing | Two-Stage Modulating |  | 1 | Standard |  | 80000 | 78000 |  |  | 80800 | 342 | 96 | 78 | [8 empty] | Federally-Regulated Consumer Product | 11/28/2016 |  | 10/18/2017
International Comfort Products | Day & Night | G9MVE1002120A | LPG | Induced Draft | True | False | 1 | False | Up |  | None | Condensing | Two-Stage Modulating |  | 1 | Standard |  | 100000 | 97000 |  |  | 96300 | 421 | 96 | 78 | [8 empty] | Federally-Regulated Consumer Product | 11/18/2015 |  | 10/18/2017
International Comfort Products | Day & Night | G9MVE1002120A | LPG | Induced Draft | True | False | 1 | False | Horizontal |  | None | Condensing | Two-Stage Modulating |  | 1 | Standard |  | 100000 | 97000 |  |  | 96300 | 421 | 96 | 78 | [8 empty] | Federally-Regulated Consumer Product | 11/18/2015 |  | 10/18/2017
International Comfort Products | Day & Night | G9MVE1002120A | Natural Gas | Induced Draft | True | False | 1 | False | Up |  | None | Condensing | Two-Stage Modulating |  | 1 | Standard |  | 100000 | 97000 |  |  | 96300 | 421 | 96 | 78 | [8 empty] | Federally-Regulated Consumer Product | 11/18/2015 |  | 10/18/2017
International Comfort Products | Day & Night | G9MVE1002120A | Natural Gas | Induced Draft | True | False | 1 | False | Horizontal |  | None | Condensing | Two-Stage Modulating |  | 1 | Standard |  | 100000 | 97000 |  |  | 96300 | 421 | 96 | 78 | [8 empty] | Federally-Regulated Consumer Product | 11/18/2015 |  | 10/18/2017
International Comfort Products | Day & Night | N9MSB0801716B | LPG | Induced Draft | True | False | 1 | False | Up |  | None | Condensing | Single-Stage |  | 0.5 | Standard |  | 80000 | 75000 |  |  | 66800 | 798 | 92.1 | 78 | [8 empty] | Federally-Regulated Consumer Product | 11/28/2016 |  | 10/18/2017
International Comfort Products | Day & Night | N9MSB0801716B | LPG | Induced Draft | True | False | 1 | False | Down |  | None | Condensing | Single-Stage |  | 0.5 | Standard |  | 80000 | 75000 |  |  | 66800 | 798 | 92.1 | 78 | [8 empty] | Federally-Regulated Consumer Product | 11/28/2016 |  | 10/18/2017
International Comfort Products | Day & Night | N9MSB0801716B | LPG | Induced Draft | True | False | 1 | False | Horizontal |  | None | Condensing | Single-Stage |  | 0.5 | Standard |  | 80000 | 75000 |  |  | 66800 | 798 | 92.1 | 78 | [8 empty] | Federally-Regulated Consumer Product | 11/28/2016 |  | 10/18/2017
International Comfort Products | Day & Night | N9MSB0801716B | Natural Gas | Induced Draft | True | False | 1 | False | Up |  | None | Condensing | Single-Stage |  | 0.5 | Standard |  | 80000 | 75000 |  |  | 66800 | 798 | 92.1 | 78 | [8 empty] | Federally-Regulated Consumer Product | 11/28/2016 |  | 10/18/2017
International Comfort Products | Day & Night | N9MSB0801716B | Natural Gas | Induced Draft | True | False | 1 | False | Down |  | None | Condensing | Single-Stage |  | 0.5 | Standard |  | 80000 | 75000 |  |  | 66800 | 798 | 92.1 | 78 | [8 empty] | Federally-Regulated Consumer Product | 11/28/2016 |  | 10/18/2017
International Comfort Products | Day & Night | N9MSB0801716B | Natural Gas | Induced Draft | True | False | 1 | False | Horizontal |  | None | Condensing | Single-Stage |  | 0.5 | Standard |  | 80000 | 75000 |  |  | 66800 | 798 | 92.1 | 78 | [8 empty] | Federally-Regulated Consumer Product | 11/28/2016 |  | 10/18/2017
International Comfort Products | Day & Night | N9MSE0401712A | LPG | Induced Draft | True | False | 1 | False | Up |  | None | Condensing | Single-Stage |  | 0.5 | Standard |  | 40000 | 39000 |  |  | 32200 | 426 | 95.5 | 78 | [8 empty] | Federally-Regulated Consumer Product | 11/28/2016 |  | 10/18/2017
International Comfort Products | Day & Night | N9MSE0401712A | LPG | Induced Draft | True | False | 1 | False | Horizontal |  | None | Condensing | Single-Stage |  | 0.5 | Standard |  | 40000 | 39000 |  |  | 32200 | 426 | 95.5 | 78 | [8 empty] | Federally-Regulated Consumer Product | 11/28/2016 |  | 10/18/2017
International Comfort Products | Day & Night | N9MSE0401712A | Natural Gas | Induced Draft | True | False | 1 | False | Up |  | None | Condensing | Single-Stage |  | 0.5 | Standard |  | 40000 | 39000 |  |  | 32200 | 426 | 95.5 | 78 | [8 empty] | Federally-Regulated Consumer Product | 11/28/2016 |  | 10/18/2017
International Comfort Products | Day & Night | N9MSE0401712A | Natural Gas | Induced Draft | True | False | 1 | False | Horizontal |  | None | Condensing | Single-Stage |  | 0.5 | Standard |  | 40000 | 39000 |  |  | 32200 | 426 | 95.5 | 78 | [8 empty] | Federally-Regulated Consumer Product | 11/28/2016 |  | 10/18/2017
International Comfort Products | Day & Night | N9MSE0802120A* | LPG | Induced Draft | True | False | 1 | True | Up |  | None | Condensing | Single-Stage |  | 0.75 | Standard |  | 80000 | 78000 |  |  | 80700 | 939 | 95.5 | 75 | [8 empty] | Federally-Regulated Consumer Product | 11/28/2016 |  | 10/18/2017
International Comfort Products | Day & Night | N9MSE0802120A* | LPG | Induced Draft | True | False | 1 | True | Horizontal |  | None | Condensing | Single-Stage |  | 0.75 | Standard |  | 80000 | 78000 |  |  | 80700 | 939 | 95.5 | 75 | [8 empty] | Federally-Regulated Consumer Product | 11/28/2016 |  | 10/18/2017
International Comfort Products | Day & Night | N9MSE0802120A* | Natural Gas | Induced Draft | True | False | 1 | True | Up |  | None | Condensing | Single-Stage |  | 0.75 | Standard |  | 80000 | 78000 |  |  | 80700 | 939 | 95.5 | 75 | [8 empty] | Federally-Regulated Consumer Product | 11/28/2016 |  | 10/18/2017
International Comfort Products | Day & Night | N9MSE0802120A* | Natural Gas | Induced Draft | True | False | 1 | True | Horizontal |  | None | Condensing | Single-Stage |  | 0.75 | Standard |  | 80000 | 78000 |  |  | 80700 | 939 | 95.5 | 75 | [8 empty] | Federally-Regulated Consumer Product | 11/28/2016 |  | 10/18/2017
International Comfort Products | Day & Night | G9MXE0401712A | LPG | Induced Draft | True | False | 1 | False | Up |  | None | Condensing | Single-Stage |  | 0.5 | Standard |  | 40000 | 39000 |  |  | 32900 | 176 | 96 | 78 | [8 empty] | Federally-Regulated Consumer Product | 11/28/2016 |  | 10/18/2017
International Comfort Products | Day & Night | G9MXE0401712A | LPG | Induced Draft | True | False | 1 | False | Horizontal |  | None | Condensing | Single-Stage |  | 0.5 | Standard |  | 40000 | 39000 |  |  | 32900 | 176 | 96 | 78 | [8 empty] | Federally-Regulated Consumer Product | 11/28/2016 |  | 10/18/2017
International Comfort Products | Day & Night | G9MXE0401712A | Natural Gas | Induced Draft | True | False | 1 | False | Up |  | None | Condensing | Single-Stage |  | 0.5 | Standard |  | 40000 | 39000 |  |  | 32900 | 176 | 96 | 78 | [8 empty] | Federally-Regulated Consumer Product | 11/28/2016 |  | 10/18/2017
International Comfort Products | Day & Night | G9MXE0401712A | Natural Gas | Induced Draft | True | False | 1 | False | Horizontal |  | None | Condensing | Single-Stage |  | 0.5 | Standard |  | 40000 | 39000 |  |  | 32900 | 176 | 96 | 78 | [8 empty] | Federally-Regulated Consumer Product | 11/28/2016 |  | 10/18/2017
International Comfort Products | Day & Night | G9MXE0601412A | LPG | Induced Draft | True | False | 1 | False | Up |  | None | Condensing | Single-Stage |  | 0.5 | Standard |  | 60000 | 58000 |  |  | 49400 | 307 | 95.5 | 78 | [8 empty] | Federally-Regulated Consumer Product | 11/28/2016 |  | 10/18/2017
International Comfort Products | Day & Night | G9MXE0601412A | LPG | Induced Draft | True | False | 1 | False | Horizontal |  | None | Condensing | Single-Stage |  | 0.5 | Standard |  | 60000 | 58000 |  |  | 49400 | 307 | 95.5 | 78 | [8 empty] | Federally-Regulated Consumer Product | 11/28/2016 |  | 10/18/2017
International Comfort Products | Day & Night | G9MXE0601412A | Natural Gas | Induced Draft | True | False | 1 | False | Up |  | None | Condensing | Single-Stage |  | 0.5 | Standard |  | 60000 | 58000 |  |  | 49400 | 307 | 95.5 | 78 | [8 empty] | Federally-Regulated Consumer Product | 11/28/2016 |  | 10/18/2017
International Comfort Products | Day & Night | G9MXE0601412A | Natural Gas | Induced Draft | True | False | 1 | False | Horizontal |  | None | Condensing | Single-Stage |  | 0.5 | Standard |  | 60000 | 58000 |  |  | 49400 | 307 | 95.5 | 78 | [8 empty] | Federally-Regulated Consumer Product | 11/28/2016 |  | 10/18/2017
International Comfort Products | Day & Night | G9MVE0401712A | LPG | Induced Draft | True | False | 1 | False | Up |  | None | Condensing | Two-Stage Modulating |  | 0.5 | Standard |  | 40000 | 39000 |  |  | 32500 | 129 | 96 | 78 | [8 empty] | Federally-Regulated Consumer Product | 11/28/2016 |  | 10/18/2017
International Comfort Products | Day & Night | G9MVE0401712A | LPG | Induced Draft | True | False | 1 | False | Horizontal |  | None | Condensing | Two-Stage Modulating |  | 0.5 | Standard |  | 40000 | 39000 |  |  | 32500 | 129 | 96 | 78 | [8 empty] | Federally-Regulated Consumer Product | 11/28/2016 |  | 10/18/2017
International Comfort Products | Day & Night | G9MVE0401712A | Natural Gas | Induced Draft | True | False | 1 | False | Up |  | None | Condensing | Two-Stage Modulating |  | 0.5 | Standard |  | 40000 | 39000 |  |  | 32500 | 129 | 96 | 78 | [8 empty] | Federally-Regulated Consumer Product | 11/28/2016 |  | 10/18/2017
International Comfort Products | Day & Night | G9MVE0401712A | Natural Gas | Induced Draft | True | False | 1 | False | Horizontal |  | None | Condensing | Two-Stage Modulating |  | 0.5 | Standard |  | 40000 | 39000 |  |  | 32500 | 129 | 96 | 78 | [8 empty] | Federally-Regulated Consumer Product | 11/28/2016 |  | 10/18/2017
International Comfort Products | Day & Night | G9MVE0601412A | LPG | Induced Draft | True | False | 1 | False | Up |  | None | Condensing | Two-Stage Modulating |  | 0.5 | Standard |  | 60000 | 58000 |  |  | 48400 | 248 | 95 | 78 | [8 empty] | Federally-Regulated Consumer Product | 11/28/2016 |  | 10/18/2017
International Comfort Products | Day & Night | G9MVE0601412A | LPG | Induced Draft | True | False | 1 | False | Horizontal |  | None | Condensing | Two-Stage Modulating |  | 0.5 | Standard |  | 60000 | 58000 |  |  | 48400 | 248 | 95 | 78 | [8 empty] | Federally-Regulated Consumer Product | 11/28/2016 |  | 10/18/2017
International Comfort Products | Day & Night | G9MVE0601412A | Natural Gas | Induced Draft | True | False | 1 | False | Up |  | None | Condensing | Two-Stage Modulating |  | 0.5 | Standard |  | 60000 | 58000 |  |  | 48400 | 248 | 95 | 78 | [8 empty] | Federally-Regulated Consumer Product | 11/28/2016 |  | 10/18/2017
International Comfort Products | Day & Night | G9MVE0601412A | Natural Gas | Induced Draft | True | False | 1 | False | Horizontal |  | None | Condensing | Two-Stage Modulating |  | 0.5 | Standard |  | 60000 | 58000 |  |  | 48400 | 248 | 95 | 78 | [8 empty] | Federally-Regulated Consumer Product | 11/28/2016 |  | 10/18/2017
International Comfort Products | Day & Night | N9MSB0401410C | LPG | Induced Draft | True | False | 1 | False | Up |  | None | Condensing | Single-Stage |  | 0.33 | Standard |  | 40000 | 37000 |  |  | 33700 | 341 | 92.1 | 78 | [8 empty] | Federally-Regulated Consumer Product | 11/28/2016 |  | 10/18/2017
International Comfort Products | Day & Night | N9MSB0401410C | LPG | Induced Draft | True | False | 1 | False | Down |  | None | Condensing | Single-Stage |  | 0.33 | Standard |  | 40000 | 37000 |  |  | 33700 | 341 | 92.1 | 78 | [8 empty] | Federally-Regulated Consumer Product | 11/28/2016 |  | 10/18/2017
International Comfort Products | Day & Night | N9MSB0401410C | LPG | Induced Draft | True | False | 1 | False | Horizontal |  | None | Condensing | Single-Stage |  | 0.33 | Standard |  | 40000 | 37000 |  |  | 33700 | 341 | 92.1 | 78 | [8 empty] | Federally-Regulated Consumer Product | 11/28/2016 |  | 10/18/2017
International Comfort Products | Day & Night | N9MSB0401410C | Natural Gas | Induced Draft | True | False | 1 | False | Up |  | None | Condensing | Single-Stage |  | 0.33 | Standard |  | 40000 | 37000 |  |  | 33700 | 341 | 92.1 | 78 | [8 empty] | Federally-Regulated Consumer Product | 11/28/2016 |  | 10/18/2017
International Comfort Products | Day & Night | N9MSB0401410C | Natural Gas | Induced Draft | True | False | 1 | False | Down |  | None | Condensing | Single-Stage |  | 0.33 | Standard |  | 40000 | 37000 |  |  | 33700 | 341 | 92.1 | 78 | [8 empty] | Federally-Regulated Consumer Product | 11/28/2016 |  | 10/18/2017
International Comfort Products | Day & Night | N9MSB0401410C | Natural Gas | Induced Draft | True | False | 1 | False | Horizontal |  | None | Condensing | Single-Stage |  | 0.33 | Standard |  | 40000 | 37000 |  |  | 33700 | 341 | 92.1 | 78 | [8 empty] | Federally-Regulated Consumer Product | 11/28/2016 |  | 10/18/2017
International Comfort Products | Day & Night | N9MSB0401712C | LPG | Induced Draft | True | False | 1 | False | Up |  | None | Condensing | Single-Stage |  | 0.5 | Standard |  | 40000 | 37000 |  |  | 33500 | 383 | 92.1 | 78 | [8 empty] | Federally-Regulated Consumer Product | 11/28/2016 |  | 10/18/2017
International Comfort Products | Day & Night | N9MSB0401712C | LPG | Induced Draft | True | False | 1 | False | Down |  | None | Condensing | Single-Stage |  | 0.5 | Standard |  | 40000 | 37000 |  |  | 33500 | 383 | 92.1 | 78 | [8 empty] | Federally-Regulated Consumer Product | 11/28/2016 |  | 10/18/2017
International Comfort Products | Day & Night | N9MSB0401712C | LPG | Induced Draft | True | False | 1 | False | Horizontal |  | None | Condensing | Single-Stage |  | 0.5 | Standard |  | 40000 | 37000 |  |  | 33500 | 383 | 92.1 | 78 | [8 empty] | Federally-Regulated Consumer Product | 11/28/2016 |  | 10/18/2017
International Comfort Products | Day & Night | N9MSB0401712C | Natural Gas | Induced Draft | True | False | 1 | False | Up |  | None | Condensing | Single-Stage |  | 0.5 | Standard |  | 40000 | 37000 |  |  | 33500 | 383 | 92.1 | 78 | [8 empty] | Federally-Regulated Consumer Product | 11/28/2016 |  | 10/18/2017
International Comfort Products | Day & Night | N9MSB0401712C | Natural Gas | Induced Draft | True | False | 1 | False | Down |  | None | Condensing | Single-Stage |  | 0.5 | Standard |  | 40000 | 37000 |  |  | 33500 | 383 | 92.1 | 78 | [8 empty] | Federally-Regulated Consumer Product | 11/28/2016 |  | 10/18/2017
International Comfort Products | Day & Night | N9MSB0401712C | Natural Gas | Induced Draft | True | False | 1 | False | Horizontal |  | None | Condensing | Single-Stage |  | 0.5 | Standard |  | 40000 | 37000 |  |  | 33500 | 383 | 92.1 | 78 | [8 empty] | Federally-Regulated Consumer Product | 11/28/2016 |  | 10/18/2017
International Comfort Products | Day & Night | N9MSB0601412C | LPG | Induced Draft | True | False | 1 | False | Up |  | None | Condensing | Single-Stage |  | 0.33 | Standard |  | 60000 | 56000 |  |  | 50600 | 481 | 92.1 | 78 | [8 empty] | Federally-Regulated Consumer Product | 11/28/2016 |  | 10/18/2017
International Comfort Products | Day & Night | N9MSB0601412C | LPG | Induced Draft | True | False | 1 | False | Down |  | None | Condensing | Single-Stage |  | 0.33 | Standard |  | 60000 | 56000 |  |  | 50600 | 481 | 92.1 | 78 | [8 empty] | Federally-Regulated Consumer Product | 11/28/2016 |  | 10/18/2017
International Comfort Products | Day & Night | N9MSB0601412C | LPG | Induced Draft | True | False | 1 | False | Horizontal |  | None | Condensing | Single-Stage |  | 0.33 | Standard |  | 60000 | 56000 |  |  | 50600 | 481 | 92.1 | 78 | [8 empty] | Federally-Regulated Consumer Product | 11/28/2016 |  | 10/18/2017
International Comfort Products | Day & Night | N9MSB0601412C | Natural Gas | Induced Draft | True | False | 1 | False | Up |  | None | Condensing | Single-Stage |  | 0.33 | Standard |  | 60000 | 56000 |  |  | 50600 | 481 | 92.1 | 78 | [8 empty] | Federally-Regulated Consumer Product | 11/28/2016 |  | 10/18/2017
International Comfort Products | Day & Night | N9MSB0601412C | Natural Gas | Induced Draft | True | False | 1 | False | Down |  | None | Condensing | Single-Stage |  | 0.33 | Standard |  | 60000 | 56000 |  |  | 50600 | 481 | 92.1 | 78 | [8 empty] | Federally-Regulated Consumer Product | 11/28/2016 |  | 10/18/2017
International Comfort Products | Day & Night | N9MSB0601412C | Natural Gas | Induced Draft | True | False | 1 | False | Horizontal |  | None | Condensing | Single-Stage |  | 0.33 | Standard |  | 60000 | 56000 |  |  | 50600 | 481 | 92.1 | 78 | [8 empty] | Federally-Regulated Consumer Product | 11/28/2016 |  | 10/18/2017
International Comfort Products | Day & Night | N9MSB0601716C | LPG | Induced Draft | True | False | 1 | False | Up |  | None | Condensing | Single-Stage |  | 0.5 | Standard |  | 60000 | 56000 |  |  | 50100 | 605 | 92.1 | 78 | [8 empty] | Federally-Regulated Consumer Product | 11/28/2016 |  | 10/18/2017
International Comfort Products | Day & Night | N9MSB0601716C | LPG | Induced Draft | True | False | 1 | False | Down |  | None | Condensing | Single-Stage |  | 0.5 | Standard |  | 60000 | 56000 |  |  | 50100 | 605 | 92.1 | 78 | [8 empty] | Federally-Regulated Consumer Product | 11/28/2016 |  | 10/18/2017
International Comfort Products | Day & Night | N9MSB0601716C | LPG | Induced Draft | True | False | 1 | False | Horizontal |  | None | Condensing | Single-Stage |  | 0.5 | Standard |  | 60000 | 56000 |  |  | 50100 | 605 | 92.1 | 78 | [8 empty] | Federally-Regulated Consumer Product | 11/28/2016 |  | 10/18/2017
International Comfort Products | Day & Night | N9MSB0601716C | Natural Gas | Induced Draft | True | False | 1 | False | Up |  | None | Condensing | Single-Stage |  | 0.5 | Standard |  | 60000 | 56000 |  |  | 50100 | 605 | 92.1 | 78 | [8 empty] | Federally-Regulated Consumer Product | 11/28/2016 |  | 10/18/2017
International Comfort Products | Day & Night | N9MSB0601716C | Natural Gas | Induced Draft | True | False | 1 | False | Down |  | None | Condensing | Single-Stage |  | 0.5 | Standard |  | 60000 | 56000 |  |  | 50100 | 605 | 92.1 | 78 | [8 empty] | Federally-Regulated Consumer Product | 11/28/2016 |  | 10/18/2017
International Comfort Products | Day & Night | N9MSB0601716C | Natural Gas | Induced Draft | True | False | 1 | False | Horizontal |  | None | Condensing | Single-Stage |  | 0.5 | Standard |  | 60000 | 56000 |  |  | 50100 | 605 | 92.1 | 78 | [8 empty] | Federally-Regulated Consumer Product | 11/28/2016 |  | 10/18/2017
International Comfort Products | Day & Night | N9MSB0802120C | LPG | Induced Draft | True | False | 1 | False | Up |  | None | Condensing | Single-Stage |  | 0.75 | Standard |  | 80000 | 75000 |  |  | 66900 | 775 | 92.1 | 78 | [8 empty] | Federally-Regulated Consumer Product | 11/28/2016 |  | 10/18/2017
International Comfort Products | Day & Night | N9MSB0802120C | LPG | Induced Draft | True | False | 1 | False | Down |  | None | Condensing | Single-Stage |  | 0.75 | Standard |  | 80000 | 75000 |  |  | 66900 | 775 | 92.1 | 78 | [8 empty] | Federally-Regulated Consumer Product | 11/28/2016 |  | 10/18/2017
International Comfort Products | Day & Night | N9MSB0802120C | LPG | Induced Draft | True | False | 1 | False | Horizontal |  | None | Condensing | Single-Stage |  | 0.75 | Standard |  | 80000 | 75000 |  |  | 66900 | 775 | 92.1 | 78 | [8 empty] | Federally-Regulated Consumer Product | 11/28/2016 |  | 10/18/2017
International Comfort Products | Day & Night | N9MSB0802120C | Natural Gas | Induced Draft | True | False | 1 | False | Up |  | None | Condensing | Single-Stage |  | 0.75 | Standard |  | 80000 | 75000 |  |  | 66900 | 775 | 92.1 | 78 | [8 empty] | Federally-Regulated Consumer Product | 11/28/2016 |  | 10/18/2017
International Comfort Products | Day & Night | N9MSB0802120C | Natural Gas | Induced Draft | True | False | 1 | False | Down |  | None | Condensing | Single-Stage |  | 0.75 | Standard |  | 80000 | 75000 |  |  | 66900 | 775 | 92.1 | 78 | [8 empty] | Federally-Regulated Consumer Product | 11/28/2016 |  | 10/18/2017
International Comfort Products | Day & Night | N9MSB0802120C | Natural Gas | Induced Draft | True | False | 1 | False | Horizontal |  | None | Condensing | Single-Stage |  | 0.75 | Standard |  | 80000 | 75000 |  |  | 66900 | 775 | 92.1 | 78 | [8 empty] | Federally-Regulated Consumer Product | 11/28/2016 |  | 10/18/2017
International Comfort Products | Day & Night | N9MSB1002116C | LPG | Induced Draft | True | False | 1 | False | Up |  | None | Condensing | Single-Stage |  | 0.5 | Standard |  | 100000 | 94000 |  |  | 100900 | 994 | 92.1 | 78 | [8 empty] | Federally-Regulated Consumer Product | 02/14/2017 |  | 10/18/2017
International Comfort Products | Day & Night | N9MSB1002116C | LPG | Induced Draft | True | False | 1 | False | Down |  | None | Condensing | Single-Stage |  | 0.5 | Standard |  | 100000 | 94000 |  |  | 100900 | 994 | 92.1 | 78 | [8 empty] | Federally-Regulated Consumer Product | 02/14/2017 |  | 10/18/2017
International Comfort Products | Day & Night | N9MSB1002116C | LPG | Induced Draft | True | False | 1 | False | Horizontal |  | None | Condensing | Single-Stage |  | 0.5 | Standard |  | 100000 | 94000 |  |  | 100900 | 994 | 92.1 | 78 | [8 empty] | Federally-Regulated Consumer Product | 02/14/2017 |  | 10/18/2017
International Comfort Products | Day & Night | N9MSB1002116C | Natural Gas | Induced Draft | True | False | 1 | False | Up |  | None | Condensing | Single-Stage |  | 0.5 | Standard |  | 100000 | 94000 |  |  | 100900 | 994 | 92.1 | 78 | [8 empty] | Federally-Regulated Consumer Product | 02/14/2017 |  | 10/18/2017
International Comfort Products | Day & Night | N9MSB1002116C | Natural Gas | Induced Draft | True | False | 1 | False | Down |  | None | Condensing | Single-Stage |  | 0.5 | Standard |  | 100000 | 94000 |  |  | 100900 | 994 | 92.1 | 78 | [8 empty] | Federally-Regulated Consumer Product | 02/14/2017 |  | 10/18/2017
International Comfort Products | Day & Night | N9MSB1002116C | Natural Gas | Induced Draft | True | False | 1 | False | Horizontal |  | None | Condensing | Single-Stage |  | 0.5 | Standard |  | 100000 | 94000 |  |  | 100900 | 994 | 92.1 | 78 | [8 empty] | Federally-Regulated Consumer Product | 02/14/2017 |  | 10/18/2017
International Comfort Products | Day & Night | N9MSB1002120C | LPG | Induced Draft | True | False | 1 | False | Up |  | None | Condensing | Single-Stage |  | 0.75 | Standard |  | 100000 | 94000 |  |  | 100800 | 1030 | 92.1 | 78 | [8 empty] | Federally-Regulated Consumer Product | 02/14/2017 |  | 10/18/2017
International Comfort Products | Day & Night | N9MSB1002120C | LPG | Induced Draft | True | False | 1 | False | Down |  | None | Condensing | Single-Stage |  | 0.75 | Standard |  | 100000 | 94000 |  |  | 100800 | 1030 | 92.1 | 78 | [8 empty] | Federally-Regulated Consumer Product | 02/14/2017 |  | 10/18/2017
International Comfort Products | Day & Night | N9MSB1002120C | LPG | Induced Draft | True | False | 1 | False | Horizontal |  | None | Condensing | Single-Stage |  | 0.75 | Standard |  | 100000 | 94000 |  |  | 100800 | 1030 | 92.1 | 78 | [8 empty] | Federally-Regulated Consumer Product | 02/14/2017 |  | 10/18/2017
International Comfort Products | Day & Night | N9MSB1002120C | Natural Gas | Induced Draft | True | False | 1 | False | Up |  | None | Condensing | Single-Stage |  | 0.75 | Standard |  | 100000 | 94000 |  |  | 100800 | 1030 | 92.1 | 78 | [8 empty] | Federally-Regulated Consumer Product | 02/14/2017 |  | 10/18/2017
International Comfort Products | Day & Night | N9MSB1002120C | Natural Gas | Induced Draft | True | False | 1 | False | Down |  | None | Condensing | Single-Stage |  | 0.75 | Standard |  | 100000 | 94000 |  |  | 100800 | 1030 | 92.1 | 78 | [8 empty] | Federally-Regulated Consumer Product | 02/14/2017 |  | 10/18/2017
International Comfort Products | Day & Night | N9MSB1002120C | Natural Gas | Induced Draft | True | False | 1 | False | Horizontal |  | None | Condensing | Single-Stage |  | 0.75 | Standard |  | 100000 | 94000 |  |  | 100800 | 1030 | 92.1 | 78 | [8 empty] | Federally-Regulated Consumer Product | 02/14/2017 |  | 10/18/2017
International Comfort Products | Day & Night | N9MSB1202420C | LPG | Induced Draft | True | False | 1 | False | Up |  | None | Condensing | Single-Stage |  | 0.75 | Standard |  | 120000 | 112000 |  |  | 117400 | 1247 | 92.1 | 78 | [8 empty] | Federally-Regulated Consumer Product | 02/14/2017 |  | 10/18/2017
International Comfort Products | Day & Night | N9MSB1202420C | LPG | Induced Draft | True | False | 1 | False | Down |  | None | Condensing | Single-Stage |  | 0.75 | Standard |  | 120000 | 112000 |  |  | 117400 | 1247 | 92.1 | 78 | [8 empty] | Federally-Regulated Consumer Product | 02/14/2017 |  | 10/18/2017
International Comfort Products | Day & Night | N9MSB1202420C | LPG | Induced Draft | True | False | 1 | False | Horizontal |  | None | Condensing | Single-Stage |  | 0.75 | Standard |  | 120000 | 112000 |  |  | 117400 | 1247 | 92.1 | 78 | [8 empty] | Federally-Regulated Consumer Product | 02/14/2017 |  | 10/18/2017
International Comfort Products | Day & Night | N9MSB1202420C | Natural Gas | Induced Draft | True | False | 1 | False | Up |  | None | Condensing | Single-Stage |  | 0.75 | Standard |  | 120000 | 112000 |  |  | 117400 | 1247 | 92.1 | 78 | [8 empty] | Federally-Regulated Consumer Product | 02/14/2017 |  | 10/18/2017
International Comfort Products | Day & Night | N9MSB1202420C | Natural Gas | Induced Draft | True | False | 1 | False | Down |  | None | Condensing | Single-Stage |  | 0.75 | Standard |  | 120000 | 112000 |  |  | 117400 | 1247 | 92.1 | 78 | [8 empty] | Federally-Regulated Consumer Product | 02/14/2017 |  | 10/18/2017
International Comfort Products | Day & Night | N9MSB1202420C | Natural Gas | Induced Draft | True | False | 1 | False | Horizontal |  | None | Condensing | Single-Stage |  | 0.75 | Standard |  | 120000 | 112000 |  |  | 117400 | 1247 | 92.1 | 78 | [8 empty] | Federally-Regulated Consumer Product | 02/14/2017 |  | 10/18/2017
International Comfort Products | Day & Night | G9MXT0401712A* | LPG | Induced Draft | True | False | 1 | False | Up |  | None | Condensing | Two-Stage Modulating |  | 0.5 | Standard |  | 40000 | 39000 |  |  | 32400 | 144 | 96 | 78 | [8 empty] | Federally-Regulated Consumer Product | 02/23/2016 |  | 10/18/2017
International Comfort Products | Day & Night | G9MXT0401712A* | LPG | Induced Draft | True | False | 1 | False | Horizontal |  | None | Condensing | Two-Stage Modulating |  | 0.5 | Standard |  | 40000 | 39000 |  |  | 32400 | 144 | 96 | 78 | [8 empty] | Federally-Regulated Consumer Product | 02/23/2016 |  | 10/18/2017
International Comfort Products | Day & Night | G9MXT0401712A* | Natural Gas | Induced Draft | True | False | 1 | False | Up |  | None | Condensing | Two-Stage Modulating |  | 0.5 | Standard |  | 40000 | 39000 |  |  | 32400 | 144 | 96 | 78 | [8 empty] | Federally-Regulated Consumer Product | 02/23/2016 |  | 10/18/2017
International Comfort Products | Day & Night | G9MXT0401712A* | Natural Gas | Induced Draft | True | False | 1 | False | Horizontal |  | None | Condensing | Two-Stage Modulating |  | 0.5 | Standard |  | 40000 | 39000 |  |  | 32400 | 144 | 96 | 78 | [8 empty] | Federally-Regulated Consumer Product | 02/23/2016 |  | 10/18/2017
International Comfort Products | Day & Night | G9MXT0601412A* | LPG | Induced Draft | True | False | 1 | False | Up |  | None | Condensing | Two-Stage Modulating |  | 0.5 | Standard |  | 60000 | 58000 |  |  | 48700 | 248 | 95 | 78 | [8 empty] | Federally-Regulated Consumer Product | 02/23/2016 |  | 10/18/2017
International Comfort Products | Day & Night | G9MXT0601412A* | LPG | Induced Draft | True | False | 1 | False | Horizontal |  | None | Condensing | Two-Stage Modulating |  | 0.5 | Standard |  | 60000 | 58000 |  |  | 48700 | 248 | 95 | 78 | [8 empty] | Federally-Regulated Consumer Product | 02/23/2016 |  | 10/18/2017
International Comfort Products | Day & Night | G9MXT0601412A* | Natural Gas | Induced Draft | True | False | 1 | False | Up |  | None | Condensing | Two-Stage Modulating |  | 0.5 | Standard |  | 60000 | 58000 |  |  | 48700 | 248 | 95 | 78 | [8 empty] | Federally-Regulated Consumer Product | 02/23/2016 |  | 10/18/2017
International Comfort Products | Day & Night | G9MXT0601412A* | Natural Gas | Induced Draft | True | False | 1 | False | Horizontal |  | None | Condensing | Two-Stage Modulating |  | 0.5 | Standard |  | 60000 | 58000 |  |  | 48700 | 248 | 95 | 78 | [8 empty] | Federally-Regulated Consumer Product | 02/23/2016 |  | 10/18/2017
International Comfort Products | Day & Night | N9MSE0261408A | LPG | Induced Draft | True | False | 1 | False | Up |  | None | Condensing | Single-Stage |  | 0.25 | Standard |  | 26000 | 25000 |  |  | 24300 | 271 | 95.5 | 78 | [8 empty] | Federally-Regulated Consumer Product | 10/27/2016 |  | 10/18/2017
International Comfort Products | Day & Night | N9MSE0261408A | LPG | Induced Draft | True | False | 1 | False | Horizontal |  | None | Condensing | Single-Stage |  | 0.25 | Standard |  | 26000 | 25000 |  |  | 24300 | 271 | 95.5 | 78 | [8 empty] | Federally-Regulated Consumer Product | 10/27/2016 |  | 10/18/2017
International Comfort Products | Day & Night | N9MSE0261408A | Natural Gas | Induced Draft | True | False | 1 | False | Up |  | None | Condensing | Single-Stage |  | 0.25 | Standard |  | 26000 | 25000 |  |  | 24300 | 271 | 95.5 | 78 | [8 empty] | Federally-Regulated Consumer Product | 10/27/2016 |  | 10/18/2017
International Comfort Products | Day & Night | N9MSE0261408A | Natural Gas | Induced Draft | True | False | 1 | False | Horizontal |  | None | Condensing | Single-Stage |  | 0.25 | Standard |  | 26000 | 25000 |  |  | 24300 | 271 | 95.5 | 78 | [8 empty] | Federally-Regulated Consumer Product | 10/27/2016 |  | 10/18/2017
International Comfort Products | Day & Night | G9MXE0261410A | LPG | Induced Draft | True | False | 1 | False | Up |  | None | Condensing | Single-Stage |  | 0.33 | Standard |  | 26000 | 25000 |  |  | 24700 | 130 | 96 | 78 | [8 empty] | Federally-Regulated Consumer Product | 10/27/2016 |  | 10/18/2017
International Comfort Products | Day & Night | G9MXE0261410A | LPG | Induced Draft | True | False | 1 | False | Horizontal |  | None | Condensing | Single-Stage |  | 0.33 | Standard |  | 26000 | 25000 |  |  | 24700 | 130 | 96 | 78 | [8 empty] | Federally-Regulated Consumer Product | 10/27/2016 |  | 10/18/2017
International Comfort Products | Day & Night | G9MXE0261410A | Natural Gas | Induced Draft | True | False | 1 | False | Up |  | None | Condensing | Single-Stage |  | 0.33 | Standard |  | 26000 | 25000 |  |  | 24700 | 130 | 96 | 78 | [8 empty] | Federally-Regulated Consumer Product | 10/27/2016 |  | 10/18/2017
International Comfort Products | Day & Night | G9MXE0261410A | Natural Gas | Induced Draft | True | False | 1 | False | Horizontal |  | None | Condensing | Single-Stage |  | 0.33 | Standard |  | 26000 | 25000 |  |  | 24700 | 130 | 96 | 78 | [8 empty] | Federally-Regulated Consumer Product | 10/27/2016 |  | 10/18/2017
International Comfort Products | Day & Night | N9MSE0261408A*D | LPG | Induced Draft | True | False | 1 | False | Down |  | None | Condensing | Single-Stage |  | 0.25 | Standard |  | 26000 | 25000 |  |  | 24500 | 270 | 95 | 78 | [8 empty] | Federally-Regulated Consumer Product | 10/27/2016 |  | 10/18/2017
International Comfort Products | Day & Night | N9MSE0261408A*D | Natural Gas | Induced Draft | True | False | 1 | False | Down |  | None | Condensing | Single-Stage |  | 0.25 | Standard |  | 26000 | 25000 |  |  | 24500 | 270 | 95 | 78 | [8 empty] | Federally-Regulated Consumer Product | 10/27/2016 |  | 10/18/2017
International Comfort Products | Day & Night | N9MSE0401410A*D | LPG | Induced Draft | True | False | 1 | False | Down |  | None | Condensing | Single-Stage |  | 0.5 | Standard |  | 40000 | 39000 |  |  | 32500 | 374 | 95 | 78 | [8 empty] | Federally-Regulated Consumer Product | 02/14/2017 |  | 10/18/2017
International Comfort Products | Day & Night | N9MSE0401410A*D | Natural Gas | Induced Draft | True | False | 1 | False | Down |  | None | Condensing | Single-Stage |  | 0.5 | Standard |  | 40000 | 39000 |  |  | 32500 | 374 | 95 | 78 | [8 empty] | Federally-Regulated Consumer Product | 02/14/2017 |  | 10/18/2017
International Comfort Products | Day & Night | N9MSE0401712A*D | LPG | Induced Draft | True | False | 1 | False | Down |  | None | Condensing | Single-Stage |  | 0.5 | Standard |  | 40000 | 39000 |  |  | 32100 | 502 | 95 | 78 | [8 empty] | Federally-Regulated Consumer Product | 11/28/2016 |  | 10/18/2017
International Comfort Products | Day & Night | N9MSE0401712A*D | Natural Gas | Induced Draft | True | False | 1 | False | Down |  | None | Condensing | Single-Stage |  | 0.5 | Standard |  | 40000 | 39000 |  |  | 32100 | 502 | 95 | 78 | [8 empty] | Federally-Regulated Consumer Product | 11/28/2016 |  | 10/18/2017
International Comfort Products | Day & Night | N9MSE0601410A*D | LPG | Induced Draft | True | False | 1 | False | Down |  | None | Condensing | Single-Stage |  | 0.5 | Standard |  | 60000 | 58000 |  |  | 48900 | 521 | 95 | 78 | [8 empty] | Federally-Regulated Consumer Product | 11/28/2016 |  | 10/18/2017
International Comfort Products | Day & Night | N9MSE0601410A*D | Natural Gas | Induced Draft | True | False | 1 | False | Down |  | None | Condensing | Single-Stage |  | 0.5 | Standard |  | 60000 | 58000 |  |  | 48900 | 521 | 95 | 78 | [8 empty] | Federally-Regulated Consumer Product | 11/28/2016 |  | 10/18/2017
International Comfort Products | Day & Night | N9MSE0601714A*D | LPG | Induced Draft | True | False | 1 | False | Down |  | None | Condensing | Single-Stage |  | 0.5 | Standard |  | 60000 | 58000 |  |  | 48600 | 598 | 95 | 78 | [8 empty] | Federally-Regulated Consumer Product | 11/28/2016 |  | 10/18/2017
International Comfort Products | Day & Night | N9MSE0601714A*D | Natural Gas | Induced Draft | True | False | 1 | False | Down |  | None | Condensing | Single-Stage |  | 0.5 | Standard |  | 60000 | 58000 |  |  | 48600 | 598 | 95 | 78 | [8 empty] | Federally-Regulated Consumer Product | 11/28/2016 |  | 10/18/2017
International Comfort Products | Day & Night | N9MSE0801716A*D | LPG | Induced Draft | True | False | 1 | False | Down |  | None | Condensing | Single-Stage |  | 0.75 | Standard |  | 80000 | 78000 |  |  | 81300 | 913 | 95 | 78 | [8 empty] | Federally-Regulated Consumer Product | 02/14/2017 |  | 10/18/2017
International Comfort Products | Day & Night | N9MSE0801716A*D | Natural Gas | Induced Draft | True | False | 1 | False | Down |  | None | Condensing | Single-Stage |  | 0.75 | Standard |  | 80000 | 78000 |  |  | 81300 | 913 | 95 | 78 | [8 empty] | Federally-Regulated Consumer Product | 02/14/2017 |  | 10/18/2017
International Comfort Products | Day & Night | N9MSE0802120A*D | LPG | Induced Draft | True | False | 1 | False | Down |  | None | Condensing | Single-Stage |  | 0.75 | Standard |  | 80000 | 78000 |  |  | 81100 | 948 | 95 | 78 | [8 empty] | Federally-Regulated Consumer Product | 11/28/2016 |  | 10/18/2017
International Comfort Products | Day & Night | N9MSE0802120A*D | Natural Gas | Induced Draft | True | False | 1 | False | Down |  | None | Condensing | Single-Stage |  | 0.75 | Standard |  | 80000 | 78000 |  |  | 81100 | 948 | 95 | 78 | [8 empty] | Federally-Regulated Consumer Product | 11/28/2016 |  | 10/18/2017
International Comfort Products | Day & Night | N9MSE1002114A*D | LPG | Induced Draft | True | False | 1 | False | Down |  | None | Condensing | Single-Stage |  | 0.75 | Standard |  | 100000 | 97000 |  |  | 97200 | 1182 | 95 | 78 | [8 empty] | Federally-Regulated Consumer Product | 02/14/2017 |  | 10/18/2017
International Comfort Products | Day & Night | N9MSE1002114A*D | Natural Gas | Induced Draft | True | False | 1 | False | Down |  | None | Condensing | Single-Stage |  | 0.75 | Standard |  | 100000 | 97000 |  |  | 97200 | 1182 | 95 | 78 | [8 empty] | Federally-Regulated Consumer Product | 02/14/2017 |  | 10/18/2017
International Comfort Products | Day & Night | N9MSE1002120A*D | LPG | Induced Draft | True | False | 1 | False | Down |  | None | Condensing | Single-Stage |  | 0.75 | Standard |  | 100000 | 97000 |  |  | 97200 | 1175 | 95 | 78 | [8 empty] | Federally-Regulated Consumer Product | 02/14/2017 |  | 10/18/2017
International Comfort Products | Day & Night | N9MSE1002120A*D | Natural Gas | Induced Draft | True | False | 1 | False | Down |  | None | Condensing | Single-Stage |  | 0.75 | Standard |  | 100000 | 97000 |  |  | 97200 | 1175 | 95 | 78 | [8 empty] | Federally-Regulated Consumer Product | 02/14/2017 |  | 10/18/2017
International Comfort Products | Day & Night | N9MSE1202420A*D | LPG | Induced Draft | True | False | 1 | False | Down |  | None | Condensing | Single-Stage |  | 0.75 | Standard |  | 120000 | 116000 |  |  | 113400 | 1348 | 95 | 78 | [8 empty] | Federally-Regulated Consumer Product | 11/28/2016 |  | 10/18/2017
International Comfort Products | Day & Night | N9MSE1202420A*D | Natural Gas | Induced Draft | True | False | 1 | False | Down |  | None | Condensing | Single-Stage |  | 0.75 | Standard |  | 120000 | 116000 |  |  | 113400 | 1348 | 95 | 78 | [8 empty] | Federally-Regulated Consumer Product | 11/28/2016 |  | 10/18/2017
International Comfort Products | Day & Night | N9MSE1402420A*D | LPG | Induced Draft | True | False | 1 | False | Down |  | None | Condensing | Single-Stage |  | 0.75 | Standard |  | 140000 | 134000 |  |  | 131400 | 1261 | 94.4 | 78 | [8 empty] | Federally-Regulated Consumer Product | 10/27/2016 |  | 10/18/2017
International Comfort Products | Day & Night | N9MSE1402420A*D | Natural Gas | Induced Draft | True | False | 1 | False | Down |  | None | Condensing | Single-Stage |  | 0.75 | Standard |  | 140000 | 134000 |  |  | 131400 | 1261 | 94.4 | 78 | [8 empty] | Federally-Regulated Consumer Product | 10/27/2016 |  | 10/18/2017
International Comfort Products | Day & Night | G9MAE0601714A*D | LPG | Induced Draft | True | False | 1 | False | Down |  | None | Condensing | Step Modulating |  | 0.5 | Standard |  | 60000 | 58000 |  |  | 47900 | 173 | 95 | 78 | [8 empty] | Federally-Regulated Consumer Product | 10/27/2016 |  | 10/18/2017
International Comfort Products | Day & Night | G9MAE0601714A*D | Natural Gas | Induced Draft | True | False | 1 | False | Down |  | None | Condensing | Step Modulating |  | 0.5 | Standard |  | 60000 | 58000 |  |  | 47900 | 173 | 95 | 78 | [8 empty] | Federally-Regulated Consumer Product | 10/27/2016 |  | 10/18/2017
International Comfort Products | Heil | G9MXT0401410A | LPG | Induced Draft | True | False | 1 | False | Up |  | None | Condensing | Two-Stage Modulating |  | 0.5 | Standard |  | 40000 | 39000 |  |  | 32300 | 166 | 96 | 78 | [8 empty] | Federally-Regulated Consumer Product | 11/28/2016 |  | 10/18/2017
International Comfort Products | Heil | G9MXT0401410A | LPG | Induced Draft | True | False | 1 | False | Horizontal |  | None | Condensing | Two-Stage Modulating |  | 0.5 | Standard |  | 40000 | 39000 |  |  | 32300 | 166 | 96 | 78 | [8 empty] | Federally-Regulated Consumer Product | 11/28/2016 |  | 10/18/2017
International Comfort Products | Heil | G9MXT0401410A | Natural Gas | Induced Draft | True | False | 1 | False | Up |  | None | Condensing | Two-Stage Modulating |  | 0.5 | Standard |  | 40000 | 39000 |  |  | 32300 | 166 | 96 | 78 | [8 empty] | Federally-Regulated Consumer Product | 11/28/2016 |  | 10/18/2017
International Comfort Products | Heil | G9MXT0401410A | Natural Gas | Induced Draft | True | False | 1 | False | Horizontal |  | None | Condensing | Two-Stage Modulating |  | 0.5 | Standard |  | 40000 | 39000 |  |  | 32300 | 166 | 96 | 78 | [8 empty] | Federally-Regulated Consumer Product | 11/28/2016 |  | 10/18/2017
International Comfort Products | Heil | G9MXT0601714A | LPG | Induced Draft | True | False | 1 | False | Up |  | None | Condensing | Two-Stage Modulating |  | 0.75 | Standard |  | 60000 | 58000 |  |  | 48600 | 189 | 96 | 78 | [8 empty] | Federally-Regulated Consumer Product | 11/28/2016 |  | 10/18/2017
International Comfort Products | Heil | G9MXT0601714A | LPG | Induced Draft | True | False | 1 | False | Horizontal |  | None | Condensing | Two-Stage Modulating |  | 0.75 | Standard |  | 60000 | 58000 |  |  | 48600 | 189 | 96 | 78 | [8 empty] | Federally-Regulated Consumer Product | 11/28/2016 |  | 10/18/2017
International Comfort Products | Heil | G9MXT0601714A | Natural Gas | Induced Draft | True | False | 1 | False | Up |  | None | Condensing | Two-Stage Modulating |  | 0.75 | Standard |  | 60000 | 58000 |  |  | 48600 | 189 | 96 | 78 | [8 empty] | Federally-Regulated Consumer Product | 11/28/2016 |  | 10/18/2017
International Comfort Products | Heil | G9MXT0601714A | Natural Gas | Induced Draft | True | False | 1 | False | Horizontal |  | None | Condensing | Two-Stage Modulating |  | 0.75 | Standard |  | 60000 | 58000 |  |  | 48600 | 189 | 96 | 78 | [8 empty] | Federally-Regulated Consumer Product | 11/28/2016 |  | 10/18/2017
International Comfort Products | Heil | G9MXT1202422A | LPG | Induced Draft | True | False | 1 | False | Up |  | None | Condensing | Two-Stage Modulating |  | 1 | Standard |  | 120000 | 117000 |  |  | 110400 | 600 | 96 | 78 | [8 empty] | Federally-Regulated Consumer Product | 11/28/2016 |  | 10/18/2017
International Comfort Products | Heil | G9MXT1202422A | LPG | Induced Draft | True | False | 1 | False | Horizontal |  | None | Condensing | Two-Stage Modulating |  | 1 | Standard |  | 120000 | 117000 |  |  | 110400 | 600 | 96 | 78 | [8 empty] | Federally-Regulated Consumer Product | 11/28/2016 |  | 10/18/2017
International Comfort Products | Heil | G9MXT1202422A | Natural Gas | Induced Draft | True | False | 1 | False | Up |  | None | Condensing | Two-Stage Modulating |  | 1 | Standard |  | 120000 | 117000 |  |  | 110400 | 600 | 96 | 78 | [8 empty] | Federally-Regulated Consumer Product | 11/28/2016 |  | 10/18/2017
International Comfort Products | Heil | G9MXT1202422A | Natural Gas | Induced Draft | True | False | 1 | False | Horizontal |  | None | Condensing | Two-Stage Modulating |  | 1 | Standard |  | 120000 | 117000 |  |  | 110400 | 600 | 96 | 78 | [8 empty] | Federally-Regulated Consumer Product | 11/28/2016 |  | 10/18/2017
International Comfort Products | Heil | G9MXT0801716A | LPG | Induced Draft | True | False | 1 | False | Up |  | None | Condensing | Two-Stage Modulating |  | 0.75 | Standard |  | 80000 | 78000 |  |  | 80200 | 369 | 96 | 78 | [8 empty] | Federally-Regulated Consumer Product | 11/28/2016 |  | 10/18/2017
International Comfort Products | Heil | G9MXT0801716A | LPG | Induced Draft | True | False | 1 | False | Horizontal |  | None | Condensing | Two-Stage Modulating |  | 0.75 | Standard |  | 80000 | 78000 |  |  | 80200 | 369 | 96 | 78 | [8 empty] | Federally-Regulated Consumer Product | 11/28/2016 |  | 10/18/2017
International Comfort Products | Heil | G9MXT0801716A | Natural Gas | Induced Draft | True | False | 1 | False | Up |  | None | Condensing | Two-Stage Modulating |  | 0.75 | Standard |  | 80000 | 78000 |  |  | 80200 | 369 | 96 | 78 | [8 empty] | Federally-Regulated Consumer Product | 11/28/2016 |  | 10/18/2017
International Comfort Products | Heil | G9MXT0801716A | Natural Gas | Induced Draft | True | False | 1 | False | Horizontal |  | None | Condensing | Two-Stage Modulating |  | 0.75 | Standard |  | 80000 | 78000 |  |  | 80200 | 369 | 96 | 78 | [8 empty] | Federally-Regulated Consumer Product | 11/28/2016 |  | 10/18/2017
International Comfort Products | Heil | G9MXE0401410A | LPG | Induced Draft | True | False | 1 | False | Up |  | None | Condensing | Single-Stage |  | 0.5 | Standard |  | 40000 | 39000 |  |  | 32800 | 195 | 96 | 78 | [8 empty] | Federally-Regulated Consumer Product | 11/28/2016 |  | 10/18/2017
International Comfort Products | Heil | G9MXE0401410A | LPG | Induced Draft | True | False | 1 | False | Horizontal |  | None | Condensing | Single-Stage |  | 0.5 | Standard |  | 40000 | 39000 |  |  | 32800 | 195 | 96 | 78 | [8 empty] | Federally-Regulated Consumer Product | 11/28/2016 |  | 10/18/2017
International Comfort Products | Heil | G9MXE0401410A | Natural Gas | Induced Draft | True | False | 1 | False | Up |  | None | Condensing | Single-Stage |  | 0.5 | Standard |  | 40000 | 39000 |  |  | 32800 | 195 | 96 | 78 | [8 empty] | Federally-Regulated Consumer Product | 11/28/2016 |  | 10/18/2017
International Comfort Products | Heil | G9MXE0401410A | Natural Gas | Induced Draft | True | False | 1 | False | Horizontal |  | None | Condensing | Single-Stage |  | 0.5 | Standard |  | 40000 | 39000 |  |  | 32800 | 195 | 96 | 78 | [8 empty] | Federally-Regulated Consumer Product | 11/28/2016 |  | 10/18/2017
International Comfort Products | Heil | G9MXE0601714A | LPG | Induced Draft | True | False | 1 | False | Up |  | None | Condensing | Single-Stage |  | 0.75 | Standard |  | 60000 | 58000 |  |  | 49300 | 254 | 96 | 78 | [8 empty] | Federally-Regulated Consumer Product | 11/28/2016 |  | 10/18/2017
International Comfort Products | Heil | G9MXE0601714A | LPG | Induced Draft | True | False | 1 | False | Horizontal |  | None | Condensing | Single-Stage |  | 0.75 | Standard |  | 60000 | 58000 |  |  | 49300 | 254 | 96 | 78 | [8 empty] | Federally-Regulated Consumer Product | 11/28/2016 |  | 10/18/2017
International Comfort Products | Heil | G9MXE0601714A | Natural Gas | Induced Draft | True | False | 1 | False | Up |  | None | Condensing | Single-Stage |  | 0.75 | Standard |  | 60000 | 58000 |  |  | 49300 | 254 | 96 | 78 | [8 empty] | Federally-Regulated Consumer Product | 11/28/2016 |  | 10/18/2017
International Comfort Products | Heil | G9MXE0601714A | Natural Gas | Induced Draft | True | False | 1 | False | Horizontal |  | None | Condensing | Single-Stage |  | 0.75 | Standard |  | 60000 | 58000 |  |  | 49300 | 254 | 96 | 78 | [8 empty] | Federally-Regulated Consumer Product | 11/28/2016 |  | 10/18/2017
International Comfort Products | Heil | G9MXE1202422A | LPG | Induced Draft | True | False | 1 | False | Up |  | None | Condensing | Single-Stage |  | 1 | Standard |  | 120000 | 117000 |  |  | 113500 | 990 | 96 | 78 | [8 empty] | Federally-Regulated Consumer Product | 11/28/2016 |  | 10/18/2017
International Comfort Products | Heil | G9MXE1202422A | LPG | Induced Draft | True | False | 1 | False | Horizontal |  | None | Condensing | Single-Stage |  | 1 | Standard |  | 120000 | 117000 |  |  | 113500 | 990 | 96 | 78 | [8 empty] | Federally-Regulated Consumer Product | 11/28/2016 |  | 10/18/2017
International Comfort Products | Heil | G9MXE1202422A | Natural Gas | Induced Draft | True | False | 1 | False | Up |  | None | Condensing | Single-Stage |  | 1 | Standard |  | 120000 | 117000 |  |  | 113500 | 990 | 96 | 78 | [8 empty] | Federally-Regulated Consumer Product | 11/28/2016 |  | 10/18/2017
International Comfort Products | Heil | G9MXE1202422A | Natural Gas | Induced Draft | True | False | 1 | False | Horizontal |  | None | Condensing | Single-Stage |  | 1 | Standard |  | 120000 | 117000 |  |  | 113500 | 990 | 96 | 78 | [8 empty] | Federally-Regulated Consumer Product | 11/28/2016 |  | 10/18/2017
International Comfort Products | Heil | G9MXE0801716A | LPG | Induced Draft | True | False | 1 | False | Up |  | None | Condensing | Single-Stage |  | 0.75 | Standard |  | 80000 | 78000 |  |  | 81900 | 483 | 96 | 78 | [8 empty] | Federally-Regulated Consumer Product | 11/28/2016 |  | 10/18/2017
International Comfort Products | Heil | G9MXE0801716A | LPG | Induced Draft | True | False | 1 | False | Horizontal |  | None | Condensing | Single-Stage |  | 0.75 | Standard |  | 80000 | 78000 |  |  | 81900 | 483 | 96 | 78 | [8 empty] | Federally-Regulated Consumer Product | 11/28/2016 |  | 10/18/2017
International Comfort Products | Heil | G9MXE0801716A | Natural Gas | Induced Draft | True | False | 1 | False | Up |  | None | Condensing | Single-Stage |  | 0.75 | Standard |  | 80000 | 78000 |  |  | 81900 | 483 | 96 | 78 | [8 empty] | Federally-Regulated Consumer Product | 11/28/2016 |  | 10/18/2017
International Comfort Products | Heil | G9MXE0801716A | Natural Gas | Induced Draft | True | False | 1 | False | Horizontal |  | None | Condensing | Single-Stage |  | 0.75 | Standard |  | 80000 | 78000 |  |  | 81900 | 483 | 96 | 78 | [8 empty] | Federally-Regulated Consumer Product | 11/28/2016 |  | 10/18/2017
International Comfort Products | Heil | N9MSE0401410A | LPG | Induced Draft | True | False | 1 | False | Up |  | None | Condensing | Single-Stage |  | 0.5 | Standard |  | 40000 | 39000 |  |  | 32300 | 373 | 95.5 | 78 | [8 empty] | Federally-Regulated Consumer Product | 11/28/2016 |  | 10/18/2017
International Comfort Products | Heil | N9MSE0401410A | LPG | Induced Draft | True | False | 1 | False | Horizontal |  | None | Condensing | Single-Stage |  | 0.5 | Standard |  | 40000 | 39000 |  |  | 32300 | 373 | 95.5 | 78 | [8 empty] | Federally-Regulated Consumer Product | 11/28/2016 |  | 10/18/2017
International Comfort Products | Heil | N9MSE0401410A | Natural Gas | Induced Draft | True | False | 1 | False | Up |  | None | Condensing | Single-Stage |  | 0.5 | Standard |  | 40000 | 39000 |  |  | 32300 | 373 | 95.5 | 78 | [8 empty] | Federally-Regulated Consumer Product | 11/28/2016 |  | 10/18/2017
International Comfort Products | Heil | N9MSE0401410A | Natural Gas | Induced Draft | True | False | 1 | False | Horizontal |  | None | Condensing | Single-Stage |  | 0.5 | Standard |  | 40000 | 39000 |  |  | 32300 | 373 | 95.5 | 78 | [8 empty] | Federally-Regulated Consumer Product | 11/28/2016 |  | 10/18/2017
International Comfort Products | Heil | N9MSE0601410A | LPG | Induced Draft | True | False | 1 | False | Up |  | None | Condensing | Single-Stage |  | 0.5 | Standard |  | 60000 | 58000 |  |  | 48600 | 515 | 95.5 | 78 | [8 empty] | Federally-Regulated Consumer Product | 11/28/2016 |  | 10/18/2017
International Comfort Products | Heil | N9MSE0601410A | LPG | Induced Draft | True | False | 1 | False | Horizontal |  | None | Condensing | Single-Stage |  | 0.5 | Standard |  | 60000 | 58000 |  |  | 48600 | 515 | 95.5 | 78 | [8 empty] | Federally-Regulated Consumer Product | 11/28/2016 |  | 10/18/2017
International Comfort Products | Heil | N9MSE0601410A | Natural Gas | Induced Draft | True | False | 1 | False | Up |  | None | Condensing | Single-Stage |  | 0.5 | Standard |  | 60000 | 58000 |  |  | 48600 | 515 | 95.5 | 78 | [8 empty] | Federally-Regulated Consumer Product | 11/28/2016 |  | 10/18/2017
International Comfort Products | Heil | N9MSE0601410A | Natural Gas | Induced Draft | True | False | 1 | False | Horizontal |  | None | Condensing | Single-Stage |  | 0.5 | Standard |  | 60000 | 58000 |  |  | 48600 | 515 | 95.5 | 78 | [8 empty] | Federally-Regulated Consumer Product | 11/28/2016 |  | 10/18/2017
International Comfort Products | Heil | N9MSE0601714A | LPG | Induced Draft | True | False | 1 | False | Up |  | None | Condensing | Single-Stage |  | 0.5 | Standard |  | 60000 | 58000 |  |  | 48300 | 592 | 95.5 | 78 | [8 empty] | Federally-Regulated Consumer Product | 11/28/2016 |  | 10/18/2017
International Comfort Products | Heil | N9MSE0601714A | LPG | Induced Draft | True | False | 1 | False | Horizontal |  | None | Condensing | Single-Stage |  | 0.5 | Standard |  | 60000 | 58000 |  |  | 48300 | 592 | 95.5 | 78 | [8 empty] | Federally-Regulated Consumer Product | 11/28/2016 |  | 10/18/2017
International Comfort Products | Heil | N9MSE0601714A | Natural Gas | Induced Draft | True | False | 1 | False | Up |  | None | Condensing | Single-Stage |  | 0.5 | Standard |  | 60000 | 58000 |  |  | 48300 | 592 | 95.5 | 78 | [8 empty] | Federally-Regulated Consumer Product | 11/28/2016 |  | 10/18/2017
International Comfort Products | Heil | N9MSE0601714A | Natural Gas | Induced Draft | True | False | 1 | False | Horizontal |  | None | Condensing | Single-Stage |  | 0.5 | Standard |  | 60000 | 58000 |  |  | 48300 | 592 | 95.5 | 78 | [8 empty] | Federally-Regulated Consumer Product | 11/28/2016 |  | 10/18/2017
International Comfort Products | Heil | N9MSE0801716A | LPG | Induced Draft | True | False | 1 | False | Up |  | None | Condensing | Single-Stage |  | 0.75 | Standard |  | 80000 | 78000 |  |  | 80800 | 903 | 95.5 | 78 | [8 empty] | Federally-Regulated Consumer Product | 11/28/2016 |  | 10/18/2017
International Comfort Products | Heil | N9MSE0801716A | LPG | Induced Draft | True | False | 1 | False | Horizontal |  | None | Condensing | Single-Stage |  | 0.75 | Standard |  | 80000 | 78000 |  |  | 80800 | 903 | 95.5 | 78 | [8 empty] | Federally-Regulated Consumer Product | 11/28/2016 |  | 10/18/2017
International Comfort Products | Heil | N9MSE0801716A | Natural Gas | Induced Draft | True | False | 1 | False | Up |  | None | Condensing | Single-Stage |  | 0.75 | Standard |  | 80000 | 78000 |  |  | 80800 | 903 | 95.5 | 78 | [8 empty] | Federally-Regulated Consumer Product | 11/28/2016 |  | 10/18/2017
International Comfort Products | Heil | N9MSE0801716A | Natural Gas | Induced Draft | True | False | 1 | False | Horizontal |  | None | Condensing | Single-Stage |  | 0.75 | Standard |  | 80000 | 78000 |  |  | 80800 | 903 | 95.5 | 78 | [8 empty] | Federally-Regulated Consumer Product | 11/28/2016 |  | 10/18/2017
International Comfort Products | Heil | N9MSE0802120A | LPG | Induced Draft | True | False | 1 | False | Up |  | None | Condensing | Single-Stage |  | 0.75 | Standard |  | 80000 | 78000 |  |  | 80700 | 939 | 95.5 | 78 | [8 empty] | Federally-Regulated Consumer Product | 11/28/2016 |  | 10/18/2017
International Comfort Products | Heil | N9MSE0802120A | LPG | Induced Draft | True | False | 1 | False | Horizontal |  | None | Condensing | Single-Stage |  | 0.75 | Standard |  | 80000 | 78000 |  |  | 80700 | 939 | 95.5 | 78 | [8 empty] | Federally-Regulated Consumer Product | 11/28/2016 |  | 10/18/2017
International Comfort Products | Heil | N9MSE0802120A | Natural Gas | Induced Draft | True | False | 1 | False | Up |  | None | Condensing | Single-Stage |  | 0.75 | Standard |  | 80000 | 78000 |  |  | 80700 | 939 | 95.5 | 78 | [8 empty] | Federally-Regulated Consumer Product | 11/28/2016 |  | 10/18/2017
International Comfort Products | Heil | N9MSE0802120A | Natural Gas | Induced Draft | True | False | 1 | False | Horizontal |  | None | Condensing | Single-Stage |  | 0.75 | Standard |  | 80000 | 78000 |  |  | 80700 | 939 | 95.5 | 78 | [8 empty] | Federally-Regulated Consumer Product | 11/28/2016 |  | 10/18/2017
International Comfort Products | Heil | N9MSE1002114A | LPG | Induced Draft | True | False | 1 | False | Up |  | None | Condensing | Single-Stage |  | 0.75 | Standard |  | 100000 | 97000 |  |  | 96700 | 1162 | 95.5 | 78 | [8 empty] | Federally-Regulated Consumer Product | 11/28/2016 |  | 10/18/2017
International Comfort Products | Heil | N9MSE1002114A | LPG | Induced Draft | True | False | 1 | False | Horizontal |  | None | Condensing | Single-Stage |  | 0.75 | Standard |  | 100000 | 97000 |  |  | 96700 | 1162 | 95.5 | 78 | [8 empty] | Federally-Regulated Consumer Product | 11/28/2016 |  | 10/18/2017
International Comfort Products | Heil | N9MSE1002114A | Natural Gas | Induced Draft | True | False | 1 | False | Up |  | None | Condensing | Single-Stage |  | 0.75 | Standard |  | 100000 | 97000 |  |  | 96700 | 1162 | 95.5 | 78 | [8 empty] | Federally-Regulated Consumer Product | 11/28/2016 |  | 10/18/2017
International Comfort Products | Heil | N9MSE1002114A | Natural Gas | Induced Draft | True | False | 1 | False | Horizontal |  | None | Condensing | Single-Stage |  | 0.75 | Standard |  | 100000 | 97000 |  |  | 96700 | 1162 | 95.5 | 78 | [8 empty] | Federally-Regulated Consumer Product | 11/28/2016 |  | 10/18/2017
International Comfort Products | Heil | N9MSE1002120A | LPG | Induced Draft | True | False | 1 | False | Up |  | None | Condensing | Single-Stage |  | 0.75 | Standard |  | 100000 | 97000 |  |  | 96700 | 1155 | 95.5 | 78 | [8 empty] | Federally-Regulated Consumer Product | 11/28/2016 |  | 10/18/2017
International Comfort Products | Heil | N9MSE1002120A | LPG | Induced Draft | True | False | 1 | False | Horizontal |  | None | Condensing | Single-Stage |  | 0.75 | Standard |  | 100000 | 97000 |  |  | 96700 | 1155 | 95.5 | 78 | [8 empty] | Federally-Regulated Consumer Product | 11/28/2016 |  | 10/18/2017
International Comfort Products | Heil | N9MSE1002120A | Natural Gas | Induced Draft | True | False | 1 | False | Up |  | None | Condensing | Single-Stage |  | 0.75 | Standard |  | 100000 | 97000 |  |  | 96700 | 1155 | 95.5 | 78 | [8 empty] | Federally-Regulated Consumer Product | 11/28/2016 |  | 10/18/2017
International Comfort Products | Heil | N9MSE1002120A | Natural Gas | Induced Draft | True | False | 1 | False | Horizontal |  | None | Condensing | Single-Stage |  | 0.75 | Standard |  | 100000 | 97000 |  |  | 96700 | 1155 | 95.5 | 78 | [8 empty] | Federally-Regulated Consumer Product | 11/28/2016 |  | 10/18/2017
International Comfort Products | Heil | N9MSE1202420A | LPG | Induced Draft | True | False | 1 | False | Up |  | None | Condensing | Single-Stage |  | 0.75 | Standard |  | 120000 | 117000 |  |  | 112800 | 1336 | 95.5 | 78 | [8 empty] | Federally-Regulated Consumer Product | 11/28/2016 |  | 10/18/2017
International Comfort Products | Heil | N9MSE1202420A | LPG | Induced Draft | True | False | 1 | False | Horizontal |  | None | Condensing | Single-Stage |  | 0.75 | Standard |  | 120000 | 117000 |  |  | 112800 | 1336 | 95.5 | 78 | [8 empty] | Federally-Regulated Consumer Product | 11/28/2016 |  | 10/18/2017
International Comfort Products | Heil | N9MSE1202420A | Natural Gas | Induced Draft | True | False | 1 | False | Up |  | None | Condensing | Single-Stage |  | 0.75 | Standard |  | 120000 | 117000 |  |  | 112800 | 1336 | 95.5 | 78 | [8 empty] | Federally-Regulated Consumer Product | 11/28/2016 |  | 10/18/2017
International Comfort Products | Heil | N9MSE1202420A | Natural Gas | Induced Draft | True | False | 1 | False | Horizontal |  | None | Condensing | Single-Stage |  | 0.75 | Standard |  | 120000 | 117000 |  |  | 112800 | 1336 | 95.5 | 78 | [8 empty] | Federally-Regulated Consumer Product | 11/28/2016 |  | 10/18/2017
International Comfort Products | Heil | N9MSE1402420A | LPG | Induced Draft | True | False | 1 | False | Up |  | None | Condensing | Single-Stage |  | 0.75 | Standard |  | 140000 | 135000 |  |  | 128900 | 1520 | 95.5 | 78 | [8 empty] | Federally-Regulated Consumer Product | 11/28/2016 |  | 10/18/2017
International Comfort Products | Heil | N9MSE1402420A | LPG | Induced Draft | True | False | 1 | False | Horizontal |  | None | Condensing | Single-Stage |  | 0.75 | Standard |  | 140000 | 135000 |  |  | 128900 | 1520 | 95.5 | 78 | [8 empty] | Federally-Regulated Consumer Product | 11/28/2016 |  | 10/18/2017
International Comfort Products | Heil | N9MSE1402420A | Natural Gas | Induced Draft | True | False | 1 | False | Up |  | None | Condensing | Single-Stage |  | 0.75 | Standard |  | 140000 | 135000 |  |  | 128900 | 1520 | 95.5 | 78 | [8 empty] | Federally-Regulated Consumer Product | 11/28/2016 |  | 10/18/2017
International Comfort Products | Heil | N9MSE1402420A | Natural Gas | Induced Draft | True | False | 1 | False | Horizontal |  | None | Condensing | Single-Stage |  | 0.75 | Standard |  | 140000 | 135000 |  |  | 128900 | 1520 | 95.5 | 78 | [8 empty] | Federally-Regulated Consumer Product | 11/28/2016 |  | 10/18/2017
International Comfort Products | Heil | G9MXE0802120A | LPG | Induced Draft | True | False | 1 | False | Up |  | None | Condensing | Single-Stage |  | 1 | Standard |  | 80000 | 78000 |  |  | 82000 | 444 | 96 | 78 | [8 empty] | Federally-Regulated Consumer Product | 11/28/2016 |  | 10/18/2017
International Comfort Products | Heil | G9MXE0802120A | LPG | Induced Draft | True | False | 1 | False | Horizontal |  | None | Condensing | Single-Stage |  | 1 | Standard |  | 80000 | 78000 |  |  | 82000 | 444 | 96 | 78 | [8 empty] | Federally-Regulated Consumer Product | 11/28/2016 |  | 10/18/2017
International Comfort Products | Heil | G9MXE0802120A | Natural Gas | Induced Draft | True | False | 1 | False | Up |  | None | Condensing | Single-Stage |  | 1 | Standard |  | 80000 | 78000 |  |  | 82000 | 444 | 96 | 78 | [8 empty] | Federally-Regulated Consumer Product | 11/28/2016 |  | 10/18/2017
International Comfort Products | Heil | G9MXE0802120A | Natural Gas | Induced Draft | True | False | 1 | False | Horizontal |  | None | Condensing | Single-Stage |  | 1 | Standard |  | 80000 | 78000 |  |  | 82000 | 444 | 96 | 78 | [8 empty] | Federally-Regulated Consumer Product | 11/28/2016 |  | 10/18/2017
International Comfort Products | Heil | G9MXE1002120A | LPG | Induced Draft | True | False | 1 | False | Up |  | None | Condensing | Single-Stage |  | 1 | Standard |  | 100000 | 97000 |  |  | 98200 | 583 | 96 | 78 | [8 empty] | Federally-Regulated Consumer Product | 11/28/2016 |  | 10/18/2017
International Comfort Products | Heil | G9MXE1002120A | LPG | Induced Draft | True | False | 1 | False | Horizontal |  | None | Condensing | Single-Stage |  | 1 | Standard |  | 100000 | 97000 |  |  | 98200 | 583 | 96 | 78 | [8 empty] | Federally-Regulated Consumer Product | 11/28/2016 |  | 10/18/2017
International Comfort Products | Heil | G9MXE1002120A | Natural Gas | Induced Draft | True | False | 1 | False | Up |  | None | Condensing | Single-Stage |  | 1 | Standard |  | 100000 | 97000 |  |  | 98200 | 583 | 96 | 78 | [8 empty] | Federally-Regulated Consumer Product | 11/28/2016 |  | 10/18/2017
International Comfort Products | Heil | G9MXE1002120A | Natural Gas | Induced Draft | True | False | 1 | False | Horizontal |  | None | Condensing | Single-Stage |  | 1 | Standard |  | 100000 | 97000 |  |  | 98200 | 583 | 96 | 78 | [8 empty] | Federally-Regulated Consumer Product | 11/28/2016 |  | 10/18/2017
International Comfort Products | Heil | G9MXT0802120A | LPG | Induced Draft | True | False | 1 | False | Up |  | None | Condensing | Two-Stage Modulating |  | 1 | Standard |  | 80000 | 78000 |  |  | 80700 | 316 | 96 | 78 | [8 empty] | Federally-Regulated Consumer Product | 11/28/2016 |  | 10/18/2017
International Comfort Products | Heil | G9MXT0802120A | LPG | Induced Draft | True | False | 1 | False | Horizontal |  | None | Condensing | Two-Stage Modulating |  | 1 | Standard |  | 80000 | 78000 |  |  | 80700 | 316 | 96 | 78 | [8 empty] | Federally-Regulated Consumer Product | 11/28/2016 |  | 10/18/2017
International Comfort Products | Heil | G9MXT0802120A | Natural Gas | Induced Draft | True | False | 1 | False | Up |  | None | Condensing | Two-Stage Modulating |  | 1 | Standard |  | 80000 | 78000 |  |  | 80700 | 316 | 96 | 78 | [8 empty] | Federally-Regulated Consumer Product | 11/28/2016 |  | 10/18/2017
International Comfort Products | Heil | G9MXT0802120A | Natural Gas | Induced Draft | True | False | 1 | False | Horizontal |  | None | Condensing | Two-Stage Modulating |  | 1 | Standard |  | 80000 | 78000 |  |  | 80700 | 316 | 96 | 78 | [8 empty] | Federally-Regulated Consumer Product | 11/28/2016 |  | 10/18/2017
International Comfort Products | Heil | G9MXT1002120A | LPG | Induced Draft | True | False | 1 | False | Up |  | None | Condensing | Two-Stage Modulating |  | 1 | Standard |  | 100000 | 97000 |  |  | 96100 | 434 | 96 | 78 | [8 empty] | Federally-Regulated Consumer Product | 11/28/2016 |  | 10/18/2017
International Comfort Products | Heil | G9MXT1002120A | LPG | Induced Draft | True | False | 1 | False | Horizontal |  | None | Condensing | Two-Stage Modulating |  | 1 | Standard |  | 100000 | 97000 |  |  | 96100 | 434 | 96 | 78 | [8 empty] | Federally-Regulated Consumer Product | 11/28/2016 |  | 10/18/2017
International Comfort Products | Heil | G9MXT1002120A | Natural Gas | Induced Draft | True | False | 1 | False | Up |  | None | Condensing | Two-Stage Modulating |  | 1 | Standard |  | 100000 | 97000 |  |  | 96100 | 434 | 96 | 78 | [8 empty] | Federally-Regulated Consumer Product | 11/28/2016 |  | 10/18/2017
International Comfort Products | Heil | G9MXT1002120A | Natural Gas | Induced Draft | True | False | 1 | False | Horizontal |  | None | Condensing | Two-Stage Modulating |  | 1 | Standard |  | 100000 | 97000 |  |  | 96100 | 434 | 96 | 78 | [8 empty] | Federally-Regulated Consumer Product | 11/28/2016 |  | 10/18/2017
International Comfort Products | Heil | G9MAE0601714A | LPG | Induced Draft | True | False | 1 | False | Up |  | None | Condensing | Step Modulating |  | 0.5 | Standard |  | 60000 | 59000 |  |  | 46900 | 155 | 97 | 78 | [8 empty] | Federally-Regulated Consumer Product | 11/28/2016 |  | 10/18/2017
International Comfort Products | Heil | G9MAE0601714A | LPG | Induced Draft | True | False | 1 | False | Horizontal |  | None | Condensing | Step Modulating |  | 0.5 | Standard |  | 60000 | 59000 |  |  | 46900 | 155 | 97 | 78 | [8 empty] | Federally-Regulated Consumer Product | 11/28/2016 |  | 10/18/2017
International Comfort Products | Heil | G9MAE0601714A | Natural Gas | Induced Draft | True | False | 1 | False | Up |  | None | Condensing | Step Modulating |  | 0.5 | Standard |  | 60000 | 59000 |  |  | 46900 | 155 | 97 | 78 | [8 empty] | Federally-Regulated Consumer Product | 11/28/2016 |  | 10/18/2017
International Comfort Products | Heil | G9MAE0601714A | Natural Gas | Induced Draft | True | False | 1 | False | Horizontal |  | None | Condensing | Step Modulating |  | 0.5 | Standard |  | 60000 | 59000 |  |  | 46900 | 155 | 97 | 78 | [8 empty] | Federally-Regulated Consumer Product | 11/28/2016 |  | 10/18/2017
International Comfort Products | Heil | G9MAE0801714A | LPG | Induced Draft | True | False | 1 | False | Up |  | None | Condensing | Step Modulating |  | 0.5 | Standard |  | 80000 | 78000 |  |  | 77700 | 460 | 97 | 78 | [8 empty] | Federally-Regulated Consumer Product | 11/28/2016 |  | 10/18/2017
International Comfort Products | Heil | G9MAE0801714A | LPG | Induced Draft | True | False | 1 | False | Horizontal |  | None | Condensing | Step Modulating |  | 0.5 | Standard |  | 80000 | 78000 |  |  | 77700 | 460 | 97 | 78 | [8 empty] | Federally-Regulated Consumer Product | 11/28/2016 |  | 10/18/2017
International Comfort Products | Heil | G9MAE0801714A | Natural Gas | Induced Draft | True | False | 1 | False | Up |  | None | Condensing | Step Modulating |  | 0.5 | Standard |  | 80000 | 78000 |  |  | 77700 | 460 | 97 | 78 | [8 empty] | Federally-Regulated Consumer Product | 11/28/2016 |  | 10/18/2017
International Comfort Products | Heil | G9MAE0801714A | Natural Gas | Induced Draft | True | False | 1 | False | Horizontal |  | None | Condensing | Step Modulating |  | 0.5 | Standard |  | 80000 | 78000 |  |  | 77700 | 460 | 97 | 78 | [8 empty] | Federally-Regulated Consumer Product | 11/28/2016 |  | 10/18/2017
International Comfort Products | Heil | G9MAE1202422A | LPG | Induced Draft | True | False | 1 | False | Up |  | None | Condensing | Step Modulating |  | 1 | Standard |  | 120000 | 117000 |  |  | 109200 | 506 | 97 | 78 | [8 empty] | Federally-Regulated Consumer Product | 11/28/2016 |  | 10/18/2017
International Comfort Products | Heil | G9MAE1202422A | LPG | Induced Draft | True | False | 1 | False | Horizontal |  | None | Condensing | Step Modulating |  | 1 | Standard |  | 120000 | 117000 |  |  | 109200 | 506 | 97 | 78 | [8 empty] | Federally-Regulated Consumer Product | 11/28/2016 |  | 10/18/2017
International Comfort Products | Heil | G9MAE1202422A | Natural Gas | Induced Draft | True | False | 1 | False | Up |  | None | Condensing | Step Modulating |  | 1 | Standard |  | 120000 | 117000 |  |  | 109200 | 506 | 97 | 78 | [8 empty] | Federally-Regulated Consumer Product | 11/28/2016 |  | 10/18/2017
International Comfort Products | Heil | G9MAE1202422A | Natural Gas | Induced Draft | True | False | 1 | False | Horizontal |  | None | Condensing | Step Modulating |  | 1 | Standard |  | 120000 | 117000 |  |  | 109200 | 506 | 97 | 78 | [8 empty] | Federally-Regulated Consumer Product | 11/28/2016 |  | 10/18/2017
International Comfort Products | Heil | G9MAE0602120A | LPG | Induced Draft | True | False | 1 | False | Up |  | None | Condensing | Step Modulating |  | 1 | Standard |  | 61000 | 60000 |  |  | 62400 | 356 | 98 | 78 | [8 empty] | Federally-Regulated Consumer Product | 11/28/2016 |  | 10/18/2017
International Comfort Products | Heil | G9MAE0602120A | LPG | Induced Draft | True | False | 1 | False | Horizontal |  | None | Condensing | Step Modulating |  | 1 | Standard |  | 61000 | 60000 |  |  | 62400 | 356 | 98 | 78 | [8 empty] | Federally-Regulated Consumer Product | 11/28/2016 |  | 10/18/2017
International Comfort Products | Heil | G9MAE0602120A | Natural Gas | Induced Draft | True | False | 1 | False | Up |  | None | Condensing | Step Modulating |  | 1 | Standard |  | 61000 | 60000 |  |  | 62400 | 356 | 98 | 78 | [8 empty] | Federally-Regulated Consumer Product | 11/28/2016 |  | 10/18/2017
International Comfort Products | Heil | G9MAE0602120A | Natural Gas | Induced Draft | True | False | 1 | False | Horizontal |  | None | Condensing | Step Modulating |  | 1 | Standard |  | 61000 | 60000 |  |  | 62400 | 356 | 98 | 78 | [8 empty] | Federally-Regulated Consumer Product | 11/28/2016 |  | 10/18/2017
International Comfort Products | Heil | G9MAE0802120A | LPG | Induced Draft | True | False | 1 | False | Up |  | None | Condensing | Step Modulating |  | 1 | Standard |  | 80000 | 78000 |  |  | 79100 | 354 | 97 | 78 | [8 empty] | Federally-Regulated Consumer Product | 08/17/2016 |  | 10/18/2017
International Comfort Products | Heil | G9MAE0802120A | LPG | Induced Draft | True | False | 1 | False | Horizontal |  | None | Condensing | Step Modulating |  | 1 | Standard |  | 80000 | 78000 |  |  | 79100 | 354 | 97 | 78 | [8 empty] | Federally-Regulated Consumer Product | 08/17/2016 |  | 10/18/2017
International Comfort Products | Heil | G9MAE0802120A | Natural Gas | Induced Draft | True | False | 1 | False | Up |  | None | Condensing | Step Modulating |  | 1 | Standard |  | 80000 | 78000 |  |  | 79100 | 354 | 97 | 78 | [8 empty] | Federally-Regulated Consumer Product | 08/17/2016 |  | 10/18/2017
International Comfort Products | Heil | G9MAE0802120A | Natural Gas | Induced Draft | True | False | 1 | False | Horizontal |  | None | Condensing | Step Modulating |  | 1 | Standard |  | 80000 | 78000 |  |  | 79100 | 354 | 97 | 78 | [8 empty] | Federally-Regulated Consumer Product | 08/17/2016 |  | 10/18/2017
International Comfort Products | Heil | G9MAE1002122A | LPG | Induced Draft | True | False | 1 | False | Up |  | None | Condensing | Step Modulating |  | 1 | Standard |  | 100000 | 98000 |  |  | 95100 | 380 | 97 | 78 | [8 empty] | Federally-Regulated Consumer Product | 11/28/2016 |  | 10/18/2017
International Comfort Products | Heil | G9MAE1002122A | LPG | Induced Draft | True | False | 1 | False | Horizontal |  | None | Condensing | Step Modulating |  | 1 | Standard |  | 100000 | 98000 |  |  | 95100 | 380 | 97 | 78 | [8 empty] | Federally-Regulated Consumer Product | 11/28/2016 |  | 10/18/2017
International Comfort Products | Heil | G9MAE1002122A | Natural Gas | Induced Draft | True | False | 1 | False | Up |  | None | Condensing | Step Modulating |  | 1 | Standard |  | 100000 | 98000 |  |  | 95100 | 380 | 97 | 78 | [8 empty] | Federally-Regulated Consumer Product | 11/28/2016 |  | 10/18/2017
International Comfort Products | Heil | G9MAE1002122A | Natural Gas | Induced Draft | True | False | 1 | False | Horizontal |  | None | Condensing | Step Modulating |  | 1 | Standard |  | 100000 | 98000 |  |  | 95100 | 380 | 97 | 78 | [8 empty] | Federally-Regulated Consumer Product | 11/28/2016 |  | 10/18/2017
International Comfort Products | Heil | G9MVE0401410A | LPG | Induced Draft | True | False | 1 | False | Up |  | None | Condensing | Two-Stage Modulating |  | 0.5 | Standard |  | 40000 | 39000 |  |  | 32200 | 176 | 96 | 78 | [8 empty] | Federally-Regulated Consumer Product | 11/18/2015 |  | 10/18/2017
International Comfort Products | Heil | G9MVE0401410A | LPG | Induced Draft | True | False | 1 | False | Horizontal |  | None | Condensing | Two-Stage Modulating |  | 0.5 | Standard |  | 40000 | 39000 |  |  | 32200 | 176 | 96 | 78 | [8 empty] | Federally-Regulated Consumer Product | 11/18/2015 |  | 10/18/2017
International Comfort Products | Heil | G9MVE0401410A | Natural Gas | Induced Draft | True | False | 1 | False | Up |  | None | Condensing | Two-Stage Modulating |  | 0.5 | Standard |  | 40000 | 39000 |  |  | 32200 | 176 | 96 | 78 | [8 empty] | Federally-Regulated Consumer Product | 11/18/2015 |  | 10/18/2017
International Comfort Products | Heil | G9MVE0401410A | Natural Gas | Induced Draft | True | False | 1 | False | Horizontal |  | None | Condensing | Two-Stage Modulating |  | 0.5 | Standard |  | 40000 | 39000 |  |  | 32200 | 176 | 96 | 78 | [8 empty] | Federally-Regulated Consumer Product | 11/18/2015 |  | 10/18/2017
International Comfort Products | Heil | G9MVE0601714A | LPG | Induced Draft | True | False | 1 | False | Up |  | None | Condensing | Two-Stage Modulating |  | 0.75 | Standard |  | 60000 | 58000 |  |  | 48500 | 195 | 96 | 78 | [8 empty] | Federally-Regulated Consumer Product | 11/18/2015 |  | 10/18/2017
International Comfort Products | Heil | G9MVE0601714A | LPG | Induced Draft | True | False | 1 | False | Horizontal |  | None | Condensing | Two-Stage Modulating |  | 0.75 | Standard |  | 60000 | 58000 |  |  | 48500 | 195 | 96 | 78 | [8 empty] | Federally-Regulated Consumer Product | 11/18/2015 |  | 10/18/2017
International Comfort Products | Heil | G9MVE0601714A | Natural Gas | Induced Draft | True | False | 1 | False | Up |  | None | Condensing | Two-Stage Modulating |  | 0.75 | Standard |  | 60000 | 58000 |  |  | 48500 | 195 | 96 | 78 | [8 empty] | Federally-Regulated Consumer Product | 11/18/2015 |  | 10/18/2017
International Comfort Products | Heil | G9MVE0601714A | Natural Gas | Induced Draft | True | False | 1 | False | Horizontal |  | None | Condensing | Two-Stage Modulating |  | 0.75 | Standard |  | 60000 | 58000 |  |  | 48500 | 195 | 96 | 78 | [8 empty] | Federally-Regulated Consumer Product | 11/18/2015 |  | 10/18/2017
International Comfort Products | Heil | G9MVE0801716A | LPG | Induced Draft | True | False | 1 | False | Up |  | None | Condensing | Two-Stage Modulating |  | 0.75 | Standard |  | 80000 | 78000 |  |  | 79900 | 414 | 96 | 78 | [8 empty] | Federally-Regulated Consumer Product | 11/18/2015 |  | 10/18/2017
International Comfort Products | Heil | G9MVE0801716A | LPG | Induced Draft | True | False | 1 | False | Horizontal |  | None | Condensing | Two-Stage Modulating |  | 0.75 | Standard |  | 80000 | 78000 |  |  | 79900 | 414 | 96 | 78 | [8 empty] | Federally-Regulated Consumer Product | 11/18/2015 |  | 10/18/2017
International Comfort Products | Heil | G9MVE0801716A | Natural Gas | Induced Draft | True | False | 1 | False | Up |  | None | Condensing | Two-Stage Modulating |  | 0.75 | Standard |  | 80000 | 78000 |  |  | 79900 | 414 | 96 | 78 | [8 empty] | Federally-Regulated Consumer Product | 11/18/2015 |  | 10/18/2017
International Comfort Products | Heil | G9MVE0801716A | Natural Gas | Induced Draft | True | False | 1 | False | Horizontal |  | None | Condensing | Two-Stage Modulating |  | 0.75 | Standard |  | 80000 | 78000 |  |  | 79900 | 414 | 96 | 78 | [8 empty] | Federally-Regulated Consumer Product | 11/18/2015 |  | 10/18/2017
International Comfort Products | Heil | G9MVE1202422A | LPG | Induced Draft | True | False | 1 | False | Up |  | None | Condensing | Two-Stage Modulating |  | 1 | Standard |  | 120000 | 117000 |  |  | 110000 | 629 | 96 | 78 | [8 empty] | Federally-Regulated Consumer Product | 11/18/2015 |  | 10/18/2017
International Comfort Products | Heil | G9MVE1202422A | LPG | Induced Draft | True | False | 1 | False | Horizontal |  | None | Condensing | Two-Stage Modulating |  | 1 | Standard |  | 120000 | 117000 |  |  | 110000 | 629 | 96 | 78 | [8 empty] | Federally-Regulated Consumer Product | 11/18/2015 |  | 10/18/2017
International Comfort Products | Heil | G9MVE1202422A | Natural Gas | Induced Draft | True | False | 1 | False | Up |  | None | Condensing | Two-Stage Modulating |  | 1 | Standard |  | 120000 | 117000 |  |  | 110000 | 629 | 96 | 78 | [8 empty] | Federally-Regulated Consumer Product | 11/18/2015 |  | 10/18/2017
International Comfort Products | Heil | G9MVE1202422A | Natural Gas | Induced Draft | True | False | 1 | False | Horizontal |  | None | Condensing | Two-Stage Modulating |  | 1 | Standard |  | 120000 | 117000 |  |  | 110000 | 629 | 96 | 78 | [8 empty] | Federally-Regulated Consumer Product | 11/18/2015 |  | 10/18/2017
International Comfort Products | Heil | G9MVE0802120A | LPG | Induced Draft | True | False | 1 | False | Up |  | None | Condensing | Two-Stage Modulating |  | 1 | Standard |  | 80000 | 78000 |  |  | 80800 | 342 | 96 | 78 | [8 empty] | Federally-Regulated Consumer Product | 11/28/2016 |  | 10/18/2017
International Comfort Products | Heil | G9MVE0802120A | LPG | Induced Draft | True | False | 1 | False | Horizontal |  | None | Condensing | Two-Stage Modulating |  | 1 | Standard |  | 80000 | 78000 |  |  | 80800 | 342 | 96 | 78 | [8 empty] | Federally-Regulated Consumer Product | 11/28/2016 |  | 10/18/2017
International Comfort Products | Heil | G9MVE0802120A | Natural Gas | Induced Draft | True | False | 1 | False | Up |  | None | Condensing | Two-Stage Modulating |  | 1 | Standard |  | 80000 | 78000 |  |  | 80800 | 342 | 96 | 78 | [8 empty] | Federally-Regulated Consumer Product | 11/28/2016 |  | 10/18/2017
International Comfort Products | Heil | G9MVE0802120A | Natural Gas | Induced Draft | True | False | 1 | False | Horizontal |  | None | Condensing | Two-Stage Modulating |  | 1 | Standard |  | 80000 | 78000 |  |  | 80800 | 342 | 96 | 78 | [8 empty] | Federally-Regulated Consumer Product | 11/28/2016 |  | 10/18/2017
International Comfort Products | Heil | G9MVE1002120A | LPG | Induced Draft | True | False | 1 | False | Up |  | None | Condensing | Two-Stage Modulating |  | 1 | Standard |  | 100000 | 97000 |  |  | 96300 | 421 | 96 | 78 | [8 empty] | Federally-Regulated Consumer Product | 11/18/2015 |  | 10/18/2017
International Comfort Products | Heil | G9MVE1002120A | LPG | Induced Draft | True | False | 1 | False | Horizontal |  | None | Condensing | Two-Stage Modulating |  | 1 | Standard |  | 100000 | 97000 |  |  | 96300 | 421 | 96 | 78 | [8 empty] | Federally-Regulated Consumer Product | 11/18/2015 |  | 10/18/2017
International Comfort Products | Heil | G9MVE1002120A | Natural Gas | Induced Draft | True | False | 1 | False | Up |  | None | Condensing | Two-Stage Modulating |  | 1 | Standard |  | 100000 | 97000 |  |  | 96300 | 421 | 96 | 78 | [8 empty] | Federally-Regulated Consumer Product | 11/18/2015 |  | 10/18/2017
International Comfort Products | Heil | G9MVE1002120A | Natural Gas | Induced Draft | True | False | 1 | False | Horizontal |  | None | Condensing | Two-Stage Modulating |  | 1 | Standard |  | 100000 | 97000 |  |  | 96300 | 421 | 96 | 78 | [8 empty] | Federally-Regulated Consumer Product | 11/18/2015 |  | 10/18/2017
International Comfort Products | Heil | N9MSB0801716B | LPG | Induced Draft | True | False | 1 | False | Up |  | None | Condensing | Single-Stage |  | 0.5 | Standard |  | 80000 | 75000 |  |  | 66800 | 798 | 92.1 | 78 | [8 empty] | Federally-Regulated Consumer Product | 11/28/2016 |  | 10/18/2017
International Comfort Products | Heil | N9MSB0801716B | LPG | Induced Draft | True | False | 1 | False | Down |  | None | Condensing | Single-Stage |  | 0.5 | Standard |  | 80000 | 75000 |  |  | 66800 | 798 | 92.1 | 78 | [8 empty] | Federally-Regulated Consumer Product | 11/28/2016 |  | 10/18/2017
International Comfort Products | Heil | N9MSB0801716B | LPG | Induced Draft | True | False | 1 | False | Horizontal |  | None | Condensing | Single-Stage |  | 0.5 | Standard |  | 80000 | 75000 |  |  | 66800 | 798 | 92.1 | 78 | [8 empty] | Federally-Regulated Consumer Product | 11/28/2016 |  | 10/18/2017
International Comfort Products | Heil | N9MSB0801716B | Natural Gas | Induced Draft | True | False | 1 | False | Up |  | None | Condensing | Single-Stage |  | 0.5 | Standard |  | 80000 | 75000 |  |  | 66800 | 798 | 92.1 | 78 | [8 empty] | Federally-Regulated Consumer Product | 11/28/2016 |  | 10/18/2017
International Comfort Products | Heil | N9MSB0801716B | Natural Gas | Induced Draft | True | False | 1 | False | Down |  | None | Condensing | Single-Stage |  | 0.5 | Standard |  | 80000 | 75000 |  |  | 66800 | 798 | 92.1 | 78 | [8 empty] | Federally-Regulated Consumer Product | 11/28/2016 |  | 10/18/2017
International Comfort Products | Heil | N9MSB0801716B | Natural Gas | Induced Draft | True | False | 1 | False | Horizontal |  | None | Condensing | Single-Stage |  | 0.5 | Standard |  | 80000 | 75000 |  |  | 66800 | 798 | 92.1 | 78 | [8 empty] | Federally-Regulated Consumer Product | 11/28/2016 |  | 10/18/2017
International Comfort Products | Heil | N9MSE0401712A | LPG | Induced Draft | True | False | 1 | False | Up |  | None | Condensing | Single-Stage |  | 0.5 | Standard |  | 40000 | 39000 |  |  | 32200 | 426 | 95.5 | 78 | [8 empty] | Federally-Regulated Consumer Product | 11/28/2016 |  | 10/18/2017
International Comfort Products | Heil | N9MSE0401712A | LPG | Induced Draft | True | False | 1 | False | Horizontal |  | None | Condensing | Single-Stage |  | 0.5 | Standard |  | 40000 | 39000 |  |  | 32200 | 426 | 95.5 | 78 | [8 empty] | Federally-Regulated Consumer Product | 11/28/2016 |  | 10/18/2017
International Comfort Products | Heil | N9MSE0401712A | Natural Gas | Induced Draft | True | False | 1 | False | Up |  | None | Condensing | Single-Stage |  | 0.5 | Standard |  | 40000 | 39000 |  |  | 32200 | 426 | 95.5 | 78 | [8 empty] | Federally-Regulated Consumer Product | 11/28/2016 |  | 10/18/2017
International Comfort Products | Heil | N9MSE0401712A | Natural Gas | Induced Draft | True | False | 1 | False | Horizontal |  | None | Condensing | Single-Stage |  | 0.5 | Standard |  | 40000 | 39000 |  |  | 32200 | 426 | 95.5 | 78 | [8 empty] | Federally-Regulated Consumer Product | 11/28/2016 |  | 10/18/2017
International Comfort Products | Heil | N9MSE0802120A* | LPG | Induced Draft | True | False | 1 | True | Up |  | None | Condensing | Single-Stage |  | 0.75 | Standard |  | 80000 | 78000 |  |  | 80700 | 939 | 95.5 | 75 | [8 empty] | Federally-Regulated Consumer Product | 11/28/2016 |  | 10/18/2017
International Comfort Products | Heil | N9MSE0802120A* | LPG | Induced Draft | True | False | 1 | True | Horizontal |  | None | Condensing | Single-Stage |  | 0.75 | Standard |  | 80000 | 78000 |  |  | 80700 | 939 | 95.5 | 75 | [8 empty] | Federally-Regulated Consumer Product | 11/28/2016 |  | 10/18/2017
International Comfort Products | Heil | N9MSE0802120A* | Natural Gas | Induced Draft | True | False | 1 | True | Up |  | None | Condensing | Single-Stage |  | 0.75 | Standard |  | 80000 | 78000 |  |  | 80700 | 939 | 95.5 | 75 | [8 empty] | Federally-Regulated Consumer Product | 11/28/2016 |  | 10/18/2017
International Comfort Products | Heil | N9MSE0802120A* | Natural Gas | Induced Draft | True | False | 1 | True | Horizontal |  | None | Condensing | Single-Stage |  | 0.75 | Standard |  | 80000 | 78000 |  |  | 80700 | 939 | 95.5 | 75 | [8 empty] | Federally-Regulated Consumer Product | 11/28/2016 |  | 10/18/2017
International Comfort Products | Heil | G9MXE0401712A | LPG | Induced Draft | True | False | 1 | False | Up |  | None | Condensing | Single-Stage |  | 0.5 | Standard |  | 40000 | 39000 |  |  | 32900 | 176 | 96 | 78 | [8 empty] | Federally-Regulated Consumer Product | 11/28/2016 |  | 10/18/2017
International Comfort Products | Heil | G9MXE0401712A | LPG | Induced Draft | True | False | 1 | False | Horizontal |  | None | Condensing | Single-Stage |  | 0.5 | Standard |  | 40000 | 39000 |  |  | 32900 | 176 | 96 | 78 | [8 empty] | Federally-Regulated Consumer Product | 11/28/2016 |  | 10/18/2017
International Comfort Products | Heil | G9MXE0401712A | Natural Gas | Induced Draft | True | False | 1 | False | Up |  | None | Condensing | Single-Stage |  | 0.5 | Standard |  | 40000 | 39000 |  |  | 32900 | 176 | 96 | 78 | [8 empty] | Federally-Regulated Consumer Product | 11/28/2016 |  | 10/18/2017
International Comfort Products | Heil | G9MXE0401712A | Natural Gas | Induced Draft | True | False | 1 | False | Horizontal |  | None | Condensing | Single-Stage |  | 0.5 | Standard |  | 40000 | 39000 |  |  | 32900 | 176 | 96 | 78 | [8 empty] | Federally-Regulated Consumer Product | 11/28/2016 |  | 10/18/2017
International Comfort Products | Heil | G9MXE0601412A | LPG | Induced Draft | True | False | 1 | False | Up |  | None | Condensing | Single-Stage |  | 0.5 | Standard |  | 60000 | 58000 |  |  | 49400 | 307 | 95.5 | 78 | [8 empty] | Federally-Regulated Consumer Product | 11/28/2016 |  | 10/18/2017
International Comfort Products | Heil | G9MXE0601412A | LPG | Induced Draft | True | False | 1 | False | Horizontal |  | None | Condensing | Single-Stage |  | 0.5 | Standard |  | 60000 | 58000 |  |  | 49400 | 307 | 95.5 | 78 | [8 empty] | Federally-Regulated Consumer Product | 11/28/2016 |  | 10/18/2017
International Comfort Products | Heil | G9MXE0601412A | Natural Gas | Induced Draft | True | False | 1 | False | Up |  | None | Condensing | Single-Stage |  | 0.5 | Standard |  | 60000 | 58000 |  |  | 49400 | 307 | 95.5 | 78 | [8 empty] | Federally-Regulated Consumer Product | 11/28/2016 |  | 10/18/2017
International Comfort Products | Heil | G9MXE0601412A | Natural Gas | Induced Draft | True | False | 1 | False | Horizontal |  | None | Condensing | Single-Stage |  | 0.5 | Standard |  | 60000 | 58000 |  |  | 49400 | 307 | 95.5 | 78 | [8 empty] | Federally-Regulated Consumer Product | 11/28/2016 |  | 10/18/2017
International Comfort Products | Heil | G9MVE0401712A | LPG | Induced Draft | True | False | 1 | False | Up |  | None | Condensing | Two-Stage Modulating |  | 0.5 | Standard |  | 40000 | 39000 |  |  | 32500 | 129 | 96 | 78 | [8 empty] | Federally-Regulated Consumer Product | 11/28/2016 |  | 10/18/2017
International Comfort Products | Heil | G9MVE0401712A | LPG | Induced Draft | True | False | 1 | False | Horizontal |  | None | Condensing | Two-Stage Modulating |  | 0.5 | Standard |  | 40000 | 39000 |  |  | 32500 | 129 | 96 | 78 | [8 empty] | Federally-Regulated Consumer Product | 11/28/2016 |  | 10/18/2017
International Comfort Products | Heil | G9MVE0401712A | Natural Gas | Induced Draft | True | False | 1 | False | Up |  | None | Condensing | Two-Stage Modulating |  | 0.5 | Standard |  | 40000 | 39000 |  |  | 32500 | 129 | 96 | 78 | [8 empty] | Federally-Regulated Consumer Product | 11/28/2016 |  | 10/18/2017
International Comfort Products | Heil | G9MVE0401712A | Natural Gas | Induced Draft | True | False | 1 | False | Horizontal |  | None | Condensing | Two-Stage Modulating |  | 0.5 | Standard |  | 40000 | 39000 |  |  | 32500 | 129 | 96 | 78 | [8 empty] | Federally-Regulated Consumer Product | 11/28/2016 |  | 10/18/2017
International Comfort Products | Heil | G9MVE0601412A | LPG | Induced Draft | True | False | 1 | False | Up |  | None | Condensing | Two-Stage Modulating |  | 0.5 | Standard |  | 60000 | 58000 |  |  | 48400 | 248 | 95 | 78 | [8 empty] | Federally-Regulated Consumer Product | 11/28/2016 |  | 10/18/2017
International Comfort Products | Heil | G9MVE0601412A | LPG | Induced Draft | True | False | 1 | False | Horizontal |  | None | Condensing | Two-Stage Modulating |  | 0.5 | Standard |  | 60000 | 58000 |  |  | 48400 | 248 | 95 | 78 | [8 empty] | Federally-Regulated Consumer Product | 11/28/2016 |  | 10/18/2017
International Comfort Products | Heil | G9MVE0601412A | Natural Gas | Induced Draft | True | False | 1 | False | Up |  | None | Condensing | Two-Stage Modulating |  | 0.5 | Standard |  | 60000 | 58000 |  |  | 48400 | 248 | 95 | 78 | [8 empty] | Federally-Regulated Consumer Product | 11/28/2016 |  | 10/18/2017
International Comfort Products | Heil | G9MVE0601412A | Natural Gas | Induced Draft | True | False | 1 | False | Horizontal |  | None | Condensing | Two-Stage Modulating |  | 0.5 | Standard |  | 60000 | 58000 |  |  | 48400 | 248 | 95 | 78 | [8 empty] | Federally-Regulated Consumer Product | 11/28/2016 |  | 10/18/2017
International Comfort Products | Heil | N9MSB0401410C | LPG | Induced Draft | True | False | 1 | False | Up |  | None | Condensing | Single-Stage |  | 0.33 | Standard |  | 40000 | 37000 |  |  | 33700 | 341 | 92.1 | 78 | [8 empty] | Federally-Regulated Consumer Product | 11/28/2016 |  | 10/18/2017
International Comfort Products | Heil | N9MSB0401410C | LPG | Induced Draft | True | False | 1 | False | Down |  | None | Condensing | Single-Stage |  | 0.33 | Standard |  | 40000 | 37000 |  |  | 33700 | 341 | 92.1 | 78 | [8 empty] | Federally-Regulated Consumer Product | 11/28/2016 |  | 10/18/2017
International Comfort Products | Heil | N9MSB0401410C | LPG | Induced Draft | True | False | 1 | False | Horizontal |  | None | Condensing | Single-Stage |  | 0.33 | Standard |  | 40000 | 37000 |  |  | 33700 | 341 | 92.1 | 78 | [8 empty] | Federally-Regulated Consumer Product | 11/28/2016 |  | 10/18/2017
International Comfort Products | Heil | N9MSB0401410C | Natural Gas | Induced Draft | True | False | 1 | False | Up |  | None | Condensing | Single-Stage |  | 0.33 | Standard |  | 40000 | 37000 |  |  | 33700 | 341 | 92.1 | 78 | [8 empty] | Federally-Regulated Consumer Product | 11/28/2016 |  | 10/18/2017
International Comfort Products | Heil | N9MSB0401410C | Natural Gas | Induced Draft | True | False | 1 | False | Down |  | None | Condensing | Single-Stage |  | 0.33 | Standard |  | 40000 | 37000 |  |  | 33700 | 341 | 92.1 | 78 | [8 empty] | Federally-Regulated Consumer Product | 11/28/2016 |  | 10/18/2017
International Comfort Products | Heil | N9MSB0401410C | Natural Gas | Induced Draft | True | False | 1 | False | Horizontal |  | None | Condensing | Single-Stage |  | 0.33 | Standard |  | 40000 | 37000 |  |  | 33700 | 341 | 92.1 | 78 | [8 empty] | Federally-Regulated Consumer Product | 11/28/2016 |  | 10/18/2017
International Comfort Products | Heil | N9MSB0401712C | LPG | Induced Draft | True | False | 1 | False | Up |  | None | Condensing | Single-Stage |  | 0.5 | Standard |  | 40000 | 37000 |  |  | 33500 | 383 | 92.1 | 78 | [8 empty] | Federally-Regulated Consumer Product | 11/28/2016 |  | 10/18/2017
International Comfort Products | Heil | N9MSB0401712C | LPG | Induced Draft | True | False | 1 | False | Down |  | None | Condensing | Single-Stage |  | 0.5 | Standard |  | 40000 | 37000 |  |  | 33500 | 383 | 92.1 | 78 | [8 empty] | Federally-Regulated Consumer Product | 11/28/2016 |  | 10/18/2017
International Comfort Products | Heil | N9MSB0401712C | LPG | Induced Draft | True | False | 1 | False | Horizontal |  | None | Condensing | Single-Stage |  | 0.5 | Standard |  | 40000 | 37000 |  |  | 33500 | 383 | 92.1 | 78 | [8 empty] | Federally-Regulated Consumer Product | 11/28/2016 |  | 10/18/2017
International Comfort Products | Heil | N9MSB0401712C | Natural Gas | Induced Draft | True | False | 1 | False | Up |  | None | Condensing | Single-Stage |  | 0.5 | Standard |  | 40000 | 37000 |  |  | 33500 | 383 | 92.1 | 78 | [8 empty] | Federally-Regulated Consumer Product | 11/28/2016 |  | 10/18/2017
International Comfort Products | Heil | N9MSB0401712C | Natural Gas | Induced Draft | True | False | 1 | False | Down |  | None | Condensing | Single-Stage |  | 0.5 | Standard |  | 40000 | 37000 |  |  | 33500 | 383 | 92.1 | 78 | [8 empty] | Federally-Regulated Consumer Product | 11/28/2016 |  | 10/18/2017
International Comfort Products | Heil | N9MSB0401712C | Natural Gas | Induced Draft | True | False | 1 | False | Horizontal |  | None | Condensing | Single-Stage |  | 0.5 | Standard |  | 40000 | 37000 |  |  | 33500 | 383 | 92.1 | 78 | [8 empty] | Federally-Regulated Consumer Product | 11/28/2016 |  | 10/18/2017
International Comfort Products | Heil | N9MSB0601412C | LPG | Induced Draft | True | False | 1 | False | Up |  | None | Condensing | Single-Stage |  | 0.33 | Standard |  | 60000 | 56000 |  |  | 50600 | 481 | 92.1 | 78 | [8 empty] | Federally-Regulated Consumer Product | 11/28/2016 |  | 10/18/2017
International Comfort Products | Heil | N9MSB0601412C | LPG | Induced Draft | True | False | 1 | False | Down |  | None | Condensing | Single-Stage |  | 0.33 | Standard |  | 60000 | 56000 |  |  | 50600 | 481 | 92.1 | 78 | [8 empty] | Federally-Regulated Consumer Product | 11/28/2016 |  | 10/18/2017
International Comfort Products | Heil | N9MSB0601412C | LPG | Induced Draft | True | False | 1 | False | Horizontal |  | None | Condensing | Single-Stage |  | 0.33 | Standard |  | 60000 | 56000 |  |  | 50600 | 481 | 92.1 | 78 | [8 empty] | Federally-Regulated Consumer Product | 11/28/2016 |  | 10/18/2017
International Comfort Products | Heil | N9MSB0601412C | Natural Gas | Induced Draft | True | False | 1 | False | Up |  | None | Condensing | Single-Stage |  | 0.33 | Standard |  | 60000 | 56000 |  |  | 50600 | 481 | 92.1 | 78 | [8 empty] | Federally-Regulated Consumer Product | 11/28/2016 |  | 10/18/2017
International Comfort Products | Heil | N9MSB0601412C | Natural Gas | Induced Draft | True | False | 1 | False | Down |  | None | Condensing | Single-Stage |  | 0.33 | Standard |  | 60000 | 56000 |  |  | 50600 | 481 | 92.1 | 78 | [8 empty] | Federally-Regulated Consumer Product | 11/28/2016 |  | 10/18/2017
International Comfort Products | Heil | N9MSB0601412C | Natural Gas | Induced Draft | True | False | 1 | False | Horizontal |  | None | Condensing | Single-Stage |  | 0.33 | Standard |  | 60000 | 56000 |  |  | 50600 | 481 | 92.1 | 78 | [8 empty] | Federally-Regulated Consumer Product | 11/28/2016 |  | 10/18/2017
International Comfort Products | Heil | N9MSB0601716C | LPG | Induced Draft | True | False | 1 | False | Up |  | None | Condensing | Single-Stage |  | 0.5 | Standard |  | 60000 | 56000 |  |  | 50100 | 605 | 92.1 | 78 | [8 empty] | Federally-Regulated Consumer Product | 11/28/2016 |  | 10/18/2017
International Comfort Products | Heil | N9MSB0601716C | LPG | Induced Draft | True | False | 1 | False | Down |  | None | Condensing | Single-Stage |  | 0.5 | Standard |  | 60000 | 56000 |  |  | 50100 | 605 | 92.1 | 78 | [8 empty] | Federally-Regulated Consumer Product | 11/28/2016 |  | 10/18/2017
International Comfort Products | Heil | N9MSB0601716C | LPG | Induced Draft | True | False | 1 | False | Horizontal |  | None | Condensing | Single-Stage |  | 0.5 | Standard |  | 60000 | 56000 |  |  | 50100 | 605 | 92.1 | 78 | [8 empty] | Federally-Regulated Consumer Product | 11/28/2016 |  | 10/18/2017
International Comfort Products | Heil | N9MSB0601716C | Natural Gas | Induced Draft | True | False | 1 | False | Up |  | None | Condensing | Single-Stage |  | 0.5 | Standard |  | 60000 | 56000 |  |  | 50100 | 605 | 92.1 | 78 | [8 empty] | Federally-Regulated Consumer Product | 11/28/2016 |  | 10/18/2017
International Comfort Products | Heil | N9MSB0601716C | Natural Gas | Induced Draft | True | False | 1 | False | Down |  | None | Condensing | Single-Stage |  | 0.5 | Standard |  | 60000 | 56000 |  |  | 50100 | 605 | 92.1 | 78 | [8 empty] | Federally-Regulated Consumer Product | 11/28/2016 |  | 10/18/2017
International Comfort Products | Heil | N9MSB0601716C | Natural Gas | Induced Draft | True | False | 1 | False | Horizontal |  | None | Condensing | Single-Stage |  | 0.5 | Standard |  | 60000 | 56000 |  |  | 50100 | 605 | 92.1 | 78 | [8 empty] | Federally-Regulated Consumer Product | 11/28/2016 |  | 10/18/2017
International Comfort Products | Heil | N9MSB0802120C | LPG | Induced Draft | True | False | 1 | False | Up |  | None | Condensing | Single-Stage |  | 0.75 | Standard |  | 80000 | 75000 |  |  | 66900 | 775 | 92.1 | 78 | [8 empty] | Federally-Regulated Consumer Product | 11/28/2016 |  | 10/18/2017
International Comfort Products | Heil | N9MSB0802120C | LPG | Induced Draft | True | False | 1 | False | Down |  | None | Condensing | Single-Stage |  | 0.75 | Standard |  | 80000 | 75000 |  |  | 66900 | 775 | 92.1 | 78 | [8 empty] | Federally-Regulated Consumer Product | 11/28/2016 |  | 10/18/2017
International Comfort Products | Heil | N9MSB0802120C | LPG | Induced Draft | True | False | 1 | False | Horizontal |  | None | Condensing | Single-Stage |  | 0.75 | Standard |  | 80000 | 75000 |  |  | 66900 | 775 | 92.1 | 78 | [8 empty] | Federally-Regulated Consumer Product | 11/28/2016 |  | 10/18/2017
International Comfort Products | Heil | N9MSB0802120C | Natural Gas | Induced Draft | True | False | 1 | False | Up |  | None | Condensing | Single-Stage |  | 0.75 | Standard |  | 80000 | 75000 |  |  | 66900 | 775 | 92.1 | 78 | [8 empty] | Federally-Regulated Consumer Product | 11/28/2016 |  | 10/18/2017
International Comfort Products | Heil | N9MSB0802120C | Natural Gas | Induced Draft | True | False | 1 | False | Down |  | None | Condensing | Single-Stage |  | 0.75 | Standard |  | 80000 | 75000 |  |  | 66900 | 775 | 92.1 | 78 | [8 empty] | Federally-Regulated Consumer Product | 11/28/2016 |  | 10/18/2017
International Comfort Products | Heil | N9MSB0802120C | Natural Gas | Induced Draft | True | False | 1 | False | Horizontal |  | None | Condensing | Single-Stage |  | 0.75 | Standard |  | 80000 | 75000 |  |  | 66900 | 775 | 92.1 | 78 | [8 empty] | Federally-Regulated Consumer Product | 11/28/2016 |  | 10/18/2017
International Comfort Products | Heil | N9MSB1002116C | LPG | Induced Draft | True | False | 1 | False | Up |  | None | Condensing | Single-Stage |  | 0.5 | Standard |  | 100000 | 94000 |  |  | 100900 | 994 | 92.1 | 78 | [8 empty] | Federally-Regulated Consumer Product | 02/14/2017 |  | 10/18/2017
International Comfort Products | Heil | N9MSB1002116C | LPG | Induced Draft | True | False | 1 | False | Down |  | None | Condensing | Single-Stage |  | 0.5 | Standard |  | 100000 | 94000 |  |  | 100900 | 994 | 92.1 | 78 | [8 empty] | Federally-Regulated Consumer Product | 02/14/2017 |  | 10/18/2017
International Comfort Products | Heil | N9MSB1002116C | LPG | Induced Draft | True | False | 1 | False | Horizontal |  | None | Condensing | Single-Stage |  | 0.5 | Standard |  | 100000 | 94000 |  |  | 100900 | 994 | 92.1 | 78 | [8 empty] | Federally-Regulated Consumer Product | 02/14/2017 |  | 10/18/2017
International Comfort Products | Heil | N9MSB1002116C | Natural Gas | Induced Draft | True | False | 1 | False | Up |  | None | Condensing | Single-Stage |  | 0.5 | Standard |  | 100000 | 94000 |  |  | 100900 | 994 | 92.1 | 78 | [8 empty] | Federally-Regulated Consumer Product | 02/14/2017 |  | 10/18/2017
International Comfort Products | Heil | N9MSB1002116C | Natural Gas | Induced Draft | True | False | 1 | False | Down |  | None | Condensing | Single-Stage |  | 0.5 | Standard |  | 100000 | 94000 |  |  | 100900 | 994 | 92.1 | 78 | [8 empty] | Federally-Regulated Consumer Product | 02/14/2017 |  | 10/18/2017
International Comfort Products | Heil | N9MSB1002116C | Natural Gas | Induced Draft | True | False | 1 | False | Horizontal |  | None | Condensing | Single-Stage |  | 0.5 | Standard |  | 100000 | 94000 |  |  | 100900 | 994 | 92.1 | 78 | [8 empty] | Federally-Regulated Consumer Product | 02/14/2017 |  | 10/18/2017
International Comfort Products | Heil | N9MSB1002120C | LPG | Induced Draft | True | False | 1 | False | Up |  | None | Condensing | Single-Stage |  | 0.75 | Standard |  | 100000 | 94000 |  |  | 100800 | 1030 | 92.1 | 78 | [8 empty] | Federally-Regulated Consumer Product | 02/14/2017 |  | 10/18/2017
International Comfort Products | Heil | N9MSB1002120C | LPG | Induced Draft | True | False | 1 | False | Down |  | None | Condensing | Single-Stage |  | 0.75 | Standard |  | 100000 | 94000 |  |  | 100800 | 1030 | 92.1 | 78 | [8 empty] | Federally-Regulated Consumer Product | 02/14/2017 |  | 10/18/2017
International Comfort Products | Heil | N9MSB1002120C | LPG | Induced Draft | True | False | 1 | False | Horizontal |  | None | Condensing | Single-Stage |  | 0.75 | Standard |  | 100000 | 94000 |  |  | 100800 | 1030 | 92.1 | 78 | [8 empty] | Federally-Regulated Consumer Product | 02/14/2017 |  | 10/18/2017
International Comfort Products | Heil | N9MSB1002120C | Natural Gas | Induced Draft | True | False | 1 | False | Up |  | None | Condensing | Single-Stage |  | 0.75 | Standard |  | 100000 | 94000 |  |  | 100800 | 1030 | 92.1 | 78 | [8 empty] | Federally-Regulated Consumer Product | 02/14/2017 |  | 10/18/2017
International Comfort Products | Heil | N9MSB1002120C | Natural Gas | Induced Draft | True | False | 1 | False | Down |  | None | Condensing | Single-Stage |  | 0.75 | Standard |  | 100000 | 94000 |  |  | 100800 | 1030 | 92.1 | 78 | [8 empty] | Federally-Regulated Consumer Product | 02/14/2017 |  | 10/18/2017
International Comfort Products | Heil | N9MSB1002120C | Natural Gas | Induced Draft | True | False | 1 | False | Horizontal |  | None | Condensing | Single-Stage |  | 0.75 | Standard |  | 100000 | 94000 |  |  | 100800 | 1030 | 92.1 | 78 | [8 empty] | Federally-Regulated Consumer Product | 02/14/2017 |  | 10/18/2017
International Comfort Products | Heil | N9MSB1202420C | LPG | Induced Draft | True | False | 1 | False | Up |  | None | Condensing | Single-Stage |  | 0.75 | Standard |  | 120000 | 112000 |  |  | 117400 | 1247 | 92.1 | 78 | [8 empty] | Federally-Regulated Consumer Product | 02/14/2017 |  | 10/18/2017
International Comfort Products | Heil | N9MSB1202420C | LPG | Induced Draft | True | False | 1 | False | Down |  | None | Condensing | Single-Stage |  | 0.75 | Standard |  | 120000 | 112000 |  |  | 117400 | 1247 | 92.1 | 78 | [8 empty] | Federally-Regulated Consumer Product | 02/14/2017 |  | 10/18/2017
International Comfort Products | Heil | N9MSB1202420C | LPG | Induced Draft | True | False | 1 | False | Horizontal |  | None | Condensing | Single-Stage |  | 0.75 | Standard |  | 120000 | 112000 |  |  | 117400 | 1247 | 92.1 | 78 | [8 empty] | Federally-Regulated Consumer Product | 02/14/2017 |  | 10/18/2017
International Comfort Products | Heil | N9MSB1202420C | Natural Gas | Induced Draft | True | False | 1 | False | Up |  | None | Condensing | Single-Stage |  | 0.75 | Standard |  | 120000 | 112000 |  |  | 117400 | 1247 | 92.1 | 78 | [8 empty] | Federally-Regulated Consumer Product | 02/14/2017 |  | 10/18/2017
International Comfort Products | Heil | N9MSB1202420C | Natural Gas | Induced Draft | True | False | 1 | False | Down |  | None | Condensing | Single-Stage |  | 0.75 | Standard |  | 120000 | 112000 |  |  | 117400 | 1247 | 92.1 | 78 | [8 empty] | Federally-Regulated Consumer Product | 02/14/2017 |  | 10/18/2017
International Comfort Products | Heil | N9MSB1202420C | Natural Gas | Induced Draft | True | False | 1 | False | Horizontal |  | None | Condensing | Single-Stage |  | 0.75 | Standard |  | 120000 | 112000 |  |  | 117400 | 1247 | 92.1 | 78 | [8 empty] | Federally-Regulated Consumer Product | 02/14/2017 |  | 10/18/2017
International Comfort Products | Heil | G9MXT0401712A* | LPG | Induced Draft | True | False | 1 | False | Up |  | None | Condensing | Two-Stage Modulating |  | 0.5 | Standard |  | 40000 | 39000 |  |  | 32400 | 144 | 96 | 78 | [8 empty] | Federally-Regulated Consumer Product | 02/23/2016 |  | 10/18/2017
International Comfort Products | Heil | G9MXT0401712A* | LPG | Induced Draft | True | False | 1 | False | Horizontal |  | None | Condensing | Two-Stage Modulating |  | 0.5 | Standard |  | 40000 | 39000 |  |  | 32400 | 144 | 96 | 78 | [8 empty] | Federally-Regulated Consumer Product | 02/23/2016 |  | 10/18/2017
International Comfort Products | Heil | G9MXT0401712A* | Natural Gas | Induced Draft | True | False | 1 | False | Up |  | None | Condensing | Two-Stage Modulating |  | 0.5 | Standard |  | 40000 | 39000 |  |  | 32400 | 144 | 96 | 78 | [8 empty] | Federally-Regulated Consumer Product | 02/23/2016 |  | 10/18/2017
International Comfort Products | Heil | G9MXT0401712A* | Natural Gas | Induced Draft | True | False | 1 | False | Horizontal |  | None | Condensing | Two-Stage Modulating |  | 0.5 | Standard |  | 40000 | 39000 |  |  | 32400 | 144 | 96 | 78 | [8 empty] | Federally-Regulated Consumer Product | 02/23/2016 |  | 10/18/2017
International Comfort Products | Heil | G9MXT0601412A* | LPG | Induced Draft | True | False | 1 | False | Up |  | None | Condensing | Two-Stage Modulating |  | 0.5 | Standard |  | 60000 | 58000 |  |  | 48700 | 248 | 95 | 78 | [8 empty] | Federally-Regulated Consumer Product | 02/23/2016 |  | 10/18/2017
International Comfort Products | Heil | G9MXT0601412A* | LPG | Induced Draft | True | False | 1 | False | Horizontal |  | None | Condensing | Two-Stage Modulating |  | 0.5 | Standard |  | 60000 | 58000 |  |  | 48700 | 248 | 95 | 78 | [8 empty] | Federally-Regulated Consumer Product | 02/23/2016 |  | 10/18/2017
International Comfort Products | Heil | G9MXT0601412A* | Natural Gas | Induced Draft | True | False | 1 | False | Up |  | None | Condensing | Two-Stage Modulating |  | 0.5 | Standard |  | 60000 | 58000 |  |  | 48700 | 248 | 95 | 78 | [8 empty] | Federally-Regulated Consumer Product | 02/23/2016 |  | 10/18/2017
International Comfort Products | Heil | G9MXT0601412A* | Natural Gas | Induced Draft | True | False | 1 | False | Horizontal |  | None | Condensing | Two-Stage Modulating |  | 0.5 | Standard |  | 60000 | 58000 |  |  | 48700 | 248 | 95 | 78 | [8 empty] | Federally-Regulated Consumer Product | 02/23/2016 |  | 10/18/2017
International Comfort Products | Heil | N9MSE0261408A | LPG | Induced Draft | True | False | 1 | False | Up |  | None | Condensing | Single-Stage |  | 0.25 | Standard |  | 26000 | 25000 |  |  | 24300 | 271 | 95.5 | 78 | [8 empty] | Federally-Regulated Consumer Product | 10/27/2016 |  | 10/18/2017
International Comfort Products | Heil | N9MSE0261408A | LPG | Induced Draft | True | False | 1 | False | Horizontal |  | None | Condensing | Single-Stage |  | 0.25 | Standard |  | 26000 | 25000 |  |  | 24300 | 271 | 95.5 | 78 | [8 empty] | Federally-Regulated Consumer Product | 10/27/2016 |  | 10/18/2017
International Comfort Products | Heil | N9MSE0261408A | Natural Gas | Induced Draft | True | False | 1 | False | Up |  | None | Condensing | Single-Stage |  | 0.25 | Standard |  | 26000 | 25000 |  |  | 24300 | 271 | 95.5 | 78 | [8 empty] | Federally-Regulated Consumer Product | 10/27/2016 |  | 10/18/2017
International Comfort Products | Heil | N9MSE0261408A | Natural Gas | Induced Draft | True | False | 1 | False | Horizontal |  | None | Condensing | Single-Stage |  | 0.25 | Standard |  | 26000 | 25000 |  |  | 24300 | 271 | 95.5 | 78 | [8 empty] | Federally-Regulated Consumer Product | 10/27/2016 |  | 10/18/2017
International Comfort Products | Heil | G9MXE0261410A | LPG | Induced Draft | True | False | 1 | False | Up |  | None | Condensing | Single-Stage |  | 0.33 | Standard |  | 26000 | 25000 |  |  | 24700 | 130 | 96 | 78 | [8 empty] | Federally-Regulated Consumer Product | 10/27/2016 |  | 10/18/2017
International Comfort Products | Heil | G9MXE0261410A | LPG | Induced Draft | True | False | 1 | False | Horizontal |  | None | Condensing | Single-Stage |  | 0.33 | Standard |  | 26000 | 25000 |  |  | 24700 | 130 | 96 | 78 | [8 empty] | Federally-Regulated Consumer Product | 10/27/2016 |  | 10/18/2017
International Comfort Products | Heil | G9MXE0261410A | Natural Gas | Induced Draft | True | False | 1 | False | Up |  | None | Condensing | Single-Stage |  | 0.33 | Standard |  | 26000 | 25000 |  |  | 24700 | 130 | 96 | 78 | [8 empty] | Federally-Regulated Consumer Product | 10/27/2016 |  | 10/18/2017
International Comfort Products | Heil | G9MXE0261410A | Natural Gas | Induced Draft | True | False | 1 | False | Horizontal |  | None | Condensing | Single-Stage |  | 0.33 | Standard |  | 26000 | 25000 |  |  | 24700 | 130 | 96 | 78 | [8 empty] | Federally-Regulated Consumer Product | 10/27/2016 |  | 10/18/2017
International Comfort Products | Heil | N9MSE0261408A*D | LPG | Induced Draft | True | False | 1 | False | Down |  | None | Condensing | Single-Stage |  | 0.25 | Standard |  | 26000 | 25000 |  |  | 24500 | 270 | 95 | 78 | [8 empty] | Federally-Regulated Consumer Product | 10/27/2016 |  | 10/18/2017
International Comfort Products | Heil | N9MSE0261408A*D | Natural Gas | Induced Draft | True | False | 1 | False | Down |  | None | Condensing | Single-Stage |  | 0.25 | Standard |  | 26000 | 25000 |  |  | 24500 | 270 | 95 | 78 | [8 empty] | Federally-Regulated Consumer Product | 10/27/2016 |  | 10/18/2017
International Comfort Products | Heil | N9MSE0401410A*D | LPG | Induced Draft | True | False | 1 | False | Down |  | None | Condensing | Single-Stage |  | 0.5 | Standard |  | 40000 | 39000 |  |  | 32500 | 374 | 95 | 78 | [8 empty] | Federally-Regulated Consumer Product | 02/14/2017 |  | 10/18/2017
International Comfort Products | Heil | N9MSE0401410A*D | Natural Gas | Induced Draft | True | False | 1 | False | Down |  | None | Condensing | Single-Stage |  | 0.5 | Standard |  | 40000 | 39000 |  |  | 32500 | 374 | 95 | 78 | [8 empty] | Federally-Regulated Consumer Product | 02/14/2017 |  | 10/18/2017
International Comfort Products | Heil | N9MSE0401712A*D | LPG | Induced Draft | True | False | 1 | False | Down |  | None | Condensing | Single-Stage |  | 0.5 | Standard |  | 40000 | 39000 |  |  | 32100 | 502 | 95 | 78 | [8 empty] | Federally-Regulated Consumer Product | 11/28/2016 |  | 10/18/2017
International Comfort Products | Heil | N9MSE0401712A*D | Natural Gas | Induced Draft | True | False | 1 | False | Down |  | None | Condensing | Single-Stage |  | 0.5 | Standard |  | 40000 | 39000 |  |  | 32100 | 502 | 95 | 78 | [8 empty] | Federally-Regulated Consumer Product | 11/28/2016 |  | 10/18/2017
International Comfort Products | Heil | N9MSE0601410A*D | LPG | Induced Draft | True | False | 1 | False | Down |  | None | Condensing | Single-Stage |  | 0.5 | Standard |  | 60000 | 58000 |  |  | 48900 | 521 | 95 | 78 | [8 empty] | Federally-Regulated Consumer Product | 11/28/2016 |  | 10/18/2017
International Comfort Products | Heil | N9MSE0601410A*D | Natural Gas | Induced Draft | True | False | 1 | False | Down |  | None | Condensing | Single-Stage |  | 0.5 | Standard |  | 60000 | 58000 |  |  | 48900 | 521 | 95 | 78 | [8 empty] | Federally-Regulated Consumer Product | 11/28/2016 |  | 10/18/2017
International Comfort Products | Heil | N9MSE0601714A*D | LPG | Induced Draft | True | False | 1 | False | Down |  | None | Condensing | Single-Stage |  | 0.5 | Standard |  | 60000 | 58000 |  |  | 48600 | 598 | 95 | 78 | [8 empty] | Federally-Regulated Consumer Product | 11/28/2016 |  | 10/18/2017
International Comfort Products | Heil | N9MSE0601714A*D | Natural Gas | Induced Draft | True | False | 1 | False | Down |  | None | Condensing | Single-Stage |  | 0.5 | Standard |  | 60000 | 58000 |  |  | 48600 | 598 | 95 | 78 | [8 empty] | Federally-Regulated Consumer Product | 11/28/2016 |  | 10/18/2017
International Comfort Products | Heil | N9MSE0801716A*D | LPG | Induced Draft | True | False | 1 | False | Down |  | None | Condensing | Single-Stage |  | 0.75 | Standard |  | 80000 | 78000 |  |  | 81300 | 913 | 95 | 78 | [8 empty] | Federally-Regulated Consumer Product | 02/14/2017 |  | 10/18/2017
International Comfort Products | Heil | N9MSE0801716A*D | Natural Gas | Induced Draft | True | False | 1 | False | Down |  | None | Condensing | Single-Stage |  | 0.75 | Standard |  | 80000 | 78000 |  |  | 81300 | 913 | 95 | 78 | [8 empty] | Federally-Regulated Consumer Product | 02/14/2017 |  | 10/18/2017
International Comfort Products | Heil | N9MSE0802120A*D | LPG | Induced Draft | True | False | 1 | False | Down |  | None | Condensing | Single-Stage |  | 0.75 | Standard |  | 80000 | 78000 |  |  | 81100 | 948 | 95 | 78 | [8 empty] | Federally-Regulated Consumer Product | 11/28/2016 |  | 10/18/2017
International Comfort Products | Heil | N9MSE0802120A*D | Natural Gas | Induced Draft | True | False | 1 | False | Down |  | None | Condensing | Single-Stage |  | 0.75 | Standard |  | 80000 | 78000 |  |  | 81100 | 948 | 95 | 78 | [8 empty] | Federally-Regulated Consumer Product | 11/28/2016 |  | 10/18/2017
International Comfort Products | Heil | N9MSE1002114A*D | LPG | Induced Draft | True | False | 1 | False | Down |  | None | Condensing | Single-Stage |  | 0.75 | Standard |  | 100000 | 97000 |  |  | 97200 | 1182 | 95 | 78 | [8 empty] | Federally-Regulated Consumer Product | 02/14/2017 |  | 10/18/2017
International Comfort Products | Heil | N9MSE1002114A*D | Natural Gas | Induced Draft | True | False | 1 | False | Down |  | None | Condensing | Single-Stage |  | 0.75 | Standard |  | 100000 | 97000 |  |  | 97200 | 1182 | 95 | 78 | [8 empty] | Federally-Regulated Consumer Product | 02/14/2017 |  | 10/18/2017
International Comfort Products | Heil | N9MSE1002120A*D | LPG | Induced Draft | True | False | 1 | False | Down |  | None | Condensing | Single-Stage |  | 0.75 | Standard |  | 100000 | 97000 |  |  | 97200 | 1175 | 95 | 78 | [8 empty] | Federally-Regulated Consumer Product | 02/14/2017 |  | 10/18/2017
International Comfort Products | Heil | N9MSE1002120A*D | Natural Gas | Induced Draft | True | False | 1 | False | Down |  | None | Condensing | Single-Stage |  | 0.75 | Standard |  | 100000 | 97000 |  |  | 97200 | 1175 | 95 | 78 | [8 empty] | Federally-Regulated Consumer Product | 02/14/2017 |  | 10/18/2017
International Comfort Products | Heil | N9MSE1202420A*D | LPG | Induced Draft | True | False | 1 | False | Down |  | None | Condensing | Single-Stage |  | 0.75 | Standard |  | 120000 | 116000 |  |  | 113400 | 1348 | 95 | 78 | [8 empty] | Federally-Regulated Consumer Product | 11/28/2016 |  | 10/18/2017
International Comfort Products | Heil | N9MSE1202420A*D | Natural Gas | Induced Draft | True | False | 1 | False | Down |  | None | Condensing | Single-Stage |  | 0.75 | Standard |  | 120000 | 116000 |  |  | 113400 | 1348 | 95 | 78 | [8 empty] | Federally-Regulated Consumer Product | 11/28/2016 |  | 10/18/2017
International Comfort Products | Heil | N9MSE1402420A*D | LPG | Induced Draft | True | False | 1 | False | Down |  | None | Condensing | Single-Stage |  | 0.75 | Standard |  | 140000 | 134000 |  |  | 131400 | 1261 | 94.4 | 78 | [8 empty] | Federally-Regulated Consumer Product | 10/27/2016 |  | 10/18/2017
International Comfort Products | Heil | N9MSE1402420A*D | Natural Gas | Induced Draft | True | False | 1 | False | Down |  | None | Condensing | Single-Stage |  | 0.75 | Standard |  | 140000 | 134000 |  |  | 131400 | 1261 | 94.4 | 78 | [8 empty] | Federally-Regulated Consumer Product | 10/27/2016 |  | 10/18/2017
International Comfort Products | Heil | G9MAE0601714A*D | LPG | Induced Draft | True | False | 1 | False | Down |  | None | Condensing | Step Modulating |  | 0.5 | Standard |  | 60000 | 58000 |  |  | 47900 | 173 | 95 | 78 | [8 empty] | Federally-Regulated Consumer Product | 10/27/2016 |  | 10/18/2017
International Comfort Products | Heil | G9MAE0601714A*D | Natural Gas | Induced Draft | True | False | 1 | False | Down |  | None | Condensing | Step Modulating |  | 0.5 | Standard |  | 60000 | 58000 |  |  | 47900 | 173 | 95 | 78 | [8 empty] | Federally-Regulated Consumer Product | 10/27/2016 |  | 10/18/2017
International Comfort Products | Heil | G9MAE0602120A*D | LPG | Induced Draft | True | False | 1 | False | Down |  | None | Condensing | Step Modulating |  | 1 | Standard |  | 61000 | 59000 |  |  | 47700 | 229 | 96.7 | 78 | [8 empty] | Federally-Regulated Consumer Product | 02/14/2017 |  | 10/18/2017
International Comfort Products | Heil | G9MAE0602120A*D | Natural Gas | Induced Draft | True | False | 1 | False | Down |  | None | Condensing | Step Modulating |  | 1 | Standard |  | 61000 | 59000 |  |  | 47700 | 229 | 96.7 | 78 | [8 empty] | Federally-Regulated Consumer Product | 02/14/2017 |  | 10/18/2017
International Comfort Products | Heil | G9MAE0801714A*D | LPG | Induced Draft | True | False | 1 | False | Down |  | None | Condensing | Step Modulating |  | 0.5 | Standard |  | 80000 | 77000 |  |  | 80700 | 383 | 95 | 78 | [8 empty] | Federally-Regulated Consumer Product | 10/27/2016 |  | 10/18/2017
International Comfort Products | Heil | G9MAE0801714A*D | Natural Gas | Induced Draft | True | False | 1 | False | Down |  | None | Condensing | Step Modulating |  | 0.5 | Standard |  | 80000 | 77000 |  |  | 80700 | 383 | 95 | 78 | [8 empty] | Federally-Regulated Consumer Product | 10/27/2016 |  | 10/18/2017
International Comfort Products | Heil | G9MAE1002122A*D | LPG | Induced Draft | True | False | 1 | False | Down |  | None | Condensing | Step Modulating |  | 1 | Standard |  | 100000 | 95000 |  |  | 98700 | 377 | 94 | 78 | [8 empty] | Federally-Regulated Consumer Product | 02/14/2017 |  | 10/18/2017
International Comfort Products | Heil | G9MAE1002122A*D | Natural Gas | Induced Draft | True | False | 1 | False | Down |  | None | Condensing | Step Modulating |  | 1 | Standard |  | 100000 | 95000 |  |  | 98700 | 377 | 94 | 78 | [8 empty] | Federally-Regulated Consumer Product | 02/14/2017 |  | 10/18/2017
International Comfort Products | Heil | G9MAE1202422A*D | LPG | Induced Draft | True | False | 1 | False | Down |  | None | Condensing | Step Modulating |  | 1 | Standard |  | 120000 | 115000 |  |  | 113000 | 488 | 95 | 78 | [8 empty] | Federally-Regulated Consumer Product | 10/27/2016 |  | 10/18/2017
International Comfort Products | Heil | G9MAE1202422A*D | Natural Gas | Induced Draft | True | False | 1 | False | Down |  | None | Condensing | Step Modulating |  | 1 | Standard |  | 120000 | 115000 |  |  | 113000 | 488 | 95 | 78 | [8 empty] | Federally-Regulated Consumer Product | 10/27/2016 |  | 10/18/2017
International Comfort Products | Heil | G9MVE0401410A*D | LPG | Induced Draft | True | False | 1 | False | Down |  | None | Condensing | Two-Stage Modulating |  | 0.5 | Standard |  | 40000 | 39000 |  |  | 32600 | 179 | 95 | 78 | [8 empty] | Federally-Regulated Consumer Product | 08/17/2016 |  | 10/18/2017
International Comfort Products | Heil | G9MVE0401410A*D | Natural Gas | Induced Draft | True | False | 1 | False | Down |  | None | Condensing | Two-Stage Modulating |  | 0.5 | Standard |  | 40000 | 39000 |  |  | 32600 | 179 | 95 | 78 | [8 empty] | Federally-Regulated Consumer Product | 08/17/2016 |  | 10/18/2017
International Comfort Products | Heil | G9MVE0401712A*D | LPG | Induced Draft | True | False | 1 | False | Down |  | None | Condensing | Two-Stage Modulating |  | 0.5 | Standard |  | 40000 | 39000 |  |  | 32700 | 150 | 95 | 78 | [8 empty] | Federally-Regulated Consumer Product | 02/14/2017 |  | 10/18/2017
International Comfort Products | Heil | G9MVE0401712A*D | Natural Gas | Induced Draft | True | False | 1 | False | Down |  | None | Condensing | Two-Stage Modulating |  | 0.5 | Standard |  | 40000 | 39000 |  |  | 32700 | 150 | 95 | 78 | [8 empty] | Federally-Regulated Consumer Product | 02/14/2017 |  | 10/18/2017
International Comfort Products | Heil | G9MVE0601412A*D | LPG | Induced Draft | True | False | 1 | False | Down |  | None | Condensing | Two-Stage Modulating |  | 0.5 | Standard |  | 60000 | 58000 |  |  | 48500 | 255 | 95 | 78 | [8 empty] | Federally-Regulated Consumer Product | 08/17/2016 |  | 10/18/2017
International Comfort Products | Heil | G9MVE0601412A*D | Natural Gas | Induced Draft | True | False | 1 | False | Down |  | None | Condensing | Two-Stage Modulating |  | 0.5 | Standard |  | 60000 | 58000 |  |  | 48500 | 255 | 95 | 78 | [8 empty] | Federally-Regulated Consumer Product | 08/17/2016 |  | 10/18/2017
International Comfort Products | Heil | G9MVE0601714A*D | LPG | Induced Draft | True | False | 1 | False | Down |  | None | Condensing | Two-Stage Modulating |  | 0.75 | Standard |  | 60000 | 58000 |  |  | 49000 | 194 | 95 | 78 | [8 empty] | Federally-Regulated Consumer Product | 08/17/2016 |  | 10/18/2017
International Comfort Products | Heil | G9MVE0601714A*D | Natural Gas | Induced Draft | True | False | 1 | False | Down |  | None | Condensing | Two-Stage Modulating |  | 0.75 | Standard |  | 60000 | 58000 |  |  | 49000 | 194 | 95 | 78 | [8 empty] | Federally-Regulated Consumer Product | 08/17/2016 |  | 10/18/2017
International Comfort Products | Heil | G9MVE0801716A*D | LPG | Induced Draft | True | False | 1 | False | Down |  | None | Condensing | Two-Stage Modulating |  | 0.75 | Standard |  | 80000 | 77000 |  |  | 80800 | 410 | 95 | 78 | [8 empty] | Federally-Regulated Consumer Product | 08/17/2016 |  | 10/18/2017
International Comfort Products | Heil | G9MVE0801716A*D | Natural Gas | Induced Draft | True | False | 1 | False | Down |  | None | Condensing | Two-Stage Modulating |  | 0.75 | Standard |  | 80000 | 77000 |  |  | 80800 | 410 | 95 | 78 | [8 empty] | Federally-Regulated Consumer Product | 08/17/2016 |  | 10/18/2017
International Comfort Products | Heil | G9MVE0802120A*D | LPG | Induced Draft | True | False | 1 | False | Down |  | None | Condensing | Two-Stage Modulating |  | 1 | Standard |  | 80000 | 76000 |  |  | 65500 | 261 | 95 | 78 | [8 empty] | Federally-Regulated Consumer Product | 08/17/2016 |  | 10/18/2017
International Comfort Products | Heil | G9MVE0802120A*D | Natural Gas | Induced Draft | True | False | 1 | False | Down |  | None | Condensing | Two-Stage Modulating |  | 1 | Standard |  | 80000 | 76000 |  |  | 65500 | 261 | 95 | 78 | [8 empty] | Federally-Regulated Consumer Product | 08/17/2016 |  | 10/18/2017
International Comfort Products | Heil | G9MVE1002120A*D | LPG | Induced Draft | True | False | 1 | False | Down |  | None | Condensing | Two-Stage Modulating |  | 1 | Standard |  | 100000 | 97000 |  |  | 97400 | 420 | 95 | 78 | [8 empty] | Federally-Regulated Consumer Product | 02/14/2017 |  | 10/18/2017
International Comfort Products | Heil | G9MVE1002120A*D | Natural Gas | Induced Draft | True | False | 1 | False | Down |  | None | Condensing | Two-Stage Modulating |  | 1 | Standard |  | 100000 | 97000 |  |  | 97400 | 420 | 95 | 78 | [8 empty] | Federally-Regulated Consumer Product | 02/14/2017 |  | 10/18/2017
International Comfort Products | Heil | G9MVE1202422A*D | LPG | Induced Draft | True | False | 1 | False | Down |  | None | Condensing | Two-Stage Modulating |  | 1 | Standard |  | 120000 | 116000 |  |  | 111300 | 628 | 95 | 78 | [8 empty] | Federally-Regulated Consumer Product | 08/17/2016 |  | 10/18/2017
International Comfort Products | Heil | G9MVE1202422A*D | Natural Gas | Induced Draft | True | False | 1 | False | Down |  | None | Condensing | Two-Stage Modulating |  | 1 | Standard |  | 120000 | 116000 |  |  | 111300 | 628 | 95 | 78 | [8 empty] | Federally-Regulated Consumer Product | 08/17/2016 |  | 10/18/2017
International Comfort Products | Heil | G9MXE0261410A*D | LPG | Induced Draft | True | False | 1 | False | Down |  | None | Condensing | Single-Stage |  | 0.33 | Standard |  | 26000 | 25000 |  |  | 25000 | 128 | 95 | 78 | [8 empty] | Federally-Regulated Consumer Product | 02/14/2017 |  | 10/18/2017
International Comfort Products | Heil | G9MXE0261410A*D | Natural Gas | Induced Draft | True | False | 1 | False | Down |  | None | Condensing | Single-Stage |  | 0.33 | Standard |  | 26000 | 25000 |  |  | 25000 | 128 | 95 | 78 | [8 empty] | Federally-Regulated Consumer Product | 02/14/2017 |  | 10/18/2017
International Comfort Products | Heil | G9MXE0401410A*D | LPG | Induced Draft | True | False | 1 | False | Down |  | None | Condensing | Single-Stage |  | 0.5 | Standard |  | 40000 | 39000 |  |  | 33200 | 188 | 95 | 78 | [8 empty] | Federally-Regulated Consumer Product | 11/28/2016 |  | 10/18/2017
International Comfort Products | Heil | G9MXE0401410A*D | Natural Gas | Induced Draft | True | False | 1 | False | Down |  | None | Condensing | Single-Stage |  | 0.5 | Standard |  | 40000 | 39000 |  |  | 33200 | 188 | 95 | 78 | [8 empty] | Federally-Regulated Consumer Product | 11/28/2016 |  | 10/18/2017
International Comfort Products | Heil | G9MXE0401712A*D | LPG | Induced Draft | True | False | 1 | False | Down |  | None | Condensing | Single-Stage |  | 0.5 | Standard |  | 40000 | 39000 |  |  | 33200 | 183 | 95 | 78 | [8 empty] | Federally-Regulated Consumer Product | 11/28/2016 |  | 10/18/2017
International Comfort Products | Heil | G9MXE0401712A*D | Natural Gas | Induced Draft | True | False | 1 | False | Down |  | None | Condensing | Single-Stage |  | 0.5 | Standard |  | 40000 | 39000 |  |  | 33200 | 183 | 95 | 78 | [8 empty] | Federally-Regulated Consumer Product | 11/28/2016 |  | 10/18/2017
International Comfort Products | Heil | G9MXE0601412A*D | LPG | Induced Draft | True | False | 1 | False | Down |  | None | Condensing | Single-Stage |  | 0.5 | Standard |  | 60000 | 58000 |  |  | 49500 | 344 | 95 | 78 | [8 empty] | Federally-Regulated Consumer Product | 11/28/2016 |  | 10/18/2017
International Comfort Products | Heil | G9MXE0601412A*D | Natural Gas | Induced Draft | True | False | 1 | False | Down |  | None | Condensing | Single-Stage |  | 0.5 | Standard |  | 60000 | 58000 |  |  | 49500 | 344 | 95 | 78 | [8 empty] | Federally-Regulated Consumer Product | 11/28/2016 |  | 10/18/2017
International Comfort Products | Heil | G9MXE0601714A*D | LPG | Induced Draft | True | False | 1 | False | Down |  | None | Condensing | Single-Stage |  | 0.75 | Standard |  | 60000 | 58000 |  |  | 49800 | 263 | 95 | 78 | [8 empty] | Federally-Regulated Consumer Product | 11/28/2016 |  | 10/18/2017
International Comfort Products | Heil | G9MXE0601714A*D | Natural Gas | Induced Draft | True | False | 1 | False | Down |  | None | Condensing | Single-Stage |  | 0.75 | Standard |  | 60000 | 58000 |  |  | 49800 | 263 | 95 | 78 | [8 empty] | Federally-Regulated Consumer Product | 11/28/2016 |  | 10/18/2017
International Comfort Products | Heil | G9MXE0801716A*D | LPG | Induced Draft | True | False | 1 | False | Down |  | None | Condensing | Single-Stage |  | 0.75 | Standard |  | 80000 | 78000 |  |  | 82500 | 558 | 95 | 78 | [8 empty] | Federally-Regulated Consumer Product | 11/28/2016 |  | 10/18/2017
International Comfort Products | Heil | G9MXE0801716A*D | Natural Gas | Induced Draft | True | False | 1 | False | Down |  | None | Condensing | Single-Stage |  | 0.75 | Standard |  | 80000 | 78000 |  |  | 82500 | 558 | 95 | 78 | [8 empty] | Federally-Regulated Consumer Product | 11/28/2016 |  | 10/18/2017
International Comfort Products | Heil | G9MXE0802120A*D | LPG | Induced Draft | True | False | 1 | False | Down |  | None | Condensing | Single-Stage |  | 1 | Standard |  | 80000 | 78000 |  |  | 83000 | 418 | 95 | 78 | [8 empty] | Federally-Regulated Consumer Product | 11/28/2016 |  | 10/18/2017
International Comfort Products | Heil | G9MXE0802120A*D | Natural Gas | Induced Draft | True | False | 1 | False | Down |  | None | Condensing | Single-Stage |  | 1 | Standard |  | 80000 | 78000 |  |  | 83000 | 418 | 95 | 78 | [8 empty] | Federally-Regulated Consumer Product | 11/28/2016 |  | 10/18/2017
International Comfort Products | Heil | G9MXE1002120A*D | LPG | Induced Draft | True | False | 1 | False | Down |  | None | Condensing | Single-Stage |  | 1 | Standard |  | 100000 | 97000 |  |  | 99200 | 614 | 95 | 78 | [8 empty] | Federally-Regulated Consumer Product | 02/14/2017 |  | 10/18/2017
International Comfort Products | Heil | G9MXE1002120A*D | Natural Gas | Induced Draft | True | False | 1 | False | Down |  | None | Condensing | Single-Stage |  | 1 | Standard |  | 100000 | 97000 |  |  | 99200 | 614 | 95 | 78 | [8 empty] | Federally-Regulated Consumer Product | 02/14/2017 |  | 10/18/2017
International Comfort Products | Heil | G9MXE1202422A*D | LPG | Induced Draft | True | False | 1 | False | Down |  | None | Condensing | Single-Stage |  | 1 | Standard |  | 120000 | 116000 |  |  | 114500 | 1047 | 95 | 78 | [8 empty] | Federally-Regulated Consumer Product | 11/28/2016 |  | 10/18/2017
International Comfort Products | Heil | G9MXE1202422A*D | Natural Gas | Induced Draft | True | False | 1 | False | Down |  | None | Condensing | Single-Stage |  | 1 | Standard |  | 120000 | 116000 |  |  | 114500 | 1047 | 95 | 78 | [8 empty] | Federally-Regulated Consumer Product | 11/28/2016 |  | 10/18/2017
International Comfort Products | Heil | G9MXT0401410A*D | LPG | Induced Draft | True | False | 1 | False | Down |  | None | Condensing | Two-Stage Modulating |  | 0.5 | Standard |  | 40000 | 39000 |  |  | 32600 | 179 | 95 | 78 | [8 empty] | Federally-Regulated Consumer Product | 08/17/2016 |  | 10/18/2017
International Comfort Products | Heil | G9MXT0401410A*D | Natural Gas | Induced Draft | True | False | 1 | False | Down |  | None | Condensing | Two-Stage Modulating |  | 0.5 | Standard |  | 40000 | 39000 |  |  | 32600 | 179 | 95 | 78 | [8 empty] | Federally-Regulated Consumer Product | 08/17/2016 |  | 10/18/2017
International Comfort Products | Heil | G9MXT0401712A*D | LPG | Induced Draft | True | False | 1 | False | Down |  | None | Condensing | Two-Stage Modulating |  | 0.5 | Standard |  | 40000 | 39000 |  |  | 32700 | 150 | 95 | 78 | [8 empty] | Federally-Regulated Consumer Product | 02/14/2017 |  | 10/18/2017
International Comfort Products | Heil | G9MXT0401712A*D | Natural Gas | Induced Draft | True | False | 1 | False | Down |  | None | Condensing | Two-Stage Modulating |  | 0.5 | Standard |  | 40000 | 39000 |  |  | 32700 | 150 | 95 | 78 | [8 empty] | Federally-Regulated Consumer Product | 02/14/2017 |  | 10/18/2017
International Comfort Products | Heil | G9MXT0601412A*D | LPG | Induced Draft | True | False | 1 | False | Down |  | None | Condensing | Two-Stage Modulating |  | 0.5 | Standard |  | 60000 | 58000 |  |  | 48500 | 255 | 95 | 78 | [8 empty] | Federally-Regulated Consumer Product | 08/17/2016 |  | 10/18/2017
International Comfort Products | Heil | G9MXT0601412A*D | Natural Gas | Induced Draft | True | False | 1 | False | Down |  | None | Condensing | Two-Stage Modulating |  | 0.5 | Standard |  | 60000 | 58000 |  |  | 48500 | 255 | 95 | 78 | [8 empty] | Federally-Regulated Consumer Product | 08/17/2016 |  | 10/18/2017
International Comfort Products | Heil | G9MXT0601714A*D | LPG | Induced Draft | True | False | 1 | False | Down |  | None | Condensing | Two-Stage Modulating |  | 0.75 | Standard |  | 60000 | 58000 |  |  | 49000 | 194 | 95 | 78 | [8 empty] | Federally-Regulated Consumer Product | 08/17/2016 |  | 10/18/2017
International Comfort Products | Heil | G9MXT0601714A*D | Natural Gas | Induced Draft | True | False | 1 | False | Down |  | None | Condensing | Two-Stage Modulating |  | 0.75 | Standard |  | 60000 | 58000 |  |  | 49000 | 194 | 95 | 78 | [8 empty] | Federally-Regulated Consumer Product | 08/17/2016 |  | 10/18/2017
International Comfort Products | Heil | G9MXT0801716A*D | LPG | Induced Draft | True | False | 1 | False | Down |  | None | Condensing | Two-Stage Modulating |  | 0.75 | Standard |  | 80000 | 77000 |  |  | 80800 | 410 | 95 | 78 | [8 empty] | Federally-Regulated Consumer Product | 08/17/2016 |  | 10/18/2017
International Comfort Products | Heil | G9MXT0801716A*D | Natural Gas | Induced Draft | True | False | 1 | False | Down |  | None | Condensing | Two-Stage Modulating |  | 0.75 | Standard |  | 80000 | 77000 |  |  | 80800 | 410 | 95 | 78 | [8 empty] | Federally-Regulated Consumer Product | 08/17/2016 |  | 10/18/2017
International Comfort Products | Heil | G9MXT0802120A*D | LPG | Induced Draft | True | False | 1 | False | Down |  | None | Condensing | Two-Stage Modulating |  | 1 | Standard |  | 80000 | 76000 |  |  | 65500 | 261 | 95 | 78 | [8 empty] | Federally-Regulated Consumer Product | 08/17/2016 |  | 10/18/2017
International Comfort Products | Heil | G9MXT0802120A*D | Natural Gas | Induced Draft | True | False | 1 | False | Down |  | None | Condensing | Two-Stage Modulating |  | 1 | Standard |  | 80000 | 76000 |  |  | 65500 | 261 | 95 | 78 | [8 empty] | Federally-Regulated Consumer Product | 08/17/2016 |  | 10/18/2017
International Comfort Products | Heil | G9MXT1002120A*D | LPG | Induced Draft | True | False | 1 | False | Down |  | None | Condensing | Two-Stage Modulating |  | 1 | Standard |  | 100000 | 97000 |  |  | 97400 | 420 | 95 | 78 | [8 empty] | Federally-Regulated Consumer Product | 02/14/2017 |  | 10/18/2017
International Comfort Products | Heil | G9MXT1002120A*D | Natural Gas | Induced Draft | True | False | 1 | False | Down |  | None | Condensing | Two-Stage Modulating |  | 1 | Standard |  | 100000 | 97000 |  |  | 97400 | 420 | 95 | 78 | [8 empty] | Federally-Regulated Consumer Product | 02/14/2017 |  | 10/18/2017
International Comfort Products | Heil | G9MXT1202422A*D | LPG | Induced Draft | True | False | 1 | False | Down |  | None | Condensing | Two-Stage Modulating |  | 1 | Standard |  | 120000 | 116000 |  |  | 111300 | 628 | 95 | 78 | [8 empty] | Federally-Regulated Consumer Product | 08/17/2016 |  | 10/18/2017
International Comfort Products | Heil | G9MXT1202422A*D | Natural Gas | Induced Draft | True | False | 1 | False | Down |  | None | Condensing | Two-Stage Modulating |  | 1 | Standard |  | 120000 | 116000 |  |  | 111300 | 628 | 95 | 78 | [8 empty] | Federally-Regulated Consumer Product | 08/17/2016 |  | 10/18/2017
International Comfort Products | Heil | G9MAE0802120A*D | LPG | Induced Draft | True | False | 1 | False | Down |  | None | Condensing | Step Modulating |  | 1 | Standard |  | 80000 | 77000 |  |  | 81400 | 346 | 95 | 78 | [8 empty] | Federally-Regulated Consumer Product | 10/27/2016 |  | 10/18/2017
International Comfort Products | Heil | G9MAE0802120A*D | Natural Gas | Induced Draft | True | False | 1 | False | Down |  | None | Condensing | Step Modulating |  | 1 | Standard |  | 80000 | 77000 |  |  | 81400 | 346 | 95 | 78 | [8 empty] | Federally-Regulated Consumer Product | 10/27/2016 |  | 10/18/2017
International Comfort Products | Heil | N9MSE0401410A** | LPG | Induced Draft | True | False | 1 | True | Up |  | None | Condensing | Single-Stage |  | 0.5 | Standard |  | 40000 | 39000 |  |  | 32300 | 373 | 95.5 | 75 | [8 empty] | Federally-Regulated Consumer Product | 11/28/2016 |  | 10/18/2017
International Comfort Products | Heil | N9MSE0401410A** | LPG | Induced Draft | True | False | 1 | True | Horizontal |  | None | Condensing | Single-Stage |  | 0.5 | Standard |  | 40000 | 39000 |  |  | 32300 | 373 | 95.5 | 75 | [8 empty] | Federally-Regulated Consumer Product | 11/28/2016 |  | 10/18/2017
International Comfort Products | Heil | N9MSE0401410A** | Natural Gas | Induced Draft | True | False | 1 | True | Up |  | None | Condensing | Single-Stage |  | 0.5 | Standard |  | 40000 | 39000 |  |  | 32300 | 373 | 95.5 | 75 | [8 empty] | Federally-Regulated Consumer Product | 11/28/2016 |  | 10/18/2017
International Comfort Products | Heil | N9MSE0401410A** | Natural Gas | Induced Draft | True | False | 1 | True | Horizontal |  | None | Condensing | Single-Stage |  | 0.5 | Standard |  | 40000 | 39000 |  |  | 32300 | 373 | 95.5 | 75 | [8 empty] | Federally-Regulated Consumer Product | 11/28/2016 |  | 10/18/2017
International Comfort Products | Heil | N9MSE0601410A** | LPG | Induced Draft | True | False | 1 | True | Up |  | None | Condensing | Single-Stage |  | 0.5 | Standard |  | 60000 | 58000 |  |  | 48600 | 515 | 95.5 | 75 | [8 empty] | Federally-Regulated Consumer Product | 11/28/2016 |  | 10/18/2017
International Comfort Products | Heil | N9MSE0601410A** | LPG | Induced Draft | True | False | 1 | True | Horizontal |  | None | Condensing | Single-Stage |  | 0.5 | Standard |  | 60000 | 58000 |  |  | 48600 | 515 | 95.5 | 75 | [8 empty] | Federally-Regulated Consumer Product | 11/28/2016 |  | 10/18/2017
International Comfort Products | Heil | N9MSE0601410A** | Natural Gas | Induced Draft | True | False | 1 | True | Up |  | None | Condensing | Single-Stage |  | 0.5 | Standard |  | 60000 | 58000 |  |  | 48600 | 515 | 95.5 | 75 | [8 empty] | Federally-Regulated Consumer Product | 11/28/2016 |  | 10/18/2017
International Comfort Products | Heil | N9MSE0601410A** | Natural Gas | Induced Draft | True | False | 1 | True | Horizontal |  | None | Condensing | Single-Stage |  | 0.5 | Standard |  | 60000 | 58000 |  |  | 48600 | 515 | 95.5 | 75 | [8 empty] | Federally-Regulated Consumer Product | 11/28/2016 |  | 10/18/2017
International Comfort Products | Heil | N9MSE0601714A** | LPG | Induced Draft | True | False | 1 | True | Up |  | None | Condensing | Single-Stage |  | 0.5 | Standard |  | 60000 | 58000 |  |  | 48300 | 592 | 95.5 | 75 | [8 empty] | Federally-Regulated Consumer Product | 11/28/2016 |  | 10/18/2017
International Comfort Products | Heil | N9MSE0601714A** | LPG | Induced Draft | True | False | 1 | True | Horizontal |  | None | Condensing | Single-Stage |  | 0.5 | Standard |  | 60000 | 58000 |  |  | 48300 | 592 | 95.5 | 75 | [8 empty] | Federally-Regulated Consumer Product | 11/28/2016 |  | 10/18/2017
International Comfort Products | Heil | N9MSE0601714A** | Natural Gas | Induced Draft | True | False | 1 | True | Up |  | None | Condensing | Single-Stage |  | 0.5 | Standard |  | 60000 | 58000 |  |  | 48300 | 592 | 95.5 | 75 | [8 empty] | Federally-Regulated Consumer Product | 11/28/2016 |  | 10/18/2017
International Comfort Products | Heil | N9MSE0601714A** | Natural Gas | Induced Draft | True | False | 1 | True | Horizontal |  | None | Condensing | Single-Stage |  | 0.5 | Standard |  | 60000 | 58000 |  |  | 48300 | 592 | 95.5 | 75 | [8 empty] | Federally-Regulated Consumer Product | 11/28/2016 |  | 10/18/2017
International Comfort Products | Heil | N9MSE0801716A** | LPG | Induced Draft | True | False | 1 | True | Up |  | None | Condensing | Single-Stage |  | 0.75 | Standard |  | 80000 | 78000 |  |  | 80800 | 903 | 95.5 | 75 | [8 empty] | Federally-Regulated Consumer Product | 11/28/2016 |  | 10/18/2017
International Comfort Products | Heil | N9MSE0801716A** | LPG | Induced Draft | True | False | 1 | True | Horizontal |  | None | Condensing | Single-Stage |  | 0.75 | Standard |  | 80000 | 78000 |  |  | 80800 | 903 | 95.5 | 75 | [8 empty] | Federally-Regulated Consumer Product | 11/28/2016 |  | 10/18/2017
International Comfort Products | Heil | N9MSE0801716A** | Natural Gas | Induced Draft | True | False | 1 | True | Up |  | None | Condensing | Single-Stage |  | 0.75 | Standard |  | 80000 | 78000 |  |  | 80800 | 903 | 95.5 | 75 | [8 empty] | Federally-Regulated Consumer Product | 11/28/2016 |  | 10/18/2017
International Comfort Products | Heil | N9MSE0801716A** | Natural Gas | Induced Draft | True | False | 1 | True | Horizontal |  | None | Condensing | Single-Stage |  | 0.75 | Standard |  | 80000 | 78000 |  |  | 80800 | 903 | 95.5 | 75 | [8 empty] | Federally-Regulated Consumer Product | 11/28/2016 |  | 10/18/2017
International Comfort Products | Heil | N9MSE1002114A** | LPG | Induced Draft | True | False | 1 | True | Up |  | None | Condensing | Single-Stage |  | 0.75 | Standard |  | 100000 | 97000 |  |  | 96700 | 1162 | 95.5 | 75 | [8 empty] | Federally-Regulated Consumer Product | 11/28/2016 |  | 10/18/2017
International Comfort Products | Heil | N9MSE1002114A** | LPG | Induced Draft | True | False | 1 | True | Horizontal |  | None | Condensing | Single-Stage |  | 0.75 | Standard |  | 100000 | 97000 |  |  | 96700 | 1162 | 95.5 | 75 | [8 empty] | Federally-Regulated Consumer Product | 11/28/2016 |  | 10/18/2017
International Comfort Products | Heil | N9MSE1002114A** | Natural Gas | Induced Draft | True | False | 1 | True | Up |  | None | Condensing | Single-Stage |  | 0.75 | Standard |  | 100000 | 97000 |  |  | 96700 | 1162 | 95.5 | 75 | [8 empty] | Federally-Regulated Consumer Product | 11/28/2016 |  | 10/18/2017
International Comfort Products | Heil | N9MSE1002114A** | Natural Gas | Induced Draft | True | False | 1 | True | Horizontal |  | None | Condensing | Single-Stage |  | 0.75 | Standard |  | 100000 | 97000 |  |  | 96700 | 1162 | 95.5 | 75 | [8 empty] | Federally-Regulated Consumer Product | 11/28/2016 |  | 10/18/2017
International Comfort Products | Heil | N9MSE1002120A** | LPG | Induced Draft | True | False | 1 | True | Up |  | None | Condensing | Single-Stage |  | 0.75 | Standard |  | 100000 | 97000 |  |  | 96700 | 1155 | 95.5 | 75 | [8 empty] | Federally-Regulated Consumer Product | 11/28/2016 |  | 10/18/2017
International Comfort Products | Heil | N9MSE1002120A** | LPG | Induced Draft | True | False | 1 | True | Horizontal |  | None | Condensing | Single-Stage |  | 0.75 | Standard |  | 100000 | 97000 |  |  | 96700 | 1155 | 95.5 | 75 | [8 empty] | Federally-Regulated Consumer Product | 11/28/2016 |  | 10/18/2017
International Comfort Products | Heil | N9MSE1002120A** | Natural Gas | Induced Draft | True | False | 1 | True | Up |  | None | Condensing | Single-Stage |  | 0.75 | Standard |  | 100000 | 97000 |  |  | 96700 | 1155 | 95.5 | 75 | [8 empty] | Federally-Regulated Consumer Product | 11/28/2016 |  | 10/18/2017
International Comfort Products | Heil | N9MSE1002120A** | Natural Gas | Induced Draft | True | False | 1 | True | Horizontal |  | None | Condensing | Single-Stage |  | 0.75 | Standard |  | 100000 | 97000 |  |  | 96700 | 1155 | 95.5 | 75 | [8 empty] | Federally-Regulated Consumer Product | 11/28/2016 |  | 10/18/2017
International Comfort Products | Heil | N9MSE1202420A** | LPG | Induced Draft | True | False | 1 | True | Up |  | None | Condensing | Single-Stage |  | 0.75 | Standard |  | 120000 | 117000 |  |  | 112800 | 1336 | 95.5 | 75 | [8 empty] | Federally-Regulated Consumer Product | 11/28/2016 |  | 10/18/2017
International Comfort Products | Heil | N9MSE1202420A** | LPG | Induced Draft | True | False | 1 | True | Horizontal |  | None | Condensing | Single-Stage |  | 0.75 | Standard |  | 120000 | 117000 |  |  | 112800 | 1336 | 95.5 | 75 | [8 empty] | Federally-Regulated Consumer Product | 11/28/2016 |  | 10/18/2017
International Comfort Products | Heil | N9MSE1202420A** | Natural Gas | Induced Draft | True | False | 1 | True | Up |  | None | Condensing | Single-Stage |  | 0.75 | Standard |  | 120000 | 117000 |  |  | 112800 | 1336 | 95.5 | 75 | [8 empty] | Federally-Regulated Consumer Product | 11/28/2016 |  | 10/18/2017
International Comfort Products | Heil | N9MSE1202420A** | Natural Gas | Induced Draft | True | False | 1 | True | Horizontal |  | None | Condensing | Single-Stage |  | 0.75 | Standard |  | 120000 | 117000 |  |  | 112800 | 1336 | 95.5 | 75 | [8 empty] | Federally-Regulated Consumer Product | 11/28/2016 |  | 10/18/2017
International Comfort Products | Heil | N9MSE0401712A** | LPG | Induced Draft | True | False | 1 | True | Up |  | None | Condensing | Single-Stage |  | 0.5 | Standard |  | 40000 | 39000 |  |  | 32200 | 426 | 95.5 | 75 | [8 empty] | Federally-Regulated Consumer Product | 11/28/2016 |  | 10/18/2017
International Comfort Products | Heil | N9MSE0401712A** | LPG | Induced Draft | True | False | 1 | True | Horizontal |  | None | Condensing | Single-Stage |  | 0.5 | Standard |  | 40000 | 39000 |  |  | 32200 | 426 | 95.5 | 75 | [8 empty] | Federally-Regulated Consumer Product | 11/28/2016 |  | 10/18/2017
International Comfort Products | Heil | N9MSE0401712A** | Natural Gas | Induced Draft | True | False | 1 | True | Up |  | None | Condensing | Single-Stage |  | 0.5 | Standard |  | 40000 | 39000 |  |  | 32200 | 426 | 95.5 | 75 | [8 empty] | Federally-Regulated Consumer Product | 11/28/2016 |  | 10/18/2017
International Comfort Products | Heil | N9MSE0401712A** | Natural Gas | Induced Draft | True | False | 1 | True | Horizontal |  | None | Condensing | Single-Stage |  | 0.5 | Standard |  | 40000 | 39000 |  |  | 32200 | 426 | 95.5 | 75 | [8 empty] | Federally-Regulated Consumer Product | 11/28/2016 |  | 10/18/2017
International Comfort Products | Heil | N9MSE0401410A**D | LPG | Induced Draft | True | False | 1 | True | Down |  | None | Condensing | Single-Stage |  | 0.5 | Standard |  | 40000 | 39000 |  |  | 32500 | 374 | 95 | 75 | [8 empty] | Federally-Regulated Consumer Product | 02/14/2017 |  | 10/18/2017
International Comfort Products | Heil | N9MSE0401410A**D | Natural Gas | Induced Draft | True | False | 1 | True | Down |  | None | Condensing | Single-Stage |  | 0.5 | Standard |  | 40000 | 39000 |  |  | 32500 | 374 | 95 | 75 | [8 empty] | Federally-Regulated Consumer Product | 02/14/2017 |  | 10/18/2017
International Comfort Products | Heil | N9MSE0401712A**D | LPG | Induced Draft | True | False | 1 | True | Down |  | None | Condensing | Single-Stage |  | 0.5 | Standard |  | 40000 | 39000 |  |  | 32100 | 502 | 95 | 75 | [8 empty] | Federally-Regulated Consumer Product | 11/28/2016 |  | 10/18/2017
International Comfort Products | Heil | N9MSE0401712A**D | Natural Gas | Induced Draft | True | False | 1 | True | Down |  | None | Condensing | Single-Stage |  | 0.5 | Standard |  | 40000 | 39000 |  |  | 32100 | 502 | 95 | 75 | [8 empty] | Federally-Regulated Consumer Product | 11/28/2016 |  | 10/18/2017
International Comfort Products | Heil | N9MSE0601410A**D | LPG | Induced Draft | True | False | 1 | True | Down |  | None | Condensing | Single-Stage |  | 0.5 | Standard |  | 60000 | 58000 |  |  | 48900 | 521 | 95 | 75 | [8 empty] | Federally-Regulated Consumer Product | 11/28/2016 |  | 10/18/2017
International Comfort Products | Heil | N9MSE0601410A**D | Natural Gas | Induced Draft | True | False | 1 | True | Down |  | None | Condensing | Single-Stage |  | 0.5 | Standard |  | 60000 | 58000 |  |  | 48900 | 521 | 95 | 75 | [8 empty] | Federally-Regulated Consumer Product | 11/28/2016 |  | 10/18/2017
International Comfort Products | Heil | N9MSE0601714A**D | LPG | Induced Draft | True | False | 1 | True | Down |  | None | Condensing | Single-Stage |  | 0.5 | Standard |  | 60000 | 58000 |  |  | 48600 | 598 | 95 | 75 | [8 empty] | Federally-Regulated Consumer Product | 11/28/2016 |  | 10/18/2017
International Comfort Products | Heil | N9MSE0601714A**D | Natural Gas | Induced Draft | True | False | 1 | True | Down |  | None | Condensing | Single-Stage |  | 0.5 | Standard |  | 60000 | 58000 |  |  | 48600 | 598 | 95 | 75 | [8 empty] | Federally-Regulated Consumer Product | 11/28/2016 |  | 10/18/2017
International Comfort Products | Heil | N9MSE0801716A**D | LPG | Induced Draft | True | False | 1 | True | Down |  | None | Condensing | Single-Stage |  | 0.75 | Standard |  | 80000 | 78000 |  |  | 81300 | 913 | 95 | 75 | [8 empty] | Federally-Regulated Consumer Product | 02/14/2017 |  | 10/18/2017
International Comfort Products | Heil | N9MSE0801716A**D | Natural Gas | Induced Draft | True | False | 1 | True | Down |  | None | Condensing | Single-Stage |  | 0.75 | Standard |  | 80000 | 78000 |  |  | 81300 | 913 | 95 | 75 | [8 empty] | Federally-Regulated Consumer Product | 02/14/2017 |  | 10/18/2017
International Comfort Products | Heil | N9MSE0802120A**D | LPG | Induced Draft | True | False | 1 | True | Down |  | None | Condensing | Single-Stage |  | 0.75 | Standard |  | 80000 | 78000 |  |  | 81100 | 948 | 95 | 75 | [8 empty] | Federally-Regulated Consumer Product | 11/28/2016 |  | 10/18/2017
International Comfort Products | Heil | N9MSE0802120A**D | Natural Gas | Induced Draft | True | False | 1 | True | Down |  | None | Condensing | Single-Stage |  | 0.75 | Standard |  | 80000 | 78000 |  |  | 81100 | 948 | 95 | 75 | [8 empty] | Federally-Regulated Consumer Product | 11/28/2016 |  | 10/18/2017
International Comfort Products | Heil | N9MSE1002114A**D | LPG | Induced Draft | True | False | 1 | True | Down |  | None | Condensing | Single-Stage |  | 0.75 | Standard |  | 100000 | 97000 |  |  | 97200 | 1182 | 95 | 75 | [8 empty] | Federally-Regulated Consumer Product | 02/14/2017 |  | 10/18/2017
International Comfort Products | Heil | N9MSE1002114A**D | Natural Gas | Induced Draft | True | False | 1 | True | Down |  | None | Condensing | Single-Stage |  | 0.75 | Standard |  | 100000 | 97000 |  |  | 97200 | 1182 | 95 | 75 | [8 empty] | Federally-Regulated Consumer Product | 02/14/2017 |  | 10/18/2017
International Comfort Products | Heil | N9MSE1002120A**D | LPG | Induced Draft | True | False | 1 | True | Down |  | None | Condensing | Single-Stage |  | 0.75 | Standard |  | 100000 | 97000 |  |  | 97200 | 1175 | 95 | 75 | [8 empty] | Federally-Regulated Consumer Product | 02/14/2017 |  | 10/18/2017
International Comfort Products | Heil | N9MSE1002120A**D | Natural Gas | Induced Draft | True | False | 1 | True | Down |  | None | Condensing | Single-Stage |  | 0.75 | Standard |  | 100000 | 97000 |  |  | 97200 | 1175 | 95 | 75 | [8 empty] | Federally-Regulated Consumer Product | 02/14/2017 |  | 10/18/2017
International Comfort Products | Heil | N9MSE1202420A**D | LPG | Induced Draft | True | False | 1 | True | Down |  | None | Condensing | Single-Stage |  | 0.75 | Standard |  | 120000 | 116000 |  |  | 113400 | 1348 | 95 | 75 | [8 empty] | Federally-Regulated Consumer Product | 11/28/2016 |  | 10/18/2017
International Comfort Products | Heil | N9MSE1202420A**D | Natural Gas | Induced Draft | True | False | 1 | True | Down |  | None | Condensing | Single-Stage |  | 0.75 | Standard |  | 120000 | 116000 |  |  | 113400 | 1348 | 95 | 75 | [8 empty] | Federally-Regulated Consumer Product | 11/28/2016 |  | 10/18/2017
International Comfort Products | Heil | G9MXE0401410A** | LPG | Induced Draft | True | False | 1 | True | Up |  | None | Condensing | Single-Stage |  | 0.5 | Standard |  | 40000 | 39000 |  |  | 32800 | 195 | 96 | 75 | [8 empty] | Federally-Regulated Consumer Product | 11/28/2016 |  | 10/18/2017
International Comfort Products | Heil | G9MXE0401410A** | LPG | Induced Draft | True | False | 1 | True | Horizontal |  | None | Condensing | Single-Stage |  | 0.5 | Standard |  | 40000 | 39000 |  |  | 32800 | 195 | 96 | 75 | [8 empty] | Federally-Regulated Consumer Product | 11/28/2016 |  | 10/18/2017
International Comfort Products | Heil | G9MXE0401410A** | Natural Gas | Induced Draft | True | False | 1 | True | Up |  | None | Condensing | Single-Stage |  | 0.5 | Standard |  | 40000 | 39000 |  |  | 32800 | 195 | 96 | 75 | [8 empty] | Federally-Regulated Consumer Product | 11/28/2016 |  | 10/18/2017
International Comfort Products | Heil | G9MXE0401410A** | Natural Gas | Induced Draft | True | False | 1 | True | Horizontal |  | None | Condensing | Single-Stage |  | 0.5 | Standard |  | 40000 | 39000 |  |  | 32800 | 195 | 96 | 75 | [8 empty] | Federally-Regulated Consumer Product | 11/28/2016 |  | 10/18/2017
International Comfort Products | Heil | G9MXE0601714A** | LPG | Induced Draft | True | False | 1 | True | Up |  | None | Condensing | Single-Stage |  | 0.75 | Standard |  | 60000 | 58000 |  |  | 49300 | 254 | 96 | 75 | [8 empty] | Federally-Regulated Consumer Product | 11/28/2016 |  | 10/18/2017
International Comfort Products | Heil | G9MXE0601714A** | LPG | Induced Draft | True | False | 1 | True | Horizontal |  | None | Condensing | Single-Stage |  | 0.75 | Standard |  | 60000 | 58000 |  |  | 49300 | 254 | 96 | 75 | [8 empty] | Federally-Regulated Consumer Product | 11/28/2016 |  | 10/18/2017
International Comfort Products | Heil | G9MXE0601714A** | Natural Gas | Induced Draft | True | False | 1 | True | Up |  | None | Condensing | Single-Stage |  | 0.75 | Standard |  | 60000 | 58000 |  |  | 49300 | 254 | 96 | 75 | [8 empty] | Federally-Regulated Consumer Product | 11/28/2016 |  | 10/18/2017
International Comfort Products | Heil | G9MXE0601714A** | Natural Gas | Induced Draft | True | False | 1 | True | Horizontal |  | None | Condensing | Single-Stage |  | 0.75 | Standard |  | 60000 | 58000 |  |  | 49300 | 254 | 96 | 75 | [8 empty] | Federally-Regulated Consumer Product | 11/28/2016 |  | 10/18/2017
International Comfort Products | Heil | G9MXE1202422A** | LPG | Induced Draft | True | False | 1 | True | Up |  | None | Condensing | Single-Stage |  | 1 | Standard |  | 120000 | 117000 |  |  | 113500 | 990 | 96 | 75 | [8 empty] | Federally-Regulated Consumer Product | 11/28/2016 |  | 10/18/2017
International Comfort Products | Heil | G9MXE1202422A** | LPG | Induced Draft | True | False | 1 | True | Horizontal |  | None | Condensing | Single-Stage |  | 1 | Standard |  | 120000 | 117000 |  |  | 113500 | 990 | 96 | 75 | [8 empty] | Federally-Regulated Consumer Product | 11/28/2016 |  | 10/18/2017
International Comfort Products | Heil | G9MXE1202422A** | Natural Gas | Induced Draft | True | False | 1 | True | Up |  | None | Condensing | Single-Stage |  | 1 | Standard |  | 120000 | 117000 |  |  | 113500 | 990 | 96 | 75 | [8 empty] | Federally-Regulated Consumer Product | 11/28/2016 |  | 10/18/2017
International Comfort Products | Heil | G9MXE1202422A** | Natural Gas | Induced Draft | True | False | 1 | True | Horizontal |  | None | Condensing | Single-Stage |  | 1 | Standard |  | 120000 | 117000 |  |  | 113500 | 990 | 96 | 75 | [8 empty] | Federally-Regulated Consumer Product | 11/28/2016 |  | 10/18/2017
International Comfort Products | Heil | G9MXE0801716A** | LPG | Induced Draft | True | False | 1 | True | Up |  | None | Condensing | Single-Stage |  | 0.75 | Standard |  | 80000 | 78000 |  |  | 81900 | 483 | 96 | 75 | [8 empty] | Federally-Regulated Consumer Product | 11/28/2016 |  | 10/18/2017
International Comfort Products | Heil | G9MXE0801716A** | LPG | Induced Draft | True | False | 1 | True | Horizontal |  | None | Condensing | Single-Stage |  | 0.75 | Standard |  | 80000 | 78000 |  |  | 81900 | 483 | 96 | 75 | [8 empty] | Federally-Regulated Consumer Product | 11/28/2016 |  | 10/18/2017
International Comfort Products | Heil | G9MXE0801716A** | Natural Gas | Induced Draft | True | False | 1 | True | Up |  | None | Condensing | Single-Stage |  | 0.75 | Standard |  | 80000 | 78000 |  |  | 81900 | 483 | 96 | 75 | [8 empty] | Federally-Regulated Consumer Product | 11/28/2016 |  | 10/18/2017
International Comfort Products | Heil | G9MXE0801716A** | Natural Gas | Induced Draft | True | False | 1 | True | Horizontal |  | None | Condensing | Single-Stage |  | 0.75 | Standard |  | 80000 | 78000 |  |  | 81900 | 483 | 96 | 75 | [8 empty] | Federally-Regulated Consumer Product | 11/28/2016 |  | 10/18/2017
International Comfort Products | Heil | G9MXE0802120A** | LPG | Induced Draft | True | False | 1 | True | Up |  | None | Condensing | Single-Stage |  | 1 | Standard |  | 80000 | 78000 |  |  | 82000 | 444 | 96 | 75 | [8 empty] | Federally-Regulated Consumer Product | 11/28/2016 |  | 10/18/2017
International Comfort Products | Heil | G9MXE0802120A** | LPG | Induced Draft | True | False | 1 | True | Horizontal |  | None | Condensing | Single-Stage |  | 1 | Standard |  | 80000 | 78000 |  |  | 82000 | 444 | 96 | 75 | [8 empty] | Federally-Regulated Consumer Product | 11/28/2016 |  | 10/18/2017
International Comfort Products | Heil | G9MXE0802120A** | Natural Gas | Induced Draft | True | False | 1 | True | Up |  | None | Condensing | Single-Stage |  | 1 | Standard |  | 80000 | 78000 |  |  | 82000 | 444 | 96 | 75 | [8 empty] | Federally-Regulated Consumer Product | 11/28/2016 |  | 10/18/2017
International Comfort Products | Heil | G9MXE0802120A** | Natural Gas | Induced Draft | True | False | 1 | True | Horizontal |  | None | Condensing | Single-Stage |  | 1 | Standard |  | 80000 | 78000 |  |  | 82000 | 444 | 96 | 75 | [8 empty] | Federally-Regulated Consumer Product | 11/28/2016 |  | 10/18/2017
International Comfort Products | Heil | G9MXE1002120A** | LPG | Induced Draft | True | False | 1 | True | Up |  | None | Condensing | Single-Stage |  | 1 | Standard |  | 100000 | 97000 |  |  | 98200 | 583 | 96 | 75 | [8 empty] | Federally-Regulated Consumer Product | 11/28/2016 |  | 10/18/2017
International Comfort Products | Heil | G9MXE1002120A** | LPG | Induced Draft | True | False | 1 | True | Horizontal |  | None | Condensing | Single-Stage |  | 1 | Standard |  | 100000 | 97000 |  |  | 98200 | 583 | 96 | 75 | [8 empty] | Federally-Regulated Consumer Product | 11/28/2016 |  | 10/18/2017
International Comfort Products | Heil | G9MXE1002120A** | Natural Gas | Induced Draft | True | False | 1 | True | Up |  | None | Condensing | Single-Stage |  | 1 | Standard |  | 100000 | 97000 |  |  | 98200 | 583 | 96 | 75 | [8 empty] | Federally-Regulated Consumer Product | 11/28/2016 |  | 10/18/2017
International Comfort Products | Heil | G9MXE1002120A** | Natural Gas | Induced Draft | True | False | 1 | True | Horizontal |  | None | Condensing | Single-Stage |  | 1 | Standard |  | 100000 | 97000 |  |  | 98200 | 583 | 96 | 75 | [8 empty] | Federally-Regulated Consumer Product | 11/28/2016 |  | 10/18/2017
International Comfort Products | Heil | G9MXE0401712A** | LPG | Induced Draft | True | False | 1 | True | Up |  | None | Condensing | Single-Stage |  | 0.5 | Standard |  | 40000 | 39000 |  |  | 32900 | 176 | 96 | 75 | [8 empty] | Federally-Regulated Consumer Product | 11/28/2016 |  | 10/18/2017
International Comfort Products | Heil | G9MXE0401712A** | LPG | Induced Draft | True | False | 1 | True | Horizontal |  | None | Condensing | Single-Stage |  | 0.5 | Standard |  | 40000 | 39000 |  |  | 32900 | 176 | 96 | 75 | [8 empty] | Federally-Regulated Consumer Product | 11/28/2016 |  | 10/18/2017
International Comfort Products | Heil | G9MXE0401712A** | Natural Gas | Induced Draft | True | False | 1 | True | Up |  | None | Condensing | Single-Stage |  | 0.5 | Standard |  | 40000 | 39000 |  |  | 32900 | 176 | 96 | 75 | [8 empty] | Federally-Regulated Consumer Product | 11/28/2016 |  | 10/18/2017
International Comfort Products | Heil | G9MXE0401712A** | Natural Gas | Induced Draft | True | False | 1 | True | Horizontal |  | None | Condensing | Single-Stage |  | 0.5 | Standard |  | 40000 | 39000 |  |  | 32900 | 176 | 96 | 75 | [8 empty] | Federally-Regulated Consumer Product | 11/28/2016 |  | 10/18/2017
International Comfort Products | Heil | G9MXE0601412A** | LPG | Induced Draft | True | False | 1 | True | Up |  | None | Condensing | Single-Stage |  | 0.5 | Standard |  | 60000 | 58000 |  |  | 49400 | 307 | 95.5 | 75 | [8 empty] | Federally-Regulated Consumer Product | 11/28/2016 |  | 10/18/2017
International Comfort Products | Heil | G9MXE0601412A** | LPG | Induced Draft | True | False | 1 | True | Horizontal |  | None | Condensing | Single-Stage |  | 0.5 | Standard |  | 60000 | 58000 |  |  | 49400 | 307 | 95.5 | 75 | [8 empty] | Federally-Regulated Consumer Product | 11/28/2016 |  | 10/18/2017
International Comfort Products | Heil | G9MXE0601412A** | Natural Gas | Induced Draft | True | False | 1 | True | Up |  | None | Condensing | Single-Stage |  | 0.5 | Standard |  | 60000 | 58000 |  |  | 49400 | 307 | 95.5 | 75 | [8 empty] | Federally-Regulated Consumer Product | 11/28/2016 |  | 10/18/2017
International Comfort Products | Heil | G9MXE0601412A** | Natural Gas | Induced Draft | True | False | 1 | True | Horizontal |  | None | Condensing | Single-Stage |  | 0.5 | Standard |  | 60000 | 58000 |  |  | 49400 | 307 | 95.5 | 75 | [8 empty] | Federally-Regulated Consumer Product | 11/28/2016 |  | 10/18/2017
International Comfort Products | Heil | G9MXE0401410A**D | LPG | Induced Draft | True | False | 1 | True | Down |  | None | Condensing | Single-Stage |  | 0.5 | Standard |  | 40000 | 39000 |  |  | 33200 | 188 | 95 | 75 | [8 empty] | Federally-Regulated Consumer Product | 11/28/2016 |  | 10/18/2017
International Comfort Products | Heil | G9MXE0401410A**D | Natural Gas | Induced Draft | True | False | 1 | True | Down |  | None | Condensing | Single-Stage |  | 0.5 | Standard |  | 40000 | 39000 |  |  | 33200 | 188 | 95 | 75 | [8 empty] | Federally-Regulated Consumer Product | 11/28/2016 |  | 10/18/2017
International Comfort Products | Heil | G9MXE0401712A**D | LPG | Induced Draft | True | False | 1 | True | Down |  | None | Condensing | Single-Stage |  | 0.5 | Standard |  | 40000 | 39000 |  |  | 33200 | 183 | 95 | 75 | [8 empty] | Federally-Regulated Consumer Product | 11/28/2016 |  | 10/18/2017
International Comfort Products | Heil | G9MXE0401712A**D | Natural Gas | Induced Draft | True | False | 1 | True | Down |  | None | Condensing | Single-Stage |  | 0.5 | Standard |  | 40000 | 39000 |  |  | 33200 | 183 | 95 | 75 | [8 empty] | Federally-Regulated Consumer Product | 11/28/2016 |  | 10/18/2017
International Comfort Products | Heil | G9MXE0601412A**D | LPG | Induced Draft | True | False | 1 | True | Down |  | None | Condensing | Single-Stage |  | 0.5 | Standard |  | 60000 | 58000 |  |  | 49500 | 344 | 95 | 75 | [8 empty] | Federally-Regulated Consumer Product | 11/28/2016 |  | 10/18/2017
International Comfort Products | Heil | G9MXE0601412A**D | Natural Gas | Induced Draft | True | False | 1 | True | Down |  | None | Condensing | Single-Stage |  | 0.5 | Standard |  | 60000 | 58000 |  |  | 49500 | 344 | 95 | 75 | [8 empty] | Federally-Regulated Consumer Product | 11/28/2016 |  | 10/18/2017
International Comfort Products | Heil | G9MXE0601714A**D | LPG | Induced Draft | True | False | 1 | True | Down |  | None | Condensing | Single-Stage |  | 0.75 | Standard |  | 60000 | 58000 |  |  | 49800 | 263 | 95 | 75 | [8 empty] | Federally-Regulated Consumer Product | 11/28/2016 |  | 10/18/2017
International Comfort Products | Heil | G9MXE0601714A**D | Natural Gas | Induced Draft | True | False | 1 | True | Down |  | None | Condensing | Single-Stage |  | 0.75 | Standard |  | 60000 | 58000 |  |  | 49800 | 263 | 95 | 75 | [8 empty] | Federally-Regulated Consumer Product | 11/28/2016 |  | 10/18/2017
International Comfort Products | Heil | G9MXE0801716A**D | LPG | Induced Draft | True | False | 1 | True | Down |  | None | Condensing | Single-Stage |  | 0.75 | Standard |  | 80000 | 78000 |  |  | 82500 | 558 | 95 | 75 | [8 empty] | Federally-Regulated Consumer Product | 11/28/2016 |  | 10/18/2017
International Comfort Products | Heil | G9MXE0801716A**D | Natural Gas | Induced Draft | True | False | 1 | True | Down |  | None | Condensing | Single-Stage |  | 0.75 | Standard |  | 80000 | 78000 |  |  | 82500 | 558 | 95 | 75 | [8 empty] | Federally-Regulated Consumer Product | 11/28/2016 |  | 10/18/2017
International Comfort Products | Heil | G9MXE0802120A**D | LPG | Induced Draft | True | False | 1 | True | Down |  | None | Condensing | Single-Stage |  | 1 | Standard |  | 80000 | 78000 |  |  | 83000 | 418 | 95 | 75 | [8 empty] | Federally-Regulated Consumer Product | 11/28/2016 |  | 10/18/2017
International Comfort Products | Heil | G9MXE0802120A**D | Natural Gas | Induced Draft | True | False | 1 | True | Down |  | None | Condensing | Single-Stage |  | 1 | Standard |  | 80000 | 78000 |  |  | 83000 | 418 | 95 | 75 | [8 empty] | Federally-Regulated Consumer Product | 11/28/2016 |  | 10/18/2017
International Comfort Products | Heil | G9MXE1002120A**D | LPG | Induced Draft | True | False | 1 | True | Down |  | None | Condensing | Single-Stage |  | 1 | Standard |  | 100000 | 97000 |  |  | 99200 | 614 | 95 | 75 | [8 empty] | Federally-Regulated Consumer Product | 02/14/2017 |  | 10/18/2017
International Comfort Products | Heil | G9MXE1002120A**D | Natural Gas | Induced Draft | True | False | 1 | True | Down |  | None | Condensing | Single-Stage |  | 1 | Standard |  | 100000 | 97000 |  |  | 99200 | 614 | 95 | 75 | [8 empty] | Federally-Regulated Consumer Product | 02/14/2017 |  | 10/18/2017
International Comfort Products | Heil | G9MXE1202422A**D | LPG | Induced Draft | True | False | 1 | True | Down |  | None | Condensing | Single-Stage |  | 1 | Standard |  | 120000 | 116000 |  |  | 114500 | 1047 | 95 | 75 | [8 empty] | Federally-Regulated Consumer Product | 11/28/2016 |  | 10/18/2017
International Comfort Products | Heil | G9MXE1202422A**D | Natural Gas | Induced Draft | True | False | 1 | True | Down |  | None | Condensing | Single-Stage |  | 1 | Standard |  | 120000 | 116000 |  |  | 114500 | 1047 | 95 | 75 | [8 empty] | Federally-Regulated Consumer Product | 11/28/2016 |  | 10/18/2017
International Comfort Products | Heil | N9MSB0801716B** | LPG | Induced Draft | True | False | 1 | True | Up |  | None | Condensing | Single-Stage |  | 0.5 | Standard |  | 80000 | 75000 |  |  | 66800 | 798 | 92.1 | 75 | [8 empty] | Federally-Regulated Consumer Product | 11/28/2016 |  | 10/18/2017
International Comfort Products | Heil | N9MSB0801716B** | LPG | Induced Draft | True | False | 1 | True | Down |  | None | Condensing | Single-Stage |  | 0.5 | Standard |  | 80000 | 75000 |  |  | 66800 | 798 | 92.1 | 75 | [8 empty] | Federally-Regulated Consumer Product | 11/28/2016 |  | 10/18/2017
International Comfort Products | Heil | N9MSB0801716B** | LPG | Induced Draft | True | False | 1 | True | Horizontal |  | None | Condensing | Single-Stage |  | 0.5 | Standard |  | 80000 | 75000 |  |  | 66800 | 798 | 92.1 | 75 | [8 empty] | Federally-Regulated Consumer Product | 11/28/2016 |  | 10/18/2017
International Comfort Products | Heil | N9MSB0801716B** | Natural Gas | Induced Draft | True | False | 1 | True | Up |  | None | Condensing | Single-Stage |  | 0.5 | Standard |  | 80000 | 75000 |  |  | 66800 | 798 | 92.1 | 75 | [8 empty] | Federally-Regulated Consumer Product | 11/28/2016 |  | 10/18/2017
International Comfort Products | Heil | N9MSB0801716B** | Natural Gas | Induced Draft | True | False | 1 | True | Down |  | None | Condensing | Single-Stage |  | 0.5 | Standard |  | 80000 | 75000 |  |  | 66800 | 798 | 92.1 | 75 | [8 empty] | Federally-Regulated Consumer Product | 11/28/2016 |  | 10/18/2017
International Comfort Products | Heil | N9MSB0801716B** | Natural Gas | Induced Draft | True | False | 1 | True | Horizontal |  | None | Condensing | Single-Stage |  | 0.5 | Standard |  | 80000 | 75000 |  |  | 66800 | 798 | 92.1 | 75 | [8 empty] | Federally-Regulated Consumer Product | 11/28/2016 |  | 10/18/2017
International Comfort Products | Heil | N9MSB0401410C** | LPG | Induced Draft | True | False | 1 | True | Up |  | None | Condensing | Single-Stage |  | 0.33 | Standard |  | 40000 | 37000 |  |  | 33700 | 341 | 92.1 | 75 | [8 empty] | Federally-Regulated Consumer Product | 11/28/2016 |  | 10/18/2017
International Comfort Products | Heil | N9MSB0401410C** | LPG | Induced Draft | True | False | 1 | True | Down |  | None | Condensing | Single-Stage |  | 0.33 | Standard |  | 40000 | 37000 |  |  | 33700 | 341 | 92.1 | 75 | [8 empty] | Federally-Regulated Consumer Product | 11/28/2016 |  | 10/18/2017
International Comfort Products | Heil | N9MSB0401410C** | LPG | Induced Draft | True | False | 1 | True | Horizontal |  | None | Condensing | Single-Stage |  | 0.33 | Standard |  | 40000 | 37000 |  |  | 33700 | 341 | 92.1 | 75 | [8 empty] | Federally-Regulated Consumer Product | 11/28/2016 |  | 10/18/2017
International Comfort Products | Heil | N9MSB0401410C** | Natural Gas | Induced Draft | True | False | 1 | True | Up |  | None | Condensing | Single-Stage |  | 0.33 | Standard |  | 40000 | 37000 |  |  | 33700 | 341 | 92.1 | 75 | [8 empty] | Federally-Regulated Consumer Product | 11/28/2016 |  | 10/18/2017
International Comfort Products | Heil | N9MSB0401410C** | Natural Gas | Induced Draft | True | False | 1 | True | Down |  | None | Condensing | Single-Stage |  | 0.33 | Standard |  | 40000 | 37000 |  |  | 33700 | 341 | 92.1 | 75 | [8 empty] | Federally-Regulated Consumer Product | 11/28/2016 |  | 10/18/2017
International Comfort Products | Heil | N9MSB0401410C** | Natural Gas | Induced Draft | True | False | 1 | True | Horizontal |  | None | Condensing | Single-Stage |  | 0.33 | Standard |  | 40000 | 37000 |  |  | 33700 | 341 | 92.1 | 75 | [8 empty] | Federally-Regulated Consumer Product | 11/28/2016 |  | 10/18/2017
International Comfort Products | Heil | N9MSB0401712C** | LPG | Induced Draft | True | False | 1 | True | Up |  | None | Condensing | Single-Stage |  | 0.5 | Standard |  | 40000 | 37000 |  |  | 33500 | 383 | 92.1 | 75 | [8 empty] | Federally-Regulated Consumer Product | 11/28/2016 |  | 10/18/2017
International Comfort Products | Heil | N9MSB0401712C** | LPG | Induced Draft | True | False | 1 | True | Down |  | None | Condensing | Single-Stage |  | 0.5 | Standard |  | 40000 | 37000 |  |  | 33500 | 383 | 92.1 | 75 | [8 empty] | Federally-Regulated Consumer Product | 11/28/2016 |  | 10/18/2017
International Comfort Products | Heil | N9MSB0401712C** | LPG | Induced Draft | True | False | 1 | True | Horizontal |  | None | Condensing | Single-Stage |  | 0.5 | Standard |  | 40000 | 37000 |  |  | 33500 | 383 | 92.1 | 75 | [8 empty] | Federally-Regulated Consumer Product | 11/28/2016 |  | 10/18/2017
International Comfort Products | Heil | N9MSB0401712C** | Natural Gas | Induced Draft | True | False | 1 | True | Up |  | None | Condensing | Single-Stage |  | 0.5 | Standard |  | 40000 | 37000 |  |  | 33500 | 383 | 92.1 | 75 | [8 empty] | Federally-Regulated Consumer Product | 11/28/2016 |  | 10/18/2017
International Comfort Products | Heil | N9MSB0401712C** | Natural Gas | Induced Draft | True | False | 1 | True | Down |  | None | Condensing | Single-Stage |  | 0.5 | Standard |  | 40000 | 37000 |  |  | 33500 | 383 | 92.1 | 75 | [8 empty] | Federally-Regulated Consumer Product | 11/28/2016 |  | 10/18/2017
International Comfort Products | Heil | N9MSB0401712C** | Natural Gas | Induced Draft | True | False | 1 | True | Horizontal |  | None | Condensing | Single-Stage |  | 0.5 | Standard |  | 40000 | 37000 |  |  | 33500 | 383 | 92.1 | 75 | [8 empty] | Federally-Regulated Consumer Product | 11/28/2016 |  | 10/18/2017
International Comfort Products | Heil | N9MSB0601412C** | LPG | Induced Draft | True | False | 1 | True | Up |  | None | Condensing | Single-Stage |  | 0.33 | Standard |  | 60000 | 56000 |  |  | 50600 | 481 | 92.1 | 75 | [8 empty] | Federally-Regulated Consumer Product | 11/28/2016 |  | 10/18/2017
International Comfort Products | Heil | N9MSB0601412C** | LPG | Induced Draft | True | False | 1 | True | Down |  | None | Condensing | Single-Stage |  | 0.33 | Standard |  | 60000 | 56000 |  |  | 50600 | 481 | 92.1 | 75 | [8 empty] | Federally-Regulated Consumer Product | 11/28/2016 |  | 10/18/2017
International Comfort Products | Heil | N9MSB0601412C** | LPG | Induced Draft | True | False | 1 | True | Horizontal |  | None | Condensing | Single-Stage |  | 0.33 | Standard |  | 60000 | 56000 |  |  | 50600 | 481 | 92.1 | 75 | [8 empty] | Federally-Regulated Consumer Product | 11/28/2016 |  | 10/18/2017
International Comfort Products | Heil | N9MSB0601412C** | Natural Gas | Induced Draft | True | False | 1 | True | Up |  | None | Condensing | Single-Stage |  | 0.33 | Standard |  | 60000 | 56000 |  |  | 50600 | 481 | 92.1 | 75 | [8 empty] | Federally-Regulated Consumer Product | 11/28/2016 |  | 10/18/2017
International Comfort Products | Heil | N9MSB0601412C** | Natural Gas | Induced Draft | True | False | 1 | True | Down |  | None | Condensing | Single-Stage |  | 0.33 | Standard |  | 60000 | 56000 |  |  | 50600 | 481 | 92.1 | 75 | [8 empty] | Federally-Regulated Consumer Product | 11/28/2016 |  | 10/18/2017
International Comfort Products | Heil | N9MSB0601412C** | Natural Gas | Induced Draft | True | False | 1 | True | Horizontal |  | None | Condensing | Single-Stage |  | 0.33 | Standard |  | 60000 | 56000 |  |  | 50600 | 481 | 92.1 | 75 | [8 empty] | Federally-Regulated Consumer Product | 11/28/2016 |  | 10/18/2017
International Comfort Products | Heil | N9MSB0601716C** | LPG | Induced Draft | True | False | 1 | True | Up |  | None | Condensing | Single-Stage |  | 0.5 | Standard |  | 60000 | 56000 |  |  | 50100 | 605 | 92.1 | 75 | [8 empty] | Federally-Regulated Consumer Product | 11/28/2016 |  | 10/18/2017
International Comfort Products | Heil | N9MSB0601716C** | LPG | Induced Draft | True | False | 1 | True | Down |  | None | Condensing | Single-Stage |  | 0.5 | Standard |  | 60000 | 56000 |  |  | 50100 | 605 | 92.1 | 75 | [8 empty] | Federally-Regulated Consumer Product | 11/28/2016 |  | 10/18/2017
International Comfort Products | Heil | N9MSB0601716C** | LPG | Induced Draft | True | False | 1 | True | Horizontal |  | None | Condensing | Single-Stage |  | 0.5 | Standard |  | 60000 | 56000 |  |  | 50100 | 605 | 92.1 | 75 | [8 empty] | Federally-Regulated Consumer Product | 11/28/2016 |  | 10/18/2017
International Comfort Products | Heil | N9MSB0601716C** | Natural Gas | Induced Draft | True | False | 1 | True | Up |  | None | Condensing | Single-Stage |  | 0.5 | Standard |  | 60000 | 56000 |  |  | 50100 | 605 | 92.1 | 75 | [8 empty] | Federally-Regulated Consumer Product | 11/28/2016 |  | 10/18/2017
International Comfort Products | Heil | N9MSB0601716C** | Natural Gas | Induced Draft | True | False | 1 | True | Down |  | None | Condensing | Single-Stage |  | 0.5 | Standard |  | 60000 | 56000 |  |  | 50100 | 605 | 92.1 | 75 | [8 empty] | Federally-Regulated Consumer Product | 11/28/2016 |  | 10/18/2017
International Comfort Products | Heil | N9MSB0601716C** | Natural Gas | Induced Draft | True | False | 1 | True | Horizontal |  | None | Condensing | Single-Stage |  | 0.5 | Standard |  | 60000 | 56000 |  |  | 50100 | 605 | 92.1 | 75 | [8 empty] | Federally-Regulated Consumer Product | 11/28/2016 |  | 10/18/2017
International Comfort Products | Heil | N9MSB0802120C** | LPG | Induced Draft | True | False | 1 | True | Up |  | None | Condensing | Single-Stage |  | 0.75 | Standard |  | 80000 | 75000 |  |  | 66900 | 775 | 92.1 | 75 | [8 empty] | Federally-Regulated Consumer Product | 11/28/2016 |  | 10/18/2017
International Comfort Products | Heil | N9MSB0802120C** | LPG | Induced Draft | True | False | 1 | True | Down |  | None | Condensing | Single-Stage |  | 0.75 | Standard |  | 80000 | 75000 |  |  | 66900 | 775 | 92.1 | 75 | [8 empty] | Federally-Regulated Consumer Product | 11/28/2016 |  | 10/18/2017
International Comfort Products | Heil | N9MSB0802120C** | LPG | Induced Draft | True | False | 1 | True | Horizontal |  | None | Condensing | Single-Stage |  | 0.75 | Standard |  | 80000 | 75000 |  |  | 66900 | 775 | 92.1 | 75 | [8 empty] | Federally-Regulated Consumer Product | 11/28/2016 |  | 10/18/2017
International Comfort Products | Heil | N9MSB0802120C** | Natural Gas | Induced Draft | True | False | 1 | True | Up |  | None | Condensing | Single-Stage |  | 0.75 | Standard |  | 80000 | 75000 |  |  | 66900 | 775 | 92.1 | 75 | [8 empty] | Federally-Regulated Consumer Product | 11/28/2016 |  | 10/18/2017
International Comfort Products | Heil | N9MSB0802120C** | Natural Gas | Induced Draft | True | False | 1 | True | Down |  | None | Condensing | Single-Stage |  | 0.75 | Standard |  | 80000 | 75000 |  |  | 66900 | 775 | 92.1 | 75 | [8 empty] | Federally-Regulated Consumer Product | 11/28/2016 |  | 10/18/2017
International Comfort Products | Heil | N9MSB0802120C** | Natural Gas | Induced Draft | True | False | 1 | True | Horizontal |  | None | Condensing | Single-Stage |  | 0.75 | Standard |  | 80000 | 75000 |  |  | 66900 | 775 | 92.1 | 75 | [8 empty] | Federally-Regulated Consumer Product | 11/28/2016 |  | 10/18/2017
International Comfort Products | Heil | N9MSB1002116C** | LPG | Induced Draft | True | False | 1 | True | Up |  | None | Condensing | Single-Stage |  | 0.5 | Standard |  | 100000 | 94000 |  |  | 100900 | 994 | 92.1 | 75 | [8 empty] | Federally-Regulated Consumer Product | 02/14/2017 |  | 10/18/2017
International Comfort Products | Heil | N9MSB1002116C** | LPG | Induced Draft | True | False | 1 | True | Down |  | None | Condensing | Single-Stage |  | 0.5 | Standard |  | 100000 | 94000 |  |  | 100900 | 994 | 92.1 | 75 | [8 empty] | Federally-Regulated Consumer Product | 02/14/2017 |  | 10/18/2017
International Comfort Products | Heil | N9MSB1002116C** | LPG | Induced Draft | True | False | 1 | True | Horizontal |  | None | Condensing | Single-Stage |  | 0.5 | Standard |  | 100000 | 94000 |  |  | 100900 | 994 | 92.1 | 75 | [8 empty] | Federally-Regulated Consumer Product | 02/14/2017 |  | 10/18/2017
International Comfort Products | Heil | N9MSB1002116C** | Natural Gas | Induced Draft | True | False | 1 | True | Up |  | None | Condensing | Single-Stage |  | 0.5 | Standard |  | 100000 | 94000 |  |  | 100900 | 994 | 92.1 | 75 | [8 empty] | Federally-Regulated Consumer Product | 02/14/2017 |  | 10/18/2017
International Comfort Products | Heil | N9MSB1002116C** | Natural Gas | Induced Draft | True | False | 1 | True | Down |  | None | Condensing | Single-Stage |  | 0.5 | Standard |  | 100000 | 94000 |  |  | 100900 | 994 | 92.1 | 75 | [8 empty] | Federally-Regulated Consumer Product | 02/14/2017 |  | 10/18/2017
International Comfort Products | Heil | N9MSB1002116C** | Natural Gas | Induced Draft | True | False | 1 | True | Horizontal |  | None | Condensing | Single-Stage |  | 0.5 | Standard |  | 100000 | 94000 |  |  | 100900 | 994 | 92.1 | 75 | [8 empty] | Federally-Regulated Consumer Product | 02/14/2017 |  | 10/18/2017
International Comfort Products | Heil | N9MSB1002120C** | LPG | Induced Draft | True | False | 1 | True | Up |  | None | Condensing | Single-Stage |  | 0.75 | Standard |  | 100000 | 94000 |  |  | 100800 | 1030 | 92.1 | 75 | [8 empty] | Federally-Regulated Consumer Product | 02/14/2017 |  | 10/18/2017
International Comfort Products | Heil | N9MSB1002120C** | LPG | Induced Draft | True | False | 1 | True | Down |  | None | Condensing | Single-Stage |  | 0.75 | Standard |  | 100000 | 94000 |  |  | 100800 | 1030 | 92.1 | 75 | [8 empty] | Federally-Regulated Consumer Product | 02/14/2017 |  | 10/18/2017
International Comfort Products | Heil | N9MSB1002120C** | LPG | Induced Draft | True | False | 1 | True | Horizontal |  | None | Condensing | Single-Stage |  | 0.75 | Standard |  | 100000 | 94000 |  |  | 100800 | 1030 | 92.1 | 75 | [8 empty] | Federally-Regulated Consumer Product | 02/14/2017 |  | 10/18/2017
International Comfort Products | Heil | N9MSB1002120C** | Natural Gas | Induced Draft | True | False | 1 | True | Up |  | None | Condensing | Single-Stage |  | 0.75 | Standard |  | 100000 | 94000 |  |  | 100800 | 1030 | 92.1 | 75 | [8 empty] | Federally-Regulated Consumer Product | 02/14/2017 |  | 10/18/2017
International Comfort Products | Heil | N9MSB1002120C** | Natural Gas | Induced Draft | True | False | 1 | True | Down |  | None | Condensing | Single-Stage |  | 0.75 | Standard |  | 100000 | 94000 |  |  | 100800 | 1030 | 92.1 | 75 | [8 empty] | Federally-Regulated Consumer Product | 02/14/2017 |  | 10/18/2017
International Comfort Products | Heil | N9MSB1002120C** | Natural Gas | Induced Draft | True | False | 1 | True | Horizontal |  | None | Condensing | Single-Stage |  | 0.75 | Standard |  | 100000 | 94000 |  |  | 100800 | 1030 | 92.1 | 75 | [8 empty] | Federally-Regulated Consumer Product | 02/14/2017 |  | 10/18/2017
International Comfort Products | Heil | N9MSB1202420C** | LPG | Induced Draft | True | False | 1 | True | Up |  | None | Condensing | Single-Stage |  | 0.75 | Standard |  | 120000 | 112000 |  |  | 117400 | 1247 | 92.1 | 75 | [8 empty] | Federally-Regulated Consumer Product | 02/14/2017 |  | 10/18/2017
International Comfort Products | Heil | N9MSB1202420C** | LPG | Induced Draft | True | False | 1 | True | Down |  | None | Condensing | Single-Stage |  | 0.75 | Standard |  | 120000 | 112000 |  |  | 117400 | 1247 | 92.1 | 75 | [8 empty] | Federally-Regulated Consumer Product | 02/14/2017 |  | 10/18/2017
International Comfort Products | Heil | N9MSB1202420C** | LPG | Induced Draft | True | False | 1 | True | Horizontal |  | None | Condensing | Single-Stage |  | 0.75 | Standard |  | 120000 | 112000 |  |  | 117400 | 1247 | 92.1 | 75 | [8 empty] | Federally-Regulated Consumer Product | 02/14/2017 |  | 10/18/2017
International Comfort Products | Heil | N9MSB1202420C** | Natural Gas | Induced Draft | True | False | 1 | True | Up |  | None | Condensing | Single-Stage |  | 0.75 | Standard |  | 120000 | 112000 |  |  | 117400 | 1247 | 92.1 | 75 | [8 empty] | Federally-Regulated Consumer Product | 02/14/2017 |  | 10/18/2017
International Comfort Products | Heil | N9MSB1202420C** | Natural Gas | Induced Draft | True | False | 1 | True | Down |  | None | Condensing | Single-Stage |  | 0.75 | Standard |  | 120000 | 112000 |  |  | 117400 | 1247 | 92.1 | 75 | [8 empty] | Federally-Regulated Consumer Product | 02/14/2017 |  | 10/18/2017
International Comfort Products | Heil | N9MSB1202420C** | Natural Gas | Induced Draft | True | False | 1 | True | Horizontal |  | None | Condensing | Single-Stage |  | 0.75 | Standard |  | 120000 | 112000 |  |  | 117400 | 1247 | 92.1 | 75 | [8 empty] | Federally-Regulated Consumer Product | 02/14/2017 |  | 10/18/2017
International Comfort Products | ICP Commercial | F9MXT1202422A | LPG | Induced Draft | True | False | 1 | False | Up |  | None | Condensing | Two-Stage Modulating |  | 1 | Standard |  | 120000 | 117000 |  |  | 110400 | 600 | 96 | 78 | [8 empty] | Federally-Regulated Consumer Product | 11/28/2016 |  | 10/18/2017
International Comfort Products | ICP Commercial | F9MXT1202422A | LPG | Induced Draft | True | False | 1 | False | Horizontal |  | None | Condensing | Two-Stage Modulating |  | 1 | Standard |  | 120000 | 117000 |  |  | 110400 | 600 | 96 | 78 | [8 empty] | Federally-Regulated Consumer Product | 11/28/2016 |  | 10/18/2017
International Comfort Products | ICP Commercial | F9MXT1202422A | Natural Gas | Induced Draft | True | False | 1 | False | Up |  | None | Condensing | Two-Stage Modulating |  | 1 | Standard |  | 120000 | 117000 |  |  | 110400 | 600 | 96 | 78 | [8 empty] | Federally-Regulated Consumer Product | 11/28/2016 |  | 10/18/2017
International Comfort Products | ICP Commercial | F9MXT1202422A | Natural Gas | Induced Draft | True | False | 1 | False | Horizontal |  | None | Condensing | Two-Stage Modulating |  | 1 | Standard |  | 120000 | 117000 |  |  | 110400 | 600 | 96 | 78 | [8 empty] | Federally-Regulated Consumer Product | 11/28/2016 |  | 10/18/2017
International Comfort Products | ICP Commercial | G9MXT0401410A | LPG | Induced Draft | True | False | 1 | False | Up |  | None | Condensing | Two-Stage Modulating |  | 0.5 | Standard |  | 40000 | 39000 |  |  | 32300 | 166 | 96 | 78 | [8 empty] | Federally-Regulated Consumer Product | 11/28/2016 |  | 10/18/2017
International Comfort Products | ICP Commercial | G9MXT0401410A | LPG | Induced Draft | True | False | 1 | False | Horizontal |  | None | Condensing | Two-Stage Modulating |  | 0.5 | Standard |  | 40000 | 39000 |  |  | 32300 | 166 | 96 | 78 | [8 empty] | Federally-Regulated Consumer Product | 11/28/2016 |  | 10/18/2017
International Comfort Products | ICP Commercial | G9MXT0401410A | Natural Gas | Induced Draft | True | False | 1 | False | Up |  | None | Condensing | Two-Stage Modulating |  | 0.5 | Standard |  | 40000 | 39000 |  |  | 32300 | 166 | 96 | 78 | [8 empty] | Federally-Regulated Consumer Product | 11/28/2016 |  | 10/18/2017
International Comfort Products | ICP Commercial | G9MXT0401410A | Natural Gas | Induced Draft | True | False | 1 | False | Horizontal |  | None | Condensing | Two-Stage Modulating |  | 0.5 | Standard |  | 40000 | 39000 |  |  | 32300 | 166 | 96 | 78 | [8 empty] | Federally-Regulated Consumer Product | 11/28/2016 |  | 10/18/2017
International Comfort Products | ICP Commercial | G9MXT0601714A | LPG | Induced Draft | True | False | 1 | False | Up |  | None | Condensing | Two-Stage Modulating |  | 0.75 | Standard |  | 60000 | 58000 |  |  | 48600 | 189 | 96 | 78 | [8 empty] | Federally-Regulated Consumer Product | 11/28/2016 |  | 10/18/2017
International Comfort Products | ICP Commercial | G9MXT0601714A | LPG | Induced Draft | True | False | 1 | False | Horizontal |  | None | Condensing | Two-Stage Modulating |  | 0.75 | Standard |  | 60000 | 58000 |  |  | 48600 | 189 | 96 | 78 | [8 empty] | Federally-Regulated Consumer Product | 11/28/2016 |  | 10/18/2017
International Comfort Products | ICP Commercial | G9MXT0601714A | Natural Gas | Induced Draft | True | False | 1 | False | Up |  | None | Condensing | Two-Stage Modulating |  | 0.75 | Standard |  | 60000 | 58000 |  |  | 48600 | 189 | 96 | 78 | [8 empty] | Federally-Regulated Consumer Product | 11/28/2016 |  | 10/18/2017
International Comfort Products | ICP Commercial | G9MXT0601714A | Natural Gas | Induced Draft | True | False | 1 | False | Horizontal |  | None | Condensing | Two-Stage Modulating |  | 0.75 | Standard |  | 60000 | 58000 |  |  | 48600 | 189 | 96 | 78 | [8 empty] | Federally-Regulated Consumer Product | 11/28/2016 |  | 10/18/2017
International Comfort Products | ICP Commercial | G9MXT1202422A | LPG | Induced Draft | True | False | 1 | False | Up |  | None | Condensing | Two-Stage Modulating |  | 1 | Standard |  | 120000 | 117000 |  |  | 110400 | 600 | 96 | 78 | [8 empty] | Federally-Regulated Consumer Product | 11/28/2016 |  | 10/18/2017
International Comfort Products | ICP Commercial | G9MXT1202422A | LPG | Induced Draft | True | False | 1 | False | Horizontal |  | None | Condensing | Two-Stage Modulating |  | 1 | Standard |  | 120000 | 117000 |  |  | 110400 | 600 | 96 | 78 | [8 empty] | Federally-Regulated Consumer Product | 11/28/2016 |  | 10/18/2017
International Comfort Products | ICP Commercial | G9MXT1202422A | Natural Gas | Induced Draft | True | False | 1 | False | Up |  | None | Condensing | Two-Stage Modulating |  | 1 | Standard |  | 120000 | 117000 |  |  | 110400 | 600 | 96 | 78 | [8 empty] | Federally-Regulated Consumer Product | 11/28/2016 |  | 10/18/2017
International Comfort Products | ICP Commercial | G9MXT1202422A | Natural Gas | Induced Draft | True | False | 1 | False | Horizontal |  | None | Condensing | Two-Stage Modulating |  | 1 | Standard |  | 120000 | 117000 |  |  | 110400 | 600 | 96 | 78 | [8 empty] | Federally-Regulated Consumer Product | 11/28/2016 |  | 10/18/2017
International Comfort Products | ICP Commercial | G9MXT0801716A | LPG | Induced Draft | True | False | 1 | False | Up |  | None | Condensing | Two-Stage Modulating |  | 0.75 | Standard |  | 80000 | 78000 |  |  | 80200 | 369 | 96 | 78 | [8 empty] | Federally-Regulated Consumer Product | 11/28/2016 |  | 10/18/2017
International Comfort Products | ICP Commercial | G9MXT0801716A | LPG | Induced Draft | True | False | 1 | False | Horizontal |  | None | Condensing | Two-Stage Modulating |  | 0.75 | Standard |  | 80000 | 78000 |  |  | 80200 | 369 | 96 | 78 | [8 empty] | Federally-Regulated Consumer Product | 11/28/2016 |  | 10/18/2017
International Comfort Products | ICP Commercial | G9MXT0801716A | Natural Gas | Induced Draft | True | False | 1 | False | Up |  | None | Condensing | Two-Stage Modulating |  | 0.75 | Standard |  | 80000 | 78000 |  |  | 80200 | 369 | 96 | 78 | [8 empty] | Federally-Regulated Consumer Product | 11/28/2016 |  | 10/18/2017
International Comfort Products | ICP Commercial | G9MXT0801716A | Natural Gas | Induced Draft | True | False | 1 | False | Horizontal |  | None | Condensing | Two-Stage Modulating |  | 0.75 | Standard |  | 80000 | 78000 |  |  | 80200 | 369 | 96 | 78 | [8 empty] | Federally-Regulated Consumer Product | 11/28/2016 |  | 10/18/2017
International Comfort Products | ICP Commercial | G9MXE0401410A | LPG | Induced Draft | True | False | 1 | False | Up |  | None | Condensing | Single-Stage |  | 0.5 | Standard |  | 40000 | 39000 |  |  | 32800 | 195 | 96 | 78 | [8 empty] | Federally-Regulated Consumer Product | 11/28/2016 |  | 10/18/2017
International Comfort Products | ICP Commercial | G9MXE0401410A | LPG | Induced Draft | True | False | 1 | False | Horizontal |  | None | Condensing | Single-Stage |  | 0.5 | Standard |  | 40000 | 39000 |  |  | 32800 | 195 | 96 | 78 | [8 empty] | Federally-Regulated Consumer Product | 11/28/2016 |  | 10/18/2017
International Comfort Products | ICP Commercial | G9MXE0401410A | Natural Gas | Induced Draft | True | False | 1 | False | Up |  | None | Condensing | Single-Stage |  | 0.5 | Standard |  | 40000 | 39000 |  |  | 32800 | 195 | 96 | 78 | [8 empty] | Federally-Regulated Consumer Product | 11/28/2016 |  | 10/18/2017
International Comfort Products | ICP Commercial | G9MXE0401410A | Natural Gas | Induced Draft | True | False | 1 | False | Horizontal |  | None | Condensing | Single-Stage |  | 0.5 | Standard |  | 40000 | 39000 |  |  | 32800 | 195 | 96 | 78 | [8 empty] | Federally-Regulated Consumer Product | 11/28/2016 |  | 10/18/2017
International Comfort Products | ICP Commercial | G9MXE0601714A | LPG | Induced Draft | True | False | 1 | False | Up |  | None | Condensing | Single-Stage |  | 0.75 | Standard |  | 60000 | 58000 |  |  | 49300 | 254 | 96 | 78 | [8 empty] | Federally-Regulated Consumer Product | 11/28/2016 |  | 10/18/2017
International Comfort Products | ICP Commercial | G9MXE0601714A | LPG | Induced Draft | True | False | 1 | False | Horizontal |  | None | Condensing | Single-Stage |  | 0.75 | Standard |  | 60000 | 58000 |  |  | 49300 | 254 | 96 | 78 | [8 empty] | Federally-Regulated Consumer Product | 11/28/2016 |  | 10/18/2017
International Comfort Products | ICP Commercial | G9MXE0601714A | Natural Gas | Induced Draft | True | False | 1 | False | Up |  | None | Condensing | Single-Stage |  | 0.75 | Standard |  | 60000 | 58000 |  |  | 49300 | 254 | 96 | 78 | [8 empty] | Federally-Regulated Consumer Product | 11/28/2016 |  | 10/18/2017
International Comfort Products | ICP Commercial | G9MXE0601714A | Natural Gas | Induced Draft | True | False | 1 | False | Horizontal |  | None | Condensing | Single-Stage |  | 0.75 | Standard |  | 60000 | 58000 |  |  | 49300 | 254 | 96 | 78 | [8 empty] | Federally-Regulated Consumer Product | 11/28/2016 |  | 10/18/2017
International Comfort Products | ICP Commercial | G9MXE1202422A | LPG | Induced Draft | True | False | 1 | False | Up |  | None | Condensing | Single-Stage |  | 1 | Standard |  | 120000 | 117000 |  |  | 113500 | 990 | 96 | 78 | [8 empty] | Federally-Regulated Consumer Product | 11/28/2016 |  | 10/18/2017
International Comfort Products | ICP Commercial | G9MXE1202422A | LPG | Induced Draft | True | False | 1 | False | Horizontal |  | None | Condensing | Single-Stage |  | 1 | Standard |  | 120000 | 117000 |  |  | 113500 | 990 | 96 | 78 | [8 empty] | Federally-Regulated Consumer Product | 11/28/2016 |  | 10/18/2017
International Comfort Products | ICP Commercial | G9MXE1202422A | Natural Gas | Induced Draft | True | False | 1 | False | Up |  | None | Condensing | Single-Stage |  | 1 | Standard |  | 120000 | 117000 |  |  | 113500 | 990 | 96 | 78 | [8 empty] | Federally-Regulated Consumer Product | 11/28/2016 |  | 10/18/2017
International Comfort Products | ICP Commercial | G9MXE1202422A | Natural Gas | Induced Draft | True | False | 1 | False | Horizontal |  | None | Condensing | Single-Stage |  | 1 | Standard |  | 120000 | 117000 |  |  | 113500 | 990 | 96 | 78 | [8 empty] | Federally-Regulated Consumer Product | 11/28/2016 |  | 10/18/2017
International Comfort Products | ICP Commercial | G9MXE0801716A | LPG | Induced Draft | True | False | 1 | False | Up |  | None | Condensing | Single-Stage |  | 0.75 | Standard |  | 80000 | 78000 |  |  | 81900 | 483 | 96 | 78 | [8 empty] | Federally-Regulated Consumer Product | 11/28/2016 |  | 10/18/2017
International Comfort Products | ICP Commercial | G9MXE0801716A | LPG | Induced Draft | True | False | 1 | False | Horizontal |  | None | Condensing | Single-Stage |  | 0.75 | Standard |  | 80000 | 78000 |  |  | 81900 | 483 | 96 | 78 | [8 empty] | Federally-Regulated Consumer Product | 11/28/2016 |  | 10/18/2017
International Comfort Products | ICP Commercial | G9MXE0801716A | Natural Gas | Induced Draft | True | False | 1 | False | Up |  | None | Condensing | Single-Stage |  | 0.75 | Standard |  | 80000 | 78000 |  |  | 81900 | 483 | 96 | 78 | [8 empty] | Federally-Regulated Consumer Product | 11/28/2016 |  | 10/18/2017
International Comfort Products | ICP Commercial | G9MXE0801716A | Natural Gas | Induced Draft | True | False | 1 | False | Horizontal |  | None | Condensing | Single-Stage |  | 0.75 | Standard |  | 80000 | 78000 |  |  | 81900 | 483 | 96 | 78 | [8 empty] | Federally-Regulated Consumer Product | 11/28/2016 |  | 10/18/2017
International Comfort Products | ICP Commercial | N9MSE0401410A | LPG | Induced Draft | True | False | 1 | False | Up |  | None | Condensing | Single-Stage |  | 0.5 | Standard |  | 40000 | 39000 |  |  | 32300 | 373 | 95.5 | 78 | [8 empty] | Federally-Regulated Consumer Product | 11/28/2016 |  | 10/18/2017
International Comfort Products | ICP Commercial | N9MSE0401410A | LPG | Induced Draft | True | False | 1 | False | Horizontal |  | None | Condensing | Single-Stage |  | 0.5 | Standard |  | 40000 | 39000 |  |  | 32300 | 373 | 95.5 | 78 | [8 empty] | Federally-Regulated Consumer Product | 11/28/2016 |  | 10/18/2017
International Comfort Products | ICP Commercial | N9MSE0401410A | Natural Gas | Induced Draft | True | False | 1 | False | Up |  | None | Condensing | Single-Stage |  | 0.5 | Standard |  | 40000 | 39000 |  |  | 32300 | 373 | 95.5 | 78 | [8 empty] | Federally-Regulated Consumer Product | 11/28/2016 |  | 10/18/2017
International Comfort Products | ICP Commercial | N9MSE0401410A | Natural Gas | Induced Draft | True | False | 1 | False | Horizontal |  | None | Condensing | Single-Stage |  | 0.5 | Standard |  | 40000 | 39000 |  |  | 32300 | 373 | 95.5 | 78 | [8 empty] | Federally-Regulated Consumer Product | 11/28/2016 |  | 10/18/2017
International Comfort Products | ICP Commercial | N9MSE0601410A | LPG | Induced Draft | True | False | 1 | False | Up |  | None | Condensing | Single-Stage |  | 0.5 | Standard |  | 60000 | 58000 |  |  | 48600 | 515 | 95.5 | 78 | [8 empty] | Federally-Regulated Consumer Product | 11/28/2016 |  | 10/18/2017
International Comfort Products | ICP Commercial | N9MSE0601410A | LPG | Induced Draft | True | False | 1 | False | Horizontal |  | None | Condensing | Single-Stage |  | 0.5 | Standard |  | 60000 | 58000 |  |  | 48600 | 515 | 95.5 | 78 | [8 empty] | Federally-Regulated Consumer Product | 11/28/2016 |  | 10/18/2017
International Comfort Products | ICP Commercial | N9MSE0601410A | Natural Gas | Induced Draft | True | False | 1 | False | Up |  | None | Condensing | Single-Stage |  | 0.5 | Standard |  | 60000 | 58000 |  |  | 48600 | 515 | 95.5 | 78 | [8 empty] | Federally-Regulated Consumer Product | 11/28/2016 |  | 10/18/2017
International Comfort Products | ICP Commercial | N9MSE0601410A | Natural Gas | Induced Draft | True | False | 1 | False | Horizontal |  | None | Condensing | Single-Stage |  | 0.5 | Standard |  | 60000 | 58000 |  |  | 48600 | 515 | 95.5 | 78 | [8 empty] | Federally-Regulated Consumer Product | 11/28/2016 |  | 10/18/2017
International Comfort Products | ICP Commercial | N9MSE0601714A | LPG | Induced Draft | True | False | 1 | False | Up |  | None | Condensing | Single-Stage |  | 0.5 | Standard |  | 60000 | 58000 |  |  | 48300 | 592 | 95.5 | 78 | [8 empty] | Federally-Regulated Consumer Product | 11/28/2016 |  | 10/18/2017
International Comfort Products | ICP Commercial | N9MSE0601714A | LPG | Induced Draft | True | False | 1 | False | Horizontal |  | None | Condensing | Single-Stage |  | 0.5 | Standard |  | 60000 | 58000 |  |  | 48300 | 592 | 95.5 | 78 | [8 empty] | Federally-Regulated Consumer Product | 11/28/2016 |  | 10/18/2017
International Comfort Products | ICP Commercial | N9MSE0601714A | Natural Gas | Induced Draft | True | False | 1 | False | Up |  | None | Condensing | Single-Stage |  | 0.5 | Standard |  | 60000 | 58000 |  |  | 48300 | 592 | 95.5 | 78 | [8 empty] | Federally-Regulated Consumer Product | 11/28/2016 |  | 10/18/2017
International Comfort Products | ICP Commercial | N9MSE0601714A | Natural Gas | Induced Draft | True | False | 1 | False | Horizontal |  | None | Condensing | Single-Stage |  | 0.5 | Standard |  | 60000 | 58000 |  |  | 48300 | 592 | 95.5 | 78 | [8 empty] | Federally-Regulated Consumer Product | 11/28/2016 |  | 10/18/2017
International Comfort Products | ICP Commercial | N9MSE0801716A | LPG | Induced Draft | True | False | 1 | False | Up |  | None | Condensing | Single-Stage |  | 0.75 | Standard |  | 80000 | 78000 |  |  | 80800 | 903 | 95.5 | 78 | [8 empty] | Federally-Regulated Consumer Product | 11/28/2016 |  | 10/18/2017
International Comfort Products | ICP Commercial | N9MSE0801716A | LPG | Induced Draft | True | False | 1 | False | Horizontal |  | None | Condensing | Single-Stage |  | 0.75 | Standard |  | 80000 | 78000 |  |  | 80800 | 903 | 95.5 | 78 | [8 empty] | Federally-Regulated Consumer Product | 11/28/2016 |  | 10/18/2017
International Comfort Products | ICP Commercial | N9MSE0801716A | Natural Gas | Induced Draft | True | False | 1 | False | Up |  | None | Condensing | Single-Stage |  | 0.75 | Standard |  | 80000 | 78000 |  |  | 80800 | 903 | 95.5 | 78 | [8 empty] | Federally-Regulated Consumer Product | 11/28/2016 |  | 10/18/2017
International Comfort Products | ICP Commercial | N9MSE0801716A | Natural Gas | Induced Draft | True | False | 1 | False | Horizontal |  | None | Condensing | Single-Stage |  | 0.75 | Standard |  | 80000 | 78000 |  |  | 80800 | 903 | 95.5 | 78 | [8 empty] | Federally-Regulated Consumer Product | 11/28/2016 |  | 10/18/2017
International Comfort Products | ICP Commercial | N9MSE0802120A | LPG | Induced Draft | True | False | 1 | False | Up |  | None | Condensing | Single-Stage |  | 0.75 | Standard |  | 80000 | 78000 |  |  | 80700 | 939 | 95.5 | 78 | [8 empty] | Federally-Regulated Consumer Product | 11/28/2016 |  | 10/18/2017
International Comfort Products | ICP Commercial | N9MSE0802120A | LPG | Induced Draft | True | False | 1 | False | Horizontal |  | None | Condensing | Single-Stage |  | 0.75 | Standard |  | 80000 | 78000 |  |  | 80700 | 939 | 95.5 | 78 | [8 empty] | Federally-Regulated Consumer Product | 11/28/2016 |  | 10/18/2017
International Comfort Products | ICP Commercial | N9MSE0802120A | Natural Gas | Induced Draft | True | False | 1 | False | Up |  | None | Condensing | Single-Stage |  | 0.75 | Standard |  | 80000 | 78000 |  |  | 80700 | 939 | 95.5 | 78 | [8 empty] | Federally-Regulated Consumer Product | 11/28/2016 |  | 10/18/2017
International Comfort Products | ICP Commercial | N9MSE0802120A | Natural Gas | Induced Draft | True | False | 1 | False | Horizontal |  | None | Condensing | Single-Stage |  | 0.75 | Standard |  | 80000 | 78000 |  |  | 80700 | 939 | 95.5 | 78 | [8 empty] | Federally-Regulated Consumer Product | 11/28/2016 |  | 10/18/2017
International Comfort Products | ICP Commercial | N9MSE1002114A | LPG | Induced Draft | True | False | 1 | False | Up |  | None | Condensing | Single-Stage |  | 0.75 | Standard |  | 100000 | 97000 |  |  | 96700 | 1162 | 95.5 | 78 | [8 empty] | Federally-Regulated Consumer Product | 11/28/2016 |  | 10/18/2017
International Comfort Products | ICP Commercial | N9MSE1002114A | LPG | Induced Draft | True | False | 1 | False | Horizontal |  | None | Condensing | Single-Stage |  | 0.75 | Standard |  | 100000 | 97000 |  |  | 96700 | 1162 | 95.5 | 78 | [8 empty] | Federally-Regulated Consumer Product | 11/28/2016 |  | 10/18/2017
International Comfort Products | ICP Commercial | N9MSE1002114A | Natural Gas | Induced Draft | True | False | 1 | False | Up |  | None | Condensing | Single-Stage |  | 0.75 | Standard |  | 100000 | 97000 |  |  | 96700 | 1162 | 95.5 | 78 | [8 empty] | Federally-Regulated Consumer Product | 11/28/2016 |  | 10/18/2017
International Comfort Products | ICP Commercial | N9MSE1002114A | Natural Gas | Induced Draft | True | False | 1 | False | Horizontal |  | None | Condensing | Single-Stage |  | 0.75 | Standard |  | 100000 | 97000 |  |  | 96700 | 1162 | 95.5 | 78 | [8 empty] | Federally-Regulated Consumer Product | 11/28/2016 |  | 10/18/2017
International Comfort Products | ICP Commercial | N9MSE1002120A | LPG | Induced Draft | True | False | 1 | False | Up |  | None | Condensing | Single-Stage |  | 0.75 | Standard |  | 100000 | 97000 |  |  | 96700 | 1155 | 95.5 | 78 | [8 empty] | Federally-Regulated Consumer Product | 11/28/2016 |  | 10/18/2017
International Comfort Products | ICP Commercial | N9MSE1002120A | LPG | Induced Draft | True | False | 1 | False | Horizontal |  | None | Condensing | Single-Stage |  | 0.75 | Standard |  | 100000 | 97000 |  |  | 96700 | 1155 | 95.5 | 78 | [8 empty] | Federally-Regulated Consumer Product | 11/28/2016 |  | 10/18/2017
International Comfort Products | ICP Commercial | N9MSE1002120A | Natural Gas | Induced Draft | True | False | 1 | False | Up |  | None | Condensing | Single-Stage |  | 0.75 | Standard |  | 100000 | 97000 |  |  | 96700 | 1155 | 95.5 | 78 | [8 empty] | Federally-Regulated Consumer Product | 11/28/2016 |  | 10/18/2017
International Comfort Products | ICP Commercial | N9MSE1002120A | Natural Gas | Induced Draft | True | False | 1 | False | Horizontal |  | None | Condensing | Single-Stage |  | 0.75 | Standard |  | 100000 | 97000 |  |  | 96700 | 1155 | 95.5 | 78 | [8 empty] | Federally-Regulated Consumer Product | 11/28/2016 |  | 10/18/2017
International Comfort Products | ICP Commercial | N9MSE1202420A | LPG | Induced Draft | True | False | 1 | False | Up |  | None | Condensing | Single-Stage |  | 0.75 | Standard |  | 120000 | 117000 |  |  | 112800 | 1336 | 95.5 | 78 | [8 empty] | Federally-Regulated Consumer Product | 11/28/2016 |  | 10/18/2017
International Comfort Products | ICP Commercial | N9MSE1202420A | LPG | Induced Draft | True | False | 1 | False | Horizontal |  | None | Condensing | Single-Stage |  | 0.75 | Standard |  | 120000 | 117000 |  |  | 112800 | 1336 | 95.5 | 78 | [8 empty] | Federally-Regulated Consumer Product | 11/28/2016 |  | 10/18/2017
International Comfort Products | ICP Commercial | N9MSE1202420A | Natural Gas | Induced Draft | True | False | 1 | False | Up |  | None | Condensing | Single-Stage |  | 0.75 | Standard |  | 120000 | 117000 |  |  | 112800 | 1336 | 95.5 | 78 | [8 empty] | Federally-Regulated Consumer Product | 11/28/2016 |  | 10/18/2017
International Comfort Products | ICP Commercial | N9MSE1202420A | Natural Gas | Induced Draft | True | False | 1 | False | Horizontal |  | None | Condensing | Single-Stage |  | 0.75 | Standard |  | 120000 | 117000 |  |  | 112800 | 1336 | 95.5 | 78 | [8 empty] | Federally-Regulated Consumer Product | 11/28/2016 |  | 10/18/2017
International Comfort Products | ICP Commercial | N9MSE1402420A | LPG | Induced Draft | True | False | 1 | False | Up |  | None | Condensing | Single-Stage |  | 0.75 | Standard |  | 140000 | 135000 |  |  | 128900 | 1520 | 95.5 | 78 | [8 empty] | Federally-Regulated Consumer Product | 11/28/2016 |  | 10/18/2017
International Comfort Products | ICP Commercial | N9MSE1402420A | LPG | Induced Draft | True | False | 1 | False | Horizontal |  | None | Condensing | Single-Stage |  | 0.75 | Standard |  | 140000 | 135000 |  |  | 128900 | 1520 | 95.5 | 78 | [8 empty] | Federally-Regulated Consumer Product | 11/28/2016 |  | 10/18/2017
International Comfort Products | ICP Commercial | N9MSE1402420A | Natural Gas | Induced Draft | True | False | 1 | False | Up |  | None | Condensing | Single-Stage |  | 0.75 | Standard |  | 140000 | 135000 |  |  | 128900 | 1520 | 95.5 | 78 | [8 empty] | Federally-Regulated Consumer Product | 11/28/2016 |  | 10/18/2017
International Comfort Products | ICP Commercial | N9MSE1402420A | Natural Gas | Induced Draft | True | False | 1 | False | Horizontal |  | None | Condensing | Single-Stage |  | 0.75 | Standard |  | 140000 | 135000 |  |  | 128900 | 1520 | 95.5 | 78 | [8 empty] | Federally-Regulated Consumer Product | 11/28/2016 |  | 10/18/2017
International Comfort Products | ICP Commercial | F9MAE0601714A | LPG | Induced Draft | True | False | 1 | False | Up |  | None | Condensing | Step Modulating |  | 0.5 | Standard |  | 60000 | 59000 |  |  | 46900 | 155 | 97 | 78 | [8 empty] | Federally-Regulated Consumer Product | 11/28/2016 |  | 10/18/2017
International Comfort Products | ICP Commercial | F9MAE0601714A | LPG | Induced Draft | True | False | 1 | False | Horizontal |  | None | Condensing | Step Modulating |  | 0.5 | Standard |  | 60000 | 59000 |  |  | 46900 | 155 | 97 | 78 | [8 empty] | Federally-Regulated Consumer Product | 11/28/2016 |  | 10/18/2017
International Comfort Products | ICP Commercial | F9MAE0601714A | Natural Gas | Induced Draft | True | False | 1 | False | Up |  | None | Condensing | Step Modulating |  | 0.5 | Standard |  | 60000 | 59000 |  |  | 46900 | 155 | 97 | 78 | [8 empty] | Federally-Regulated Consumer Product | 11/28/2016 |  | 10/18/2017
International Comfort Products | ICP Commercial | F9MAE0601714A | Natural Gas | Induced Draft | True | False | 1 | False | Horizontal |  | None | Condensing | Step Modulating |  | 0.5 | Standard |  | 60000 | 59000 |  |  | 46900 | 155 | 97 | 78 | [8 empty] | Federally-Regulated Consumer Product | 11/28/2016 |  | 10/18/2017
International Comfort Products | ICP Commercial | F9MAE0801714A | LPG | Induced Draft | True | False | 1 | False | Up |  | None | Condensing | Step Modulating |  | 0.5 | Standard |  | 80000 | 78000 |  |  | 77700 | 460 | 97 | 78 | [8 empty] | Federally-Regulated Consumer Product | 11/28/2016 |  | 10/18/2017
International Comfort Products | ICP Commercial | F9MAE0801714A | LPG | Induced Draft | True | False | 1 | False | Horizontal |  | None | Condensing | Step Modulating |  | 0.5 | Standard |  | 80000 | 78000 |  |  | 77700 | 460 | 97 | 78 | [8 empty] | Federally-Regulated Consumer Product | 11/28/2016 |  | 10/18/2017
International Comfort Products | ICP Commercial | F9MAE0801714A | Natural Gas | Induced Draft | True | False | 1 | False | Up |  | None | Condensing | Step Modulating |  | 0.5 | Standard |  | 80000 | 78000 |  |  | 77700 | 460 | 97 | 78 | [8 empty] | Federally-Regulated Consumer Product | 11/28/2016 |  | 10/18/2017
International Comfort Products | ICP Commercial | F9MAE0801714A | Natural Gas | Induced Draft | True | False | 1 | False | Horizontal |  | None | Condensing | Step Modulating |  | 0.5 | Standard |  | 80000 | 78000 |  |  | 77700 | 460 | 97 | 78 | [8 empty] | Federally-Regulated Consumer Product | 11/28/2016 |  | 10/18/2017
International Comfort Products | ICP Commercial | G9MAE0601714A | LPG | Induced Draft | True | False | 1 | False | Up |  | None | Condensing | Step Modulating |  | 0.5 | Standard |  | 60000 | 59000 |  |  | 46900 | 155 | 97 | 78 | [8 empty] | Federally-Regulated Consumer Product | 11/28/2016 |  | 10/18/2017
International Comfort Products | ICP Commercial | G9MAE0601714A | LPG | Induced Draft | True | False | 1 | False | Horizontal |  | None | Condensing | Step Modulating |  | 0.5 | Standard |  | 60000 | 59000 |  |  | 46900 | 155 | 97 | 78 | [8 empty] | Federally-Regulated Consumer Product | 11/28/2016 |  | 10/18/2017
International Comfort Products | ICP Commercial | G9MAE0601714A | Natural Gas | Induced Draft | True | False | 1 | False | Up |  | None | Condensing | Step Modulating |  | 0.5 | Standard |  | 60000 | 59000 |  |  | 46900 | 155 | 97 | 78 | [8 empty] | Federally-Regulated Consumer Product | 11/28/2016 |  | 10/18/2017
International Comfort Products | ICP Commercial | G9MAE0601714A | Natural Gas | Induced Draft | True | False | 1 | False | Horizontal |  | None | Condensing | Step Modulating |  | 0.5 | Standard |  | 60000 | 59000 |  |  | 46900 | 155 | 97 | 78 | [8 empty] | Federally-Regulated Consumer Product | 11/28/2016 |  | 10/18/2017
International Comfort Products | ICP Commercial | G9MAE0801714A | LPG | Induced Draft | True | False | 1 | False | Up |  | None | Condensing | Step Modulating |  | 0.5 | Standard |  | 80000 | 78000 |  |  | 77700 | 460 | 97 | 78 | [8 empty] | Federally-Regulated Consumer Product | 11/28/2016 |  | 10/18/2017
International Comfort Products | ICP Commercial | G9MAE0801714A | LPG | Induced Draft | True | False | 1 | False | Horizontal |  | None | Condensing | Step Modulating |  | 0.5 | Standard |  | 80000 | 78000 |  |  | 77700 | 460 | 97 | 78 | [8 empty] | Federally-Regulated Consumer Product | 11/28/2016 |  | 10/18/2017
International Comfort Products | ICP Commercial | G9MAE0801714A | Natural Gas | Induced Draft | True | False | 1 | False | Up |  | None | Condensing | Step Modulating |  | 0.5 | Standard |  | 80000 | 78000 |  |  | 77700 | 460 | 97 | 78 | [8 empty] | Federally-Regulated Consumer Product | 11/28/2016 |  | 10/18/2017
International Comfort Products | ICP Commercial | G9MAE0801714A | Natural Gas | Induced Draft | True | False | 1 | False | Horizontal |  | None | Condensing | Step Modulating |  | 0.5 | Standard |  | 80000 | 78000 |  |  | 77700 | 460 | 97 | 78 | [8 empty] | Federally-Regulated Consumer Product | 11/28/2016 |  | 10/18/2017
International Comfort Products | ICP Commercial | G9MAE1202422A | LPG | Induced Draft | True | False | 1 | False | Up |  | None | Condensing | Step Modulating |  | 1 | Standard |  | 120000 | 117000 |  |  | 109200 | 506 | 97 | 78 | [8 empty] | Federally-Regulated Consumer Product | 11/28/2016 |  | 10/18/2017
International Comfort Products | ICP Commercial | G9MAE1202422A | LPG | Induced Draft | True | False | 1 | False | Horizontal |  | None | Condensing | Step Modulating |  | 1 | Standard |  | 120000 | 117000 |  |  | 109200 | 506 | 97 | 78 | [8 empty] | Federally-Regulated Consumer Product | 11/28/2016 |  | 10/18/2017
International Comfort Products | ICP Commercial | G9MAE1202422A | Natural Gas | Induced Draft | True | False | 1 | False | Up |  | None | Condensing | Step Modulating |  | 1 | Standard |  | 120000 | 117000 |  |  | 109200 | 506 | 97 | 78 | [8 empty] | Federally-Regulated Consumer Product | 11/28/2016 |  | 10/18/2017
International Comfort Products | ICP Commercial | G9MAE1202422A | Natural Gas | Induced Draft | True | False | 1 | False | Horizontal |  | None | Condensing | Step Modulating |  | 1 | Standard |  | 120000 | 117000 |  |  | 109200 | 506 | 97 | 78 | [8 empty] | Federally-Regulated Consumer Product | 11/28/2016 |  | 10/18/2017
International Comfort Products | ICP Commercial | G9MVE0401410A | LPG | Induced Draft | True | False | 1 | False | Up |  | None | Condensing | Two-Stage Modulating |  | 0.5 | Standard |  | 40000 | 39000 |  |  | 32200 | 176 | 96 | 78 | [8 empty] | Federally-Regulated Consumer Product | 11/18/2015 |  | 10/18/2017
International Comfort Products | ICP Commercial | G9MVE0401410A | LPG | Induced Draft | True | False | 1 | False | Horizontal |  | None | Condensing | Two-Stage Modulating |  | 0.5 | Standard |  | 40000 | 39000 |  |  | 32200 | 176 | 96 | 78 | [8 empty] | Federally-Regulated Consumer Product | 11/18/2015 |  | 10/18/2017
International Comfort Products | ICP Commercial | G9MVE0401410A | Natural Gas | Induced Draft | True | False | 1 | False | Up |  | None | Condensing | Two-Stage Modulating |  | 0.5 | Standard |  | 40000 | 39000 |  |  | 32200 | 176 | 96 | 78 | [8 empty] | Federally-Regulated Consumer Product | 11/18/2015 |  | 10/18/2017
International Comfort Products | ICP Commercial | G9MVE0401410A | Natural Gas | Induced Draft | True | False | 1 | False | Horizontal |  | None | Condensing | Two-Stage Modulating |  | 0.5 | Standard |  | 40000 | 39000 |  |  | 32200 | 176 | 96 | 78 | [8 empty] | Federally-Regulated Consumer Product | 11/18/2015 |  | 10/18/2017
International Comfort Products | ICP Commercial | G9MVE0601714A | LPG | Induced Draft | True | False | 1 | False | Up |  | None | Condensing | Two-Stage Modulating |  | 0.75 | Standard |  | 60000 | 58000 |  |  | 48500 | 195 | 96 | 78 | [8 empty] | Federally-Regulated Consumer Product | 11/18/2015 |  | 10/18/2017
International Comfort Products | ICP Commercial | G9MVE0601714A | LPG | Induced Draft | True | False | 1 | False | Horizontal |  | None | Condensing | Two-Stage Modulating |  | 0.75 | Standard |  | 60000 | 58000 |  |  | 48500 | 195 | 96 | 78 | [8 empty] | Federally-Regulated Consumer Product | 11/18/2015 |  | 10/18/2017
International Comfort Products | ICP Commercial | G9MVE0601714A | Natural Gas | Induced Draft | True | False | 1 | False | Up |  | None | Condensing | Two-Stage Modulating |  | 0.75 | Standard |  | 60000 | 58000 |  |  | 48500 | 195 | 96 | 78 | [8 empty] | Federally-Regulated Consumer Product | 11/18/2015 |  | 10/18/2017
International Comfort Products | ICP Commercial | G9MVE0601714A | Natural Gas | Induced Draft | True | False | 1 | False | Horizontal |  | None | Condensing | Two-Stage Modulating |  | 0.75 | Standard |  | 60000 | 58000 |  |  | 48500 | 195 | 96 | 78 | [8 empty] | Federally-Regulated Consumer Product | 11/18/2015 |  | 10/18/2017
International Comfort Products | ICP Commercial | G9MVE0801716A | LPG | Induced Draft | True | False | 1 | False | Up |  | None | Condensing | Two-Stage Modulating |  | 0.75 | Standard |  | 80000 | 78000 |  |  | 79900 | 414 | 96 | 78 | [8 empty] | Federally-Regulated Consumer Product | 11/18/2015 |  | 10/18/2017
International Comfort Products | ICP Commercial | G9MVE0801716A | LPG | Induced Draft | True | False | 1 | False | Horizontal |  | None | Condensing | Two-Stage Modulating |  | 0.75 | Standard |  | 80000 | 78000 |  |  | 79900 | 414 | 96 | 78 | [8 empty] | Federally-Regulated Consumer Product | 11/18/2015 |  | 10/18/2017
International Comfort Products | ICP Commercial | G9MVE0801716A | Natural Gas | Induced Draft | True | False | 1 | False | Up |  | None | Condensing | Two-Stage Modulating |  | 0.75 | Standard |  | 80000 | 78000 |  |  | 79900 | 414 | 96 | 78 | [8 empty] | Federally-Regulated Consumer Product | 11/18/2015 |  | 10/18/2017
International Comfort Products | ICP Commercial | G9MVE0801716A | Natural Gas | Induced Draft | True | False | 1 | False | Horizontal |  | None | Condensing | Two-Stage Modulating |  | 0.75 | Standard |  | 80000 | 78000 |  |  | 79900 | 414 | 96 | 78 | [8 empty] | Federally-Regulated Consumer Product | 11/18/2015 |  | 10/18/2017
International Comfort Products | ICP Commercial | G9MVE1202422A | LPG | Induced Draft | True | False | 1 | False | Up |  | None | Condensing | Two-Stage Modulating |  | 1 | Standard |  | 120000 | 117000 |  |  | 110000 | 629 | 96 | 78 | [8 empty] | Federally-Regulated Consumer Product | 11/18/2015 |  | 10/18/2017
International Comfort Products | ICP Commercial | G9MVE1202422A | LPG | Induced Draft | True | False | 1 | False | Horizontal |  | None | Condensing | Two-Stage Modulating |  | 1 | Standard |  | 120000 | 117000 |  |  | 110000 | 629 | 96 | 78 | [8 empty] | Federally-Regulated Consumer Product | 11/18/2015 |  | 10/18/2017
International Comfort Products | ICP Commercial | G9MVE1202422A | Natural Gas | Induced Draft | True | False | 1 | False | Up |  | None | Condensing | Two-Stage Modulating |  | 1 | Standard |  | 120000 | 117000 |  |  | 110000 | 629 | 96 | 78 | [8 empty] | Federally-Regulated Consumer Product | 11/18/2015 |  | 10/18/2017
International Comfort Products | ICP Commercial | G9MVE1202422A | Natural Gas | Induced Draft | True | False | 1 | False | Horizontal |  | None | Condensing | Two-Stage Modulating |  | 1 | Standard |  | 120000 | 117000 |  |  | 110000 | 629 | 96 | 78 | [8 empty] | Federally-Regulated Consumer Product | 11/18/2015 |  | 10/18/2017
International Comfort Products | ICP Commercial | G9MVE1002120A | LPG | Induced Draft | True | False | 1 | False | Up |  | None | Condensing | Two-Stage Modulating |  | 1 | Standard |  | 100000 | 97000 |  |  | 96300 | 421 | 96 | 78 | [8 empty] | Federally-Regulated Consumer Product | 11/18/2015 |  | 10/18/2017
International Comfort Products | ICP Commercial | G9MVE1002120A | LPG | Induced Draft | True | False | 1 | False | Horizontal |  | None | Condensing | Two-Stage Modulating |  | 1 | Standard |  | 100000 | 97000 |  |  | 96300 | 421 | 96 | 78 | [8 empty] | Federally-Regulated Consumer Product | 11/18/2015 |  | 10/18/2017
International Comfort Products | ICP Commercial | G9MVE1002120A | Natural Gas | Induced Draft | True | False | 1 | False | Up |  | None | Condensing | Two-Stage Modulating |  | 1 | Standard |  | 100000 | 97000 |  |  | 96300 | 421 | 96 | 78 | [8 empty] | Federally-Regulated Consumer Product | 11/18/2015 |  | 10/18/2017
International Comfort Products | ICP Commercial | G9MVE1002120A | Natural Gas | Induced Draft | True | False | 1 | False | Horizontal |  | None | Condensing | Two-Stage Modulating |  | 1 | Standard |  | 100000 | 97000 |  |  | 96300 | 421 | 96 | 78 | [8 empty] | Federally-Regulated Consumer Product | 11/18/2015 |  | 10/18/2017
International Comfort Products | ICP Commercial | N9MSB0801716B | LPG | Induced Draft | True | False | 1 | False | Up |  | None | Condensing | Single-Stage |  | 0.5 | Standard |  | 80000 | 75000 |  |  | 66800 | 798 | 92.1 | 78 | [8 empty] | Federally-Regulated Consumer Product | 11/28/2016 |  | 10/18/2017
International Comfort Products | ICP Commercial | N9MSB0801716B | LPG | Induced Draft | True | False | 1 | False | Down |  | None | Condensing | Single-Stage |  | 0.5 | Standard |  | 80000 | 75000 |  |  | 66800 | 798 | 92.1 | 78 | [8 empty] | Federally-Regulated Consumer Product | 11/28/2016 |  | 10/18/2017
International Comfort Products | ICP Commercial | N9MSB0801716B | LPG | Induced Draft | True | False | 1 | False | Horizontal |  | None | Condensing | Single-Stage |  | 0.5 | Standard |  | 80000 | 75000 |  |  | 66800 | 798 | 92.1 | 78 | [8 empty] | Federally-Regulated Consumer Product | 11/28/2016 |  | 10/18/2017
International Comfort Products | ICP Commercial | N9MSB0801716B | Natural Gas | Induced Draft | True | False | 1 | False | Up |  | None | Condensing | Single-Stage |  | 0.5 | Standard |  | 80000 | 75000 |  |  | 66800 | 798 | 92.1 | 78 | [8 empty] | Federally-Regulated Consumer Product | 11/28/2016 |  | 10/18/2017
International Comfort Products | ICP Commercial | N9MSB0801716B | Natural Gas | Induced Draft | True | False | 1 | False | Down |  | None | Condensing | Single-Stage |  | 0.5 | Standard |  | 80000 | 75000 |  |  | 66800 | 798 | 92.1 | 78 | [8 empty] | Federally-Regulated Consumer Product | 11/28/2016 |  | 10/18/2017
International Comfort Products | ICP Commercial | N9MSB0801716B | Natural Gas | Induced Draft | True | False | 1 | False | Horizontal |  | None | Condensing | Single-Stage |  | 0.5 | Standard |  | 80000 | 75000 |  |  | 66800 | 798 | 92.1 | 78 | [8 empty] | Federally-Regulated Consumer Product | 11/28/2016 |  | 10/18/2017
International Comfort Products | ICP Commercial | N9MSE0401712A | LPG | Induced Draft | True | False | 1 | False | Up |  | None | Condensing | Single-Stage |  | 0.5 | Standard |  | 40000 | 39000 |  |  | 32200 | 426 | 95.5 | 78 | [8 empty] | Federally-Regulated Consumer Product | 11/28/2016 |  | 10/18/2017
International Comfort Products | ICP Commercial | N9MSE0401712A | LPG | Induced Draft | True | False | 1 | False | Horizontal |  | None | Condensing | Single-Stage |  | 0.5 | Standard |  | 40000 | 39000 |  |  | 32200 | 426 | 95.5 | 78 | [8 empty] | Federally-Regulated Consumer Product | 11/28/2016 |  | 10/18/2017
International Comfort Products | ICP Commercial | N9MSE0401712A | Natural Gas | Induced Draft | True | False | 1 | False | Up |  | None | Condensing | Single-Stage |  | 0.5 | Standard |  | 40000 | 39000 |  |  | 32200 | 426 | 95.5 | 78 | [8 empty] | Federally-Regulated Consumer Product | 11/28/2016 |  | 10/18/2017
International Comfort Products | ICP Commercial | N9MSE0401712A | Natural Gas | Induced Draft | True | False | 1 | False | Horizontal |  | None | Condensing | Single-Stage |  | 0.5 | Standard |  | 40000 | 39000 |  |  | 32200 | 426 | 95.5 | 78 | [8 empty] | Federally-Regulated Consumer Product | 11/28/2016 |  | 10/18/2017
International Comfort Products | ICP Commercial | N9MSE0802120A* | LPG | Induced Draft | True | False | 1 | True | Up |  | None | Condensing | Single-Stage |  | 0.75 | Standard |  | 80000 | 78000 |  |  | 80700 | 939 | 95.5 | 75 | [8 empty] | Federally-Regulated Consumer Product | 11/28/2016 |  | 10/18/2017
International Comfort Products | ICP Commercial | N9MSE0802120A* | LPG | Induced Draft | True | False | 1 | True | Horizontal |  | None | Condensing | Single-Stage |  | 0.75 | Standard |  | 80000 | 78000 |  |  | 80700 | 939 | 95.5 | 75 | [8 empty] | Federally-Regulated Consumer Product | 11/28/2016 |  | 10/18/2017
International Comfort Products | ICP Commercial | N9MSE0802120A* | Natural Gas | Induced Draft | True | False | 1 | True | Up |  | None | Condensing | Single-Stage |  | 0.75 | Standard |  | 80000 | 78000 |  |  | 80700 | 939 | 95.5 | 75 | [8 empty] | Federally-Regulated Consumer Product | 11/28/2016 |  | 10/18/2017
International Comfort Products | ICP Commercial | N9MSE0802120A* | Natural Gas | Induced Draft | True | False | 1 | True | Horizontal |  | None | Condensing | Single-Stage |  | 0.75 | Standard |  | 80000 | 78000 |  |  | 80700 | 939 | 95.5 | 75 | [8 empty] | Federally-Regulated Consumer Product | 11/28/2016 |  | 10/18/2017
International Comfort Products | ICP Commercial | G9MVE0401712A | LPG | Induced Draft | True | False | 1 | False | Up |  | None | Condensing | Two-Stage Modulating |  | 0.5 | Standard |  | 40000 | 39000 |  |  | 32500 | 129 | 96 | 78 | [8 empty] | Federally-Regulated Consumer Product | 11/28/2016 |  | 10/18/2017
International Comfort Products | ICP Commercial | G9MVE0401712A | LPG | Induced Draft | True | False | 1 | False | Horizontal |  | None | Condensing | Two-Stage Modulating |  | 0.5 | Standard |  | 40000 | 39000 |  |  | 32500 | 129 | 96 | 78 | [8 empty] | Federally-Regulated Consumer Product | 11/28/2016 |  | 10/18/2017
International Comfort Products | ICP Commercial | G9MVE0401712A | Natural Gas | Induced Draft | True | False | 1 | False | Up |  | None | Condensing | Two-Stage Modulating |  | 0.5 | Standard |  | 40000 | 39000 |  |  | 32500 | 129 | 96 | 78 | [8 empty] | Federally-Regulated Consumer Product | 11/28/2016 |  | 10/18/2017
International Comfort Products | ICP Commercial | G9MVE0401712A | Natural Gas | Induced Draft | True | False | 1 | False | Horizontal |  | None | Condensing | Two-Stage Modulating |  | 0.5 | Standard |  | 40000 | 39000 |  |  | 32500 | 129 | 96 | 78 | [8 empty] | Federally-Regulated Consumer Product | 11/28/2016 |  | 10/18/2017
International Comfort Products | ICP Commercial | N9MSB0401410C | LPG | Induced Draft | True | False | 1 | False | Up |  | None | Condensing | Single-Stage |  | 0.33 | Standard |  | 40000 | 37000 |  |  | 33700 | 341 | 92.1 | 78 | [8 empty] | Federally-Regulated Consumer Product | 11/28/2016 |  | 10/18/2017
International Comfort Products | ICP Commercial | N9MSB0401410C | LPG | Induced Draft | True | False | 1 | False | Down |  | None | Condensing | Single-Stage |  | 0.33 | Standard |  | 40000 | 37000 |  |  | 33700 | 341 | 92.1 | 78 | [8 empty] | Federally-Regulated Consumer Product | 11/28/2016 |  | 10/18/2017
International Comfort Products | ICP Commercial | N9MSB0401410C | LPG | Induced Draft | True | False | 1 | False | Horizontal |  | None | Condensing | Single-Stage |  | 0.33 | Standard |  | 40000 | 37000 |  |  | 33700 | 341 | 92.1 | 78 | [8 empty] | Federally-Regulated Consumer Product | 11/28/2016 |  | 10/18/2017
International Comfort Products | ICP Commercial | N9MSB0401410C | Natural Gas | Induced Draft | True | False | 1 | False | Up |  | None | Condensing | Single-Stage |  | 0.33 | Standard |  | 40000 | 37000 |  |  | 33700 | 341 | 92.1 | 78 | [8 empty] | Federally-Regulated Consumer Product | 11/28/2016 |  | 10/18/2017
International Comfort Products | ICP Commercial | N9MSB0401410C | Natural Gas | Induced Draft | True | False | 1 | False | Down |  | None | Condensing | Single-Stage |  | 0.33 | Standard |  | 40000 | 37000 |  |  | 33700 | 341 | 92.1 | 78 | [8 empty] | Federally-Regulated Consumer Product | 11/28/2016 |  | 10/18/2017
International Comfort Products | ICP Commercial | N9MSB0401410C | Natural Gas | Induced Draft | True | False | 1 | False | Horizontal |  | None | Condensing | Single-Stage |  | 0.33 | Standard |  | 40000 | 37000 |  |  | 33700 | 341 | 92.1 | 78 | [8 empty] | Federally-Regulated Consumer Product | 11/28/2016 |  | 10/18/2017
International Comfort Products | ICP Commercial | N9MSB0401712C | LPG | Induced Draft | True | False | 1 | False | Up |  | None | Condensing | Single-Stage |  | 0.5 | Standard |  | 40000 | 37000 |  |  | 33500 | 383 | 92.1 | 78 | [8 empty] | Federally-Regulated Consumer Product | 11/28/2016 |  | 10/18/2017
International Comfort Products | ICP Commercial | N9MSB0401712C | LPG | Induced Draft | True | False | 1 | False | Down |  | None | Condensing | Single-Stage |  | 0.5 | Standard |  | 40000 | 37000 |  |  | 33500 | 383 | 92.1 | 78 | [8 empty] | Federally-Regulated Consumer Product | 11/28/2016 |  | 10/18/2017
International Comfort Products | ICP Commercial | N9MSB0401712C | LPG | Induced Draft | True | False | 1 | False | Horizontal |  | None | Condensing | Single-Stage |  | 0.5 | Standard |  | 40000 | 37000 |  |  | 33500 | 383 | 92.1 | 78 | [8 empty] | Federally-Regulated Consumer Product | 11/28/2016 |  | 10/18/2017
International Comfort Products | ICP Commercial | N9MSB0401712C | Natural Gas | Induced Draft | True | False | 1 | False | Up |  | None | Condensing | Single-Stage |  | 0.5 | Standard |  | 40000 | 37000 |  |  | 33500 | 383 | 92.1 | 78 | [8 empty] | Federally-Regulated Consumer Product | 11/28/2016 |  | 10/18/2017
International Comfort Products | ICP Commercial | N9MSB0401712C | Natural Gas | Induced Draft | True | False | 1 | False | Down |  | None | Condensing | Single-Stage |  | 0.5 | Standard |  | 40000 | 37000 |  |  | 33500 | 383 | 92.1 | 78 | [8 empty] | Federally-Regulated Consumer Product | 11/28/2016 |  | 10/18/2017
International Comfort Products | ICP Commercial | N9MSB0401712C | Natural Gas | Induced Draft | True | False | 1 | False | Horizontal |  | None | Condensing | Single-Stage |  | 0.5 | Standard |  | 40000 | 37000 |  |  | 33500 | 383 | 92.1 | 78 | [8 empty] | Federally-Regulated Consumer Product | 11/28/2016 |  | 10/18/2017
International Comfort Products | ICP Commercial | N9MSB0601412C | LPG | Induced Draft | True | False | 1 | False | Up |  | None | Condensing | Single-Stage |  | 0.33 | Standard |  | 60000 | 56000 |  |  | 50600 | 481 | 92.1 | 78 | [8 empty] | Federally-Regulated Consumer Product | 11/28/2016 |  | 10/18/2017
International Comfort Products | ICP Commercial | N9MSB0601412C | LPG | Induced Draft | True | False | 1 | False | Down |  | None | Condensing | Single-Stage |  | 0.33 | Standard |  | 60000 | 56000 |  |  | 50600 | 481 | 92.1 | 78 | [8 empty] | Federally-Regulated Consumer Product | 11/28/2016 |  | 10/18/2017
International Comfort Products | ICP Commercial | N9MSB0601412C | LPG | Induced Draft | True | False | 1 | False | Horizontal |  | None | Condensing | Single-Stage |  | 0.33 | Standard |  | 60000 | 56000 |  |  | 50600 | 481 | 92.1 | 78 | [8 empty] | Federally-Regulated Consumer Product | 11/28/2016 |  | 10/18/2017
International Comfort Products | ICP Commercial | N9MSB0601412C | Natural Gas | Induced Draft | True | False | 1 | False | Up |  | None | Condensing | Single-Stage |  | 0.33 | Standard |  | 60000 | 56000 |  |  | 50600 | 481 | 92.1 | 78 | [8 empty] | Federally-Regulated Consumer Product | 11/28/2016 |  | 10/18/2017
International Comfort Products | ICP Commercial | N9MSB0601412C | Natural Gas | Induced Draft | True | False | 1 | False | Down |  | None | Condensing | Single-Stage |  | 0.33 | Standard |  | 60000 | 56000 |  |  | 50600 | 481 | 92.1 | 78 | [8 empty] | Federally-Regulated Consumer Product | 11/28/2016 |  | 10/18/2017
International Comfort Products | ICP Commercial | N9MSB0601412C | Natural Gas | Induced Draft | True | False | 1 | False | Horizontal |  | None | Condensing | Single-Stage |  | 0.33 | Standard |  | 60000 | 56000 |  |  | 50600 | 481 | 92.1 | 78 | [8 empty] | Federally-Regulated Consumer Product | 11/28/2016 |  | 10/18/2017
International Comfort Products | ICP Commercial | N9MSB0601716C | LPG | Induced Draft | True | False | 1 | False | Up |  | None | Condensing | Single-Stage |  | 0.5 | Standard |  | 60000 | 56000 |  |  | 50100 | 605 | 92.1 | 78 | [8 empty] | Federally-Regulated Consumer Product | 11/28/2016 |  | 10/18/2017
International Comfort Products | ICP Commercial | N9MSB0601716C | LPG | Induced Draft | True | False | 1 | False | Down |  | None | Condensing | Single-Stage |  | 0.5 | Standard |  | 60000 | 56000 |  |  | 50100 | 605 | 92.1 | 78 | [8 empty] | Federally-Regulated Consumer Product | 11/28/2016 |  | 10/18/2017
International Comfort Products | ICP Commercial | N9MSB0601716C | LPG | Induced Draft | True | False | 1 | False | Horizontal |  | None | Condensing | Single-Stage |  | 0.5 | Standard |  | 60000 | 56000 |  |  | 50100 | 605 | 92.1 | 78 | [8 empty] | Federally-Regulated Consumer Product | 11/28/2016 |  | 10/18/2017
International Comfort Products | ICP Commercial | N9MSB0601716C | Natural Gas | Induced Draft | True | False | 1 | False | Up |  | None | Condensing | Single-Stage |  | 0.5 | Standard |  | 60000 | 56000 |  |  | 50100 | 605 | 92.1 | 78 | [8 empty] | Federally-Regulated Consumer Product | 11/28/2016 |  | 10/18/2017
International Comfort Products | ICP Commercial | N9MSB0601716C | Natural Gas | Induced Draft | True | False | 1 | False | Down |  | None | Condensing | Single-Stage |  | 0.5 | Standard |  | 60000 | 56000 |  |  | 50100 | 605 | 92.1 | 78 | [8 empty] | Federally-Regulated Consumer Product | 11/28/2016 |  | 10/18/2017
International Comfort Products | ICP Commercial | N9MSB0601716C | Natural Gas | Induced Draft | True | False | 1 | False | Horizontal |  | None | Condensing | Single-Stage |  | 0.5 | Standard |  | 60000 | 56000 |  |  | 50100 | 605 | 92.1 | 78 | [8 empty] | Federally-Regulated Consumer Product | 11/28/2016 |  | 10/18/2017
International Comfort Products | ICP Commercial | N9MSB0802120C | LPG | Induced Draft | True | False | 1 | False | Up |  | None | Condensing | Single-Stage |  | 0.75 | Standard |  | 80000 | 75000 |  |  | 66900 | 775 | 92.1 | 78 | [8 empty] | Federally-Regulated Consumer Product | 11/28/2016 |  | 10/18/2017
International Comfort Products | ICP Commercial | N9MSB0802120C | LPG | Induced Draft | True | False | 1 | False | Down |  | None | Condensing | Single-Stage |  | 0.75 | Standard |  | 80000 | 75000 |  |  | 66900 | 775 | 92.1 | 78 | [8 empty] | Federally-Regulated Consumer Product | 11/28/2016 |  | 10/18/2017
International Comfort Products | ICP Commercial | N9MSB0802120C | LPG | Induced Draft | True | False | 1 | False | Horizontal |  | None | Condensing | Single-Stage |  | 0.75 | Standard |  | 80000 | 75000 |  |  | 66900 | 775 | 92.1 | 78 | [8 empty] | Federally-Regulated Consumer Product | 11/28/2016 |  | 10/18/2017
International Comfort Products | ICP Commercial | N9MSB0802120C | Natural Gas | Induced Draft | True | False | 1 | False | Up |  | None | Condensing | Single-Stage |  | 0.75 | Standard |  | 80000 | 75000 |  |  | 66900 | 775 | 92.1 | 78 | [8 empty] | Federally-Regulated Consumer Product | 11/28/2016 |  | 10/18/2017
International Comfort Products | ICP Commercial | N9MSB0802120C | Natural Gas | Induced Draft | True | False | 1 | False | Down |  | None | Condensing | Single-Stage |  | 0.75 | Standard |  | 80000 | 75000 |  |  | 66900 | 775 | 92.1 | 78 | [8 empty] | Federally-Regulated Consumer Product | 11/28/2016 |  | 10/18/2017
International Comfort Products | ICP Commercial | N9MSB0802120C | Natural Gas | Induced Draft | True | False | 1 | False | Horizontal |  | None | Condensing | Single-Stage |  | 0.75 | Standard |  | 80000 | 75000 |  |  | 66900 | 775 | 92.1 | 78 | [8 empty] | Federally-Regulated Consumer Product | 11/28/2016 |  | 10/18/2017
International Comfort Products | ICP Commercial | N9MSB1002116C | LPG | Induced Draft | True | False | 1 | False | Up |  | None | Condensing | Single-Stage |  | 0.5 | Standard |  | 100000 | 94000 |  |  | 100900 | 994 | 92.1 | 78 | [8 empty] | Federally-Regulated Consumer Product | 02/14/2017 |  | 10/18/2017
International Comfort Products | ICP Commercial | N9MSB1002116C | LPG | Induced Draft | True | False | 1 | False | Down |  | None | Condensing | Single-Stage |  | 0.5 | Standard |  | 100000 | 94000 |  |  | 100900 | 994 | 92.1 | 78 | [8 empty] | Federally-Regulated Consumer Product | 02/14/2017 |  | 10/18/2017
International Comfort Products | ICP Commercial | N9MSB1002116C | LPG | Induced Draft | True | False | 1 | False | Horizontal |  | None | Condensing | Single-Stage |  | 0.5 | Standard |  | 100000 | 94000 |  |  | 100900 | 994 | 92.1 | 78 | [8 empty] | Federally-Regulated Consumer Product | 02/14/2017 |  | 10/18/2017
International Comfort Products | ICP Commercial | N9MSB1002116C | Natural Gas | Induced Draft | True | False | 1 | False | Up |  | None | Condensing | Single-Stage |  | 0.5 | Standard |  | 100000 | 94000 |  |  | 100900 | 994 | 92.1 | 78 | [8 empty] | Federally-Regulated Consumer Product | 02/14/2017 |  | 10/18/2017
International Comfort Products | ICP Commercial | N9MSB1002116C | Natural Gas | Induced Draft | True | False | 1 | False | Down |  | None | Condensing | Single-Stage |  | 0.5 | Standard |  | 100000 | 94000 |  |  | 100900 | 994 | 92.1 | 78 | [8 empty] | Federally-Regulated Consumer Product | 02/14/2017 |  | 10/18/2017
International Comfort Products | ICP Commercial | N9MSB1002116C | Natural Gas | Induced Draft | True | False | 1 | False | Horizontal |  | None | Condensing | Single-Stage |  | 0.5 | Standard |  | 100000 | 94000 |  |  | 100900 | 994 | 92.1 | 78 | [8 empty] | Federally-Regulated Consumer Product | 02/14/2017 |  | 10/18/2017
International Comfort Products | ICP Commercial | N9MSB1002120C | LPG | Induced Draft | True | False | 1 | False | Up |  | None | Condensing | Single-Stage |  | 0.75 | Standard |  | 100000 | 94000 |  |  | 100800 | 1030 | 92.1 | 78 | [8 empty] | Federally-Regulated Consumer Product | 02/14/2017 |  | 10/18/2017
International Comfort Products | ICP Commercial | N9MSB1002120C | LPG | Induced Draft | True | False | 1 | False | Down |  | None | Condensing | Single-Stage |  | 0.75 | Standard |  | 100000 | 94000 |  |  | 100800 | 1030 | 92.1 | 78 | [8 empty] | Federally-Regulated Consumer Product | 02/14/2017 |  | 10/18/2017
International Comfort Products | ICP Commercial | N9MSB1002120C | LPG | Induced Draft | True | False | 1 | False | Horizontal |  | None | Condensing | Single-Stage |  | 0.75 | Standard |  | 100000 | 94000 |  |  | 100800 | 1030 | 92.1 | 78 | [8 empty] | Federally-Regulated Consumer Product | 02/14/2017 |  | 10/18/2017
International Comfort Products | ICP Commercial | N9MSB1002120C | Natural Gas | Induced Draft | True | False | 1 | False | Up |  | None | Condensing | Single-Stage |  | 0.75 | Standard |  | 100000 | 94000 |  |  | 100800 | 1030 | 92.1 | 78 | [8 empty] | Federally-Regulated Consumer Product | 02/14/2017 |  | 10/18/2017
International Comfort Products | ICP Commercial | N9MSB1002120C | Natural Gas | Induced Draft | True | False | 1 | False | Down |  | None | Condensing | Single-Stage |  | 0.75 | Standard |  | 100000 | 94000 |  |  | 100800 | 1030 | 92.1 | 78 | [8 empty] | Federally-Regulated Consumer Product | 02/14/2017 |  | 10/18/2017
International Comfort Products | ICP Commercial | N9MSB1002120C | Natural Gas | Induced Draft | True | False | 1 | False | Horizontal |  | None | Condensing | Single-Stage |  | 0.75 | Standard |  | 100000 | 94000 |  |  | 100800 | 1030 | 92.1 | 78 | [8 empty] | Federally-Regulated Consumer Product | 02/14/2017 |  | 10/18/2017
International Comfort Products | ICP Commercial | N9MSB1202420C | LPG | Induced Draft | True | False | 1 | False | Up |  | None | Condensing | Single-Stage |  | 0.75 | Standard |  | 120000 | 112000 |  |  | 117400 | 1247 | 92.1 | 78 | [8 empty] | Federally-Regulated Consumer Product | 02/14/2017 |  | 10/18/2017
International Comfort Products | ICP Commercial | N9MSB1202420C | LPG | Induced Draft | True | False | 1 | False | Down |  | None | Condensing | Single-Stage |  | 0.75 | Standard |  | 120000 | 112000 |  |  | 117400 | 1247 | 92.1 | 78 | [8 empty] | Federally-Regulated Consumer Product | 02/14/2017 |  | 10/18/2017
International Comfort Products | ICP Commercial | N9MSB1202420C | LPG | Induced Draft | True | False | 1 | False | Horizontal |  | None | Condensing | Single-Stage |  | 0.75 | Standard |  | 120000 | 112000 |  |  | 117400 | 1247 | 92.1 | 78 | [8 empty] | Federally-Regulated Consumer Product | 02/14/2017 |  | 10/18/2017
International Comfort Products | ICP Commercial | N9MSB1202420C | Natural Gas | Induced Draft | True | False | 1 | False | Up |  | None | Condensing | Single-Stage |  | 0.75 | Standard |  | 120000 | 112000 |  |  | 117400 | 1247 | 92.1 | 78 | [8 empty] | Federally-Regulated Consumer Product | 02/14/2017 |  | 10/18/2017
International Comfort Products | ICP Commercial | N9MSB1202420C | Natural Gas | Induced Draft | True | False | 1 | False | Down |  | None | Condensing | Single-Stage |  | 0.75 | Standard |  | 120000 | 112000 |  |  | 117400 | 1247 | 92.1 | 78 | [8 empty] | Federally-Regulated Consumer Product | 02/14/2017 |  | 10/18/2017
International Comfort Products | ICP Commercial | N9MSB1202420C | Natural Gas | Induced Draft | True | False | 1 | False | Horizontal |  | None | Condensing | Single-Stage |  | 0.75 | Standard |  | 120000 | 112000 |  |  | 117400 | 1247 | 92.1 | 78 | [8 empty] | Federally-Regulated Consumer Product | 02/14/2017 |  | 10/18/2017
International Comfort Products | ICP Commercial | G9MXT0401712A* | LPG | Induced Draft | True | False | 1 | False | Up |  | None | Condensing | Two-Stage Modulating |  | 0.5 | Standard |  | 40000 | 39000 |  |  | 32400 | 144 | 96 | 78 | [8 empty] | Federally-Regulated Consumer Product | 02/23/2016 |  | 10/18/2017
International Comfort Products | ICP Commercial | G9MXT0401712A* | LPG | Induced Draft | True | False | 1 | False | Horizontal |  | None | Condensing | Two-Stage Modulating |  | 0.5 | Standard |  | 40000 | 39000 |  |  | 32400 | 144 | 96 | 78 | [8 empty] | Federally-Regulated Consumer Product | 02/23/2016 |  | 10/18/2017
International Comfort Products | ICP Commercial | G9MXT0401712A* | Natural Gas | Induced Draft | True | False | 1 | False | Up |  | None | Condensing | Two-Stage Modulating |  | 0.5 | Standard |  | 40000 | 39000 |  |  | 32400 | 144 | 96 | 78 | [8 empty] | Federally-Regulated Consumer Product | 02/23/2016 |  | 10/18/2017
International Comfort Products | ICP Commercial | G9MXT0401712A* | Natural Gas | Induced Draft | True | False | 1 | False | Horizontal |  | None | Condensing | Two-Stage Modulating |  | 0.5 | Standard |  | 40000 | 39000 |  |  | 32400 | 144 | 96 | 78 | [8 empty] | Federally-Regulated Consumer Product | 02/23/2016 |  | 10/18/2017
International Comfort Products | ICP Commercial | G9MXT0601412A* | LPG | Induced Draft | True | False | 1 | False | Up |  | None | Condensing | Two-Stage Modulating |  | 0.5 | Standard |  | 60000 | 58000 |  |  | 48700 | 248 | 95 | 78 | [8 empty] | Federally-Regulated Consumer Product | 02/23/2016 |  | 10/18/2017
International Comfort Products | ICP Commercial | G9MXT0601412A* | LPG | Induced Draft | True | False | 1 | False | Horizontal |  | None | Condensing | Two-Stage Modulating |  | 0.5 | Standard |  | 60000 | 58000 |  |  | 48700 | 248 | 95 | 78 | [8 empty] | Federally-Regulated Consumer Product | 02/23/2016 |  | 10/18/2017
International Comfort Products | ICP Commercial | G9MXT0601412A* | Natural Gas | Induced Draft | True | False | 1 | False | Up |  | None | Condensing | Two-Stage Modulating |  | 0.5 | Standard |  | 60000 | 58000 |  |  | 48700 | 248 | 95 | 78 | [8 empty] | Federally-Regulated Consumer Product | 02/23/2016 |  | 10/18/2017
International Comfort Products | ICP Commercial | G9MXT0601412A* | Natural Gas | Induced Draft | True | False | 1 | False | Horizontal |  | None | Condensing | Two-Stage Modulating |  | 0.5 | Standard |  | 60000 | 58000 |  |  | 48700 | 248 | 95 | 78 | [8 empty] | Federally-Regulated Consumer Product | 02/23/2016 |  | 10/18/2017
International Comfort Products | ICP Commercial | N9MSE0261408A | LPG | Induced Draft | True | False | 1 | False | Up |  | None | Condensing | Single-Stage |  | 0.25 | Standard |  | 26000 | 25000 |  |  | 24300 | 271 | 95.5 | 78 | [8 empty] | Federally-Regulated Consumer Product | 10/27/2016 |  | 10/18/2017
International Comfort Products | ICP Commercial | N9MSE0261408A | LPG | Induced Draft | True | False | 1 | False | Horizontal |  | None | Condensing | Single-Stage |  | 0.25 | Standard |  | 26000 | 25000 |  |  | 24300 | 271 | 95.5 | 78 | [8 empty] | Federally-Regulated Consumer Product | 10/27/2016 |  | 10/18/2017
International Comfort Products | ICP Commercial | N9MSE0261408A | Natural Gas | Induced Draft | True | False | 1 | False | Up |  | None | Condensing | Single-Stage |  | 0.25 | Standard |  | 26000 | 25000 |  |  | 24300 | 271 | 95.5 | 78 | [8 empty] | Federally-Regulated Consumer Product | 10/27/2016 |  | 10/18/2017
International Comfort Products | ICP Commercial | N9MSE0261408A | Natural Gas | Induced Draft | True | False | 1 | False | Horizontal |  | None | Condensing | Single-Stage |  | 0.25 | Standard |  | 26000 | 25000 |  |  | 24300 | 271 | 95.5 | 78 | [8 empty] | Federally-Regulated Consumer Product | 10/27/2016 |  | 10/18/2017
International Comfort Products | ICP Commercial | G9MXE0261410A | LPG | Induced Draft | True | False | 1 | False | Up |  | None | Condensing | Single-Stage |  | 0.33 | Standard |  | 26000 | 25000 |  |  | 24700 | 130 | 96 | 78 | [8 empty] | Federally-Regulated Consumer Product | 10/27/2016 |  | 10/18/2017
International Comfort Products | ICP Commercial | G9MXE0261410A | LPG | Induced Draft | True | False | 1 | False | Horizontal |  | None | Condensing | Single-Stage |  | 0.33 | Standard |  | 26000 | 25000 |  |  | 24700 | 130 | 96 | 78 | [8 empty] | Federally-Regulated Consumer Product | 10/27/2016 |  | 10/18/2017
International Comfort Products | ICP Commercial | G9MXE0261410A | Natural Gas | Induced Draft | True | False | 1 | False | Up |  | None | Condensing | Single-Stage |  | 0.33 | Standard |  | 26000 | 25000 |  |  | 24700 | 130 | 96 | 78 | [8 empty] | Federally-Regulated Consumer Product | 10/27/2016 |  | 10/18/2017
International Comfort Products | ICP Commercial | G9MXE0261410A | Natural Gas | Induced Draft | True | False | 1 | False | Horizontal |  | None | Condensing | Single-Stage |  | 0.33 | Standard |  | 26000 | 25000 |  |  | 24700 | 130 | 96 | 78 | [8 empty] | Federally-Regulated Consumer Product | 10/27/2016 |  | 10/18/2017
International Comfort Products | ICP Commercial | N9MSE0261408A*D | LPG | Induced Draft | True | False | 1 | False | Down |  | None | Condensing | Single-Stage |  | 0.25 | Standard |  | 26000 | 25000 |  |  | 24500 | 270 | 95 | 78 | [8 empty] | Federally-Regulated Consumer Product | 10/27/2016 |  | 10/18/2017
International Comfort Products | ICP Commercial | N9MSE0261408A*D | Natural Gas | Induced Draft | True | False | 1 | False | Down |  | None | Condensing | Single-Stage |  | 0.25 | Standard |  | 26000 | 25000 |  |  | 24500 | 270 | 95 | 78 | [8 empty] | Federally-Regulated Consumer Product | 10/27/2016 |  | 10/18/2017
International Comfort Products | ICP Commercial | N9MSE0401410A*D | LPG | Induced Draft | True | False | 1 | False | Down |  | None | Condensing | Single-Stage |  | 0.5 | Standard |  | 40000 | 39000 |  |  | 32500 | 374 | 95 | 78 | [8 empty] | Federally-Regulated Consumer Product | 02/14/2017 |  | 10/18/2017
International Comfort Products | ICP Commercial | N9MSE0401410A*D | Natural Gas | Induced Draft | True | False | 1 | False | Down |  | None | Condensing | Single-Stage |  | 0.5 | Standard |  | 40000 | 39000 |  |  | 32500 | 374 | 95 | 78 | [8 empty] | Federally-Regulated Consumer Product | 02/14/2017 |  | 10/18/2017
International Comfort Products | ICP Commercial | N9MSE0401712A*D | LPG | Induced Draft | True | False | 1 | False | Down |  | None | Condensing | Single-Stage |  | 0.5 | Standard |  | 40000 | 39000 |  |  | 32100 | 502 | 95 | 78 | [8 empty] | Federally-Regulated Consumer Product | 11/28/2016 |  | 10/18/2017
International Comfort Products | ICP Commercial | N9MSE0401712A*D | Natural Gas | Induced Draft | True | False | 1 | False | Down |  | None | Condensing | Single-Stage |  | 0.5 | Standard |  | 40000 | 39000 |  |  | 32100 | 502 | 95 | 78 | [8 empty] | Federally-Regulated Consumer Product | 11/28/2016 |  | 10/18/2017
International Comfort Products | ICP Commercial | N9MSE0601410A*D | LPG | Induced Draft | True | False | 1 | False | Down |  | None | Condensing | Single-Stage |  | 0.5 | Standard |  | 60000 | 58000 |  |  | 48900 | 521 | 95 | 78 | [8 empty] | Federally-Regulated Consumer Product | 11/28/2016 |  | 10/18/2017
International Comfort Products | ICP Commercial | N9MSE0601410A*D | Natural Gas | Induced Draft | True | False | 1 | False | Down |  | None | Condensing | Single-Stage |  | 0.5 | Standard |  | 60000 | 58000 |  |  | 48900 | 521 | 95 | 78 | [8 empty] | Federally-Regulated Consumer Product | 11/28/2016 |  | 10/18/2017
International Comfort Products | ICP Commercial | N9MSE0601714A*D | LPG | Induced Draft | True | False | 1 | False | Down |  | None | Condensing | Single-Stage |  | 0.5 | Standard |  | 60000 | 58000 |  |  | 48600 | 598 | 95 | 78 | [8 empty] | Federally-Regulated Consumer Product | 11/28/2016 |  | 10/18/2017
International Comfort Products | ICP Commercial | N9MSE0601714A*D | Natural Gas | Induced Draft | True | False | 1 | False | Down |  | None | Condensing | Single-Stage |  | 0.5 | Standard |  | 60000 | 58000 |  |  | 48600 | 598 | 95 | 78 | [8 empty] | Federally-Regulated Consumer Product | 11/28/2016 |  | 10/18/2017
International Comfort Products | ICP Commercial | N9MSE0801716A*D | LPG | Induced Draft | True | False | 1 | False | Down |  | None | Condensing | Single-Stage |  | 0.75 | Standard |  | 80000 | 78000 |  |  | 81300 | 913 | 95 | 78 | [8 empty] | Federally-Regulated Consumer Product | 02/14/2017 |  | 10/18/2017
International Comfort Products | ICP Commercial | N9MSE0801716A*D | Natural Gas | Induced Draft | True | False | 1 | False | Down |  | None | Condensing | Single-Stage |  | 0.75 | Standard |  | 80000 | 78000 |  |  | 81300 | 913 | 95 | 78 | [8 empty] | Federally-Regulated Consumer Product | 02/14/2017 |  | 10/18/2017
International Comfort Products | ICP Commercial | N9MSE0802120A*D | LPG | Induced Draft | True | False | 1 | False | Down |  | None | Condensing | Single-Stage |  | 0.75 | Standard |  | 80000 | 78000 |  |  | 81100 | 948 | 95 | 78 | [8 empty] | Federally-Regulated Consumer Product | 11/28/2016 |  | 10/18/2017
International Comfort Products | ICP Commercial | N9MSE0802120A*D | Natural Gas | Induced Draft | True | False | 1 | False | Down |  | None | Condensing | Single-Stage |  | 0.75 | Standard |  | 80000 | 78000 |  |  | 81100 | 948 | 95 | 78 | [8 empty] | Federally-Regulated Consumer Product | 11/28/2016 |  | 10/18/2017
International Comfort Products | ICP Commercial | N9MSE1002114A*D | LPG | Induced Draft | True | False | 1 | False | Down |  | None | Condensing | Single-Stage |  | 0.75 | Standard |  | 100000 | 97000 |  |  | 97200 | 1182 | 95 | 78 | [8 empty] | Federally-Regulated Consumer Product | 02/14/2017 |  | 10/18/2017
International Comfort Products | ICP Commercial | N9MSE1002114A*D | Natural Gas | Induced Draft | True | False | 1 | False | Down |  | None | Condensing | Single-Stage |  | 0.75 | Standard |  | 100000 | 97000 |  |  | 97200 | 1182 | 95 | 78 | [8 empty] | Federally-Regulated Consumer Product | 02/14/2017 |  | 10/18/2017
International Comfort Products | ICP Commercial | N9MSE1002120A*D | LPG | Induced Draft | True | False | 1 | False | Down |  | None | Condensing | Single-Stage |  | 0.75 | Standard |  | 100000 | 97000 |  |  | 97200 | 1175 | 95 | 78 | [8 empty] | Federally-Regulated Consumer Product | 02/14/2017 |  | 10/18/2017
International Comfort Products | ICP Commercial | N9MSE1002120A*D | Natural Gas | Induced Draft | True | False | 1 | False | Down |  | None | Condensing | Single-Stage |  | 0.75 | Standard |  | 100000 | 97000 |  |  | 97200 | 1175 | 95 | 78 | [8 empty] | Federally-Regulated Consumer Product | 02/14/2017 |  | 10/18/2017
International Comfort Products | ICP Commercial | N9MSE1202420A*D | LPG | Induced Draft | True | False | 1 | False | Down |  | None | Condensing | Single-Stage |  | 0.75 | Standard |  | 120000 | 116000 |  |  | 113400 | 1348 | 95 | 78 | [8 empty] | Federally-Regulated Consumer Product | 11/28/2016 |  | 10/18/2017
International Comfort Products | ICP Commercial | N9MSE1202420A*D | Natural Gas | Induced Draft | True | False | 1 | False | Down |  | None | Condensing | Single-Stage |  | 0.75 | Standard |  | 120000 | 116000 |  |  | 113400 | 1348 | 95 | 78 | [8 empty] | Federally-Regulated Consumer Product | 11/28/2016 |  | 10/18/2017
International Comfort Products | ICP Commercial | N9MSE1402420A*D | LPG | Induced Draft | True | False | 1 | False | Down |  | None | Condensing | Single-Stage |  | 0.75 | Standard |  | 140000 | 134000 |  |  | 131400 | 1261 | 94.4 | 78 | [8 empty] | Federally-Regulated Consumer Product | 10/27/2016 |  | 10/18/2017
International Comfort Products | ICP Commercial | N9MSE1402420A*D | Natural Gas | Induced Draft | True | False | 1 | False | Down |  | None | Condensing | Single-Stage |  | 0.75 | Standard |  | 140000 | 134000 |  |  | 131400 | 1261 | 94.4 | 78 | [8 empty] | Federally-Regulated Consumer Product | 10/27/2016 |  | 10/18/2017
International Comfort Products | ICP Commercial | G9MAE0601714A*D | LPG | Induced Draft | True | False | 1 | False | Down |  | None | Condensing | Step Modulating |  | 0.5 | Standard |  | 60000 | 58000 |  |  | 47900 | 173 | 95 | 78 | [8 empty] | Federally-Regulated Consumer Product | 10/27/2016 |  | 10/18/2017
International Comfort Products | ICP Commercial | G9MAE0601714A*D | Natural Gas | Induced Draft | True | False | 1 | False | Down |  | None | Condensing | Step Modulating |  | 0.5 | Standard |  | 60000 | 58000 |  |  | 47900 | 173 | 95 | 78 | [8 empty] | Federally-Regulated Consumer Product | 10/27/2016 |  | 10/18/2017
International Comfort Products | ICP Commercial | G9MAE0602120A*D | LPG | Induced Draft | True | False | 1 | False | Down |  | None | Condensing | Step Modulating |  | 1 | Standard |  | 61000 | 59000 |  |  | 47700 | 229 | 96.7 | 78 | [8 empty] | Federally-Regulated Consumer Product | 02/14/2017 |  | 10/18/2017
International Comfort Products | ICP Commercial | G9MAE0602120A*D | Natural Gas | Induced Draft | True | False | 1 | False | Down |  | None | Condensing | Step Modulating |  | 1 | Standard |  | 61000 | 59000 |  |  | 47700 | 229 | 96.7 | 78 | [8 empty] | Federally-Regulated Consumer Product | 02/14/2017 |  | 10/18/2017
International Comfort Products | ICP Commercial | G9MAE0801714A*D | LPG | Induced Draft | True | False | 1 | False | Down |  | None | Condensing | Step Modulating |  | 0.5 | Standard |  | 80000 | 77000 |  |  | 80700 | 383 | 95 | 78 | [8 empty] | Federally-Regulated Consumer Product | 10/27/2016 |  | 10/18/2017
International Comfort Products | ICP Commercial | G9MAE0801714A*D | Natural Gas | Induced Draft | True | False | 1 | False | Down |  | None | Condensing | Step Modulating |  | 0.5 | Standard |  | 80000 | 77000 |  |  | 80700 | 383 | 95 | 78 | [8 empty] | Federally-Regulated Consumer Product | 10/27/2016 |  | 10/18/2017
International Comfort Products | ICP Commercial | G9MAE1002122A*D | LPG | Induced Draft | True | False | 1 | False | Down |  | None | Condensing | Step Modulating |  | 1 | Standard |  | 100000 | 95000 |  |  | 98700 | 377 | 94 | 78 | [8 empty] | Federally-Regulated Consumer Product | 02/14/2017 |  | 10/18/2017
International Comfort Products | ICP Commercial | G9MAE1002122A*D | Natural Gas | Induced Draft | True | False | 1 | False | Down |  | None | Condensing | Step Modulating |  | 1 | Standard |  | 100000 | 95000 |  |  | 98700 | 377 | 94 | 78 | [8 empty] | Federally-Regulated Consumer Product | 02/14/2017 |  | 10/18/2017
International Comfort Products | ICP Commercial | G9MAE1202422A*D | LPG | Induced Draft | True | False | 1 | False | Down |  | None | Condensing | Step Modulating |  | 1 | Standard |  | 120000 | 115000 |  |  | 113000 | 488 | 95 | 78 | [8 empty] | Federally-Regulated Consumer Product | 10/27/2016 |  | 10/18/2017
International Comfort Products | ICP Commercial | G9MAE1202422A*D | Natural Gas | Induced Draft | True | False | 1 | False | Down |  | None | Condensing | Step Modulating |  | 1 | Standard |  | 120000 | 115000 |  |  | 113000 | 488 | 95 | 78 | [8 empty] | Federally-Regulated Consumer Product | 10/27/2016 |  | 10/18/2017
International Comfort Products | ICP Commercial | G9MVE0401410A*D | LPG | Induced Draft | True | False | 1 | False | Down |  | None | Condensing | Two-Stage Modulating |  | 0.5 | Standard |  | 40000 | 39000 |  |  | 32600 | 179 | 95 | 78 | [8 empty] | Federally-Regulated Consumer Product | 08/17/2016 |  | 10/18/2017
International Comfort Products | ICP Commercial | G9MVE0401410A*D | Natural Gas | Induced Draft | True | False | 1 | False | Down |  | None | Condensing | Two-Stage Modulating |  | 0.5 | Standard |  | 40000 | 39000 |  |  | 32600 | 179 | 95 | 78 | [8 empty] | Federally-Regulated Consumer Product | 08/17/2016 |  | 10/18/2017
International Comfort Products | ICP Commercial | G9MVE0401712A*D | LPG | Induced Draft | True | False | 1 | False | Down |  | None | Condensing | Two-Stage Modulating |  | 0.5 | Standard |  | 40000 | 39000 |  |  | 32700 | 150 | 95 | 78 | [8 empty] | Federally-Regulated Consumer Product | 02/14/2017 |  | 10/18/2017
International Comfort Products | ICP Commercial | G9MVE0401712A*D | Natural Gas | Induced Draft | True | False | 1 | False | Down |  | None | Condensing | Two-Stage Modulating |  | 0.5 | Standard |  | 40000 | 39000 |  |  | 32700 | 150 | 95 | 78 | [8 empty] | Federally-Regulated Consumer Product | 02/14/2017 |  | 10/18/2017
International Comfort Products | ICP Commercial | G9MVE0601412A*D | LPG | Induced Draft | True | False | 1 | False | Down |  | None | Condensing | Two-Stage Modulating |  | 0.5 | Standard |  | 60000 | 58000 |  |  | 48500 | 255 | 95 | 78 | [8 empty] | Federally-Regulated Consumer Product | 08/17/2016 |  | 10/18/2017
International Comfort Products | ICP Commercial | G9MVE0601412A*D | Natural Gas | Induced Draft | True | False | 1 | False | Down |  | None | Condensing | Two-Stage Modulating |  | 0.5 | Standard |  | 60000 | 58000 |  |  | 48500 | 255 | 95 | 78 | [8 empty] | Federally-Regulated Consumer Product | 08/17/2016 |  | 10/18/2017
International Comfort Products | ICP Commercial | G9MVE0601714A*D | LPG | Induced Draft | True | False | 1 | False | Down |  | None | Condensing | Two-Stage Modulating |  | 0.75 | Standard |  | 60000 | 58000 |  |  | 49000 | 194 | 95 | 78 | [8 empty] | Federally-Regulated Consumer Product | 08/17/2016 |  | 10/18/2017
International Comfort Products | ICP Commercial | G9MVE0601714A*D | Natural Gas | Induced Draft | True | False | 1 | False | Down |  | None | Condensing | Two-Stage Modulating |  | 0.75 | Standard |  | 60000 | 58000 |  |  | 49000 | 194 | 95 | 78 | [8 empty] | Federally-Regulated Consumer Product | 08/17/2016 |  | 10/18/2017
International Comfort Products | ICP Commercial | G9MVE0801716A*D | LPG | Induced Draft | True | False | 1 | False | Down |  | None | Condensing | Two-Stage Modulating |  | 0.75 | Standard |  | 80000 | 77000 |  |  | 80800 | 410 | 95 | 78 | [8 empty] | Federally-Regulated Consumer Product | 08/17/2016 |  | 10/18/2017
International Comfort Products | ICP Commercial | G9MVE0801716A*D | Natural Gas | Induced Draft | True | False | 1 | False | Down |  | None | Condensing | Two-Stage Modulating |  | 0.75 | Standard |  | 80000 | 77000 |  |  | 80800 | 410 | 95 | 78 | [8 empty] | Federally-Regulated Consumer Product | 08/17/2016 |  | 10/18/2017
International Comfort Products | ICP Commercial | G9MVE0802120A*D | LPG | Induced Draft | True | False | 1 | False | Down |  | None | Condensing | Two-Stage Modulating |  | 1 | Standard |  | 80000 | 76000 |  |  | 65500 | 261 | 95 | 78 | [8 empty] | Federally-Regulated Consumer Product | 08/17/2016 |  | 10/18/2017
International Comfort Products | ICP Commercial | G9MVE0802120A*D | Natural Gas | Induced Draft | True | False | 1 | False | Down |  | None | Condensing | Two-Stage Modulating |  | 1 | Standard |  | 80000 | 76000 |  |  | 65500 | 261 | 95 | 78 | [8 empty] | Federally-Regulated Consumer Product | 08/17/2016 |  | 10/18/2017
International Comfort Products | ICP Commercial | G9MVE1002120A*D | LPG | Induced Draft | True | False | 1 | False | Down |  | None | Condensing | Two-Stage Modulating |  | 1 | Standard |  | 100000 | 97000 |  |  | 97400 | 420 | 95 | 78 | [8 empty] | Federally-Regulated Consumer Product | 02/14/2017 |  | 10/18/2017
International Comfort Products | ICP Commercial | G9MVE1002120A*D | Natural Gas | Induced Draft | True | False | 1 | False | Down |  | None | Condensing | Two-Stage Modulating |  | 1 | Standard |  | 100000 | 97000 |  |  | 97400 | 420 | 95 | 78 | [8 empty] | Federally-Regulated Consumer Product | 02/14/2017 |  | 10/18/2017
International Comfort Products | ICP Commercial | G9MVE1202422A*D | LPG | Induced Draft | True | False | 1 | False | Down |  | None | Condensing | Two-Stage Modulating |  | 1 | Standard |  | 120000 | 116000 |  |  | 111300 | 628 | 95 | 78 | [8 empty] | Federally-Regulated Consumer Product | 08/17/2016 |  | 10/18/2017
International Comfort Products | ICP Commercial | G9MVE1202422A*D | Natural Gas | Induced Draft | True | False | 1 | False | Down |  | None | Condensing | Two-Stage Modulating |  | 1 | Standard |  | 120000 | 116000 |  |  | 111300 | 628 | 95 | 78 | [8 empty] | Federally-Regulated Consumer Product | 08/17/2016 |  | 10/18/2017
International Comfort Products | ICP Commercial | G9MXE0261410A*D | LPG | Induced Draft | True | False | 1 | False | Down |  | None | Condensing | Single-Stage |  | 0.33 | Standard |  | 26000 | 25000 |  |  | 25000 | 128 | 95 | 78 | [8 empty] | Federally-Regulated Consumer Product | 02/14/2017 |  | 10/18/2017
International Comfort Products | ICP Commercial | G9MXE0261410A*D | Natural Gas | Induced Draft | True | False | 1 | False | Down |  | None | Condensing | Single-Stage |  | 0.33 | Standard |  | 26000 | 25000 |  |  | 25000 | 128 | 95 | 78 | [8 empty] | Federally-Regulated Consumer Product | 02/14/2017 |  | 10/18/2017
International Comfort Products | ICP Commercial | G9MXE0401410A*D | LPG | Induced Draft | True | False | 1 | False | Down |  | None | Condensing | Single-Stage |  | 0.5 | Standard |  | 40000 | 39000 |  |  | 33200 | 188 | 95 | 78 | [8 empty] | Federally-Regulated Consumer Product | 11/28/2016 |  | 10/18/2017
International Comfort Products | ICP Commercial | G9MXE0401410A*D | Natural Gas | Induced Draft | True | False | 1 | False | Down |  | None | Condensing | Single-Stage |  | 0.5 | Standard |  | 40000 | 39000 |  |  | 33200 | 188 | 95 | 78 | [8 empty] | Federally-Regulated Consumer Product | 11/28/2016 |  | 10/18/2017
International Comfort Products | ICP Commercial | G9MXE0401712A*D | LPG | Induced Draft | True | False | 1 | False | Down |  | None | Condensing | Single-Stage |  | 0.5 | Standard |  | 40000 | 39000 |  |  | 33200 | 183 | 95 | 78 | [8 empty] | Federally-Regulated Consumer Product | 11/28/2016 |  | 10/18/2017
International Comfort Products | ICP Commercial | G9MXE0401712A*D | Natural Gas | Induced Draft | True | False | 1 | False | Down |  | None | Condensing | Single-Stage |  | 0.5 | Standard |  | 40000 | 39000 |  |  | 33200 | 183 | 95 | 78 | [8 empty] | Federally-Regulated Consumer Product | 11/28/2016 |  | 10/18/2017
International Comfort Products | ICP Commercial | G9MXE0601412A*D | LPG | Induced Draft | True | False | 1 | False | Down |  | None | Condensing | Single-Stage |  | 0.5 | Standard |  | 60000 | 58000 |  |  | 49500 | 344 | 95 | 78 | [8 empty] | Federally-Regulated Consumer Product | 11/28/2016 |  | 10/18/2017
International Comfort Products | ICP Commercial | G9MXE0601412A*D | Natural Gas | Induced Draft | True | False | 1 | False | Down |  | None | Condensing | Single-Stage |  | 0.5 | Standard |  | 60000 | 58000 |  |  | 49500 | 344 | 95 | 78 | [8 empty] | Federally-Regulated Consumer Product | 11/28/2016 |  | 10/18/2017
International Comfort Products | ICP Commercial | G9MXE0601714A*D | LPG | Induced Draft | True | False | 1 | False | Down |  | None | Condensing | Single-Stage |  | 0.75 | Standard |  | 60000 | 58000 |  |  | 49800 | 263 | 95 | 78 | [8 empty] | Federally-Regulated Consumer Product | 11/28/2016 |  | 10/18/2017
International Comfort Products | ICP Commercial | G9MXE0601714A*D | Natural Gas | Induced Draft | True | False | 1 | False | Down |  | None | Condensing | Single-Stage |  | 0.75 | Standard |  | 60000 | 58000 |  |  | 49800 | 263 | 95 | 78 | [8 empty] | Federally-Regulated Consumer Product | 11/28/2016 |  | 10/18/2017
International Comfort Products | ICP Commercial | G9MXE0801716A*D | LPG | Induced Draft | True | False | 1 | False | Down |  | None | Condensing | Single-Stage |  | 0.75 | Standard |  | 80000 | 78000 |  |  | 82500 | 558 | 95 | 78 | [8 empty] | Federally-Regulated Consumer Product | 11/28/2016 |  | 10/18/2017
International Comfort Products | ICP Commercial | G9MXE0801716A*D | Natural Gas | Induced Draft | True | False | 1 | False | Down |  | None | Condensing | Single-Stage |  | 0.75 | Standard |  | 80000 | 78000 |  |  | 82500 | 558 | 95 | 78 | [8 empty] | Federally-Regulated Consumer Product | 11/28/2016 |  | 10/18/2017
International Comfort Products | ICP Commercial | G9MXE0802120A*D | LPG | Induced Draft | True | False | 1 | False | Down |  | None | Condensing | Single-Stage |  | 1 | Standard |  | 80000 | 78000 |  |  | 83000 | 418 | 95 | 78 | [8 empty] | Federally-Regulated Consumer Product | 11/28/2016 |  | 10/18/2017
International Comfort Products | ICP Commercial | G9MXE0802120A*D | Natural Gas | Induced Draft | True | False | 1 | False | Down |  | None | Condensing | Single-Stage |  | 1 | Standard |  | 80000 | 78000 |  |  | 83000 | 418 | 95 | 78 | [8 empty] | Federally-Regulated Consumer Product | 11/28/2016 |  | 10/18/2017
International Comfort Products | ICP Commercial | G9MXE1002120A*D | LPG | Induced Draft | True | False | 1 | False | Down |  | None | Condensing | Single-Stage |  | 1 | Standard |  | 100000 | 97000 |  |  | 99200 | 614 | 95 | 78 | [8 empty] | Federally-Regulated Consumer Product | 02/14/2017 |  | 10/18/2017
International Comfort Products | ICP Commercial | G9MXE1002120A*D | Natural Gas | Induced Draft | True | False | 1 | False | Down |  | None | Condensing | Single-Stage |  | 1 | Standard |  | 100000 | 97000 |  |  | 99200 | 614 | 95 | 78 | [8 empty] | Federally-Regulated Consumer Product | 02/14/2017 |  | 10/18/2017
International Comfort Products | ICP Commercial | G9MXE1202422A*D | LPG | Induced Draft | True | False | 1 | False | Down |  | None | Condensing | Single-Stage |  | 1 | Standard |  | 120000 | 116000 |  |  | 114500 | 1047 | 95 | 78 | [8 empty] | Federally-Regulated Consumer Product | 11/28/2016 |  | 10/18/2017
International Comfort Products | ICP Commercial | G9MXE1202422A*D | Natural Gas | Induced Draft | True | False | 1 | False | Down |  | None | Condensing | Single-Stage |  | 1 | Standard |  | 120000 | 116000 |  |  | 114500 | 1047 | 95 | 78 | [8 empty] | Federally-Regulated Consumer Product | 11/28/2016 |  | 10/18/2017
International Comfort Products | ICP Commercial | G9MXT0401410A*D | LPG | Induced Draft | True | False | 1 | False | Down |  | None | Condensing | Two-Stage Modulating |  | 0.5 | Standard |  | 40000 | 39000 |  |  | 32600 | 179 | 95 | 78 | [8 empty] | Federally-Regulated Consumer Product | 08/17/2016 |  | 10/18/2017
International Comfort Products | ICP Commercial | G9MXT0401410A*D | Natural Gas | Induced Draft | True | False | 1 | False | Down |  | None | Condensing | Two-Stage Modulating |  | 0.5 | Standard |  | 40000 | 39000 |  |  | 32600 | 179 | 95 | 78 | [8 empty] | Federally-Regulated Consumer Product | 08/17/2016 |  | 10/18/2017
International Comfort Products | ICP Commercial | G9MXT0401712A*D | LPG | Induced Draft | True | False | 1 | False | Down |  | None | Condensing | Two-Stage Modulating |  | 0.5 | Standard |  | 40000 | 39000 |  |  | 32700 | 150 | 95 | 78 | [8 empty] | Federally-Regulated Consumer Product | 02/14/2017 |  | 10/18/2017
International Comfort Products | ICP Commercial | G9MXT0401712A*D | Natural Gas | Induced Draft | True | False | 1 | False | Down |  | None | Condensing | Two-Stage Modulating |  | 0.5 | Standard |  | 40000 | 39000 |  |  | 32700 | 150 | 95 | 78 | [8 empty] | Federally-Regulated Consumer Product | 02/14/2017 |  | 10/18/2017
International Comfort Products | ICP Commercial | G9MXT0601412A*D | LPG | Induced Draft | True | False | 1 | False | Down |  | None | Condensing | Two-Stage Modulating |  | 0.5 | Standard |  | 60000 | 58000 |  |  | 48500 | 255 | 95 | 78 | [8 empty] | Federally-Regulated Consumer Product | 08/17/2016 |  | 10/18/2017
International Comfort Products | ICP Commercial | G9MXT0601412A*D | Natural Gas | Induced Draft | True | False | 1 | False | Down |  | None | Condensing | Two-Stage Modulating |  | 0.5 | Standard |  | 60000 | 58000 |  |  | 48500 | 255 | 95 | 78 | [8 empty] | Federally-Regulated Consumer Product | 08/17/2016 |  | 10/18/2017
International Comfort Products | ICP Commercial | G9MXT0601714A*D | LPG | Induced Draft | True | False | 1 | False | Down |  | None | Condensing | Two-Stage Modulating |  | 0.75 | Standard |  | 60000 | 58000 |  |  | 49000 | 194 | 95 | 78 | [8 empty] | Federally-Regulated Consumer Product | 08/17/2016 |  | 10/18/2017
International Comfort Products | ICP Commercial | G9MXT0601714A*D | Natural Gas | Induced Draft | True | False | 1 | False | Down |  | None | Condensing | Two-Stage Modulating |  | 0.75 | Standard |  | 60000 | 58000 |  |  | 49000 | 194 | 95 | 78 | [8 empty] | Federally-Regulated Consumer Product | 08/17/2016 |  | 10/18/2017
International Comfort Products | ICP Commercial | G9MXT0801716A*D | LPG | Induced Draft | True | False | 1 | False | Down |  | None | Condensing | Two-Stage Modulating |  | 0.75 | Standard |  | 80000 | 77000 |  |  | 80800 | 410 | 95 | 78 | [8 empty] | Federally-Regulated Consumer Product | 08/17/2016 |  | 10/18/2017
International Comfort Products | ICP Commercial | G9MXT0801716A*D | Natural Gas | Induced Draft | True | False | 1 | False | Down |  | None | Condensing | Two-Stage Modulating |  | 0.75 | Standard |  | 80000 | 77000 |  |  | 80800 | 410 | 95 | 78 | [8 empty] | Federally-Regulated Consumer Product | 08/17/2016 |  | 10/18/2017
International Comfort Products | ICP Commercial | G9MXT0802120A*D | LPG | Induced Draft | True | False | 1 | False | Down |  | None | Condensing | Two-Stage Modulating |  | 1 | Standard |  | 80000 | 76000 |  |  | 65500 | 261 | 95 | 78 | [8 empty] | Federally-Regulated Consumer Product | 08/17/2016 |  | 10/18/2017
International Comfort Products | ICP Commercial | G9MXT0802120A*D | Natural Gas | Induced Draft | True | False | 1 | False | Down |  | None | Condensing | Two-Stage Modulating |  | 1 | Standard |  | 80000 | 76000 |  |  | 65500 | 261 | 95 | 78 | [8 empty] | Federally-Regulated Consumer Product | 08/17/2016 |  | 10/18/2017
International Comfort Products | ICP Commercial | G9MXT1002120A*D | LPG | Induced Draft | True | False | 1 | False | Down |  | None | Condensing | Two-Stage Modulating |  | 1 | Standard |  | 100000 | 97000 |  |  | 97400 | 420 | 95 | 78 | [8 empty] | Federally-Regulated Consumer Product | 02/14/2017 |  | 10/18/2017
International Comfort Products | ICP Commercial | G9MXT1002120A*D | Natural Gas | Induced Draft | True | False | 1 | False | Down |  | None | Condensing | Two-Stage Modulating |  | 1 | Standard |  | 100000 | 97000 |  |  | 97400 | 420 | 95 | 78 | [8 empty] | Federally-Regulated Consumer Product | 02/14/2017 |  | 10/18/2017
International Comfort Products | ICP Commercial | G9MXT1202422A*D | LPG | Induced Draft | True | False | 1 | False | Down |  | None | Condensing | Two-Stage Modulating |  | 1 | Standard |  | 120000 | 116000 |  |  | 111300 | 628 | 95 | 78 | [8 empty] | Federally-Regulated Consumer Product | 08/17/2016 |  | 10/18/2017
International Comfort Products | ICP Commercial | G9MXT1202422A*D | Natural Gas | Induced Draft | True | False | 1 | False | Down |  | None | Condensing | Two-Stage Modulating |  | 1 | Standard |  | 120000 | 116000 |  |  | 111300 | 628 | 95 | 78 | [8 empty] | Federally-Regulated Consumer Product | 08/17/2016 |  | 10/18/2017
International Comfort Products | ICP Commercial | G9MAE0802120A*D | LPG | Induced Draft | True | False | 1 | False | Down |  | None | Condensing | Step Modulating |  | 1 | Standard |  | 80000 | 77000 |  |  | 81400 | 346 | 95 | 78 | [8 empty] | Federally-Regulated Consumer Product | 10/27/2016 |  | 10/18/2017
International Comfort Products | ICP Commercial | G9MAE0802120A*D | Natural Gas | Induced Draft | True | False | 1 | False | Down |  | None | Condensing | Step Modulating |  | 1 | Standard |  | 80000 | 77000 |  |  | 81400 | 346 | 95 | 78 | [8 empty] | Federally-Regulated Consumer Product | 10/27/2016 |  | 10/18/2017
International Comfort Products | ICP Commercial | N9MSE0401410A** | LPG | Induced Draft | True | False | 1 | True | Up |  | None | Condensing | Single-Stage |  | 0.5 | Standard |  | 40000 | 39000 |  |  | 32300 | 373 | 95.5 | 75 | [8 empty] | Federally-Regulated Consumer Product | 11/28/2016 |  | 10/18/2017
International Comfort Products | ICP Commercial | N9MSE0401410A** | LPG | Induced Draft | True | False | 1 | True | Horizontal |  | None | Condensing | Single-Stage |  | 0.5 | Standard |  | 40000 | 39000 |  |  | 32300 | 373 | 95.5 | 75 | [8 empty] | Federally-Regulated Consumer Product | 11/28/2016 |  | 10/18/2017
International Comfort Products | ICP Commercial | N9MSE0401410A** | Natural Gas | Induced Draft | True | False | 1 | True | Up |  | None | Condensing | Single-Stage |  | 0.5 | Standard |  | 40000 | 39000 |  |  | 32300 | 373 | 95.5 | 75 | [8 empty] | Federally-Regulated Consumer Product | 11/28/2016 |  | 10/18/2017
International Comfort Products | ICP Commercial | N9MSE0401410A** | Natural Gas | Induced Draft | True | False | 1 | True | Horizontal |  | None | Condensing | Single-Stage |  | 0.5 | Standard |  | 40000 | 39000 |  |  | 32300 | 373 | 95.5 | 75 | [8 empty] | Federally-Regulated Consumer Product | 11/28/2016 |  | 10/18/2017
International Comfort Products | ICP Commercial | N9MSE0601410A** | LPG | Induced Draft | True | False | 1 | True | Up |  | None | Condensing | Single-Stage |  | 0.5 | Standard |  | 60000 | 58000 |  |  | 48600 | 515 | 95.5 | 75 | [8 empty] | Federally-Regulated Consumer Product | 11/28/2016 |  | 10/18/2017
International Comfort Products | ICP Commercial | N9MSE0601410A** | LPG | Induced Draft | True | False | 1 | True | Horizontal |  | None | Condensing | Single-Stage |  | 0.5 | Standard |  | 60000 | 58000 |  |  | 48600 | 515 | 95.5 | 75 | [8 empty] | Federally-Regulated Consumer Product | 11/28/2016 |  | 10/18/2017
International Comfort Products | ICP Commercial | N9MSE0601410A** | Natural Gas | Induced Draft | True | False | 1 | True | Up |  | None | Condensing | Single-Stage |  | 0.5 | Standard |  | 60000 | 58000 |  |  | 48600 | 515 | 95.5 | 75 | [8 empty] | Federally-Regulated Consumer Product | 11/28/2016 |  | 10/18/2017
International Comfort Products | ICP Commercial | N9MSE0601410A** | Natural Gas | Induced Draft | True | False | 1 | True | Horizontal |  | None | Condensing | Single-Stage |  | 0.5 | Standard |  | 60000 | 58000 |  |  | 48600 | 515 | 95.5 | 75 | [8 empty] | Federally-Regulated Consumer Product | 11/28/2016 |  | 10/18/2017
International Comfort Products | ICP Commercial | N9MSE0601714A** | LPG | Induced Draft | True | False | 1 | True | Up |  | None | Condensing | Single-Stage |  | 0.5 | Standard |  | 60000 | 58000 |  |  | 48300 | 592 | 95.5 | 75 | [8 empty] | Federally-Regulated Consumer Product | 11/28/2016 |  | 10/18/2017
International Comfort Products | ICP Commercial | N9MSE0601714A** | LPG | Induced Draft | True | False | 1 | True | Horizontal |  | None | Condensing | Single-Stage |  | 0.5 | Standard |  | 60000 | 58000 |  |  | 48300 | 592 | 95.5 | 75 | [8 empty] | Federally-Regulated Consumer Product | 11/28/2016 |  | 10/18/2017
International Comfort Products | ICP Commercial | N9MSE0601714A** | Natural Gas | Induced Draft | True | False | 1 | True | Up |  | None | Condensing | Single-Stage |  | 0.5 | Standard |  | 60000 | 58000 |  |  | 48300 | 592 | 95.5 | 75 | [8 empty] | Federally-Regulated Consumer Product | 11/28/2016 |  | 10/18/2017
International Comfort Products | ICP Commercial | N9MSE0601714A** | Natural Gas | Induced Draft | True | False | 1 | True | Horizontal |  | None | Condensing | Single-Stage |  | 0.5 | Standard |  | 60000 | 58000 |  |  | 48300 | 592 | 95.5 | 75 | [8 empty] | Federally-Regulated Consumer Product | 11/28/2016 |  | 10/18/2017
International Comfort Products | ICP Commercial | N9MSE0801716A** | LPG | Induced Draft | True | False | 1 | True | Up |  | None | Condensing | Single-Stage |  | 0.75 | Standard |  | 80000 | 78000 |  |  | 80800 | 903 | 95.5 | 75 | [8 empty] | Federally-Regulated Consumer Product | 11/28/2016 |  | 10/18/2017
International Comfort Products | ICP Commercial | N9MSE0801716A** | LPG | Induced Draft | True | False | 1 | True | Horizontal |  | None | Condensing | Single-Stage |  | 0.75 | Standard |  | 80000 | 78000 |  |  | 80800 | 903 | 95.5 | 75 | [8 empty] | Federally-Regulated Consumer Product | 11/28/2016 |  | 10/18/2017
International Comfort Products | ICP Commercial | N9MSE0801716A** | Natural Gas | Induced Draft | True | False | 1 | True | Up |  | None | Condensing | Single-Stage |  | 0.75 | Standard |  | 80000 | 78000 |  |  | 80800 | 903 | 95.5 | 75 | [8 empty] | Federally-Regulated Consumer Product | 11/28/2016 |  | 10/18/2017
International Comfort Products | ICP Commercial | N9MSE0801716A** | Natural Gas | Induced Draft | True | False | 1 | True | Horizontal |  | None | Condensing | Single-Stage |  | 0.75 | Standard |  | 80000 | 78000 |  |  | 80800 | 903 | 95.5 | 75 | [8 empty] | Federally-Regulated Consumer Product | 11/28/2016 |  | 10/18/2017
International Comfort Products | ICP Commercial | N9MSE1002114A** | LPG | Induced Draft | True | False | 1 | True | Up |  | None | Condensing | Single-Stage |  | 0.75 | Standard |  | 100000 | 97000 |  |  | 96700 | 1162 | 95.5 | 75 | [8 empty] | Federally-Regulated Consumer Product | 11/28/2016 |  | 10/18/2017
International Comfort Products | ICP Commercial | N9MSE1002114A** | LPG | Induced Draft | True | False | 1 | True | Horizontal |  | None | Condensing | Single-Stage |  | 0.75 | Standard |  | 100000 | 97000 |  |  | 96700 | 1162 | 95.5 | 75 | [8 empty] | Federally-Regulated Consumer Product | 11/28/2016 |  | 10/18/2017
International Comfort Products | ICP Commercial | N9MSE1002114A** | Natural Gas | Induced Draft | True | False | 1 | True | Up |  | None | Condensing | Single-Stage |  | 0.75 | Standard |  | 100000 | 97000 |  |  | 96700 | 1162 | 95.5 | 75 | [8 empty] | Federally-Regulated Consumer Product | 11/28/2016 |  | 10/18/2017
International Comfort Products | ICP Commercial | N9MSE1002114A** | Natural Gas | Induced Draft | True | False | 1 | True | Horizontal |  | None | Condensing | Single-Stage |  | 0.75 | Standard |  | 100000 | 97000 |  |  | 96700 | 1162 | 95.5 | 75 | [8 empty] | Federally-Regulated Consumer Product | 11/28/2016 |  | 10/18/2017
International Comfort Products | ICP Commercial | N9MSE1002120A** | LPG | Induced Draft | True | False | 1 | True | Up |  | None | Condensing | Single-Stage |  | 0.75 | Standard |  | 100000 | 97000 |  |  | 96700 | 1155 | 95.5 | 75 | [8 empty] | Federally-Regulated Consumer Product | 11/28/2016 |  | 10/18/2017
International Comfort Products | ICP Commercial | N9MSE1002120A** | LPG | Induced Draft | True | False | 1 | True | Horizontal |  | None | Condensing | Single-Stage |  | 0.75 | Standard |  | 100000 | 97000 |  |  | 96700 | 1155 | 95.5 | 75 | [8 empty] | Federally-Regulated Consumer Product | 11/28/2016 |  | 10/18/2017
International Comfort Products | ICP Commercial | N9MSE1002120A** | Natural Gas | Induced Draft | True | False | 1 | True | Up |  | None | Condensing | Single-Stage |  | 0.75 | Standard |  | 100000 | 97000 |  |  | 96700 | 1155 | 95.5 | 75 | [8 empty] | Federally-Regulated Consumer Product | 11/28/2016 |  | 10/18/2017
International Comfort Products | ICP Commercial | N9MSE1002120A** | Natural Gas | Induced Draft | True | False | 1 | True | Horizontal |  | None | Condensing | Single-Stage |  | 0.75 | Standard |  | 100000 | 97000 |  |  | 96700 | 1155 | 95.5 | 75 | [8 empty] | Federally-Regulated Consumer Product | 11/28/2016 |  | 10/18/2017
International Comfort Products | ICP Commercial | N9MSE1202420A** | LPG | Induced Draft | True | False | 1 | True | Up |  | None | Condensing | Single-Stage |  | 0.75 | Standard |  | 120000 | 117000 |  |  | 112800 | 1336 | 95.5 | 75 | [8 empty] | Federally-Regulated Consumer Product | 11/28/2016 |  | 10/18/2017
International Comfort Products | ICP Commercial | N9MSE1202420A** | LPG | Induced Draft | True | False | 1 | True | Horizontal |  | None | Condensing | Single-Stage |  | 0.75 | Standard |  | 120000 | 117000 |  |  | 112800 | 1336 | 95.5 | 75 | [8 empty] | Federally-Regulated Consumer Product | 11/28/2016 |  | 10/18/2017
International Comfort Products | ICP Commercial | N9MSE1202420A** | Natural Gas | Induced Draft | True | False | 1 | True | Up |  | None | Condensing | Single-Stage |  | 0.75 | Standard |  | 120000 | 117000 |  |  | 112800 | 1336 | 95.5 | 75 | [8 empty] | Federally-Regulated Consumer Product | 11/28/2016 |  | 10/18/2017
International Comfort Products | ICP Commercial | N9MSE1202420A** | Natural Gas | Induced Draft | True | False | 1 | True | Horizontal |  | None | Condensing | Single-Stage |  | 0.75 | Standard |  | 120000 | 117000 |  |  | 112800 | 1336 | 95.5 | 75 | [8 empty] | Federally-Regulated Consumer Product | 11/28/2016 |  | 10/18/2017
International Comfort Products | ICP Commercial | N9MSE0401712A** | LPG | Induced Draft | True | False | 1 | True | Up |  | None | Condensing | Single-Stage |  | 0.5 | Standard |  | 40000 | 39000 |  |  | 32200 | 426 | 95.5 | 75 | [8 empty] | Federally-Regulated Consumer Product | 11/28/2016 |  | 10/18/2017
International Comfort Products | ICP Commercial | N9MSE0401712A** | LPG | Induced Draft | True | False | 1 | True | Horizontal |  | None | Condensing | Single-Stage |  | 0.5 | Standard |  | 40000 | 39000 |  |  | 32200 | 426 | 95.5 | 75 | [8 empty] | Federally-Regulated Consumer Product | 11/28/2016 |  | 10/18/2017
International Comfort Products | ICP Commercial | N9MSE0401712A** | Natural Gas | Induced Draft | True | False | 1 | True | Up |  | None | Condensing | Single-Stage |  | 0.5 | Standard |  | 40000 | 39000 |  |  | 32200 | 426 | 95.5 | 75 | [8 empty] | Federally-Regulated Consumer Product | 11/28/2016 |  | 10/18/2017
International Comfort Products | ICP Commercial | N9MSE0401712A** | Natural Gas | Induced Draft | True | False | 1 | True | Horizontal |  | None | Condensing | Single-Stage |  | 0.5 | Standard |  | 40000 | 39000 |  |  | 32200 | 426 | 95.5 | 75 | [8 empty] | Federally-Regulated Consumer Product | 11/28/2016 |  | 10/18/2017
International Comfort Products | ICP Commercial | N9MSE0401410A**D | LPG | Induced Draft | True | False | 1 | True | Down |  | None | Condensing | Single-Stage |  | 0.5 | Standard |  | 40000 | 39000 |  |  | 32500 | 374 | 95 | 75 | [8 empty] | Federally-Regulated Consumer Product | 02/14/2017 |  | 10/18/2017
International Comfort Products | ICP Commercial | N9MSE0401410A**D | Natural Gas | Induced Draft | True | False | 1 | True | Down |  | None | Condensing | Single-Stage |  | 0.5 | Standard |  | 40000 | 39000 |  |  | 32500 | 374 | 95 | 75 | [8 empty] | Federally-Regulated Consumer Product | 02/14/2017 |  | 10/18/2017
International Comfort Products | ICP Commercial | N9MSE0401712A**D | LPG | Induced Draft | True | False | 1 | True | Down |  | None | Condensing | Single-Stage |  | 0.5 | Standard |  | 40000 | 39000 |  |  | 32100 | 502 | 95 | 75 | [8 empty] | Federally-Regulated Consumer Product | 11/28/2016 |  | 10/18/2017
International Comfort Products | ICP Commercial | N9MSE0401712A**D | Natural Gas | Induced Draft | True | False | 1 | True | Down |  | None | Condensing | Single-Stage |  | 0.5 | Standard |  | 40000 | 39000 |  |  | 32100 | 502 | 95 | 75 | [8 empty] | Federally-Regulated Consumer Product | 11/28/2016 |  | 10/18/2017
International Comfort Products | ICP Commercial | N9MSE0601410A**D | LPG | Induced Draft | True | False | 1 | True | Down |  | None | Condensing | Single-Stage |  | 0.5 | Standard |  | 60000 | 58000 |  |  | 48900 | 521 | 95 | 75 | [8 empty] | Federally-Regulated Consumer Product | 11/28/2016 |  | 10/18/2017
International Comfort Products | ICP Commercial | N9MSE0601410A**D | Natural Gas | Induced Draft | True | False | 1 | True | Down |  | None | Condensing | Single-Stage |  | 0.5 | Standard |  | 60000 | 58000 |  |  | 48900 | 521 | 95 | 75 | [8 empty] | Federally-Regulated Consumer Product | 11/28/2016 |  | 10/18/2017
International Comfort Products | ICP Commercial | N9MSE0601714A**D | LPG | Induced Draft | True | False | 1 | True | Down |  | None | Condensing | Single-Stage |  | 0.5 | Standard |  | 60000 | 58000 |  |  | 48600 | 598 | 95 | 75 | [8 empty] | Federally-Regulated Consumer Product | 11/28/2016 |  | 10/18/2017
International Comfort Products | ICP Commercial | N9MSE0601714A**D | Natural Gas | Induced Draft | True | False | 1 | True | Down |  | None | Condensing | Single-Stage |  | 0.5 | Standard |  | 60000 | 58000 |  |  | 48600 | 598 | 95 | 75 | [8 empty] | Federally-Regulated Consumer Product | 11/28/2016 |  | 10/18/2017
International Comfort Products | ICP Commercial | N9MSE0801716A**D | LPG | Induced Draft | True | False | 1 | True | Down |  | None | Condensing | Single-Stage |  | 0.75 | Standard |  | 80000 | 78000 |  |  | 81300 | 913 | 95 | 75 | [8 empty] | Federally-Regulated Consumer Product | 02/14/2017 |  | 10/18/2017
International Comfort Products | ICP Commercial | N9MSE0801716A**D | Natural Gas | Induced Draft | True | False | 1 | True | Down |  | None | Condensing | Single-Stage |  | 0.75 | Standard |  | 80000 | 78000 |  |  | 81300 | 913 | 95 | 75 | [8 empty] | Federally-Regulated Consumer Product | 02/14/2017 |  | 10/18/2017
International Comfort Products | ICP Commercial | N9MSE0802120A**D | LPG | Induced Draft | True | False | 1 | True | Down |  | None | Condensing | Single-Stage |  | 0.75 | Standard |  | 80000 | 78000 |  |  | 81100 | 948 | 95 | 75 | [8 empty] | Federally-Regulated Consumer Product | 11/28/2016 |  | 10/18/2017
International Comfort Products | ICP Commercial | N9MSE0802120A**D | Natural Gas | Induced Draft | True | False | 1 | True | Down |  | None | Condensing | Single-Stage |  | 0.75 | Standard |  | 80000 | 78000 |  |  | 81100 | 948 | 95 | 75 | [8 empty] | Federally-Regulated Consumer Product | 11/28/2016 |  | 10/18/2017
International Comfort Products | ICP Commercial | N9MSE1002114A**D | LPG | Induced Draft | True | False | 1 | True | Down |  | None | Condensing | Single-Stage |  | 0.75 | Standard |  | 100000 | 97000 |  |  | 97200 | 1182 | 95 | 75 | [8 empty] | Federally-Regulated Consumer Product | 02/14/2017 |  | 10/18/2017
International Comfort Products | ICP Commercial | N9MSE1002114A**D | Natural Gas | Induced Draft | True | False | 1 | True | Down |  | None | Condensing | Single-Stage |  | 0.75 | Standard |  | 100000 | 97000 |  |  | 97200 | 1182 | 95 | 75 | [8 empty] | Federally-Regulated Consumer Product | 02/14/2017 |  | 10/18/2017
International Comfort Products | ICP Commercial | N9MSE1002120A**D | LPG | Induced Draft | True | False | 1 | True | Down |  | None | Condensing | Single-Stage |  | 0.75 | Standard |  | 100000 | 97000 |  |  | 97200 | 1175 | 95 | 75 | [8 empty] | Federally-Regulated Consumer Product | 02/14/2017 |  | 10/18/2017
International Comfort Products | ICP Commercial | N9MSE1002120A**D | Natural Gas | Induced Draft | True | False | 1 | True | Down |  | None | Condensing | Single-Stage |  | 0.75 | Standard |  | 100000 | 97000 |  |  | 97200 | 1175 | 95 | 75 | [8 empty] | Federally-Regulated Consumer Product | 02/14/2017 |  | 10/18/2017
International Comfort Products | ICP Commercial | N9MSE1202420A**D | LPG | Induced Draft | True | False | 1 | True | Down |  | None | Condensing | Single-Stage |  | 0.75 | Standard |  | 120000 | 116000 |  |  | 113400 | 1348 | 95 | 75 | [8 empty] | Federally-Regulated Consumer Product | 11/28/2016 |  | 10/18/2017
International Comfort Products | ICP Commercial | N9MSE1202420A**D | Natural Gas | Induced Draft | True | False | 1 | True | Down |  | None | Condensing | Single-Stage |  | 0.75 | Standard |  | 120000 | 116000 |  |  | 113400 | 1348 | 95 | 75 | [8 empty] | Federally-Regulated Consumer Product | 11/28/2016 |  | 10/18/2017
International Comfort Products | ICP Commercial | G9MXE0401410A** | LPG | Induced Draft | True | False | 1 | True | Up |  | None | Condensing | Single-Stage |  | 0.5 | Standard |  | 40000 | 39000 |  |  | 32800 | 195 | 96 | 75 | [8 empty] | Federally-Regulated Consumer Product | 11/28/2016 |  | 10/18/2017
International Comfort Products | ICP Commercial | G9MXE0401410A** | LPG | Induced Draft | True | False | 1 | True | Horizontal |  | None | Condensing | Single-Stage |  | 0.5 | Standard |  | 40000 | 39000 |  |  | 32800 | 195 | 96 | 75 | [8 empty] | Federally-Regulated Consumer Product | 11/28/2016 |  | 10/18/2017
International Comfort Products | ICP Commercial | G9MXE0401410A** | Natural Gas | Induced Draft | True | False | 1 | True | Up |  | None | Condensing | Single-Stage |  | 0.5 | Standard |  | 40000 | 39000 |  |  | 32800 | 195 | 96 | 75 | [8 empty] | Federally-Regulated Consumer Product | 11/28/2016 |  | 10/18/2017
International Comfort Products | ICP Commercial | G9MXE0401410A** | Natural Gas | Induced Draft | True | False | 1 | True | Horizontal |  | None | Condensing | Single-Stage |  | 0.5 | Standard |  | 40000 | 39000 |  |  | 32800 | 195 | 96 | 75 | [8 empty] | Federally-Regulated Consumer Product | 11/28/2016 |  | 10/18/2017
International Comfort Products | ICP Commercial | G9MXE0601714A** | LPG | Induced Draft | True | False | 1 | True | Up |  | None | Condensing | Single-Stage |  | 0.75 | Standard |  | 60000 | 58000 |  |  | 49300 | 254 | 96 | 75 | [8 empty] | Federally-Regulated Consumer Product | 11/28/2016 |  | 10/18/2017
International Comfort Products | ICP Commercial | G9MXE0601714A** | LPG | Induced Draft | True | False | 1 | True | Horizontal |  | None | Condensing | Single-Stage |  | 0.75 | Standard |  | 60000 | 58000 |  |  | 49300 | 254 | 96 | 75 | [8 empty] | Federally-Regulated Consumer Product | 11/28/2016 |  | 10/18/2017
International Comfort Products | ICP Commercial | G9MXE0601714A** | Natural Gas | Induced Draft | True | False | 1 | True | Up |  | None | Condensing | Single-Stage |  | 0.75 | Standard |  | 60000 | 58000 |  |  | 49300 | 254 | 96 | 75 | [8 empty] | Federally-Regulated Consumer Product | 11/28/2016 |  | 10/18/2017
International Comfort Products | ICP Commercial | G9MXE0601714A** | Natural Gas | Induced Draft | True | False | 1 | True | Horizontal |  | None | Condensing | Single-Stage |  | 0.75 | Standard |  | 60000 | 58000 |  |  | 49300 | 254 | 96 | 75 | [8 empty] | Federally-Regulated Consumer Product | 11/28/2016 |  | 10/18/2017
International Comfort Products | ICP Commercial | G9MXE1202422A** | LPG | Induced Draft | True | False | 1 | True | Up |  | None | Condensing | Single-Stage |  | 1 | Standard |  | 120000 | 117000 |  |  | 113500 | 990 | 96 | 75 | [8 empty] | Federally-Regulated Consumer Product | 11/28/2016 |  | 10/18/2017
International Comfort Products | ICP Commercial | G9MXE1202422A** | LPG | Induced Draft | True | False | 1 | True | Horizontal |  | None | Condensing | Single-Stage |  | 1 | Standard |  | 120000 | 117000 |  |  | 113500 | 990 | 96 | 75 | [8 empty] | Federally-Regulated Consumer Product | 11/28/2016 |  | 10/18/2017
International Comfort Products | ICP Commercial | G9MXE1202422A** | Natural Gas | Induced Draft | True | False | 1 | True | Up |  | None | Condensing | Single-Stage |  | 1 | Standard |  | 120000 | 117000 |  |  | 113500 | 990 | 96 | 75 | [8 empty] | Federally-Regulated Consumer Product | 11/28/2016 |  | 10/18/2017
International Comfort Products | ICP Commercial | G9MXE1202422A** | Natural Gas | Induced Draft | True | False | 1 | True | Horizontal |  | None | Condensing | Single-Stage |  | 1 | Standard |  | 120000 | 117000 |  |  | 113500 | 990 | 96 | 75 | [8 empty] | Federally-Regulated Consumer Product | 11/28/2016 |  | 10/18/2017
International Comfort Products | ICP Commercial | G9MXE0801716A** | LPG | Induced Draft | True | False | 1 | True | Up |  | None | Condensing | Single-Stage |  | 0.75 | Standard |  | 80000 | 78000 |  |  | 81900 | 483 | 96 | 75 | [8 empty] | Federally-Regulated Consumer Product | 11/28/2016 |  | 10/18/2017
International Comfort Products | ICP Commercial | G9MXE0801716A** | LPG | Induced Draft | True | False | 1 | True | Horizontal |  | None | Condensing | Single-Stage |  | 0.75 | Standard |  | 80000 | 78000 |  |  | 81900 | 483 | 96 | 75 | [8 empty] | Federally-Regulated Consumer Product | 11/28/2016 |  | 10/18/2017
International Comfort Products | ICP Commercial | G9MXE0801716A** | Natural Gas | Induced Draft | True | False | 1 | True | Up |  | None | Condensing | Single-Stage |  | 0.75 | Standard |  | 80000 | 78000 |  |  | 81900 | 483 | 96 | 75 | [8 empty] | Federally-Regulated Consumer Product | 11/28/2016 |  | 10/18/2017
International Comfort Products | ICP Commercial | G9MXE0801716A** | Natural Gas | Induced Draft | True | False | 1 | True | Horizontal |  | None | Condensing | Single-Stage |  | 0.75 | Standard |  | 80000 | 78000 |  |  | 81900 | 483 | 96 | 75 | [8 empty] | Federally-Regulated Consumer Product | 11/28/2016 |  | 10/18/2017
International Comfort Products | ICP Commercial | G9MXE0401410A**D | LPG | Induced Draft | True | False | 1 | True | Down |  | None | Condensing | Single-Stage |  | 0.5 | Standard |  | 40000 | 39000 |  |  | 33200 | 188 | 95 | 75 | [8 empty] | Federally-Regulated Consumer Product | 11/28/2016 |  | 10/18/2017
International Comfort Products | ICP Commercial | G9MXE0401410A**D | Natural Gas | Induced Draft | True | False | 1 | True | Down |  | None | Condensing | Single-Stage |  | 0.5 | Standard |  | 40000 | 39000 |  |  | 33200 | 188 | 95 | 75 | [8 empty] | Federally-Regulated Consumer Product | 11/28/2016 |  | 10/18/2017
International Comfort Products | ICP Commercial | G9MXE0401712A**D | LPG | Induced Draft | True | False | 1 | True | Down |  | None | Condensing | Single-Stage |  | 0.5 | Standard |  | 40000 | 39000 |  |  | 33200 | 183 | 95 | 75 | [8 empty] | Federally-Regulated Consumer Product | 11/28/2016 |  | 10/18/2017
International Comfort Products | ICP Commercial | G9MXE0401712A**D | Natural Gas | Induced Draft | True | False | 1 | True | Down |  | None | Condensing | Single-Stage |  | 0.5 | Standard |  | 40000 | 39000 |  |  | 33200 | 183 | 95 | 75 | [8 empty] | Federally-Regulated Consumer Product | 11/28/2016 |  | 10/18/2017
International Comfort Products | ICP Commercial | G9MXE0601412A**D | LPG | Induced Draft | True | False | 1 | True | Down |  | None | Condensing | Single-Stage |  | 0.5 | Standard |  | 60000 | 58000 |  |  | 49500 | 344 | 95 | 75 | [8 empty] | Federally-Regulated Consumer Product | 11/28/2016 |  | 10/18/2017
International Comfort Products | ICP Commercial | G9MXE0601412A**D | Natural Gas | Induced Draft | True | False | 1 | True | Down |  | None | Condensing | Single-Stage |  | 0.5 | Standard |  | 60000 | 58000 |  |  | 49500 | 344 | 95 | 75 | [8 empty] | Federally-Regulated Consumer Product | 11/28/2016 |  | 10/18/2017
International Comfort Products | ICP Commercial | G9MXE0601714A**D | LPG | Induced Draft | True | False | 1 | True | Down |  | None | Condensing | Single-Stage |  | 0.75 | Standard |  | 60000 | 58000 |  |  | 49800 | 263 | 95 | 75 | [8 empty] | Federally-Regulated Consumer Product | 11/28/2016 |  | 10/18/2017
International Comfort Products | ICP Commercial | G9MXE0601714A**D | Natural Gas | Induced Draft | True | False | 1 | True | Down |  | None | Condensing | Single-Stage |  | 0.75 | Standard |  | 60000 | 58000 |  |  | 49800 | 263 | 95 | 75 | [8 empty] | Federally-Regulated Consumer Product | 11/28/2016 |  | 10/18/2017
International Comfort Products | ICP Commercial | G9MXE0801716A**D | LPG | Induced Draft | True | False | 1 | True | Down |  | None | Condensing | Single-Stage |  | 0.75 | Standard |  | 80000 | 78000 |  |  | 82500 | 558 | 95 | 75 | [8 empty] | Federally-Regulated Consumer Product | 11/28/2016 |  | 10/18/2017
International Comfort Products | ICP Commercial | G9MXE0801716A**D | Natural Gas | Induced Draft | True | False | 1 | True | Down |  | None | Condensing | Single-Stage |  | 0.75 | Standard |  | 80000 | 78000 |  |  | 82500 | 558 | 95 | 75 | [8 empty] | Federally-Regulated Consumer Product | 11/28/2016 |  | 10/18/2017
International Comfort Products | ICP Commercial | G9MXE0802120A**D | LPG | Induced Draft | True | False | 1 | True | Down |  | None | Condensing | Single-Stage |  | 1 | Standard |  | 80000 | 78000 |  |  | 83000 | 418 | 95 | 75 | [8 empty] | Federally-Regulated Consumer Product | 11/28/2016 |  | 10/18/2017
International Comfort Products | ICP Commercial | G9MXE0802120A**D | Natural Gas | Induced Draft | True | False | 1 | True | Down |  | None | Condensing | Single-Stage |  | 1 | Standard |  | 80000 | 78000 |  |  | 83000 | 418 | 95 | 75 | [8 empty] | Federally-Regulated Consumer Product | 11/28/2016 |  | 10/18/2017
International Comfort Products | ICP Commercial | G9MXE1002120A**D | LPG | Induced Draft | True | False | 1 | True | Down |  | None | Condensing | Single-Stage |  | 1 | Standard |  | 100000 | 97000 |  |  | 99200 | 614 | 95 | 75 | [8 empty] | Federally-Regulated Consumer Product | 02/14/2017 |  | 10/18/2017
International Comfort Products | ICP Commercial | G9MXE1002120A**D | Natural Gas | Induced Draft | True | False | 1 | True | Down |  | None | Condensing | Single-Stage |  | 1 | Standard |  | 100000 | 97000 |  |  | 99200 | 614 | 95 | 75 | [8 empty] | Federally-Regulated Consumer Product | 02/14/2017 |  | 10/18/2017
International Comfort Products | ICP Commercial | G9MXE1202422A**D | LPG | Induced Draft | True | False | 1 | True | Down |  | None | Condensing | Single-Stage |  | 1 | Standard |  | 120000 | 116000 |  |  | 114500 | 1047 | 95 | 75 | [8 empty] | Federally-Regulated Consumer Product | 11/28/2016 |  | 10/18/2017
International Comfort Products | ICP Commercial | G9MXE1202422A**D | Natural Gas | Induced Draft | True | False | 1 | True | Down |  | None | Condensing | Single-Stage |  | 1 | Standard |  | 120000 | 116000 |  |  | 114500 | 1047 | 95 | 75 | [8 empty] | Federally-Regulated Consumer Product | 11/28/2016 |  | 10/18/2017
International Comfort Products | ICP Commercial | N9MSB0801716B** | LPG | Induced Draft | True | False | 1 | True | Up |  | None | Condensing | Single-Stage |  | 0.5 | Standard |  | 80000 | 75000 |  |  | 66800 | 798 | 92.1 | 75 | [8 empty] | Federally-Regulated Consumer Product | 11/28/2016 |  | 10/18/2017
International Comfort Products | ICP Commercial | N9MSB0801716B** | LPG | Induced Draft | True | False | 1 | True | Down |  | None | Condensing | Single-Stage |  | 0.5 | Standard |  | 80000 | 75000 |  |  | 66800 | 798 | 92.1 | 75 | [8 empty] | Federally-Regulated Consumer Product | 11/28/2016 |  | 10/18/2017
International Comfort Products | ICP Commercial | N9MSB0801716B** | LPG | Induced Draft | True | False | 1 | True | Horizontal |  | None | Condensing | Single-Stage |  | 0.5 | Standard |  | 80000 | 75000 |  |  | 66800 | 798 | 92.1 | 75 | [8 empty] | Federally-Regulated Consumer Product | 11/28/2016 |  | 10/18/2017
International Comfort Products | ICP Commercial | N9MSB0801716B** | Natural Gas | Induced Draft | True | False | 1 | True | Up |  | None | Condensing | Single-Stage |  | 0.5 | Standard |  | 80000 | 75000 |  |  | 66800 | 798 | 92.1 | 75 | [8 empty] | Federally-Regulated Consumer Product | 11/28/2016 |  | 10/18/2017
International Comfort Products | ICP Commercial | N9MSB0801716B** | Natural Gas | Induced Draft | True | False | 1 | True | Down |  | None | Condensing | Single-Stage |  | 0.5 | Standard |  | 80000 | 75000 |  |  | 66800 | 798 | 92.1 | 75 | [8 empty] | Federally-Regulated Consumer Product | 11/28/2016 |  | 10/18/2017
International Comfort Products | ICP Commercial | N9MSB0801716B** | Natural Gas | Induced Draft | True | False | 1 | True | Horizontal |  | None | Condensing | Single-Stage |  | 0.5 | Standard |  | 80000 | 75000 |  |  | 66800 | 798 | 92.1 | 75 | [8 empty] | Federally-Regulated Consumer Product | 11/28/2016 |  | 10/18/2017
International Comfort Products | ICP Commercial | N9MSB0401410C** | LPG | Induced Draft | True | False | 1 | True | Up |  | None | Condensing | Single-Stage |  | 0.33 | Standard |  | 40000 | 37000 |  |  | 33700 | 341 | 92.1 | 75 | [8 empty] | Federally-Regulated Consumer Product | 11/28/2016 |  | 10/18/2017
International Comfort Products | ICP Commercial | N9MSB0401410C** | LPG | Induced Draft | True | False | 1 | True | Down |  | None | Condensing | Single-Stage |  | 0.33 | Standard |  | 40000 | 37000 |  |  | 33700 | 341 | 92.1 | 75 | [8 empty] | Federally-Regulated Consumer Product | 11/28/2016 |  | 10/18/2017
International Comfort Products | ICP Commercial | N9MSB0401410C** | LPG | Induced Draft | True | False | 1 | True | Horizontal |  | None | Condensing | Single-Stage |  | 0.33 | Standard |  | 40000 | 37000 |  |  | 33700 | 341 | 92.1 | 75 | [8 empty] | Federally-Regulated Consumer Product | 11/28/2016 |  | 10/18/2017
International Comfort Products | ICP Commercial | N9MSB0401410C** | Natural Gas | Induced Draft | True | False | 1 | True | Up |  | None | Condensing | Single-Stage |  | 0.33 | Standard |  | 40000 | 37000 |  |  | 33700 | 341 | 92.1 | 75 | [8 empty] | Federally-Regulated Consumer Product | 11/28/2016 |  | 10/18/2017
International Comfort Products | ICP Commercial | N9MSB0401410C** | Natural Gas | Induced Draft | True | False | 1 | True | Down |  | None | Condensing | Single-Stage |  | 0.33 | Standard |  | 40000 | 37000 |  |  | 33700 | 341 | 92.1 | 75 | [8 empty] | Federally-Regulated Consumer Product | 11/28/2016 |  | 10/18/2017
International Comfort Products | ICP Commercial | N9MSB0401410C** | Natural Gas | Induced Draft | True | False | 1 | True | Horizontal |  | None | Condensing | Single-Stage |  | 0.33 | Standard |  | 40000 | 37000 |  |  | 33700 | 341 | 92.1 | 75 | [8 empty] | Federally-Regulated Consumer Product | 11/28/2016 |  | 10/18/2017
International Comfort Products | ICP Commercial | N9MSB0401712C** | LPG | Induced Draft | True | False | 1 | True | Up |  | None | Condensing | Single-Stage |  | 0.5 | Standard |  | 40000 | 37000 |  |  | 33500 | 383 | 92.1 | 75 | [8 empty] | Federally-Regulated Consumer Product | 11/28/2016 |  | 10/18/2017
International Comfort Products | ICP Commercial | N9MSB0401712C** | LPG | Induced Draft | True | False | 1 | True | Down |  | None | Condensing | Single-Stage |  | 0.5 | Standard |  | 40000 | 37000 |  |  | 33500 | 383 | 92.1 | 75 | [8 empty] | Federally-Regulated Consumer Product | 11/28/2016 |  | 10/18/2017
International Comfort Products | ICP Commercial | N9MSB0401712C** | LPG | Induced Draft | True | False | 1 | True | Horizontal |  | None | Condensing | Single-Stage |  | 0.5 | Standard |  | 40000 | 37000 |  |  | 33500 | 383 | 92.1 | 75 | [8 empty] | Federally-Regulated Consumer Product | 11/28/2016 |  | 10/18/2017
International Comfort Products | ICP Commercial | N9MSB0401712C** | Natural Gas | Induced Draft | True | False | 1 | True | Up |  | None | Condensing | Single-Stage |  | 0.5 | Standard |  | 40000 | 37000 |  |  | 33500 | 383 | 92.1 | 75 | [8 empty] | Federally-Regulated Consumer Product | 11/28/2016 |  | 10/18/2017
International Comfort Products | ICP Commercial | N9MSB0401712C** | Natural Gas | Induced Draft | True | False | 1 | True | Down |  | None | Condensing | Single-Stage |  | 0.5 | Standard |  | 40000 | 37000 |  |  | 33500 | 383 | 92.1 | 75 | [8 empty] | Federally-Regulated Consumer Product | 11/28/2016 |  | 10/18/2017
International Comfort Products | ICP Commercial | N9MSB0401712C** | Natural Gas | Induced Draft | True | False | 1 | True | Horizontal |  | None | Condensing | Single-Stage |  | 0.5 | Standard |  | 40000 | 37000 |  |  | 33500 | 383 | 92.1 | 75 | [8 empty] | Federally-Regulated Consumer Product | 11/28/2016 |  | 10/18/2017
International Comfort Products | ICP Commercial | N9MSB0601412C** | LPG | Induced Draft | True | False | 1 | True | Up |  | None | Condensing | Single-Stage |  | 0.33 | Standard |  | 60000 | 56000 |  |  | 50600 | 481 | 92.1 | 75 | [8 empty] | Federally-Regulated Consumer Product | 11/28/2016 |  | 10/18/2017
International Comfort Products | ICP Commercial | N9MSB0601412C** | LPG | Induced Draft | True | False | 1 | True | Down |  | None | Condensing | Single-Stage |  | 0.33 | Standard |  | 60000 | 56000 |  |  | 50600 | 481 | 92.1 | 75 | [8 empty] | Federally-Regulated Consumer Product | 11/28/2016 |  | 10/18/2017
International Comfort Products | ICP Commercial | N9MSB0601412C** | LPG | Induced Draft | True | False | 1 | True | Horizontal |  | None | Condensing | Single-Stage |  | 0.33 | Standard |  | 60000 | 56000 |  |  | 50600 | 481 | 92.1 | 75 | [8 empty] | Federally-Regulated Consumer Product | 11/28/2016 |  | 10/18/2017
International Comfort Products | ICP Commercial | N9MSB0601412C** | Natural Gas | Induced Draft | True | False | 1 | True | Up |  | None | Condensing | Single-Stage |  | 0.33 | Standard |  | 60000 | 56000 |  |  | 50600 | 481 | 92.1 | 75 | [8 empty] | Federally-Regulated Consumer Product | 11/28/2016 |  | 10/18/2017
International Comfort Products | ICP Commercial | N9MSB0601412C** | Natural Gas | Induced Draft | True | False | 1 | True | Down |  | None | Condensing | Single-Stage |  | 0.33 | Standard |  | 60000 | 56000 |  |  | 50600 | 481 | 92.1 | 75 | [8 empty] | Federally-Regulated Consumer Product | 11/28/2016 |  | 10/18/2017
International Comfort Products | ICP Commercial | N9MSB0601412C** | Natural Gas | Induced Draft | True | False | 1 | True | Horizontal |  | None | Condensing | Single-Stage |  | 0.33 | Standard |  | 60000 | 56000 |  |  | 50600 | 481 | 92.1 | 75 | [8 empty] | Federally-Regulated Consumer Product | 11/28/2016 |  | 10/18/2017
International Comfort Products | ICP Commercial | N9MSB0601716C** | LPG | Induced Draft | True | False | 1 | True | Up |  | None | Condensing | Single-Stage |  | 0.5 | Standard |  | 60000 | 56000 |  |  | 50100 | 605 | 92.1 | 75 | [8 empty] | Federally-Regulated Consumer Product | 11/28/2016 |  | 10/18/2017
International Comfort Products | ICP Commercial | N9MSB0601716C** | LPG | Induced Draft | True | False | 1 | True | Down |  | None | Condensing | Single-Stage |  | 0.5 | Standard |  | 60000 | 56000 |  |  | 50100 | 605 | 92.1 | 75 | [8 empty] | Federally-Regulated Consumer Product | 11/28/2016 |  | 10/18/2017
International Comfort Products | ICP Commercial | N9MSB0601716C** | LPG | Induced Draft | True | False | 1 | True | Horizontal |  | None | Condensing | Single-Stage |  | 0.5 | Standard |  | 60000 | 56000 |  |  | 50100 | 605 | 92.1 | 75 | [8 empty] | Federally-Regulated Consumer Product | 11/28/2016 |  | 10/18/2017
International Comfort Products | ICP Commercial | N9MSB0601716C** | Natural Gas | Induced Draft | True | False | 1 | True | Up |  | None | Condensing | Single-Stage |  | 0.5 | Standard |  | 60000 | 56000 |  |  | 50100 | 605 | 92.1 | 75 | [8 empty] | Federally-Regulated Consumer Product | 11/28/2016 |  | 10/18/2017
International Comfort Products | ICP Commercial | N9MSB0601716C** | Natural Gas | Induced Draft | True | False | 1 | True | Down |  | None | Condensing | Single-Stage |  | 0.5 | Standard |  | 60000 | 56000 |  |  | 50100 | 605 | 92.1 | 75 | [8 empty] | Federally-Regulated Consumer Product | 11/28/2016 |  | 10/18/2017
International Comfort Products | ICP Commercial | N9MSB0601716C** | Natural Gas | Induced Draft | True | False | 1 | True | Horizontal |  | None | Condensing | Single-Stage |  | 0.5 | Standard |  | 60000 | 56000 |  |  | 50100 | 605 | 92.1 | 75 | [8 empty] | Federally-Regulated Consumer Product | 11/28/2016 |  | 10/18/2017
International Comfort Products | ICP Commercial | N9MSB0802120C** | LPG | Induced Draft | True | False | 1 | True | Up |  | None | Condensing | Single-Stage |  | 0.75 | Standard |  | 80000 | 75000 |  |  | 66900 | 775 | 92.1 | 75 | [8 empty] | Federally-Regulated Consumer Product | 11/28/2016 |  | 10/18/2017
International Comfort Products | ICP Commercial | N9MSB0802120C** | LPG | Induced Draft | True | False | 1 | True | Down |  | None | Condensing | Single-Stage |  | 0.75 | Standard |  | 80000 | 75000 |  |  | 66900 | 775 | 92.1 | 75 | [8 empty] | Federally-Regulated Consumer Product | 11/28/2016 |  | 10/18/2017
International Comfort Products | ICP Commercial | N9MSB0802120C** | LPG | Induced Draft | True | False | 1 | True | Horizontal |  | None | Condensing | Single-Stage |  | 0.75 | Standard |  | 80000 | 75000 |  |  | 66900 | 775 | 92.1 | 75 | [8 empty] | Federally-Regulated Consumer Product | 11/28/2016 |  | 10/18/2017
International Comfort Products | ICP Commercial | N9MSB0802120C** | Natural Gas | Induced Draft | True | False | 1 | True | Up |  | None | Condensing | Single-Stage |  | 0.75 | Standard |  | 80000 | 75000 |  |  | 66900 | 775 | 92.1 | 75 | [8 empty] | Federally-Regulated Consumer Product | 11/28/2016 |  | 10/18/2017
International Comfort Products | ICP Commercial | N9MSB0802120C** | Natural Gas | Induced Draft | True | False | 1 | True | Down |  | None | Condensing | Single-Stage |  | 0.75 | Standard |  | 80000 | 75000 |  |  | 66900 | 775 | 92.1 | 75 | [8 empty] | Federally-Regulated Consumer Product | 11/28/2016 |  | 10/18/2017
International Comfort Products | ICP Commercial | N9MSB0802120C** | Natural Gas | Induced Draft | True | False | 1 | True | Horizontal |  | None | Condensing | Single-Stage |  | 0.75 | Standard |  | 80000 | 75000 |  |  | 66900 | 775 | 92.1 | 75 | [8 empty] | Federally-Regulated Consumer Product | 11/28/2016 |  | 10/18/2017
International Comfort Products | ICP Commercial | N9MSB1002116C** | LPG | Induced Draft | True | False | 1 | True | Up |  | None | Condensing | Single-Stage |  | 0.5 | Standard |  | 100000 | 94000 |  |  | 100900 | 994 | 92.1 | 75 | [8 empty] | Federally-Regulated Consumer Product | 02/14/2017 |  | 10/18/2017
International Comfort Products | ICP Commercial | N9MSB1002116C** | LPG | Induced Draft | True | False | 1 | True | Down |  | None | Condensing | Single-Stage |  | 0.5 | Standard |  | 100000 | 94000 |  |  | 100900 | 994 | 92.1 | 75 | [8 empty] | Federally-Regulated Consumer Product | 02/14/2017 |  | 10/18/2017
International Comfort Products | ICP Commercial | N9MSB1002116C** | LPG | Induced Draft | True | False | 1 | True | Horizontal |  | None | Condensing | Single-Stage |  | 0.5 | Standard |  | 100000 | 94000 |  |  | 100900 | 994 | 92.1 | 75 | [8 empty] | Federally-Regulated Consumer Product | 02/14/2017 |  | 10/18/2017
International Comfort Products | ICP Commercial | N9MSB1002116C** | Natural Gas | Induced Draft | True | False | 1 | True | Up |  | None | Condensing | Single-Stage |  | 0.5 | Standard |  | 100000 | 94000 |  |  | 100900 | 994 | 92.1 | 75 | [8 empty] | Federally-Regulated Consumer Product | 02/14/2017 |  | 10/18/2017
International Comfort Products | ICP Commercial | N9MSB1002116C** | Natural Gas | Induced Draft | True | False | 1 | True | Down |  | None | Condensing | Single-Stage |  | 0.5 | Standard |  | 100000 | 94000 |  |  | 100900 | 994 | 92.1 | 75 | [8 empty] | Federally-Regulated Consumer Product | 02/14/2017 |  | 10/18/2017
International Comfort Products | ICP Commercial | N9MSB1002116C** | Natural Gas | Induced Draft | True | False | 1 | True | Horizontal |  | None | Condensing | Single-Stage |  | 0.5 | Standard |  | 100000 | 94000 |  |  | 100900 | 994 | 92.1 | 75 | [8 empty] | Federally-Regulated Consumer Product | 02/14/2017 |  | 10/18/2017
International Comfort Products | ICP Commercial | N9MSB1002120C** | LPG | Induced Draft | True | False | 1 | True | Up |  | None | Condensing | Single-Stage |  | 0.75 | Standard |  | 100000 | 94000 |  |  | 100800 | 1030 | 92.1 | 75 | [8 empty] | Federally-Regulated Consumer Product | 02/14/2017 |  | 10/18/2017
International Comfort Products | ICP Commercial | N9MSB1002120C** | LPG | Induced Draft | True | False | 1 | True | Down |  | None | Condensing | Single-Stage |  | 0.75 | Standard |  | 100000 | 94000 |  |  | 100800 | 1030 | 92.1 | 75 | [8 empty] | Federally-Regulated Consumer Product | 02/14/2017 |  | 10/18/2017
International Comfort Products | ICP Commercial | N9MSB1002120C** | LPG | Induced Draft | True | False | 1 | True | Horizontal |  | None | Condensing | Single-Stage |  | 0.75 | Standard |  | 100000 | 94000 |  |  | 100800 | 1030 | 92.1 | 75 | [8 empty] | Federally-Regulated Consumer Product | 02/14/2017 |  | 10/18/2017
International Comfort Products | ICP Commercial | N9MSB1002120C** | Natural Gas | Induced Draft | True | False | 1 | True | Up |  | None | Condensing | Single-Stage |  | 0.75 | Standard |  | 100000 | 94000 |  |  | 100800 | 1030 | 92.1 | 75 | [8 empty] | Federally-Regulated Consumer Product | 02/14/2017 |  | 10/18/2017
International Comfort Products | ICP Commercial | N9MSB1002120C** | Natural Gas | Induced Draft | True | False | 1 | True | Down |  | None | Condensing | Single-Stage |  | 0.75 | Standard |  | 100000 | 94000 |  |  | 100800 | 1030 | 92.1 | 75 | [8 empty] | Federally-Regulated Consumer Product | 02/14/2017 |  | 10/18/2017
International Comfort Products | ICP Commercial | N9MSB1002120C** | Natural Gas | Induced Draft | True | False | 1 | True | Horizontal |  | None | Condensing | Single-Stage |  | 0.75 | Standard |  | 100000 | 94000 |  |  | 100800 | 1030 | 92.1 | 75 | [8 empty] | Federally-Regulated Consumer Product | 02/14/2017 |  | 10/18/2017
International Comfort Products | ICP Commercial | N9MSB1202420C** | LPG | Induced Draft | True | False | 1 | True | Up |  | None | Condensing | Single-Stage |  | 0.75 | Standard |  | 120000 | 112000 |  |  | 117400 | 1247 | 92.1 | 75 | [8 empty] | Federally-Regulated Consumer Product | 02/14/2017 |  | 10/18/2017
International Comfort Products | ICP Commercial | N9MSB1202420C** | LPG | Induced Draft | True | False | 1 | True | Down |  | None | Condensing | Single-Stage |  | 0.75 | Standard |  | 120000 | 112000 |  |  | 117400 | 1247 | 92.1 | 75 | [8 empty] | Federally-Regulated Consumer Product | 02/14/2017 |  | 10/18/2017
International Comfort Products | ICP Commercial | N9MSB1202420C** | LPG | Induced Draft | True | False | 1 | True | Horizontal |  | None | Condensing | Single-Stage |  | 0.75 | Standard |  | 120000 | 112000 |  |  | 117400 | 1247 | 92.1 | 75 | [8 empty] | Federally-Regulated Consumer Product | 02/14/2017 |  | 10/18/2017
International Comfort Products | ICP Commercial | N9MSB1202420C** | Natural Gas | Induced Draft | True | False | 1 | True | Up |  | None | Condensing | Single-Stage |  | 0.75 | Standard |  | 120000 | 112000 |  |  | 117400 | 1247 | 92.1 | 75 | [8 empty] | Federally-Regulated Consumer Product | 02/14/2017 |  | 10/18/2017
International Comfort Products | ICP Commercial | N9MSB1202420C** | Natural Gas | Induced Draft | True | False | 1 | True | Down |  | None | Condensing | Single-Stage |  | 0.75 | Standard |  | 120000 | 112000 |  |  | 117400 | 1247 | 92.1 | 75 | [8 empty] | Federally-Regulated Consumer Product | 02/14/2017 |  | 10/18/2017
International Comfort Products | ICP Commercial | N9MSB1202420C** | Natural Gas | Induced Draft | True | False | 1 | True | Horizontal |  | None | Condensing | Single-Stage |  | 0.75 | Standard |  | 120000 | 112000 |  |  | 117400 | 1247 | 92.1 | 75 | [8 empty] | Federally-Regulated Consumer Product | 02/14/2017 |  | 10/18/2017
International Comfort Products | Kenmore | F9MXE1202422A | LPG | Induced Draft | True | False | 1 | False | Up |  | None | Condensing | Single-Stage |  | 1 | Standard |  | 120000 | 117000 |  |  | 113500 | 990 | 96 | 78 | [8 empty] | Federally-Regulated Consumer Product | 11/29/2016 |  | 10/18/2017
International Comfort Products | Kenmore | F9MXE1202422A | LPG | Induced Draft | True | False | 1 | False | Horizontal |  | None | Condensing | Single-Stage |  | 1 | Standard |  | 120000 | 117000 |  |  | 113500 | 990 | 96 | 78 | [8 empty] | Federally-Regulated Consumer Product | 11/29/2016 |  | 10/18/2017
International Comfort Products | Kenmore | F9MXE1202422A | Natural Gas | Induced Draft | True | False | 1 | False | Up |  | None | Condensing | Single-Stage |  | 1 | Standard |  | 120000 | 117000 |  |  | 113500 | 990 | 96 | 78 | [8 empty] | Federally-Regulated Consumer Product | 11/29/2016 |  | 10/18/2017
International Comfort Products | Kenmore | F9MXE1202422A | Natural Gas | Induced Draft | True | False | 1 | False | Horizontal |  | None | Condensing | Single-Stage |  | 1 | Standard |  | 120000 | 117000 |  |  | 113500 | 990 | 96 | 78 | [8 empty] | Federally-Regulated Consumer Product | 11/29/2016 |  | 10/18/2017
International Comfort Products | Kenmore | F9MXE0401410A | LPG | Induced Draft | True | False | 1 | False | Up |  | None | Condensing | Single-Stage |  | 0.5 | Standard |  | 40000 | 39000 |  |  | 32800 | 195 | 96 | 78 | [8 empty] | Federally-Regulated Consumer Product | 11/29/2016 |  | 10/18/2017
International Comfort Products | Kenmore | F9MXE0401410A | LPG | Induced Draft | True | False | 1 | False | Horizontal |  | None | Condensing | Single-Stage |  | 0.5 | Standard |  | 40000 | 39000 |  |  | 32800 | 195 | 96 | 78 | [8 empty] | Federally-Regulated Consumer Product | 11/29/2016 |  | 10/18/2017
International Comfort Products | Kenmore | F9MXE0401410A | Natural Gas | Induced Draft | True | False | 1 | False | Up |  | None | Condensing | Single-Stage |  | 0.5 | Standard |  | 40000 | 39000 |  |  | 32800 | 195 | 96 | 78 | [8 empty] | Federally-Regulated Consumer Product | 11/29/2016 |  | 10/18/2017
International Comfort Products | Kenmore | F9MXE0401410A | Natural Gas | Induced Draft | True | False | 1 | False | Horizontal |  | None | Condensing | Single-Stage |  | 0.5 | Standard |  | 40000 | 39000 |  |  | 32800 | 195 | 96 | 78 | [8 empty] | Federally-Regulated Consumer Product | 11/29/2016 |  | 10/18/2017
International Comfort Products | Kenmore | F9MXE0601714A | LPG | Induced Draft | True | False | 1 | False | Up |  | None | Condensing | Single-Stage |  | 0.75 | Standard |  | 60000 | 58000 |  |  | 49300 | 254 | 96 | 78 | [8 empty] | Federally-Regulated Consumer Product | 11/29/2016 |  | 10/18/2017
International Comfort Products | Kenmore | F9MXE0601714A | LPG | Induced Draft | True | False | 1 | False | Horizontal |  | None | Condensing | Single-Stage |  | 0.75 | Standard |  | 60000 | 58000 |  |  | 49300 | 254 | 96 | 78 | [8 empty] | Federally-Regulated Consumer Product | 11/29/2016 |  | 10/18/2017
International Comfort Products | Kenmore | F9MXE0601714A | Natural Gas | Induced Draft | True | False | 1 | False | Up |  | None | Condensing | Single-Stage |  | 0.75 | Standard |  | 60000 | 58000 |  |  | 49300 | 254 | 96 | 78 | [8 empty] | Federally-Regulated Consumer Product | 11/29/2016 |  | 10/18/2017
International Comfort Products | Kenmore | F9MXE0601714A | Natural Gas | Induced Draft | True | False | 1 | False | Horizontal |  | None | Condensing | Single-Stage |  | 0.75 | Standard |  | 60000 | 58000 |  |  | 49300 | 254 | 96 | 78 | [8 empty] | Federally-Regulated Consumer Product | 11/29/2016 |  | 10/18/2017
International Comfort Products | Kenmore | F9MXE0801716A | LPG | Induced Draft | True | False | 1 | False | Up |  | None | Condensing | Single-Stage |  | 0.75 | Standard |  | 80000 | 78000 |  |  | 81900 | 483 | 96 | 78 | [8 empty] | Federally-Regulated Consumer Product | 11/29/2016 |  | 10/18/2017
International Comfort Products | Kenmore | F9MXE0801716A | LPG | Induced Draft | True | False | 1 | False | Horizontal |  | None | Condensing | Single-Stage |  | 0.75 | Standard |  | 80000 | 78000 |  |  | 81900 | 483 | 96 | 78 | [8 empty] | Federally-Regulated Consumer Product | 11/29/2016 |  | 10/18/2017
International Comfort Products | Kenmore | F9MXE0801716A | Natural Gas | Induced Draft | True | False | 1 | False | Up |  | None | Condensing | Single-Stage |  | 0.75 | Standard |  | 80000 | 78000 |  |  | 81900 | 483 | 96 | 78 | [8 empty] | Federally-Regulated Consumer Product | 11/29/2016 |  | 10/18/2017
International Comfort Products | Kenmore | F9MXE0801716A | Natural Gas | Induced Draft | True | False | 1 | False | Horizontal |  | None | Condensing | Single-Stage |  | 0.75 | Standard |  | 80000 | 78000 |  |  | 81900 | 483 | 96 | 78 | [8 empty] | Federally-Regulated Consumer Product | 11/29/2016 |  | 10/18/2017
International Comfort Products | Kenmore | F9MXT0801716A | LPG | Induced Draft | True | False | 1 | False | Up |  | None | Condensing | Two-Stage Modulating |  | 0.75 | Standard |  | 80000 | 78000 |  |  | 80200 | 369 | 96 | 78 | [8 empty] | Federally-Regulated Consumer Product | 11/29/2016 |  | 10/18/2017
International Comfort Products | Kenmore | F9MXT0801716A | LPG | Induced Draft | True | False | 1 | False | Horizontal |  | None | Condensing | Two-Stage Modulating |  | 0.75 | Standard |  | 80000 | 78000 |  |  | 80200 | 369 | 96 | 78 | [8 empty] | Federally-Regulated Consumer Product | 11/29/2016 |  | 10/18/2017
International Comfort Products | Kenmore | F9MXT0801716A | Natural Gas | Induced Draft | True | False | 1 | False | Up |  | None | Condensing | Two-Stage Modulating |  | 0.75 | Standard |  | 80000 | 78000 |  |  | 80200 | 369 | 96 | 78 | [8 empty] | Federally-Regulated Consumer Product | 11/29/2016 |  | 10/18/2017
International Comfort Products | Kenmore | F9MXT0801716A | Natural Gas | Induced Draft | True | False | 1 | False | Horizontal |  | None | Condensing | Two-Stage Modulating |  | 0.75 | Standard |  | 80000 | 78000 |  |  | 80200 | 369 | 96 | 78 | [8 empty] | Federally-Regulated Consumer Product | 11/29/2016 |  | 10/18/2017
International Comfort Products | Kenmore | F9MXT1202422A | LPG | Induced Draft | True | False | 1 | False | Up |  | None | Condensing | Two-Stage Modulating |  | 1 | Standard |  | 120000 | 117000 |  |  | 110400 | 600 | 96 | 78 | [8 empty] | Federally-Regulated Consumer Product | 11/29/2016 |  | 10/18/2017
International Comfort Products | Kenmore | F9MXT1202422A | LPG | Induced Draft | True | False | 1 | False | Horizontal |  | None | Condensing | Two-Stage Modulating |  | 1 | Standard |  | 120000 | 117000 |  |  | 110400 | 600 | 96 | 78 | [8 empty] | Federally-Regulated Consumer Product | 11/29/2016 |  | 10/18/2017
International Comfort Products | Kenmore | F9MXT1202422A | Natural Gas | Induced Draft | True | False | 1 | False | Up |  | None | Condensing | Two-Stage Modulating |  | 1 | Standard |  | 120000 | 117000 |  |  | 110400 | 600 | 96 | 78 | [8 empty] | Federally-Regulated Consumer Product | 11/29/2016 |  | 10/18/2017
International Comfort Products | Kenmore | F9MXT1202422A | Natural Gas | Induced Draft | True | False | 1 | False | Horizontal |  | None | Condensing | Two-Stage Modulating |  | 1 | Standard |  | 120000 | 117000 |  |  | 110400 | 600 | 96 | 78 | [8 empty] | Federally-Regulated Consumer Product | 11/29/2016 |  | 10/18/2017
International Comfort Products | Kenmore | F9MXT0401410A | LPG | Induced Draft | True | False | 1 | False | Up |  | None | Condensing | Two-Stage Modulating |  | 0.5 | Standard |  | 40000 | 39000 |  |  | 32300 | 166 | 96 | 78 | [8 empty] | Federally-Regulated Consumer Product | 11/29/2016 |  | 10/18/2017
International Comfort Products | Kenmore | F9MXT0401410A | LPG | Induced Draft | True | False | 1 | False | Horizontal |  | None | Condensing | Two-Stage Modulating |  | 0.5 | Standard |  | 40000 | 39000 |  |  | 32300 | 166 | 96 | 78 | [8 empty] | Federally-Regulated Consumer Product | 11/29/2016 |  | 10/18/2017
International Comfort Products | Kenmore | F9MXT0401410A | Natural Gas | Induced Draft | True | False | 1 | False | Up |  | None | Condensing | Two-Stage Modulating |  | 0.5 | Standard |  | 40000 | 39000 |  |  | 32300 | 166 | 96 | 78 | [8 empty] | Federally-Regulated Consumer Product | 11/29/2016 |  | 10/18/2017
International Comfort Products | Kenmore | F9MXT0401410A | Natural Gas | Induced Draft | True | False | 1 | False | Horizontal |  | None | Condensing | Two-Stage Modulating |  | 0.5 | Standard |  | 40000 | 39000 |  |  | 32300 | 166 | 96 | 78 | [8 empty] | Federally-Regulated Consumer Product | 11/29/2016 |  | 10/18/2017
International Comfort Products | Kenmore | F9MXT0601714A | LPG | Induced Draft | True | False | 1 | False | Up |  | None | Condensing | Two-Stage Modulating |  | 0.75 | Standard |  | 60000 | 58000 |  |  | 48600 | 189 | 96 | 78 | [8 empty] | Federally-Regulated Consumer Product | 11/29/2016 |  | 10/18/2017
International Comfort Products | Kenmore | F9MXT0601714A | LPG | Induced Draft | True | False | 1 | False | Horizontal |  | None | Condensing | Two-Stage Modulating |  | 0.75 | Standard |  | 60000 | 58000 |  |  | 48600 | 189 | 96 | 78 | [8 empty] | Federally-Regulated Consumer Product | 11/29/2016 |  | 10/18/2017
International Comfort Products | Kenmore | F9MXT0601714A | Natural Gas | Induced Draft | True | False | 1 | False | Up |  | None | Condensing | Two-Stage Modulating |  | 0.75 | Standard |  | 60000 | 58000 |  |  | 48600 | 189 | 96 | 78 | [8 empty] | Federally-Regulated Consumer Product | 11/29/2016 |  | 10/18/2017
International Comfort Products | Kenmore | F9MXT0601714A | Natural Gas | Induced Draft | True | False | 1 | False | Horizontal |  | None | Condensing | Two-Stage Modulating |  | 0.75 | Standard |  | 60000 | 58000 |  |  | 48600 | 189 | 96 | 78 | [8 empty] | Federally-Regulated Consumer Product | 11/29/2016 |  | 10/18/2017
International Comfort Products | Kenmore | G9MXT0401410A | LPG | Induced Draft | True | False | 1 | False | Up |  | None | Condensing | Two-Stage Modulating |  | 0.5 | Standard |  | 40000 | 39000 |  |  | 32300 | 166 | 96 | 78 | [8 empty] | Federally-Regulated Consumer Product | 11/29/2016 |  | 10/18/2017
International Comfort Products | Kenmore | G9MXT0401410A | LPG | Induced Draft | True | False | 1 | False | Horizontal |  | None | Condensing | Two-Stage Modulating |  | 0.5 | Standard |  | 40000 | 39000 |  |  | 32300 | 166 | 96 | 78 | [8 empty] | Federally-Regulated Consumer Product | 11/29/2016 |  | 10/18/2017
International Comfort Products | Kenmore | G9MXT0401410A | Natural Gas | Induced Draft | True | False | 1 | False | Up |  | None | Condensing | Two-Stage Modulating |  | 0.5 | Standard |  | 40000 | 39000 |  |  | 32300 | 166 | 96 | 78 | [8 empty] | Federally-Regulated Consumer Product | 11/29/2016 |  | 10/18/2017
International Comfort Products | Kenmore | G9MXT0401410A | Natural Gas | Induced Draft | True | False | 1 | False | Horizontal |  | None | Condensing | Two-Stage Modulating |  | 0.5 | Standard |  | 40000 | 39000 |  |  | 32300 | 166 | 96 | 78 | [8 empty] | Federally-Regulated Consumer Product | 11/29/2016 |  | 10/18/2017
International Comfort Products | Kenmore | G9MXT0601714A | LPG | Induced Draft | True | False | 1 | False | Up |  | None | Condensing | Two-Stage Modulating |  | 0.75 | Standard |  | 60000 | 58000 |  |  | 48600 | 189 | 96 | 78 | [8 empty] | Federally-Regulated Consumer Product | 11/29/2016 |  | 10/18/2017
International Comfort Products | Kenmore | G9MXT0601714A | LPG | Induced Draft | True | False | 1 | False | Horizontal |  | None | Condensing | Two-Stage Modulating |  | 0.75 | Standard |  | 60000 | 58000 |  |  | 48600 | 189 | 96 | 78 | [8 empty] | Federally-Regulated Consumer Product | 11/29/2016 |  | 10/18/2017
International Comfort Products | Kenmore | G9MXT0601714A | Natural Gas | Induced Draft | True | False | 1 | False | Up |  | None | Condensing | Two-Stage Modulating |  | 0.75 | Standard |  | 60000 | 58000 |  |  | 48600 | 189 | 96 | 78 | [8 empty] | Federally-Regulated Consumer Product | 11/29/2016 |  | 10/18/2017
International Comfort Products | Kenmore | G9MXT0601714A | Natural Gas | Induced Draft | True | False | 1 | False | Horizontal |  | None | Condensing | Two-Stage Modulating |  | 0.75 | Standard |  | 60000 | 58000 |  |  | 48600 | 189 | 96 | 78 | [8 empty] | Federally-Regulated Consumer Product | 11/29/2016 |  | 10/18/2017
International Comfort Products | Kenmore | G9MXT1202422A | LPG | Induced Draft | True | False | 1 | False | Up |  | None | Condensing | Two-Stage Modulating |  | 1 | Standard |  | 120000 | 117000 |  |  | 110400 | 600 | 96 | 78 | [8 empty] | Federally-Regulated Consumer Product | 11/29/2016 |  | 10/18/2017
International Comfort Products | Kenmore | G9MXT1202422A | LPG | Induced Draft | True | False | 1 | False | Horizontal |  | None | Condensing | Two-Stage Modulating |  | 1 | Standard |  | 120000 | 117000 |  |  | 110400 | 600 | 96 | 78 | [8 empty] | Federally-Regulated Consumer Product | 11/29/2016 |  | 10/18/2017
International Comfort Products | Kenmore | G9MXT1202422A | Natural Gas | Induced Draft | True | False | 1 | False | Up |  | None | Condensing | Two-Stage Modulating |  | 1 | Standard |  | 120000 | 117000 |  |  | 110400 | 600 | 96 | 78 | [8 empty] | Federally-Regulated Consumer Product | 11/29/2016 |  | 10/18/2017
International Comfort Products | Kenmore | G9MXT1202422A | Natural Gas | Induced Draft | True | False | 1 | False | Horizontal |  | None | Condensing | Two-Stage Modulating |  | 1 | Standard |  | 120000 | 117000 |  |  | 110400 | 600 | 96 | 78 | [8 empty] | Federally-Regulated Consumer Product | 11/29/2016 |  | 10/18/2017
International Comfort Products | Kenmore | G9MXT0801716A | LPG | Induced Draft | True | False | 1 | False | Up |  | None | Condensing | Two-Stage Modulating |  | 0.75 | Standard |  | 80000 | 78000 |  |  | 80200 | 369 | 96 | 78 | [8 empty] | Federally-Regulated Consumer Product | 11/29/2016 |  | 10/18/2017
International Comfort Products | Kenmore | G9MXT0801716A | LPG | Induced Draft | True | False | 1 | False | Horizontal |  | None | Condensing | Two-Stage Modulating |  | 0.75 | Standard |  | 80000 | 78000 |  |  | 80200 | 369 | 96 | 78 | [8 empty] | Federally-Regulated Consumer Product | 11/29/2016 |  | 10/18/2017
International Comfort Products | Kenmore | G9MXT0801716A | Natural Gas | Induced Draft | True | False | 1 | False | Up |  | None | Condensing | Two-Stage Modulating |  | 0.75 | Standard |  | 80000 | 78000 |  |  | 80200 | 369 | 96 | 78 | [8 empty] | Federally-Regulated Consumer Product | 11/29/2016 |  | 10/18/2017
International Comfort Products | Kenmore | G9MXT0801716A | Natural Gas | Induced Draft | True | False | 1 | False | Horizontal |  | None | Condensing | Two-Stage Modulating |  | 0.75 | Standard |  | 80000 | 78000 |  |  | 80200 | 369 | 96 | 78 | [8 empty] | Federally-Regulated Consumer Product | 11/29/2016 |  | 10/18/2017
International Comfort Products | Kenmore | G9MXE0401410A | LPG | Induced Draft | True | False | 1 | False | Up |  | None | Condensing | Single-Stage |  | 0.5 | Standard |  | 40000 | 39000 |  |  | 32800 | 195 | 96 | 78 | [8 empty] | Federally-Regulated Consumer Product | 11/29/2016 |  | 10/18/2017
International Comfort Products | Kenmore | G9MXE0401410A | LPG | Induced Draft | True | False | 1 | False | Horizontal |  | None | Condensing | Single-Stage |  | 0.5 | Standard |  | 40000 | 39000 |  |  | 32800 | 195 | 96 | 78 | [8 empty] | Federally-Regulated Consumer Product | 11/29/2016 |  | 10/18/2017
International Comfort Products | Kenmore | G9MXE0401410A | Natural Gas | Induced Draft | True | False | 1 | False | Up |  | None | Condensing | Single-Stage |  | 0.5 | Standard |  | 40000 | 39000 |  |  | 32800 | 195 | 96 | 78 | [8 empty] | Federally-Regulated Consumer Product | 11/29/2016 |  | 10/18/2017
International Comfort Products | Kenmore | G9MXE0401410A | Natural Gas | Induced Draft | True | False | 1 | False | Horizontal |  | None | Condensing | Single-Stage |  | 0.5 | Standard |  | 40000 | 39000 |  |  | 32800 | 195 | 96 | 78 | [8 empty] | Federally-Regulated Consumer Product | 11/29/2016 |  | 10/18/2017
International Comfort Products | Kenmore | G9MXE0601714A | LPG | Induced Draft | True | False | 1 | False | Up |  | None | Condensing | Single-Stage |  | 0.75 | Standard |  | 60000 | 58000 |  |  | 49300 | 254 | 96 | 78 | [8 empty] | Federally-Regulated Consumer Product | 11/29/2016 |  | 10/18/2017
International Comfort Products | Kenmore | G9MXE0601714A | LPG | Induced Draft | True | False | 1 | False | Horizontal |  | None | Condensing | Single-Stage |  | 0.75 | Standard |  | 60000 | 58000 |  |  | 49300 | 254 | 96 | 78 | [8 empty] | Federally-Regulated Consumer Product | 11/29/2016 |  | 10/18/2017
International Comfort Products | Kenmore | G9MXE0601714A | Natural Gas | Induced Draft | True | False | 1 | False | Up |  | None | Condensing | Single-Stage |  | 0.75 | Standard |  | 60000 | 58000 |  |  | 49300 | 254 | 96 | 78 | [8 empty] | Federally-Regulated Consumer Product | 11/29/2016 |  | 10/18/2017
International Comfort Products | Kenmore | G9MXE0601714A | Natural Gas | Induced Draft | True | False | 1 | False | Horizontal |  | None | Condensing | Single-Stage |  | 0.75 | Standard |  | 60000 | 58000 |  |  | 49300 | 254 | 96 | 78 | [8 empty] | Federally-Regulated Consumer Product | 11/29/2016 |  | 10/18/2017
International Comfort Products | Kenmore | G9MXE1202422A | LPG | Induced Draft | True | False | 1 | False | Up |  | None | Condensing | Single-Stage |  | 1 | Standard |  | 120000 | 117000 |  |  | 113500 | 990 | 96 | 78 | [8 empty] | Federally-Regulated Consumer Product | 11/29/2016 |  | 10/18/2017
International Comfort Products | Kenmore | G9MXE1202422A | LPG | Induced Draft | True | False | 1 | False | Horizontal |  | None | Condensing | Single-Stage |  | 1 | Standard |  | 120000 | 117000 |  |  | 113500 | 990 | 96 | 78 | [8 empty] | Federally-Regulated Consumer Product | 11/29/2016 |  | 10/18/2017
International Comfort Products | Kenmore | G9MXE1202422A | Natural Gas | Induced Draft | True | False | 1 | False | Up |  | None | Condensing | Single-Stage |  | 1 | Standard |  | 120000 | 117000 |  |  | 113500 | 990 | 96 | 78 | [8 empty] | Federally-Regulated Consumer Product | 11/29/2016 |  | 10/18/2017
International Comfort Products | Kenmore | G9MXE1202422A | Natural Gas | Induced Draft | True | False | 1 | False | Horizontal |  | None | Condensing | Single-Stage |  | 1 | Standard |  | 120000 | 117000 |  |  | 113500 | 990 | 96 | 78 | [8 empty] | Federally-Regulated Consumer Product | 11/29/2016 |  | 10/18/2017
International Comfort Products | Kenmore | G9MXE0801716A | LPG | Induced Draft | True | False | 1 | False | Up |  | None | Condensing | Single-Stage |  | 0.75 | Standard |  | 80000 | 78000 |  |  | 81900 | 483 | 96 | 78 | [8 empty] | Federally-Regulated Consumer Product | 11/29/2016 |  | 10/18/2017
International Comfort Products | Kenmore | G9MXE0801716A | LPG | Induced Draft | True | False | 1 | False | Horizontal |  | None | Condensing | Single-Stage |  | 0.75 | Standard |  | 80000 | 78000 |  |  | 81900 | 483 | 96 | 78 | [8 empty] | Federally-Regulated Consumer Product | 11/29/2016 |  | 10/18/2017
International Comfort Products | Kenmore | G9MXE0801716A | Natural Gas | Induced Draft | True | False | 1 | False | Up |  | None | Condensing | Single-Stage |  | 0.75 | Standard |  | 80000 | 78000 |  |  | 81900 | 483 | 96 | 78 | [8 empty] | Federally-Regulated Consumer Product | 11/29/2016 |  | 10/18/2017
International Comfort Products | Kenmore | G9MXE0801716A | Natural Gas | Induced Draft | True | False | 1 | False | Horizontal |  | None | Condensing | Single-Stage |  | 0.75 | Standard |  | 80000 | 78000 |  |  | 81900 | 483 | 96 | 78 | [8 empty] | Federally-Regulated Consumer Product | 11/29/2016 |  | 10/18/2017
International Comfort Products | Kenmore | N9MSE0401410A | LPG | Induced Draft | True | False | 1 | False | Up |  | None | Condensing | Single-Stage |  | 0.5 | Standard |  | 40000 | 39000 |  |  | 32300 | 373 | 95.5 | 78 | [8 empty] | Federally-Regulated Consumer Product | 11/29/2016 |  | 10/18/2017
International Comfort Products | Kenmore | N9MSE0401410A | LPG | Induced Draft | True | False | 1 | False | Horizontal |  | None | Condensing | Single-Stage |  | 0.5 | Standard |  | 40000 | 39000 |  |  | 32300 | 373 | 95.5 | 78 | [8 empty] | Federally-Regulated Consumer Product | 11/29/2016 |  | 10/18/2017
International Comfort Products | Kenmore | N9MSE0401410A | Natural Gas | Induced Draft | True | False | 1 | False | Up |  | None | Condensing | Single-Stage |  | 0.5 | Standard |  | 40000 | 39000 |  |  | 32300 | 373 | 95.5 | 78 | [8 empty] | Federally-Regulated Consumer Product | 11/29/2016 |  | 10/18/2017
International Comfort Products | Kenmore | N9MSE0401410A | Natural Gas | Induced Draft | True | False | 1 | False | Horizontal |  | None | Condensing | Single-Stage |  | 0.5 | Standard |  | 40000 | 39000 |  |  | 32300 | 373 | 95.5 | 78 | [8 empty] | Federally-Regulated Consumer Product | 11/29/2016 |  | 10/18/2017
International Comfort Products | Kenmore | N9MSE0601410A | LPG | Induced Draft | True | False | 1 | False | Up |  | None | Condensing | Single-Stage |  | 0.5 | Standard |  | 60000 | 58000 |  |  | 48600 | 515 | 95.5 | 78 | [8 empty] | Federally-Regulated Consumer Product | 11/29/2016 |  | 10/18/2017
International Comfort Products | Kenmore | N9MSE0601410A | LPG | Induced Draft | True | False | 1 | False | Horizontal |  | None | Condensing | Single-Stage |  | 0.5 | Standard |  | 60000 | 58000 |  |  | 48600 | 515 | 95.5 | 78 | [8 empty] | Federally-Regulated Consumer Product | 11/29/2016 |  | 10/18/2017
International Comfort Products | Kenmore | N9MSE0601410A | Natural Gas | Induced Draft | True | False | 1 | False | Up |  | None | Condensing | Single-Stage |  | 0.5 | Standard |  | 60000 | 58000 |  |  | 48600 | 515 | 95.5 | 78 | [8 empty] | Federally-Regulated Consumer Product | 11/29/2016 |  | 10/18/2017
International Comfort Products | Kenmore | N9MSE0601410A | Natural Gas | Induced Draft | True | False | 1 | False | Horizontal |  | None | Condensing | Single-Stage |  | 0.5 | Standard |  | 60000 | 58000 |  |  | 48600 | 515 | 95.5 | 78 | [8 empty] | Federally-Regulated Consumer Product | 11/29/2016 |  | 10/18/2017
International Comfort Products | Kenmore | N9MSE0601714A | LPG | Induced Draft | True | False | 1 | False | Up |  | None | Condensing | Single-Stage |  | 0.5 | Standard |  | 60000 | 58000 |  |  | 48300 | 592 | 95.5 | 78 | [8 empty] | Federally-Regulated Consumer Product | 11/29/2016 |  | 10/18/2017
International Comfort Products | Kenmore | N9MSE0601714A | LPG | Induced Draft | True | False | 1 | False | Horizontal |  | None | Condensing | Single-Stage |  | 0.5 | Standard |  | 60000 | 58000 |  |  | 48300 | 592 | 95.5 | 78 | [8 empty] | Federally-Regulated Consumer Product | 11/29/2016 |  | 10/18/2017
International Comfort Products | Kenmore | N9MSE0601714A | Natural Gas | Induced Draft | True | False | 1 | False | Up |  | None | Condensing | Single-Stage |  | 0.5 | Standard |  | 60000 | 58000 |  |  | 48300 | 592 | 95.5 | 78 | [8 empty] | Federally-Regulated Consumer Product | 11/29/2016 |  | 10/18/2017
International Comfort Products | Kenmore | N9MSE0601714A | Natural Gas | Induced Draft | True | False | 1 | False | Horizontal |  | None | Condensing | Single-Stage |  | 0.5 | Standard |  | 60000 | 58000 |  |  | 48300 | 592 | 95.5 | 78 | [8 empty] | Federally-Regulated Consumer Product | 11/29/2016 |  | 10/18/2017
International Comfort Products | Kenmore | N9MSE0801716A | LPG | Induced Draft | True | False | 1 | False | Up |  | None | Condensing | Single-Stage |  | 0.75 | Standard |  | 80000 | 78000 |  |  | 80800 | 903 | 95.5 | 78 | [8 empty] | Federally-Regulated Consumer Product | 11/29/2016 |  | 10/18/2017
International Comfort Products | Kenmore | N9MSE0801716A | LPG | Induced Draft | True | False | 1 | False | Horizontal |  | None | Condensing | Single-Stage |  | 0.75 | Standard |  | 80000 | 78000 |  |  | 80800 | 903 | 95.5 | 78 | [8 empty] | Federally-Regulated Consumer Product | 11/29/2016 |  | 10/18/2017
International Comfort Products | Kenmore | N9MSE0801716A | Natural Gas | Induced Draft | True | False | 1 | False | Up |  | None | Condensing | Single-Stage |  | 0.75 | Standard |  | 80000 | 78000 |  |  | 80800 | 903 | 95.5 | 78 | [8 empty] | Federally-Regulated Consumer Product | 11/29/2016 |  | 10/18/2017
International Comfort Products | Kenmore | N9MSE0801716A | Natural Gas | Induced Draft | True | False | 1 | False | Horizontal |  | None | Condensing | Single-Stage |  | 0.75 | Standard |  | 80000 | 78000 |  |  | 80800 | 903 | 95.5 | 78 | [8 empty] | Federally-Regulated Consumer Product | 11/29/2016 |  | 10/18/2017
International Comfort Products | Kenmore | N9MSE0802120A | LPG | Induced Draft | True | False | 1 | False | Up |  | None | Condensing | Single-Stage |  | 0.75 | Standard |  | 80000 | 78000 |  |  | 80700 | 939 | 95.5 | 78 | [8 empty] | Federally-Regulated Consumer Product | 11/29/2016 |  | 10/18/2017
International Comfort Products | Kenmore | N9MSE0802120A | LPG | Induced Draft | True | False | 1 | False | Horizontal |  | None | Condensing | Single-Stage |  | 0.75 | Standard |  | 80000 | 78000 |  |  | 80700 | 939 | 95.5 | 78 | [8 empty] | Federally-Regulated Consumer Product | 11/29/2016 |  | 10/18/2017
International Comfort Products | Kenmore | N9MSE0802120A | Natural Gas | Induced Draft | True | False | 1 | False | Up |  | None | Condensing | Single-Stage |  | 0.75 | Standard |  | 80000 | 78000 |  |  | 80700 | 939 | 95.5 | 78 | [8 empty] | Federally-Regulated Consumer Product | 11/29/2016 |  | 10/18/2017
International Comfort Products | Kenmore | N9MSE0802120A | Natural Gas | Induced Draft | True | False | 1 | False | Horizontal |  | None | Condensing | Single-Stage |  | 0.75 | Standard |  | 80000 | 78000 |  |  | 80700 | 939 | 95.5 | 78 | [8 empty] | Federally-Regulated Consumer Product | 11/29/2016 |  | 10/18/2017
International Comfort Products | Kenmore | N9MSE1002114A | LPG | Induced Draft | True | False | 1 | False | Up |  | None | Condensing | Single-Stage |  | 0.75 | Standard |  | 100000 | 97000 |  |  | 96700 | 1162 | 95.5 | 78 | [8 empty] | Federally-Regulated Consumer Product | 11/29/2016 |  | 10/18/2017
International Comfort Products | Kenmore | N9MSE1002114A | LPG | Induced Draft | True | False | 1 | False | Horizontal |  | None | Condensing | Single-Stage |  | 0.75 | Standard |  | 100000 | 97000 |  |  | 96700 | 1162 | 95.5 | 78 | [8 empty] | Federally-Regulated Consumer Product | 11/29/2016 |  | 10/18/2017
International Comfort Products | Kenmore | N9MSE1002114A | Natural Gas | Induced Draft | True | False | 1 | False | Up |  | None | Condensing | Single-Stage |  | 0.75 | Standard |  | 100000 | 97000 |  |  | 96700 | 1162 | 95.5 | 78 | [8 empty] | Federally-Regulated Consumer Product | 11/29/2016 |  | 10/18/2017
International Comfort Products | Kenmore | N9MSE1002114A | Natural Gas | Induced Draft | True | False | 1 | False | Horizontal |  | None | Condensing | Single-Stage |  | 0.75 | Standard |  | 100000 | 97000 |  |  | 96700 | 1162 | 95.5 | 78 | [8 empty] | Federally-Regulated Consumer Product | 11/29/2016 |  | 10/18/2017
International Comfort Products | Kenmore | N9MSE1002120A | LPG | Induced Draft | True | False | 1 | False | Up |  | None | Condensing | Single-Stage |  | 0.75 | Standard |  | 100000 | 97000 |  |  | 96700 | 1155 | 95.5 | 78 | [8 empty] | Federally-Regulated Consumer Product | 11/29/2016 |  | 10/18/2017
International Comfort Products | Kenmore | N9MSE1002120A | LPG | Induced Draft | True | False | 1 | False | Horizontal |  | None | Condensing | Single-Stage |  | 0.75 | Standard |  | 100000 | 97000 |  |  | 96700 | 1155 | 95.5 | 78 | [8 empty] | Federally-Regulated Consumer Product | 11/29/2016 |  | 10/18/2017
International Comfort Products | Kenmore | N9MSE1002120A | Natural Gas | Induced Draft | True | False | 1 | False | Up |  | None | Condensing | Single-Stage |  | 0.75 | Standard |  | 100000 | 97000 |  |  | 96700 | 1155 | 95.5 | 78 | [8 empty] | Federally-Regulated Consumer Product | 11/29/2016 |  | 10/18/2017
International Comfort Products | Kenmore | N9MSE1002120A | Natural Gas | Induced Draft | True | False | 1 | False | Horizontal |  | None | Condensing | Single-Stage |  | 0.75 | Standard |  | 100000 | 97000 |  |  | 96700 | 1155 | 95.5 | 78 | [8 empty] | Federally-Regulated Consumer Product | 11/29/2016 |  | 10/18/2017
International Comfort Products | Kenmore | N9MSE1202420A | LPG | Induced Draft | True | False | 1 | False | Up |  | None | Condensing | Single-Stage |  | 0.75 | Standard |  | 120000 | 117000 |  |  | 112800 | 1336 | 95.5 | 78 | [8 empty] | Federally-Regulated Consumer Product | 11/29/2016 |  | 10/18/2017
International Comfort Products | Kenmore | N9MSE1202420A | LPG | Induced Draft | True | False | 1 | False | Horizontal |  | None | Condensing | Single-Stage |  | 0.75 | Standard |  | 120000 | 117000 |  |  | 112800 | 1336 | 95.5 | 78 | [8 empty] | Federally-Regulated Consumer Product | 11/29/2016 |  | 10/18/2017
International Comfort Products | Kenmore | N9MSE1202420A | Natural Gas | Induced Draft | True | False | 1 | False | Up |  | None | Condensing | Single-Stage |  | 0.75 | Standard |  | 120000 | 117000 |  |  | 112800 | 1336 | 95.5 | 78 | [8 empty] | Federally-Regulated Consumer Product | 11/29/2016 |  | 10/18/2017
International Comfort Products | Kenmore | N9MSE1202420A | Natural Gas | Induced Draft | True | False | 1 | False | Horizontal |  | None | Condensing | Single-Stage |  | 0.75 | Standard |  | 120000 | 117000 |  |  | 112800 | 1336 | 95.5 | 78 | [8 empty] | Federally-Regulated Consumer Product | 11/29/2016 |  | 10/18/2017
International Comfort Products | Kenmore | N9MSE1402420A | LPG | Induced Draft | True | False | 1 | False | Up |  | None | Condensing | Single-Stage |  | 0.75 | Standard |  | 140000 | 135000 |  |  | 128900 | 1520 | 95.5 | 78 | [8 empty] | Federally-Regulated Consumer Product | 11/29/2016 |  | 10/18/2017
International Comfort Products | Kenmore | N9MSE1402420A | LPG | Induced Draft | True | False | 1 | False | Horizontal |  | None | Condensing | Single-Stage |  | 0.75 | Standard |  | 140000 | 135000 |  |  | 128900 | 1520 | 95.5 | 78 | [8 empty] | Federally-Regulated Consumer Product | 11/29/2016 |  | 10/18/2017
International Comfort Products | Kenmore | N9MSE1402420A | Natural Gas | Induced Draft | True | False | 1 | False | Up |  | None | Condensing | Single-Stage |  | 0.75 | Standard |  | 140000 | 135000 |  |  | 128900 | 1520 | 95.5 | 78 | [8 empty] | Federally-Regulated Consumer Product | 11/29/2016 |  | 10/18/2017
International Comfort Products | Kenmore | N9MSE1402420A | Natural Gas | Induced Draft | True | False | 1 | False | Horizontal |  | None | Condensing | Single-Stage |  | 0.75 | Standard |  | 140000 | 135000 |  |  | 128900 | 1520 | 95.5 | 78 | [8 empty] | Federally-Regulated Consumer Product | 11/29/2016 |  | 10/18/2017
International Comfort Products | Kenmore | F9MXE0802120A | LPG | Induced Draft | True | False | 1 | False | Up |  | None | Condensing | Single-Stage |  | 1 | Standard |  | 80000 | 78000 |  |  | 82000 | 444 | 96 | 78 | [8 empty] | Federally-Regulated Consumer Product | 11/29/2016 |  | 10/18/2017
International Comfort Products | Kenmore | F9MXE0802120A | LPG | Induced Draft | True | False | 1 | False | Horizontal |  | None | Condensing | Single-Stage |  | 1 | Standard |  | 80000 | 78000 |  |  | 82000 | 444 | 96 | 78 | [8 empty] | Federally-Regulated Consumer Product | 11/29/2016 |  | 10/18/2017
International Comfort Products | Kenmore | F9MXE0802120A | Natural Gas | Induced Draft | True | False | 1 | False | Up |  | None | Condensing | Single-Stage |  | 1 | Standard |  | 80000 | 78000 |  |  | 82000 | 444 | 96 | 78 | [8 empty] | Federally-Regulated Consumer Product | 11/29/2016 |  | 10/18/2017
International Comfort Products | Kenmore | F9MXE0802120A | Natural Gas | Induced Draft | True | False | 1 | False | Horizontal |  | None | Condensing | Single-Stage |  | 1 | Standard |  | 80000 | 78000 |  |  | 82000 | 444 | 96 | 78 | [8 empty] | Federally-Regulated Consumer Product | 11/29/2016 |  | 10/18/2017
International Comfort Products | Kenmore | F9MXE1002120A | LPG | Induced Draft | True | False | 1 | False | Up |  | None | Condensing | Single-Stage |  | 1 | Standard |  | 100000 | 97000 |  |  | 98200 | 583 | 96 | 78 | [8 empty] | Federally-Regulated Consumer Product | 11/29/2016 |  | 10/18/2017
International Comfort Products | Kenmore | F9MXE1002120A | LPG | Induced Draft | True | False | 1 | False | Horizontal |  | None | Condensing | Single-Stage |  | 1 | Standard |  | 100000 | 97000 |  |  | 98200 | 583 | 96 | 78 | [8 empty] | Federally-Regulated Consumer Product | 11/29/2016 |  | 10/18/2017
International Comfort Products | Kenmore | F9MXE1002120A | Natural Gas | Induced Draft | True | False | 1 | False | Up |  | None | Condensing | Single-Stage |  | 1 | Standard |  | 100000 | 97000 |  |  | 98200 | 583 | 96 | 78 | [8 empty] | Federally-Regulated Consumer Product | 11/29/2016 |  | 10/18/2017
International Comfort Products | Kenmore | F9MXE1002120A | Natural Gas | Induced Draft | True | False | 1 | False | Horizontal |  | None | Condensing | Single-Stage |  | 1 | Standard |  | 100000 | 97000 |  |  | 98200 | 583 | 96 | 78 | [8 empty] | Federally-Regulated Consumer Product | 11/29/2016 |  | 10/18/2017
International Comfort Products | Kenmore | G9MXE0802120A | LPG | Induced Draft | True | False | 1 | False | Up |  | None | Condensing | Single-Stage |  | 1 | Standard |  | 80000 | 78000 |  |  | 82000 | 444 | 96 | 78 | [8 empty] | Federally-Regulated Consumer Product | 11/29/2016 |  | 10/18/2017
International Comfort Products | Kenmore | G9MXE0802120A | LPG | Induced Draft | True | False | 1 | False | Horizontal |  | None | Condensing | Single-Stage |  | 1 | Standard |  | 80000 | 78000 |  |  | 82000 | 444 | 96 | 78 | [8 empty] | Federally-Regulated Consumer Product | 11/29/2016 |  | 10/18/2017
International Comfort Products | Kenmore | G9MXE0802120A | Natural Gas | Induced Draft | True | False | 1 | False | Up |  | None | Condensing | Single-Stage |  | 1 | Standard |  | 80000 | 78000 |  |  | 82000 | 444 | 96 | 78 | [8 empty] | Federally-Regulated Consumer Product | 11/29/2016 |  | 10/18/2017
International Comfort Products | Kenmore | G9MXE0802120A | Natural Gas | Induced Draft | True | False | 1 | False | Horizontal |  | None | Condensing | Single-Stage |  | 1 | Standard |  | 80000 | 78000 |  |  | 82000 | 444 | 96 | 78 | [8 empty] | Federally-Regulated Consumer Product | 11/29/2016 |  | 10/18/2017
International Comfort Products | Kenmore | G9MXE1002120A | LPG | Induced Draft | True | False | 1 | False | Up |  | None | Condensing | Single-Stage |  | 1 | Standard |  | 100000 | 97000 |  |  | 98200 | 583 | 96 | 78 | [8 empty] | Federally-Regulated Consumer Product | 11/29/2016 |  | 10/18/2017
International Comfort Products | Kenmore | G9MXE1002120A | LPG | Induced Draft | True | False | 1 | False | Horizontal |  | None | Condensing | Single-Stage |  | 1 | Standard |  | 100000 | 97000 |  |  | 98200 | 583 | 96 | 78 | [8 empty] | Federally-Regulated Consumer Product | 11/29/2016 |  | 10/18/2017
International Comfort Products | Kenmore | G9MXE1002120A | Natural Gas | Induced Draft | True | False | 1 | False | Up |  | None | Condensing | Single-Stage |  | 1 | Standard |  | 100000 | 97000 |  |  | 98200 | 583 | 96 | 78 | [8 empty] | Federally-Regulated Consumer Product | 11/29/2016 |  | 10/18/2017
International Comfort Products | Kenmore | G9MXE1002120A | Natural Gas | Induced Draft | True | False | 1 | False | Horizontal |  | None | Condensing | Single-Stage |  | 1 | Standard |  | 100000 | 97000 |  |  | 98200 | 583 | 96 | 78 | [8 empty] | Federally-Regulated Consumer Product | 11/29/2016 |  | 10/18/2017
International Comfort Products | Kenmore | F9MXT0802120A | LPG | Induced Draft | True | False | 1 | False | Up |  | None | Condensing | Two-Stage Modulating |  | 1 | Standard |  | 80000 | 78000 |  |  | 80700 | 316 | 96 | 78 | [8 empty] | Federally-Regulated Consumer Product | 11/29/2016 |  | 10/18/2017
International Comfort Products | Kenmore | F9MXT0802120A | LPG | Induced Draft | True | False | 1 | False | Horizontal |  | None | Condensing | Two-Stage Modulating |  | 1 | Standard |  | 80000 | 78000 |  |  | 80700 | 316 | 96 | 78 | [8 empty] | Federally-Regulated Consumer Product | 11/29/2016 |  | 10/18/2017
International Comfort Products | Kenmore | F9MXT0802120A | Natural Gas | Induced Draft | True | False | 1 | False | Up |  | None | Condensing | Two-Stage Modulating |  | 1 | Standard |  | 80000 | 78000 |  |  | 80700 | 316 | 96 | 78 | [8 empty] | Federally-Regulated Consumer Product | 11/29/2016 |  | 10/18/2017
International Comfort Products | Kenmore | F9MXT0802120A | Natural Gas | Induced Draft | True | False | 1 | False | Horizontal |  | None | Condensing | Two-Stage Modulating |  | 1 | Standard |  | 80000 | 78000 |  |  | 80700 | 316 | 96 | 78 | [8 empty] | Federally-Regulated Consumer Product | 11/29/2016 |  | 10/18/2017
International Comfort Products | Kenmore | F9MXT1002120A | LPG | Induced Draft | True | False | 1 | False | Up |  | None | Condensing | Two-Stage Modulating |  | 1 | Standard |  | 100000 | 97000 |  |  | 96100 | 434 | 96 | 78 | [8 empty] | Federally-Regulated Consumer Product | 08/17/2016 |  | 10/18/2017
International Comfort Products | Kenmore | F9MXT1002120A | LPG | Induced Draft | True | False | 1 | False | Horizontal |  | None | Condensing | Two-Stage Modulating |  | 1 | Standard |  | 100000 | 97000 |  |  | 96100 | 434 | 96 | 78 | [8 empty] | Federally-Regulated Consumer Product | 08/17/2016 |  | 10/18/2017
International Comfort Products | Kenmore | F9MXT1002120A | Natural Gas | Induced Draft | True | False | 1 | False | Up |  | None | Condensing | Two-Stage Modulating |  | 1 | Standard |  | 100000 | 97000 |  |  | 96100 | 434 | 96 | 78 | [8 empty] | Federally-Regulated Consumer Product | 08/17/2016 |  | 10/18/2017
International Comfort Products | Kenmore | F9MXT1002120A | Natural Gas | Induced Draft | True | False | 1 | False | Horizontal |  | None | Condensing | Two-Stage Modulating |  | 1 | Standard |  | 100000 | 97000 |  |  | 96100 | 434 | 96 | 78 | [8 empty] | Federally-Regulated Consumer Product | 08/17/2016 |  | 10/18/2017
International Comfort Products | Kenmore | G9MXT0802120A | LPG | Induced Draft | True | False | 1 | False | Up |  | None | Condensing | Two-Stage Modulating |  | 1 | Standard |  | 80000 | 78000 |  |  | 80700 | 316 | 96 | 78 | [8 empty] | Federally-Regulated Consumer Product | 11/29/2016 |  | 10/18/2017
International Comfort Products | Kenmore | G9MXT0802120A | LPG | Induced Draft | True | False | 1 | False | Horizontal |  | None | Condensing | Two-Stage Modulating |  | 1 | Standard |  | 80000 | 78000 |  |  | 80700 | 316 | 96 | 78 | [8 empty] | Federally-Regulated Consumer Product | 11/29/2016 |  | 10/18/2017
International Comfort Products | Kenmore | G9MXT0802120A | Natural Gas | Induced Draft | True | False | 1 | False | Up |  | None | Condensing | Two-Stage Modulating |  | 1 | Standard |  | 80000 | 78000 |  |  | 80700 | 316 | 96 | 78 | [8 empty] | Federally-Regulated Consumer Product | 11/29/2016 |  | 10/18/2017
International Comfort Products | Kenmore | G9MXT0802120A | Natural Gas | Induced Draft | True | False | 1 | False | Horizontal |  | None | Condensing | Two-Stage Modulating |  | 1 | Standard |  | 80000 | 78000 |  |  | 80700 | 316 | 96 | 78 | [8 empty] | Federally-Regulated Consumer Product | 11/29/2016 |  | 10/18/2017
International Comfort Products | Kenmore | G9MXT1002120A | LPG | Induced Draft | True | False | 1 | False | Up |  | None | Condensing | Two-Stage Modulating |  | 1 | Standard |  | 100000 | 97000 |  |  | 96100 | 434 | 96 | 78 | [8 empty] | Federally-Regulated Consumer Product | 11/29/2016 |  | 10/18/2017
International Comfort Products | Kenmore | G9MXT1002120A | LPG | Induced Draft | True | False | 1 | False | Horizontal |  | None | Condensing | Two-Stage Modulating |  | 1 | Standard |  | 100000 | 97000 |  |  | 96100 | 434 | 96 | 78 | [8 empty] | Federally-Regulated Consumer Product | 11/29/2016 |  | 10/18/2017
International Comfort Products | Kenmore | G9MXT1002120A | Natural Gas | Induced Draft | True | False | 1 | False | Up |  | None | Condensing | Two-Stage Modulating |  | 1 | Standard |  | 100000 | 97000 |  |  | 96100 | 434 | 96 | 78 | [8 empty] | Federally-Regulated Consumer Product | 11/29/2016 |  | 10/18/2017
International Comfort Products | Kenmore | G9MXT1002120A | Natural Gas | Induced Draft | True | False | 1 | False | Horizontal |  | None | Condensing | Two-Stage Modulating |  | 1 | Standard |  | 100000 | 97000 |  |  | 96100 | 434 | 96 | 78 | [8 empty] | Federally-Regulated Consumer Product | 11/29/2016 |  | 10/18/2017
International Comfort Products | Kenmore | F9MAE0601714A | LPG | Induced Draft | True | False | 1 | False | Up |  | None | Condensing | Step Modulating |  | 0.5 | Standard |  | 60000 | 59000 |  |  | 46900 | 155 | 97 | 78 | [8 empty] | Federally-Regulated Consumer Product | 11/29/2016 |  | 10/18/2017
International Comfort Products | Kenmore | F9MAE0601714A | LPG | Induced Draft | True | False | 1 | False | Horizontal |  | None | Condensing | Step Modulating |  | 0.5 | Standard |  | 60000 | 59000 |  |  | 46900 | 155 | 97 | 78 | [8 empty] | Federally-Regulated Consumer Product | 11/29/2016 |  | 10/18/2017
International Comfort Products | Kenmore | F9MAE0601714A | Natural Gas | Induced Draft | True | False | 1 | False | Up |  | None | Condensing | Step Modulating |  | 0.5 | Standard |  | 60000 | 59000 |  |  | 46900 | 155 | 97 | 78 | [8 empty] | Federally-Regulated Consumer Product | 11/29/2016 |  | 10/18/2017
International Comfort Products | Kenmore | F9MAE0601714A | Natural Gas | Induced Draft | True | False | 1 | False | Horizontal |  | None | Condensing | Step Modulating |  | 0.5 | Standard |  | 60000 | 59000 |  |  | 46900 | 155 | 97 | 78 | [8 empty] | Federally-Regulated Consumer Product | 11/29/2016 |  | 10/18/2017
International Comfort Products | Kenmore | F9MAE0801714A | LPG | Induced Draft | True | False | 1 | False | Up |  | None | Condensing | Step Modulating |  | 0.5 | Standard |  | 80000 | 78000 |  |  | 77700 | 460 | 97 | 78 | [8 empty] | Federally-Regulated Consumer Product | 11/29/2016 |  | 10/18/2017
International Comfort Products | Kenmore | F9MAE0801714A | LPG | Induced Draft | True | False | 1 | False | Horizontal |  | None | Condensing | Step Modulating |  | 0.5 | Standard |  | 80000 | 78000 |  |  | 77700 | 460 | 97 | 78 | [8 empty] | Federally-Regulated Consumer Product | 11/29/2016 |  | 10/18/2017
International Comfort Products | Kenmore | F9MAE0801714A | Natural Gas | Induced Draft | True | False | 1 | False | Up |  | None | Condensing | Step Modulating |  | 0.5 | Standard |  | 80000 | 78000 |  |  | 77700 | 460 | 97 | 78 | [8 empty] | Federally-Regulated Consumer Product | 11/29/2016 |  | 10/18/2017
International Comfort Products | Kenmore | F9MAE0801714A | Natural Gas | Induced Draft | True | False | 1 | False | Horizontal |  | None | Condensing | Step Modulating |  | 0.5 | Standard |  | 80000 | 78000 |  |  | 77700 | 460 | 97 | 78 | [8 empty] | Federally-Regulated Consumer Product | 11/29/2016 |  | 10/18/2017
International Comfort Products | Kenmore | F9MAE1202422A | LPG | Induced Draft | True | False | 1 | False | Up |  | None | Condensing | Step Modulating |  | 1 | Standard |  | 120000 | 117000 |  |  | 109200 | 506 | 97 | 78 | [8 empty] | Federally-Regulated Consumer Product | 11/29/2016 |  | 10/18/2017
International Comfort Products | Kenmore | F9MAE1202422A | LPG | Induced Draft | True | False | 1 | False | Horizontal |  | None | Condensing | Step Modulating |  | 1 | Standard |  | 120000 | 117000 |  |  | 109200 | 506 | 97 | 78 | [8 empty] | Federally-Regulated Consumer Product | 11/29/2016 |  | 10/18/2017
International Comfort Products | Kenmore | F9MAE1202422A | Natural Gas | Induced Draft | True | False | 1 | False | Up |  | None | Condensing | Step Modulating |  | 1 | Standard |  | 120000 | 117000 |  |  | 109200 | 506 | 97 | 78 | [8 empty] | Federally-Regulated Consumer Product | 11/29/2016 |  | 10/18/2017
International Comfort Products | Kenmore | F9MAE1202422A | Natural Gas | Induced Draft | True | False | 1 | False | Horizontal |  | None | Condensing | Step Modulating |  | 1 | Standard |  | 120000 | 117000 |  |  | 109200 | 506 | 97 | 78 | [8 empty] | Federally-Regulated Consumer Product | 11/29/2016 |  | 10/18/2017
International Comfort Products | Kenmore | F9MAE0602120A | LPG | Induced Draft | True | False | 1 | False | Up |  | None | Condensing | Step Modulating |  | 1 | Standard |  | 61000 | 60000 |  |  | 62400 | 356 | 98 | 78 | [8 empty] | Federally-Regulated Consumer Product | 11/29/2016 |  | 10/18/2017
International Comfort Products | Kenmore | F9MAE0602120A | LPG | Induced Draft | True | False | 1 | False | Horizontal |  | None | Condensing | Step Modulating |  | 1 | Standard |  | 61000 | 60000 |  |  | 62400 | 356 | 98 | 78 | [8 empty] | Federally-Regulated Consumer Product | 11/29/2016 |  | 10/18/2017
International Comfort Products | Kenmore | F9MAE0602120A | Natural Gas | Induced Draft | True | False | 1 | False | Up |  | None | Condensing | Step Modulating |  | 1 | Standard |  | 61000 | 60000 |  |  | 62400 | 356 | 98 | 78 | [8 empty] | Federally-Regulated Consumer Product | 11/29/2016 |  | 10/18/2017
International Comfort Products | Kenmore | F9MAE0602120A | Natural Gas | Induced Draft | True | False | 1 | False | Horizontal |  | None | Condensing | Step Modulating |  | 1 | Standard |  | 61000 | 60000 |  |  | 62400 | 356 | 98 | 78 | [8 empty] | Federally-Regulated Consumer Product | 11/29/2016 |  | 10/18/2017
International Comfort Products | Kenmore | F9MAE0802120A | LPG | Induced Draft | True | False | 1 | False | Up |  | None | Condensing | Step Modulating |  | 1 | Standard |  | 80000 | 78000 |  |  | 79100 | 354 | 97 | 78 | [8 empty] | Federally-Regulated Consumer Product | 08/17/2016 |  | 10/18/2017
International Comfort Products | Kenmore | F9MAE0802120A | LPG | Induced Draft | True | False | 1 | False | Horizontal |  | None | Condensing | Step Modulating |  | 1 | Standard |  | 80000 | 78000 |  |  | 79100 | 354 | 97 | 78 | [8 empty] | Federally-Regulated Consumer Product | 08/17/2016 |  | 10/18/2017
International Comfort Products | Kenmore | F9MAE0802120A | Natural Gas | Induced Draft | True | False | 1 | False | Up |  | None | Condensing | Step Modulating |  | 1 | Standard |  | 80000 | 78000 |  |  | 79100 | 354 | 97 | 78 | [8 empty] | Federally-Regulated Consumer Product | 08/17/2016 |  | 10/18/2017
International Comfort Products | Kenmore | F9MAE0802120A | Natural Gas | Induced Draft | True | False | 1 | False | Horizontal |  | None | Condensing | Step Modulating |  | 1 | Standard |  | 80000 | 78000 |  |  | 79100 | 354 | 97 | 78 | [8 empty] | Federally-Regulated Consumer Product | 08/17/2016 |  | 10/18/2017
International Comfort Products | Kenmore | F9MAE1002122A | LPG | Induced Draft | True | False | 1 | False | Up |  | None | Condensing | Step Modulating |  | 1 | Standard |  | 100000 | 98000 |  |  | 95100 | 380 | 97 | 78 | [8 empty] | Federally-Regulated Consumer Product | 08/17/2016 |  | 10/18/2017
International Comfort Products | Kenmore | F9MAE1002122A | LPG | Induced Draft | True | False | 1 | False | Horizontal |  | None | Condensing | Step Modulating |  | 1 | Standard |  | 100000 | 98000 |  |  | 95100 | 380 | 97 | 78 | [8 empty] | Federally-Regulated Consumer Product | 08/17/2016 |  | 10/18/2017
International Comfort Products | Kenmore | F9MAE1002122A | Natural Gas | Induced Draft | True | False | 1 | False | Up |  | None | Condensing | Step Modulating |  | 1 | Standard |  | 100000 | 98000 |  |  | 95100 | 380 | 97 | 78 | [8 empty] | Federally-Regulated Consumer Product | 08/17/2016 |  | 10/18/2017
International Comfort Products | Kenmore | F9MAE1002122A | Natural Gas | Induced Draft | True | False | 1 | False | Horizontal |  | None | Condensing | Step Modulating |  | 1 | Standard |  | 100000 | 98000 |  |  | 95100 | 380 | 97 | 78 | [8 empty] | Federally-Regulated Consumer Product | 08/17/2016 |  | 10/18/2017
International Comfort Products | Kenmore | F9MVE0401410A | LPG | Induced Draft | True | False | 1 | False | Up |  | None | Condensing | Two-Stage Modulating |  | 0.5 | Standard |  | 40000 | 39000 |  |  | 32200 | 176 | 96 | 78 | [8 empty] | Federally-Regulated Consumer Product | 11/18/2015 |  | 10/18/2017
International Comfort Products | Kenmore | F9MVE0401410A | LPG | Induced Draft | True | False | 1 | False | Horizontal |  | None | Condensing | Two-Stage Modulating |  | 0.5 | Standard |  | 40000 | 39000 |  |  | 32200 | 176 | 96 | 78 | [8 empty] | Federally-Regulated Consumer Product | 11/18/2015 |  | 10/18/2017
International Comfort Products | Kenmore | F9MVE0401410A | Natural Gas | Induced Draft | True | False | 1 | False | Up |  | None | Condensing | Two-Stage Modulating |  | 0.5 | Standard |  | 40000 | 39000 |  |  | 32200 | 176 | 96 | 78 | [8 empty] | Federally-Regulated Consumer Product | 11/18/2015 |  | 10/18/2017
International Comfort Products | Kenmore | F9MVE0401410A | Natural Gas | Induced Draft | True | False | 1 | False | Horizontal |  | None | Condensing | Two-Stage Modulating |  | 0.5 | Standard |  | 40000 | 39000 |  |  | 32200 | 176 | 96 | 78 | [8 empty] | Federally-Regulated Consumer Product | 11/18/2015 |  | 10/18/2017
International Comfort Products | Kenmore | F9MVE0601714A | LPG | Induced Draft | True | False | 1 | False | Up |  | None | Condensing | Two-Stage Modulating |  | 0.75 | Standard |  | 60000 | 58000 |  |  | 48500 | 195 | 96 | 78 | [8 empty] | Federally-Regulated Consumer Product | 11/18/2015 |  | 10/18/2017
International Comfort Products | Kenmore | F9MVE0601714A | LPG | Induced Draft | True | False | 1 | False | Horizontal |  | None | Condensing | Two-Stage Modulating |  | 0.75 | Standard |  | 60000 | 58000 |  |  | 48500 | 195 | 96 | 78 | [8 empty] | Federally-Regulated Consumer Product | 11/18/2015 |  | 10/18/2017
International Comfort Products | Kenmore | F9MVE0601714A | Natural Gas | Induced Draft | True | False | 1 | False | Up |  | None | Condensing | Two-Stage Modulating |  | 0.75 | Standard |  | 60000 | 58000 |  |  | 48500 | 195 | 96 | 78 | [8 empty] | Federally-Regulated Consumer Product | 11/18/2015 |  | 10/18/2017
International Comfort Products | Kenmore | F9MVE0601714A | Natural Gas | Induced Draft | True | False | 1 | False | Horizontal |  | None | Condensing | Two-Stage Modulating |  | 0.75 | Standard |  | 60000 | 58000 |  |  | 48500 | 195 | 96 | 78 | [8 empty] | Federally-Regulated Consumer Product | 11/18/2015 |  | 10/18/2017
International Comfort Products | Kenmore | F9MVE0801716A | LPG | Induced Draft | True | False | 1 | False | Up |  | None | Condensing | Two-Stage Modulating |  | 0.75 | Standard |  | 80000 | 78000 |  |  | 79900 | 414 | 96 | 78 | [8 empty] | Federally-Regulated Consumer Product | 11/18/2015 |  | 10/18/2017
International Comfort Products | Kenmore | F9MVE0801716A | LPG | Induced Draft | True | False | 1 | False | Horizontal |  | None | Condensing | Two-Stage Modulating |  | 0.75 | Standard |  | 80000 | 78000 |  |  | 79900 | 414 | 96 | 78 | [8 empty] | Federally-Regulated Consumer Product | 11/18/2015 |  | 10/18/2017
International Comfort Products | Kenmore | F9MVE0801716A | Natural Gas | Induced Draft | True | False | 1 | False | Up |  | None | Condensing | Two-Stage Modulating |  | 0.75 | Standard |  | 80000 | 78000 |  |  | 79900 | 414 | 96 | 78 | [8 empty] | Federally-Regulated Consumer Product | 11/18/2015 |  | 10/18/2017
International Comfort Products | Kenmore | F9MVE0801716A | Natural Gas | Induced Draft | True | False | 1 | False | Horizontal |  | None | Condensing | Two-Stage Modulating |  | 0.75 | Standard |  | 80000 | 78000 |  |  | 79900 | 414 | 96 | 78 | [8 empty] | Federally-Regulated Consumer Product | 11/18/2015 |  | 10/18/2017
International Comfort Products | Kenmore | F9MVE1202422A | LPG | Induced Draft | True | False | 1 | False | Up |  | None | Condensing | Two-Stage Modulating |  | 1 | Standard |  | 120000 | 117000 |  |  | 110000 | 629 | 96 | 78 | [8 empty] | Federally-Regulated Consumer Product | 11/18/2015 |  | 10/18/2017
International Comfort Products | Kenmore | F9MVE1202422A | LPG | Induced Draft | True | False | 1 | False | Horizontal |  | None | Condensing | Two-Stage Modulating |  | 1 | Standard |  | 120000 | 117000 |  |  | 110000 | 629 | 96 | 78 | [8 empty] | Federally-Regulated Consumer Product | 11/18/2015 |  | 10/18/2017
International Comfort Products | Kenmore | F9MVE1202422A | Natural Gas | Induced Draft | True | False | 1 | False | Up |  | None | Condensing | Two-Stage Modulating |  | 1 | Standard |  | 120000 | 117000 |  |  | 110000 | 629 | 96 | 78 | [8 empty] | Federally-Regulated Consumer Product | 11/18/2015 |  | 10/18/2017
International Comfort Products | Kenmore | F9MVE1202422A | Natural Gas | Induced Draft | True | False | 1 | False | Horizontal |  | None | Condensing | Two-Stage Modulating |  | 1 | Standard |  | 120000 | 117000 |  |  | 110000 | 629 | 96 | 78 | [8 empty] | Federally-Regulated Consumer Product | 11/18/2015 |  | 10/18/2017
International Comfort Products | Kenmore | F9MVE0802120A | LPG | Induced Draft | True | False | 1 | False | Up |  | None | Condensing | Two-Stage Modulating |  | 1 | Standard |  | 80000 | 78000 |  |  | 80800 | 342 | 96 | 78 | [8 empty] | Federally-Regulated Consumer Product | 11/29/2016 |  | 10/18/2017
International Comfort Products | Kenmore | F9MVE0802120A | LPG | Induced Draft | True | False | 1 | False | Horizontal |  | None | Condensing | Two-Stage Modulating |  | 1 | Standard |  | 80000 | 78000 |  |  | 80800 | 342 | 96 | 78 | [8 empty] | Federally-Regulated Consumer Product | 11/29/2016 |  | 10/18/2017
International Comfort Products | Kenmore | F9MVE0802120A | Natural Gas | Induced Draft | True | False | 1 | False | Up |  | None | Condensing | Two-Stage Modulating |  | 1 | Standard |  | 80000 | 78000 |  |  | 80800 | 342 | 96 | 78 | [8 empty] | Federally-Regulated Consumer Product | 11/29/2016 |  | 10/18/2017
International Comfort Products | Kenmore | F9MVE0802120A | Natural Gas | Induced Draft | True | False | 1 | False | Horizontal |  | None | Condensing | Two-Stage Modulating |  | 1 | Standard |  | 80000 | 78000 |  |  | 80800 | 342 | 96 | 78 | [8 empty] | Federally-Regulated Consumer Product | 11/29/2016 |  | 10/18/2017
International Comfort Products | Kenmore | F9MVE1002120A | LPG | Induced Draft | True | False | 1 | False | Up |  | None | Condensing | Two-Stage Modulating |  | 1 | Standard |  | 100000 | 97000 |  |  | 96300 | 421 | 96 | 78 | [8 empty] | Federally-Regulated Consumer Product | 11/18/2015 |  | 10/18/2017
International Comfort Products | Kenmore | F9MVE1002120A | LPG | Induced Draft | True | False | 1 | False | Horizontal |  | None | Condensing | Two-Stage Modulating |  | 1 | Standard |  | 100000 | 97000 |  |  | 96300 | 421 | 96 | 78 | [8 empty] | Federally-Regulated Consumer Product | 11/18/2015 |  | 10/18/2017
International Comfort Products | Kenmore | F9MVE1002120A | Natural Gas | Induced Draft | True | False | 1 | False | Up |  | None | Condensing | Two-Stage Modulating |  | 1 | Standard |  | 100000 | 97000 |  |  | 96300 | 421 | 96 | 78 | [8 empty] | Federally-Regulated Consumer Product | 11/18/2015 |  | 10/18/2017
International Comfort Products | Kenmore | F9MVE1002120A | Natural Gas | Induced Draft | True | False | 1 | False | Horizontal |  | None | Condensing | Two-Stage Modulating |  | 1 | Standard |  | 100000 | 97000 |  |  | 96300 | 421 | 96 | 78 | [8 empty] | Federally-Regulated Consumer Product | 11/18/2015 |  | 10/18/2017
International Comfort Products | Kenmore | G9MAE0601714A | LPG | Induced Draft | True | False | 1 | False | Up |  | None | Condensing | Step Modulating |  | 0.5 | Standard |  | 60000 | 59000 |  |  | 46900 | 155 | 97 | 78 | [8 empty] | Federally-Regulated Consumer Product | 11/29/2016 |  | 10/18/2017
International Comfort Products | Kenmore | G9MAE0601714A | LPG | Induced Draft | True | False | 1 | False | Horizontal |  | None | Condensing | Step Modulating |  | 0.5 | Standard |  | 60000 | 59000 |  |  | 46900 | 155 | 97 | 78 | [8 empty] | Federally-Regulated Consumer Product | 11/29/2016 |  | 10/18/2017
International Comfort Products | Kenmore | G9MAE0601714A | Natural Gas | Induced Draft | True | False | 1 | False | Up |  | None | Condensing | Step Modulating |  | 0.5 | Standard |  | 60000 | 59000 |  |  | 46900 | 155 | 97 | 78 | [8 empty] | Federally-Regulated Consumer Product | 11/29/2016 |  | 10/18/2017
International Comfort Products | Kenmore | G9MAE0601714A | Natural Gas | Induced Draft | True | False | 1 | False | Horizontal |  | None | Condensing | Step Modulating |  | 0.5 | Standard |  | 60000 | 59000 |  |  | 46900 | 155 | 97 | 78 | [8 empty] | Federally-Regulated Consumer Product | 11/29/2016 |  | 10/18/2017
International Comfort Products | Kenmore | G9MAE0801714A | LPG | Induced Draft | True | False | 1 | False | Up |  | None | Condensing | Step Modulating |  | 0.5 | Standard |  | 80000 | 78000 |  |  | 77700 | 460 | 97 | 78 | [8 empty] | Federally-Regulated Consumer Product | 11/29/2016 |  | 10/18/2017
International Comfort Products | Kenmore | G9MAE0801714A | LPG | Induced Draft | True | False | 1 | False | Horizontal |  | None | Condensing | Step Modulating |  | 0.5 | Standard |  | 80000 | 78000 |  |  | 77700 | 460 | 97 | 78 | [8 empty] | Federally-Regulated Consumer Product | 11/29/2016 |  | 10/18/2017
International Comfort Products | Kenmore | G9MAE0801714A | Natural Gas | Induced Draft | True | False | 1 | False | Up |  | None | Condensing | Step Modulating |  | 0.5 | Standard |  | 80000 | 78000 |  |  | 77700 | 460 | 97 | 78 | [8 empty] | Federally-Regulated Consumer Product | 11/29/2016 |  | 10/18/2017
International Comfort Products | Kenmore | G9MAE0801714A | Natural Gas | Induced Draft | True | False | 1 | False | Horizontal |  | None | Condensing | Step Modulating |  | 0.5 | Standard |  | 80000 | 78000 |  |  | 77700 | 460 | 97 | 78 | [8 empty] | Federally-Regulated Consumer Product | 11/29/2016 |  | 10/18/2017
International Comfort Products | Kenmore | G9MAE1202422A | LPG | Induced Draft | True | False | 1 | False | Up |  | None | Condensing | Step Modulating |  | 1 | Standard |  | 120000 | 117000 |  |  | 109200 | 506 | 97 | 78 | [8 empty] | Federally-Regulated Consumer Product | 11/29/2016 |  | 10/18/2017
International Comfort Products | Kenmore | G9MAE1202422A | LPG | Induced Draft | True | False | 1 | False | Horizontal |  | None | Condensing | Step Modulating |  | 1 | Standard |  | 120000 | 117000 |  |  | 109200 | 506 | 97 | 78 | [8 empty] | Federally-Regulated Consumer Product | 11/29/2016 |  | 10/18/2017
International Comfort Products | Kenmore | G9MAE1202422A | Natural Gas | Induced Draft | True | False | 1 | False | Up |  | None | Condensing | Step Modulating |  | 1 | Standard |  | 120000 | 117000 |  |  | 109200 | 506 | 97 | 78 | [8 empty] | Federally-Regulated Consumer Product | 11/29/2016 |  | 10/18/2017
International Comfort Products | Kenmore | G9MAE1202422A | Natural Gas | Induced Draft | True | False | 1 | False | Horizontal |  | None | Condensing | Step Modulating |  | 1 | Standard |  | 120000 | 117000 |  |  | 109200 | 506 | 97 | 78 | [8 empty] | Federally-Regulated Consumer Product | 11/29/2016 |  | 10/18/2017
International Comfort Products | Kenmore | G9MAE0602120A | LPG | Induced Draft | True | False | 1 | False | Up |  | None | Condensing | Step Modulating |  | 1 | Standard |  | 61000 | 60000 |  |  | 62400 | 356 | 98 | 78 | [8 empty] | Federally-Regulated Consumer Product | 11/29/2016 |  | 10/18/2017
International Comfort Products | Kenmore | G9MAE0602120A | LPG | Induced Draft | True | False | 1 | False | Horizontal |  | None | Condensing | Step Modulating |  | 1 | Standard |  | 61000 | 60000 |  |  | 62400 | 356 | 98 | 78 | [8 empty] | Federally-Regulated Consumer Product | 11/29/2016 |  | 10/18/2017
International Comfort Products | Kenmore | G9MAE0602120A | Natural Gas | Induced Draft | True | False | 1 | False | Up |  | None | Condensing | Step Modulating |  | 1 | Standard |  | 61000 | 60000 |  |  | 62400 | 356 | 98 | 78 | [8 empty] | Federally-Regulated Consumer Product | 11/29/2016 |  | 10/18/2017
International Comfort Products | Kenmore | G9MAE0602120A | Natural Gas | Induced Draft | True | False | 1 | False | Horizontal |  | None | Condensing | Step Modulating |  | 1 | Standard |  | 61000 | 60000 |  |  | 62400 | 356 | 98 | 78 | [8 empty] | Federally-Regulated Consumer Product | 11/29/2016 |  | 10/18/2017
International Comfort Products | Kenmore | G9MAE0802120A | LPG | Induced Draft | True | False | 1 | False | Up |  | None | Condensing | Step Modulating |  | 1 | Standard |  | 80000 | 78000 |  |  | 79100 | 354 | 97 | 78 | [8 empty] | Federally-Regulated Consumer Product | 08/17/2016 |  | 10/18/2017
International Comfort Products | Kenmore | G9MAE0802120A | LPG | Induced Draft | True | False | 1 | False | Horizontal |  | None | Condensing | Step Modulating |  | 1 | Standard |  | 80000 | 78000 |  |  | 79100 | 354 | 97 | 78 | [8 empty] | Federally-Regulated Consumer Product | 08/17/2016 |  | 10/18/2017
International Comfort Products | Kenmore | G9MAE0802120A | Natural Gas | Induced Draft | True | False | 1 | False | Up |  | None | Condensing | Step Modulating |  | 1 | Standard |  | 80000 | 78000 |  |  | 79100 | 354 | 97 | 78 | [8 empty] | Federally-Regulated Consumer Product | 08/17/2016 |  | 10/18/2017
International Comfort Products | Kenmore | G9MAE0802120A | Natural Gas | Induced Draft | True | False | 1 | False | Horizontal |  | None | Condensing | Step Modulating |  | 1 | Standard |  | 80000 | 78000 |  |  | 79100 | 354 | 97 | 78 | [8 empty] | Federally-Regulated Consumer Product | 08/17/2016 |  | 10/18/2017
International Comfort Products | Kenmore | G9MAE1002122A | LPG | Induced Draft | True | False | 1 | False | Up |  | None | Condensing | Step Modulating |  | 1 | Standard |  | 100000 | 98000 |  |  | 95100 | 380 | 97 | 78 | [8 empty] | Federally-Regulated Consumer Product | 11/29/2016 |  | 10/18/2017
International Comfort Products | Kenmore | G9MAE1002122A | LPG | Induced Draft | True | False | 1 | False | Horizontal |  | None | Condensing | Step Modulating |  | 1 | Standard |  | 100000 | 98000 |  |  | 95100 | 380 | 97 | 78 | [8 empty] | Federally-Regulated Consumer Product | 11/29/2016 |  | 10/18/2017
International Comfort Products | Kenmore | G9MAE1002122A | Natural Gas | Induced Draft | True | False | 1 | False | Up |  | None | Condensing | Step Modulating |  | 1 | Standard |  | 100000 | 98000 |  |  | 95100 | 380 | 97 | 78 | [8 empty] | Federally-Regulated Consumer Product | 11/29/2016 |  | 10/18/2017
International Comfort Products | Kenmore | G9MAE1002122A | Natural Gas | Induced Draft | True | False | 1 | False | Horizontal |  | None | Condensing | Step Modulating |  | 1 | Standard |  | 100000 | 98000 |  |  | 95100 | 380 | 97 | 78 | [8 empty] | Federally-Regulated Consumer Product | 11/29/2016 |  | 10/18/2017
International Comfort Products | Kenmore | G9MVE0401410A | LPG | Induced Draft | True | False | 1 | False | Up |  | None | Condensing | Two-Stage Modulating |  | 0.5 | Standard |  | 40000 | 39000 |  |  | 32200 | 176 | 96 | 78 | [8 empty] | Federally-Regulated Consumer Product | 11/18/2015 |  | 10/18/2017
International Comfort Products | Kenmore | G9MVE0401410A | LPG | Induced Draft | True | False | 1 | False | Horizontal |  | None | Condensing | Two-Stage Modulating |  | 0.5 | Standard |  | 40000 | 39000 |  |  | 32200 | 176 | 96 | 78 | [8 empty] | Federally-Regulated Consumer Product | 11/18/2015 |  | 10/18/2017
International Comfort Products | Kenmore | G9MVE0401410A | Natural Gas | Induced Draft | True | False | 1 | False | Up |  | None | Condensing | Two-Stage Modulating |  | 0.5 | Standard |  | 40000 | 39000 |  |  | 32200 | 176 | 96 | 78 | [8 empty] | Federally-Regulated Consumer Product | 11/18/2015 |  | 10/18/2017
International Comfort Products | Kenmore | G9MVE0401410A | Natural Gas | Induced Draft | True | False | 1 | False | Horizontal |  | None | Condensing | Two-Stage Modulating |  | 0.5 | Standard |  | 40000 | 39000 |  |  | 32200 | 176 | 96 | 78 | [8 empty] | Federally-Regulated Consumer Product | 11/18/2015 |  | 10/18/2017
International Comfort Products | Kenmore | G9MVE0601714A | LPG | Induced Draft | True | False | 1 | False | Up |  | None | Condensing | Two-Stage Modulating |  | 0.75 | Standard |  | 60000 | 58000 |  |  | 48500 | 195 | 96 | 78 | [8 empty] | Federally-Regulated Consumer Product | 11/18/2015 |  | 10/18/2017
International Comfort Products | Kenmore | G9MVE0601714A | LPG | Induced Draft | True | False | 1 | False | Horizontal |  | None | Condensing | Two-Stage Modulating |  | 0.75 | Standard |  | 60000 | 58000 |  |  | 48500 | 195 | 96 | 78 | [8 empty] | Federally-Regulated Consumer Product | 11/18/2015 |  | 10/18/2017
International Comfort Products | Kenmore | G9MVE0601714A | Natural Gas | Induced Draft | True | False | 1 | False | Up |  | None | Condensing | Two-Stage Modulating |  | 0.75 | Standard |  | 60000 | 58000 |  |  | 48500 | 195 | 96 | 78 | [8 empty] | Federally-Regulated Consumer Product | 11/18/2015 |  | 10/18/2017
International Comfort Products | Kenmore | G9MVE0601714A | Natural Gas | Induced Draft | True | False | 1 | False | Horizontal |  | None | Condensing | Two-Stage Modulating |  | 0.75 | Standard |  | 60000 | 58000 |  |  | 48500 | 195 | 96 | 78 | [8 empty] | Federally-Regulated Consumer Product | 11/18/2015 |  | 10/18/2017
International Comfort Products | Kenmore | G9MVE0801716A | LPG | Induced Draft | True | False | 1 | False | Up |  | None | Condensing | Two-Stage Modulating |  | 0.75 | Standard |  | 80000 | 78000 |  |  | 79900 | 414 | 96 | 78 | [8 empty] | Federally-Regulated Consumer Product | 11/18/2015 |  | 10/18/2017
International Comfort Products | Kenmore | G9MVE0801716A | LPG | Induced Draft | True | False | 1 | False | Horizontal |  | None | Condensing | Two-Stage Modulating |  | 0.75 | Standard |  | 80000 | 78000 |  |  | 79900 | 414 | 96 | 78 | [8 empty] | Federally-Regulated Consumer Product | 11/18/2015 |  | 10/18/2017
International Comfort Products | Kenmore | G9MVE0801716A | Natural Gas | Induced Draft | True | False | 1 | False | Up |  | None | Condensing | Two-Stage Modulating |  | 0.75 | Standard |  | 80000 | 78000 |  |  | 79900 | 414 | 96 | 78 | [8 empty] | Federally-Regulated Consumer Product | 11/18/2015 |  | 10/18/2017
International Comfort Products | Kenmore | G9MVE0801716A | Natural Gas | Induced Draft | True | False | 1 | False | Horizontal |  | None | Condensing | Two-Stage Modulating |  | 0.75 | Standard |  | 80000 | 78000 |  |  | 79900 | 414 | 96 | 78 | [8 empty] | Federally-Regulated Consumer Product | 11/18/2015 |  | 10/18/2017
International Comfort Products | Kenmore | G9MVE1202422A | LPG | Induced Draft | True | False | 1 | False | Up |  | None | Condensing | Two-Stage Modulating |  | 1 | Standard |  | 120000 | 117000 |  |  | 110000 | 629 | 96 | 78 | [8 empty] | Federally-Regulated Consumer Product | 11/18/2015 |  | 10/18/2017
International Comfort Products | Kenmore | G9MVE1202422A | LPG | Induced Draft | True | False | 1 | False | Horizontal |  | None | Condensing | Two-Stage Modulating |  | 1 | Standard |  | 120000 | 117000 |  |  | 110000 | 629 | 96 | 78 | [8 empty] | Federally-Regulated Consumer Product | 11/18/2015 |  | 10/18/2017
International Comfort Products | Kenmore | G9MVE1202422A | Natural Gas | Induced Draft | True | False | 1 | False | Up |  | None | Condensing | Two-Stage Modulating |  | 1 | Standard |  | 120000 | 117000 |  |  | 110000 | 629 | 96 | 78 | [8 empty] | Federally-Regulated Consumer Product | 11/18/2015 |  | 10/18/2017
International Comfort Products | Kenmore | G9MVE1202422A | Natural Gas | Induced Draft | True | False | 1 | False | Horizontal |  | None | Condensing | Two-Stage Modulating |  | 1 | Standard |  | 120000 | 117000 |  |  | 110000 | 629 | 96 | 78 | [8 empty] | Federally-Regulated Consumer Product | 11/18/2015 |  | 10/18/2017
International Comfort Products | Kenmore | G9MVE0802120A | LPG | Induced Draft | True | False | 1 | False | Up |  | None | Condensing | Two-Stage Modulating |  | 1 | Standard |  | 80000 | 78000 |  |  | 80800 | 342 | 96 | 78 | [8 empty] | Federally-Regulated Consumer Product | 11/29/2016 |  | 10/18/2017
International Comfort Products | Kenmore | G9MVE0802120A | LPG | Induced Draft | True | False | 1 | False | Horizontal |  | None | Condensing | Two-Stage Modulating |  | 1 | Standard |  | 80000 | 78000 |  |  | 80800 | 342 | 96 | 78 | [8 empty] | Federally-Regulated Consumer Product | 11/29/2016 |  | 10/18/2017
International Comfort Products | Kenmore | G9MVE0802120A | Natural Gas | Induced Draft | True | False | 1 | False | Up |  | None | Condensing | Two-Stage Modulating |  | 1 | Standard |  | 80000 | 78000 |  |  | 80800 | 342 | 96 | 78 | [8 empty] | Federally-Regulated Consumer Product | 11/29/2016 |  | 10/18/2017
International Comfort Products | Kenmore | G9MVE0802120A | Natural Gas | Induced Draft | True | False | 1 | False | Horizontal |  | None | Condensing | Two-Stage Modulating |  | 1 | Standard |  | 80000 | 78000 |  |  | 80800 | 342 | 96 | 78 | [8 empty] | Federally-Regulated Consumer Product | 11/29/2016 |  | 10/18/2017
International Comfort Products | Kenmore | G9MVE1002120A | LPG | Induced Draft | True | False | 1 | False | Up |  | None | Condensing | Two-Stage Modulating |  | 1 | Standard |  | 100000 | 97000 |  |  | 96300 | 421 | 96 | 78 | [8 empty] | Federally-Regulated Consumer Product | 11/18/2015 |  | 10/18/2017
International Comfort Products | Kenmore | G9MVE1002120A | LPG | Induced Draft | True | False | 1 | False | Horizontal |  | None | Condensing | Two-Stage Modulating |  | 1 | Standard |  | 100000 | 97000 |  |  | 96300 | 421 | 96 | 78 | [8 empty] | Federally-Regulated Consumer Product | 11/18/2015 |  | 10/18/2017
International Comfort Products | Kenmore | G9MVE1002120A | Natural Gas | Induced Draft | True | False | 1 | False | Up |  | None | Condensing | Two-Stage Modulating |  | 1 | Standard |  | 100000 | 97000 |  |  | 96300 | 421 | 96 | 78 | [8 empty] | Federally-Regulated Consumer Product | 11/18/2015 |  | 10/18/2017
International Comfort Products | Kenmore | G9MVE1002120A | Natural Gas | Induced Draft | True | False | 1 | False | Horizontal |  | None | Condensing | Two-Stage Modulating |  | 1 | Standard |  | 100000 | 97000 |  |  | 96300 | 421 | 96 | 78 | [8 empty] | Federally-Regulated Consumer Product | 11/18/2015 |  | 10/18/2017
International Comfort Products | Kenmore | N9MSB0801716B | LPG | Induced Draft | True | False | 1 | False | Up |  | None | Condensing | Single-Stage |  | 0.5 | Standard |  | 80000 | 75000 |  |  | 66800 | 798 | 92.1 | 78 | [8 empty] | Federally-Regulated Consumer Product | 11/29/2016 |  | 10/18/2017
International Comfort Products | Kenmore | N9MSB0801716B | LPG | Induced Draft | True | False | 1 | False | Down |  | None | Condensing | Single-Stage |  | 0.5 | Standard |  | 80000 | 75000 |  |  | 66800 | 798 | 92.1 | 78 | [8 empty] | Federally-Regulated Consumer Product | 11/29/2016 |  | 10/18/2017
International Comfort Products | Kenmore | N9MSB0801716B | LPG | Induced Draft | True | False | 1 | False | Horizontal |  | None | Condensing | Single-Stage |  | 0.5 | Standard |  | 80000 | 75000 |  |  | 66800 | 798 | 92.1 | 78 | [8 empty] | Federally-Regulated Consumer Product | 11/29/2016 |  | 10/18/2017
International Comfort Products | Kenmore | N9MSB0801716B | Natural Gas | Induced Draft | True | False | 1 | False | Up |  | None | Condensing | Single-Stage |  | 0.5 | Standard |  | 80000 | 75000 |  |  | 66800 | 798 | 92.1 | 78 | [8 empty] | Federally-Regulated Consumer Product | 11/29/2016 |  | 10/18/2017
International Comfort Products | Kenmore | N9MSB0801716B | Natural Gas | Induced Draft | True | False | 1 | False | Down |  | None | Condensing | Single-Stage |  | 0.5 | Standard |  | 80000 | 75000 |  |  | 66800 | 798 | 92.1 | 78 | [8 empty] | Federally-Regulated Consumer Product | 11/29/2016 |  | 10/18/2017
International Comfort Products | Kenmore | N9MSB0801716B | Natural Gas | Induced Draft | True | False | 1 | False | Horizontal |  | None | Condensing | Single-Stage |  | 0.5 | Standard |  | 80000 | 75000 |  |  | 66800 | 798 | 92.1 | 78 | [8 empty] | Federally-Regulated Consumer Product | 11/29/2016 |  | 10/18/2017
International Comfort Products | Kenmore | N9MSE0401712A | LPG | Induced Draft | True | False | 1 | False | Up |  | None | Condensing | Single-Stage |  | 0.5 | Standard |  | 40000 | 39000 |  |  | 32200 | 426 | 95.5 | 78 | [8 empty] | Federally-Regulated Consumer Product | 11/29/2016 |  | 10/18/2017
International Comfort Products | Kenmore | N9MSE0401712A | LPG | Induced Draft | True | False | 1 | False | Horizontal |  | None | Condensing | Single-Stage |  | 0.5 | Standard |  | 40000 | 39000 |  |  | 32200 | 426 | 95.5 | 78 | [8 empty] | Federally-Regulated Consumer Product | 11/29/2016 |  | 10/18/2017
International Comfort Products | Kenmore | N9MSE0401712A | Natural Gas | Induced Draft | True | False | 1 | False | Up |  | None | Condensing | Single-Stage |  | 0.5 | Standard |  | 40000 | 39000 |  |  | 32200 | 426 | 95.5 | 78 | [8 empty] | Federally-Regulated Consumer Product | 11/29/2016 |  | 10/18/2017
International Comfort Products | Kenmore | N9MSE0401712A | Natural Gas | Induced Draft | True | False | 1 | False | Horizontal |  | None | Condensing | Single-Stage |  | 0.5 | Standard |  | 40000 | 39000 |  |  | 32200 | 426 | 95.5 | 78 | [8 empty] | Federally-Regulated Consumer Product | 11/29/2016 |  | 10/18/2017
International Comfort Products | Kenmore | N9MSE0802120A* | LPG | Induced Draft | True | False | 1 | True | Up |  | None | Condensing | Single-Stage |  | 0.75 | Standard |  | 80000 | 78000 |  |  | 80700 | 939 | 95.5 | 75 | [8 empty] | Federally-Regulated Consumer Product | 11/29/2016 |  | 10/18/2017
International Comfort Products | Kenmore | N9MSE0802120A* | LPG | Induced Draft | True | False | 1 | True | Horizontal |  | None | Condensing | Single-Stage |  | 0.75 | Standard |  | 80000 | 78000 |  |  | 80700 | 939 | 95.5 | 75 | [8 empty] | Federally-Regulated Consumer Product | 11/29/2016 |  | 10/18/2017
International Comfort Products | Kenmore | N9MSE0802120A* | Natural Gas | Induced Draft | True | False | 1 | True | Up |  | None | Condensing | Single-Stage |  | 0.75 | Standard |  | 80000 | 78000 |  |  | 80700 | 939 | 95.5 | 75 | [8 empty] | Federally-Regulated Consumer Product | 11/29/2016 |  | 10/18/2017
International Comfort Products | Kenmore | N9MSE0802120A* | Natural Gas | Induced Draft | True | False | 1 | True | Horizontal |  | None | Condensing | Single-Stage |  | 0.75 | Standard |  | 80000 | 78000 |  |  | 80700 | 939 | 95.5 | 75 | [8 empty] | Federally-Regulated Consumer Product | 11/29/2016 |  | 10/18/2017
International Comfort Products | Kenmore | F9MVE0401712A | LPG | Induced Draft | True | False | 1 | False | Up |  | None | Condensing | Two-Stage Modulating |  | 0.5 | Standard |  | 40000 | 39000 |  |  | 32500 | 129 | 96 | 78 | [8 empty] | Federally-Regulated Consumer Product | 08/17/2016 |  | 10/18/2017
International Comfort Products | Kenmore | F9MVE0401712A | LPG | Induced Draft | True | False | 1 | False | Horizontal |  | None | Condensing | Two-Stage Modulating |  | 0.5 | Standard |  | 40000 | 39000 |  |  | 32500 | 129 | 96 | 78 | [8 empty] | Federally-Regulated Consumer Product | 08/17/2016 |  | 10/18/2017
International Comfort Products | Kenmore | F9MVE0401712A | Natural Gas | Induced Draft | True | False | 1 | False | Up |  | None | Condensing | Two-Stage Modulating |  | 0.5 | Standard |  | 40000 | 39000 |  |  | 32500 | 129 | 96 | 78 | [8 empty] | Federally-Regulated Consumer Product | 08/17/2016 |  | 10/18/2017
International Comfort Products | Kenmore | F9MVE0401712A | Natural Gas | Induced Draft | True | False | 1 | False | Horizontal |  | None | Condensing | Two-Stage Modulating |  | 0.5 | Standard |  | 40000 | 39000 |  |  | 32500 | 129 | 96 | 78 | [8 empty] | Federally-Regulated Consumer Product | 08/17/2016 |  | 10/18/2017
International Comfort Products | Kenmore | F9MVE0601412A | Natural Gas | Induced Draft | True | False | 1 | False | Up |  | None | Condensing | Two-Stage Modulating |  | 0.5 | Standard |  | 60000 | 58000 |  |  | 48400 | 247 | 95 | 78 | [8 empty] | Federally-Regulated Consumer Product | 08/31/2016 |  | 10/18/2017
International Comfort Products | Kenmore | F9MVE0601412A | LPG | Induced Draft | True | False | 1 | False | Horizontal |  | None | Condensing | Two-Stage Modulating |  | 0.5 | Standard |  | 60000 | 58000 |  |  | 48400 | 247 | 95 | 78 | [8 empty] | Federally-Regulated Consumer Product | 08/31/2016 |  | 10/18/2017
International Comfort Products | Kenmore | G9MXE0401712A | LPG | Induced Draft | True | False | 1 | False | Up |  | None | Condensing | Single-Stage |  | 0.5 | Standard |  | 40000 | 39000 |  |  | 32900 | 176 | 96 | 78 | [8 empty] | Federally-Regulated Consumer Product | 11/29/2016 |  | 10/18/2017
International Comfort Products | Kenmore | G9MXE0401712A | LPG | Induced Draft | True | False | 1 | False | Horizontal |  | None | Condensing | Single-Stage |  | 0.5 | Standard |  | 40000 | 39000 |  |  | 32900 | 176 | 96 | 78 | [8 empty] | Federally-Regulated Consumer Product | 11/29/2016 |  | 10/18/2017
International Comfort Products | Kenmore | G9MXE0401712A | Natural Gas | Induced Draft | True | False | 1 | False | Up |  | None | Condensing | Single-Stage |  | 0.5 | Standard |  | 40000 | 39000 |  |  | 32900 | 176 | 96 | 78 | [8 empty] | Federally-Regulated Consumer Product | 11/29/2016 |  | 10/18/2017
International Comfort Products | Kenmore | G9MXE0401712A | Natural Gas | Induced Draft | True | False | 1 | False | Horizontal |  | None | Condensing | Single-Stage |  | 0.5 | Standard |  | 40000 | 39000 |  |  | 32900 | 176 | 96 | 78 | [8 empty] | Federally-Regulated Consumer Product | 11/29/2016 |  | 10/18/2017
International Comfort Products | Kenmore | G9MXE0601412A | LPG | Induced Draft | True | False | 1 | False | Up |  | None | Condensing | Single-Stage |  | 0.5 | Standard |  | 60000 | 58000 |  |  | 49400 | 307 | 95.5 | 78 | [8 empty] | Federally-Regulated Consumer Product | 11/29/2016 |  | 10/18/2017
International Comfort Products | Kenmore | G9MXE0601412A | LPG | Induced Draft | True | False | 1 | False | Horizontal |  | None | Condensing | Single-Stage |  | 0.5 | Standard |  | 60000 | 58000 |  |  | 49400 | 307 | 95.5 | 78 | [8 empty] | Federally-Regulated Consumer Product | 11/29/2016 |  | 10/18/2017
International Comfort Products | Kenmore | G9MXE0601412A | Natural Gas | Induced Draft | True | False | 1 | False | Up |  | None | Condensing | Single-Stage |  | 0.5 | Standard |  | 60000 | 58000 |  |  | 49400 | 307 | 95.5 | 78 | [8 empty] | Federally-Regulated Consumer Product | 11/29/2016 |  | 10/18/2017
International Comfort Products | Kenmore | G9MXE0601412A | Natural Gas | Induced Draft | True | False | 1 | False | Horizontal |  | None | Condensing | Single-Stage |  | 0.5 | Standard |  | 60000 | 58000 |  |  | 49400 | 307 | 95.5 | 78 | [8 empty] | Federally-Regulated Consumer Product | 11/29/2016 |  | 10/18/2017
International Comfort Products | Kenmore | F9MXE0401712A | LPG | Induced Draft | True | False | 1 | False | Up |  | None | Condensing | Single-Stage |  | 0.5 | Standard |  | 40000 | 39000 |  |  | 32900 | 176 | 96 | 78 | [8 empty] | Federally-Regulated Consumer Product | 11/29/2016 |  | 10/18/2017
International Comfort Products | Kenmore | F9MXE0401712A | LPG | Induced Draft | True | False | 1 | False | Horizontal |  | None | Condensing | Single-Stage |  | 0.5 | Standard |  | 40000 | 39000 |  |  | 32900 | 176 | 96 | 78 | [8 empty] | Federally-Regulated Consumer Product | 11/29/2016 |  | 10/18/2017
International Comfort Products | Kenmore | F9MXE0401712A | Natural Gas | Induced Draft | True | False | 1 | False | Up |  | None | Condensing | Single-Stage |  | 0.5 | Standard |  | 40000 | 39000 |  |  | 32900 | 176 | 96 | 78 | [8 empty] | Federally-Regulated Consumer Product | 11/29/2016 |  | 10/18/2017
International Comfort Products | Kenmore | F9MXE0401712A | Natural Gas | Induced Draft | True | False | 1 | False | Horizontal |  | None | Condensing | Single-Stage |  | 0.5 | Standard |  | 40000 | 39000 |  |  | 32900 | 176 | 96 | 78 | [8 empty] | Federally-Regulated Consumer Product | 11/29/2016 |  | 10/18/2017
International Comfort Products | Kenmore | F9MXE0601412A | LPG | Induced Draft | True | False | 1 | False | Up |  | None | Condensing | Single-Stage |  | 0.5 | Standard |  | 60000 | 58000 |  |  | 49400 | 307 | 95.5 | 78 | [8 empty] | Federally-Regulated Consumer Product | 11/29/2016 |  | 10/18/2017
International Comfort Products | Kenmore | F9MXE0601412A | LPG | Induced Draft | True | False | 1 | False | Horizontal |  | None | Condensing | Single-Stage |  | 0.5 | Standard |  | 60000 | 58000 |  |  | 49400 | 307 | 95.5 | 78 | [8 empty] | Federally-Regulated Consumer Product | 11/29/2016 |  | 10/18/2017
International Comfort Products | Kenmore | F9MXE0601412A | Natural Gas | Induced Draft | True | False | 1 | False | Up |  | None | Condensing | Single-Stage |  | 0.5 | Standard |  | 60000 | 58000 |  |  | 49400 | 307 | 95.5 | 78 | [8 empty] | Federally-Regulated Consumer Product | 11/29/2016 |  | 10/18/2017
International Comfort Products | Kenmore | F9MXE0601412A | Natural Gas | Induced Draft | True | False | 1 | False | Horizontal |  | None | Condensing | Single-Stage |  | 0.5 | Standard |  | 60000 | 58000 |  |  | 49400 | 307 | 95.5 | 78 | [8 empty] | Federally-Regulated Consumer Product | 11/29/2016 |  | 10/18/2017
International Comfort Products | Kenmore | F9MXT0401712A | Natural Gas | Induced Draft | True | False | 1 | False | Up |  | None | Condensing | Two-Stage Modulating |  | 0.5 | Standard |  | 40000 | 39000 |  |  | 32400 | 144 | 96 | 78 | [8 empty] | Federally-Regulated Consumer Product | 08/31/2016 |  | 10/18/2017
International Comfort Products | Kenmore | F9MXT0401712A | LPG | Induced Draft | True | False | 1 | False | Horizontal |  | None | Condensing | Two-Stage Modulating |  | 0.5 | Standard |  | 40000 | 39000 |  |  | 32400 | 144 | 96 | 78 | [8 empty] | Federally-Regulated Consumer Product | 08/31/2016 |  | 10/18/2017
International Comfort Products | Kenmore | G9MVE0401712A | LPG | Induced Draft | True | False | 1 | False | Up |  | None | Condensing | Two-Stage Modulating |  | 0.5 | Standard |  | 40000 | 39000 |  |  | 32500 | 129 | 96 | 78 | [8 empty] | Federally-Regulated Consumer Product | 11/29/2016 |  | 10/18/2017
International Comfort Products | Kenmore | G9MVE0401712A | LPG | Induced Draft | True | False | 1 | False | Horizontal |  | None | Condensing | Two-Stage Modulating |  | 0.5 | Standard |  | 40000 | 39000 |  |  | 32500 | 129 | 96 | 78 | [8 empty] | Federally-Regulated Consumer Product | 11/29/2016 |  | 10/18/2017
International Comfort Products | Kenmore | G9MVE0401712A | Natural Gas | Induced Draft | True | False | 1 | False | Up |  | None | Condensing | Two-Stage Modulating |  | 0.5 | Standard |  | 40000 | 39000 |  |  | 32500 | 129 | 96 | 78 | [8 empty] | Federally-Regulated Consumer Product | 11/29/2016 |  | 10/18/2017
International Comfort Products | Kenmore | G9MVE0401712A | Natural Gas | Induced Draft | True | False | 1 | False | Horizontal |  | None | Condensing | Two-Stage Modulating |  | 0.5 | Standard |  | 40000 | 39000 |  |  | 32500 | 129 | 96 | 78 | [8 empty] | Federally-Regulated Consumer Product | 11/29/2016 |  | 10/18/2017
International Comfort Products | Kenmore | G9MVE0601412A | LPG | Induced Draft | True | False | 1 | False | Up |  | None | Condensing | Two-Stage Modulating |  | 0.5 | Standard |  | 60000 | 58000 |  |  | 48400 | 248 | 95 | 78 | [8 empty] | Federally-Regulated Consumer Product | 11/29/2016 |  | 10/18/2017
International Comfort Products | Kenmore | G9MVE0601412A | LPG | Induced Draft | True | False | 1 | False | Horizontal |  | None | Condensing | Two-Stage Modulating |  | 0.5 | Standard |  | 60000 | 58000 |  |  | 48400 | 248 | 95 | 78 | [8 empty] | Federally-Regulated Consumer Product | 11/29/2016 |  | 10/18/2017
International Comfort Products | Kenmore | G9MVE0601412A | Natural Gas | Induced Draft | True | False | 1 | False | Up |  | None | Condensing | Two-Stage Modulating |  | 0.5 | Standard |  | 60000 | 58000 |  |  | 48400 | 248 | 95 | 78 | [8 empty] | Federally-Regulated Consumer Product | 11/29/2016 |  | 10/18/2017
International Comfort Products | Kenmore | G9MVE0601412A | Natural Gas | Induced Draft | True | False | 1 | False | Horizontal |  | None | Condensing | Two-Stage Modulating |  | 0.5 | Standard |  | 60000 | 58000 |  |  | 48400 | 248 | 95 | 78 | [8 empty] | Federally-Regulated Consumer Product | 11/29/2016 |  | 10/18/2017
International Comfort Products | Kenmore | N9MSB0401410C | LPG | Induced Draft | True | False | 1 | False | Up |  | None | Condensing | Single-Stage |  | 0.33 | Standard |  | 40000 | 37000 |  |  | 33700 | 341 | 92.1 | 78 | [8 empty] | Federally-Regulated Consumer Product | 11/29/2016 |  | 10/18/2017
International Comfort Products | Kenmore | N9MSB0401410C | LPG | Induced Draft | True | False | 1 | False | Down |  | None | Condensing | Single-Stage |  | 0.33 | Standard |  | 40000 | 37000 |  |  | 33700 | 341 | 92.1 | 78 | [8 empty] | Federally-Regulated Consumer Product | 11/29/2016 |  | 10/18/2017
International Comfort Products | Kenmore | N9MSB0401410C | LPG | Induced Draft | True | False | 1 | False | Horizontal |  | None | Condensing | Single-Stage |  | 0.33 | Standard |  | 40000 | 37000 |  |  | 33700 | 341 | 92.1 | 78 | [8 empty] | Federally-Regulated Consumer Product | 11/29/2016 |  | 10/18/2017
International Comfort Products | Kenmore | N9MSB0401410C | Natural Gas | Induced Draft | True | False | 1 | False | Up |  | None | Condensing | Single-Stage |  | 0.33 | Standard |  | 40000 | 37000 |  |  | 33700 | 341 | 92.1 | 78 | [8 empty] | Federally-Regulated Consumer Product | 11/29/2016 |  | 10/18/2017
International Comfort Products | Kenmore | N9MSB0401410C | Natural Gas | Induced Draft | True | False | 1 | False | Down |  | None | Condensing | Single-Stage |  | 0.33 | Standard |  | 40000 | 37000 |  |  | 33700 | 341 | 92.1 | 78 | [8 empty] | Federally-Regulated Consumer Product | 11/29/2016 |  | 10/18/2017
International Comfort Products | Kenmore | N9MSB0401410C | Natural Gas | Induced Draft | True | False | 1 | False | Horizontal |  | None | Condensing | Single-Stage |  | 0.33 | Standard |  | 40000 | 37000 |  |  | 33700 | 341 | 92.1 | 78 | [8 empty] | Federally-Regulated Consumer Product | 11/29/2016 |  | 10/18/2017
International Comfort Products | Kenmore | N9MSB0401712C | LPG | Induced Draft | True | False | 1 | False | Up |  | None | Condensing | Single-Stage |  | 0.5 | Standard |  | 40000 | 37000 |  |  | 33500 | 383 | 92.1 | 78 | [8 empty] | Federally-Regulated Consumer Product | 11/29/2016 |  | 10/18/2017
International Comfort Products | Kenmore | N9MSB0401712C | LPG | Induced Draft | True | False | 1 | False | Down |  | None | Condensing | Single-Stage |  | 0.5 | Standard |  | 40000 | 37000 |  |  | 33500 | 383 | 92.1 | 78 | [8 empty] | Federally-Regulated Consumer Product | 11/29/2016 |  | 10/18/2017
International Comfort Products | Kenmore | N9MSB0401712C | LPG | Induced Draft | True | False | 1 | False | Horizontal |  | None | Condensing | Single-Stage |  | 0.5 | Standard |  | 40000 | 37000 |  |  | 33500 | 383 | 92.1 | 78 | [8 empty] | Federally-Regulated Consumer Product | 11/29/2016 |  | 10/18/2017
International Comfort Products | Kenmore | N9MSB0401712C | Natural Gas | Induced Draft | True | False | 1 | False | Up |  | None | Condensing | Single-Stage |  | 0.5 | Standard |  | 40000 | 37000 |  |  | 33500 | 383 | 92.1 | 78 | [8 empty] | Federally-Regulated Consumer Product | 11/29/2016 |  | 10/18/2017
International Comfort Products | Kenmore | N9MSB0401712C | Natural Gas | Induced Draft | True | False | 1 | False | Down |  | None | Condensing | Single-Stage |  | 0.5 | Standard |  | 40000 | 37000 |  |  | 33500 | 383 | 92.1 | 78 | [8 empty] | Federally-Regulated Consumer Product | 11/29/2016 |  | 10/18/2017
International Comfort Products | Kenmore | N9MSB0401712C | Natural Gas | Induced Draft | True | False | 1 | False | Horizontal |  | None | Condensing | Single-Stage |  | 0.5 | Standard |  | 40000 | 37000 |  |  | 33500 | 383 | 92.1 | 78 | [8 empty] | Federally-Regulated Consumer Product | 11/29/2016 |  | 10/18/2017
International Comfort Products | Kenmore | N9MSB0601412C | LPG | Induced Draft | True | False | 1 | False | Up |  | None | Condensing | Single-Stage |  | 0.33 | Standard |  | 60000 | 56000 |  |  | 50600 | 481 | 92.1 | 78 | [8 empty] | Federally-Regulated Consumer Product | 11/29/2016 |  | 10/18/2017
International Comfort Products | Kenmore | N9MSB0601412C | LPG | Induced Draft | True | False | 1 | False | Down |  | None | Condensing | Single-Stage |  | 0.33 | Standard |  | 60000 | 56000 |  |  | 50600 | 481 | 92.1 | 78 | [8 empty] | Federally-Regulated Consumer Product | 11/29/2016 |  | 10/18/2017
International Comfort Products | Kenmore | N9MSB0601412C | LPG | Induced Draft | True | False | 1 | False | Horizontal |  | None | Condensing | Single-Stage |  | 0.33 | Standard |  | 60000 | 56000 |  |  | 50600 | 481 | 92.1 | 78 | [8 empty] | Federally-Regulated Consumer Product | 11/29/2016 |  | 10/18/2017
International Comfort Products | Kenmore | N9MSB0601412C | Natural Gas | Induced Draft | True | False | 1 | False | Up |  | None | Condensing | Single-Stage |  | 0.33 | Standard |  | 60000 | 56000 |  |  | 50600 | 481 | 92.1 | 78 | [8 empty] | Federally-Regulated Consumer Product | 11/29/2016 |  | 10/18/2017
International Comfort Products | Kenmore | N9MSB0601412C | Natural Gas | Induced Draft | True | False | 1 | False | Down |  | None | Condensing | Single-Stage |  | 0.33 | Standard |  | 60000 | 56000 |  |  | 50600 | 481 | 92.1 | 78 | [8 empty] | Federally-Regulated Consumer Product | 11/29/2016 |  | 10/18/2017
International Comfort Products | Kenmore | N9MSB0601412C | Natural Gas | Induced Draft | True | False | 1 | False | Horizontal |  | None | Condensing | Single-Stage |  | 0.33 | Standard |  | 60000 | 56000 |  |  | 50600 | 481 | 92.1 | 78 | [8 empty] | Federally-Regulated Consumer Product | 11/29/2016 |  | 10/18/2017
International Comfort Products | Kenmore | N9MSB0601716C | LPG | Induced Draft | True | False | 1 | False | Up |  | None | Condensing | Single-Stage |  | 0.5 | Standard |  | 60000 | 56000 |  |  | 50100 | 605 | 92.1 | 78 | [8 empty] | Federally-Regulated Consumer Product | 11/29/2016 |  | 10/18/2017
International Comfort Products | Kenmore | N9MSB0601716C | LPG | Induced Draft | True | False | 1 | False | Down |  | None | Condensing | Single-Stage |  | 0.5 | Standard |  | 60000 | 56000 |  |  | 50100 | 605 | 92.1 | 78 | [8 empty] | Federally-Regulated Consumer Product | 11/29/2016 |  | 10/18/2017
International Comfort Products | Kenmore | N9MSB0601716C | LPG | Induced Draft | True | False | 1 | False | Horizontal |  | None | Condensing | Single-Stage |  | 0.5 | Standard |  | 60000 | 56000 |  |  | 50100 | 605 | 92.1 | 78 | [8 empty] | Federally-Regulated Consumer Product | 11/29/2016 |  | 10/18/2017
International Comfort Products | Kenmore | N9MSB0601716C | Natural Gas | Induced Draft | True | False | 1 | False | Up |  | None | Condensing | Single-Stage |  | 0.5 | Standard |  | 60000 | 56000 |  |  | 50100 | 605 | 92.1 | 78 | [8 empty] | Federally-Regulated Consumer Product | 11/29/2016 |  | 10/18/2017
International Comfort Products | Kenmore | N9MSB0601716C | Natural Gas | Induced Draft | True | False | 1 | False | Down |  | None | Condensing | Single-Stage |  | 0.5 | Standard |  | 60000 | 56000 |  |  | 50100 | 605 | 92.1 | 78 | [8 empty] | Federally-Regulated Consumer Product | 11/29/2016 |  | 10/18/2017
International Comfort Products | Kenmore | N9MSB0601716C | Natural Gas | Induced Draft | True | False | 1 | False | Horizontal |  | None | Condensing | Single-Stage |  | 0.5 | Standard |  | 60000 | 56000 |  |  | 50100 | 605 | 92.1 | 78 | [8 empty] | Federally-Regulated Consumer Product | 11/29/2016 |  | 10/18/2017
International Comfort Products | Kenmore | N9MSB0802120C | LPG | Induced Draft | True | False | 1 | False | Up |  | None | Condensing | Single-Stage |  | 0.75 | Standard |  | 80000 | 75000 |  |  | 66900 | 775 | 92.1 | 78 | [8 empty] | Federally-Regulated Consumer Product | 11/29/2016 |  | 10/18/2017
International Comfort Products | Kenmore | N9MSB0802120C | LPG | Induced Draft | True | False | 1 | False | Down |  | None | Condensing | Single-Stage |  | 0.75 | Standard |  | 80000 | 75000 |  |  | 66900 | 775 | 92.1 | 78 | [8 empty] | Federally-Regulated Consumer Product | 11/29/2016 |  | 10/18/2017
International Comfort Products | Kenmore | N9MSB0802120C | LPG | Induced Draft | True | False | 1 | False | Horizontal |  | None | Condensing | Single-Stage |  | 0.75 | Standard |  | 80000 | 75000 |  |  | 66900 | 775 | 92.1 | 78 | [8 empty] | Federally-Regulated Consumer Product | 11/29/2016 |  | 10/18/2017
International Comfort Products | Kenmore | N9MSB0802120C | Natural Gas | Induced Draft | True | False | 1 | False | Up |  | None | Condensing | Single-Stage |  | 0.75 | Standard |  | 80000 | 75000 |  |  | 66900 | 775 | 92.1 | 78 | [8 empty] | Federally-Regulated Consumer Product | 11/29/2016 |  | 10/18/2017
International Comfort Products | Kenmore | N9MSB0802120C | Natural Gas | Induced Draft | True | False | 1 | False | Down |  | None | Condensing | Single-Stage |  | 0.75 | Standard |  | 80000 | 75000 |  |  | 66900 | 775 | 92.1 | 78 | [8 empty] | Federally-Regulated Consumer Product | 11/29/2016 |  | 10/18/2017
International Comfort Products | Kenmore | N9MSB0802120C | Natural Gas | Induced Draft | True | False | 1 | False | Horizontal |  | None | Condensing | Single-Stage |  | 0.75 | Standard |  | 80000 | 75000 |  |  | 66900 | 775 | 92.1 | 78 | [8 empty] | Federally-Regulated Consumer Product | 11/29/2016 |  | 10/18/2017
International Comfort Products | Kenmore | N9MSB1002116C | LPG | Induced Draft | True | False | 1 | False | Up |  | None | Condensing | Single-Stage |  | 0.5 | Standard |  | 100000 | 94000 |  |  | 100900 | 994 | 92.1 | 78 | [8 empty] | Federally-Regulated Consumer Product | 02/14/2017 |  | 10/18/2017
International Comfort Products | Kenmore | N9MSB1002116C | LPG | Induced Draft | True | False | 1 | False | Down |  | None | Condensing | Single-Stage |  | 0.5 | Standard |  | 100000 | 94000 |  |  | 100900 | 994 | 92.1 | 78 | [8 empty] | Federally-Regulated Consumer Product | 02/14/2017 |  | 10/18/2017
International Comfort Products | Kenmore | N9MSB1002116C | LPG | Induced Draft | True | False | 1 | False | Horizontal |  | None | Condensing | Single-Stage |  | 0.5 | Standard |  | 100000 | 94000 |  |  | 100900 | 994 | 92.1 | 78 | [8 empty] | Federally-Regulated Consumer Product | 02/14/2017 |  | 10/18/2017
International Comfort Products | Kenmore | N9MSB1002116C | Natural Gas | Induced Draft | True | False | 1 | False | Up |  | None | Condensing | Single-Stage |  | 0.5 | Standard |  | 100000 | 94000 |  |  | 100900 | 994 | 92.1 | 78 | [8 empty] | Federally-Regulated Consumer Product | 02/14/2017 |  | 10/18/2017
International Comfort Products | Kenmore | N9MSB1002116C | Natural Gas | Induced Draft | True | False | 1 | False | Down |  | None | Condensing | Single-Stage |  | 0.5 | Standard |  | 100000 | 94000 |  |  | 100900 | 994 | 92.1 | 78 | [8 empty] | Federally-Regulated Consumer Product | 02/14/2017 |  | 10/18/2017
International Comfort Products | Kenmore | N9MSB1002116C | Natural Gas | Induced Draft | True | False | 1 | False | Horizontal |  | None | Condensing | Single-Stage |  | 0.5 | Standard |  | 100000 | 94000 |  |  | 100900 | 994 | 92.1 | 78 | [8 empty] | Federally-Regulated Consumer Product | 02/14/2017 |  | 10/18/2017
International Comfort Products | Kenmore | N9MSB1002120C | LPG | Induced Draft | True | False | 1 | False | Up |  | None | Condensing | Single-Stage |  | 0.75 | Standard |  | 100000 | 94000 |  |  | 100800 | 1030 | 92.1 | 78 | [8 empty] | Federally-Regulated Consumer Product | 02/14/2017 |  | 10/18/2017
International Comfort Products | Kenmore | N9MSB1002120C | LPG | Induced Draft | True | False | 1 | False | Down |  | None | Condensing | Single-Stage |  | 0.75 | Standard |  | 100000 | 94000 |  |  | 100800 | 1030 | 92.1 | 78 | [8 empty] | Federally-Regulated Consumer Product | 02/14/2017 |  | 10/18/2017
International Comfort Products | Kenmore | N9MSB1002120C | LPG | Induced Draft | True | False | 1 | False | Horizontal |  | None | Condensing | Single-Stage |  | 0.75 | Standard |  | 100000 | 94000 |  |  | 100800 | 1030 | 92.1 | 78 | [8 empty] | Federally-Regulated Consumer Product | 02/14/2017 |  | 10/18/2017
International Comfort Products | Kenmore | N9MSB1002120C | Natural Gas | Induced Draft | True | False | 1 | False | Up |  | None | Condensing | Single-Stage |  | 0.75 | Standard |  | 100000 | 94000 |  |  | 100800 | 1030 | 92.1 | 78 | [8 empty] | Federally-Regulated Consumer Product | 02/14/2017 |  | 10/18/2017
International Comfort Products | Kenmore | N9MSB1002120C | Natural Gas | Induced Draft | True | False | 1 | False | Down |  | None | Condensing | Single-Stage |  | 0.75 | Standard |  | 100000 | 94000 |  |  | 100800 | 1030 | 92.1 | 78 | [8 empty] | Federally-Regulated Consumer Product | 02/14/2017 |  | 10/18/2017
International Comfort Products | Kenmore | N9MSB1002120C | Natural Gas | Induced Draft | True | False | 1 | False | Horizontal |  | None | Condensing | Single-Stage |  | 0.75 | Standard |  | 100000 | 94000 |  |  | 100800 | 1030 | 92.1 | 78 | [8 empty] | Federally-Regulated Consumer Product | 02/14/2017 |  | 10/18/2017
International Comfort Products | Kenmore | N9MSB1202420C | LPG | Induced Draft | True | False | 1 | False | Up |  | None | Condensing | Single-Stage |  | 0.75 | Standard |  | 120000 | 112000 |  |  | 117400 | 1247 | 92.1 | 78 | [8 empty] | Federally-Regulated Consumer Product | 02/14/2017 |  | 10/18/2017
International Comfort Products | Kenmore | N9MSB1202420C | LPG | Induced Draft | True | False | 1 | False | Down |  | None | Condensing | Single-Stage |  | 0.75 | Standard |  | 120000 | 112000 |  |  | 117400 | 1247 | 92.1 | 78 | [8 empty] | Federally-Regulated Consumer Product | 02/14/2017 |  | 10/18/2017
International Comfort Products | Kenmore | N9MSB1202420C | LPG | Induced Draft | True | False | 1 | False | Horizontal |  | None | Condensing | Single-Stage |  | 0.75 | Standard |  | 120000 | 112000 |  |  | 117400 | 1247 | 92.1 | 78 | [8 empty] | Federally-Regulated Consumer Product | 02/14/2017 |  | 10/18/2017
International Comfort Products | Kenmore | N9MSB1202420C | Natural Gas | Induced Draft | True | False | 1 | False | Up |  | None | Condensing | Single-Stage |  | 0.75 | Standard |  | 120000 | 112000 |  |  | 117400 | 1247 | 92.1 | 78 | [8 empty] | Federally-Regulated Consumer Product | 02/14/2017 |  | 10/18/2017
International Comfort Products | Kenmore | N9MSB1202420C | Natural Gas | Induced Draft | True | False | 1 | False | Down |  | None | Condensing | Single-Stage |  | 0.75 | Standard |  | 120000 | 112000 |  |  | 117400 | 1247 | 92.1 | 78 | [8 empty] | Federally-Regulated Consumer Product | 02/14/2017 |  | 10/18/2017
International Comfort Products | Kenmore | N9MSB1202420C | Natural Gas | Induced Draft | True | False | 1 | False | Horizontal |  | None | Condensing | Single-Stage |  | 0.75 | Standard |  | 120000 | 112000 |  |  | 117400 | 1247 | 92.1 | 78 | [8 empty] | Federally-Regulated Consumer Product | 02/14/2017 |  | 10/18/2017
International Comfort Products | Kenmore | F9MXT0601412A* | LPG | Induced Draft | True | False | 1 | False | Up |  | None | Condensing | Two-Stage Modulating |  | 0.5 | Standard |  | 60000 | 58000 |  |  | 48700 | 248 | 95 | 78 | [8 empty] | Federally-Regulated Consumer Product | 11/29/2016 |  | 10/18/2017
International Comfort Products | Kenmore | F9MXT0601412A* | LPG | Induced Draft | True | False | 1 | False | Horizontal |  | None | Condensing | Two-Stage Modulating |  | 0.5 | Standard |  | 60000 | 58000 |  |  | 48700 | 248 | 95 | 78 | [8 empty] | Federally-Regulated Consumer Product | 11/29/2016 |  | 10/18/2017
International Comfort Products | Kenmore | F9MXT0601412A* | Natural Gas | Induced Draft | True | False | 1 | False | Up |  | None | Condensing | Two-Stage Modulating |  | 0.5 | Standard |  | 60000 | 58000 |  |  | 48700 | 248 | 95 | 78 | [8 empty] | Federally-Regulated Consumer Product | 11/29/2016 |  | 10/18/2017
International Comfort Products | Kenmore | F9MXT0601412A* | Natural Gas | Induced Draft | True | False | 1 | False | Horizontal |  | None | Condensing | Two-Stage Modulating |  | 0.5 | Standard |  | 60000 | 58000 |  |  | 48700 | 248 | 95 | 78 | [8 empty] | Federally-Regulated Consumer Product | 11/29/2016 |  | 10/18/2017
International Comfort Products | Kenmore | G9MXT0401712A* | LPG | Induced Draft | True | False | 1 | False | Up |  | None | Condensing | Two-Stage Modulating |  | 0.5 | Standard |  | 40000 | 39000 |  |  | 32400 | 144 | 96 | 78 | [8 empty] | Federally-Regulated Consumer Product | 02/23/2016 |  | 10/18/2017
International Comfort Products | Kenmore | G9MXT0401712A* | LPG | Induced Draft | True | False | 1 | False | Horizontal |  | None | Condensing | Two-Stage Modulating |  | 0.5 | Standard |  | 40000 | 39000 |  |  | 32400 | 144 | 96 | 78 | [8 empty] | Federally-Regulated Consumer Product | 02/23/2016 |  | 10/18/2017
International Comfort Products | Kenmore | G9MXT0401712A* | Natural Gas | Induced Draft | True | False | 1 | False | Up |  | None | Condensing | Two-Stage Modulating |  | 0.5 | Standard |  | 40000 | 39000 |  |  | 32400 | 144 | 96 | 78 | [8 empty] | Federally-Regulated Consumer Product | 02/23/2016 |  | 10/18/2017
International Comfort Products | Kenmore | G9MXT0401712A* | Natural Gas | Induced Draft | True | False | 1 | False | Horizontal |  | None | Condensing | Two-Stage Modulating |  | 0.5 | Standard |  | 40000 | 39000 |  |  | 32400 | 144 | 96 | 78 | [8 empty] | Federally-Regulated Consumer Product | 02/23/2016 |  | 10/18/2017
International Comfort Products | Kenmore | G9MXT0601412A* | LPG | Induced Draft | True | False | 1 | False | Up |  | None | Condensing | Two-Stage Modulating |  | 0.5 | Standard |  | 60000 | 58000 |  |  | 48700 | 248 | 95 | 78 | [8 empty] | Federally-Regulated Consumer Product | 02/23/2016 |  | 10/18/2017
International Comfort Products | Kenmore | G9MXT0601412A* | LPG | Induced Draft | True | False | 1 | False | Horizontal |  | None | Condensing | Two-Stage Modulating |  | 0.5 | Standard |  | 60000 | 58000 |  |  | 48700 | 248 | 95 | 78 | [8 empty] | Federally-Regulated Consumer Product | 02/23/2016 |  | 10/18/2017
International Comfort Products | Kenmore | G9MXT0601412A* | Natural Gas | Induced Draft | True | False | 1 | False | Up |  | None | Condensing | Two-Stage Modulating |  | 0.5 | Standard |  | 60000 | 58000 |  |  | 48700 | 248 | 95 | 78 | [8 empty] | Federally-Regulated Consumer Product | 02/23/2016 |  | 10/18/2017
International Comfort Products | Kenmore | G9MXT0601412A* | Natural Gas | Induced Draft | True | False | 1 | False | Horizontal |  | None | Condensing | Two-Stage Modulating |  | 0.5 | Standard |  | 60000 | 58000 |  |  | 48700 | 248 | 95 | 78 | [8 empty] | Federally-Regulated Consumer Product | 02/23/2016 |  | 10/18/2017
International Comfort Products | Kenmore | N9MSE0261408A | LPG | Induced Draft | True | False | 1 | False | Up |  | None | Condensing | Single-Stage |  | 0.25 | Standard |  | 26000 | 25000 |  |  | 24300 | 271 | 95.5 | 78 | [8 empty] | Federally-Regulated Consumer Product | 10/28/2016 |  | 10/18/2017
International Comfort Products | Kenmore | N9MSE0261408A | LPG | Induced Draft | True | False | 1 | False | Horizontal |  | None | Condensing | Single-Stage |  | 0.25 | Standard |  | 26000 | 25000 |  |  | 24300 | 271 | 95.5 | 78 | [8 empty] | Federally-Regulated Consumer Product | 10/28/2016 |  | 10/18/2017
International Comfort Products | Kenmore | N9MSE0261408A | Natural Gas | Induced Draft | True | False | 1 | False | Up |  | None | Condensing | Single-Stage |  | 0.25 | Standard |  | 26000 | 25000 |  |  | 24300 | 271 | 95.5 | 78 | [8 empty] | Federally-Regulated Consumer Product | 10/28/2016 |  | 10/18/2017
International Comfort Products | Kenmore | N9MSE0261408A | Natural Gas | Induced Draft | True | False | 1 | False | Horizontal |  | None | Condensing | Single-Stage |  | 0.25 | Standard |  | 26000 | 25000 |  |  | 24300 | 271 | 95.5 | 78 | [8 empty] | Federally-Regulated Consumer Product | 10/28/2016 |  | 10/18/2017
International Comfort Products | Kenmore | F9MXE0261410A | LPG | Induced Draft | True | False | 1 | False | Up |  | None | Condensing | Single-Stage |  | 0.33 | Standard |  | 26000 | 25000 |  |  | 24700 | 130 | 96 | 78 | [8 empty] | Federally-Regulated Consumer Product | 10/28/2016 |  | 10/18/2017
International Comfort Products | Kenmore | F9MXE0261410A | LPG | Induced Draft | True | False | 1 | False | Horizontal |  | None | Condensing | Single-Stage |  | 0.33 | Standard |  | 26000 | 25000 |  |  | 24700 | 130 | 96 | 78 | [8 empty] | Federally-Regulated Consumer Product | 10/28/2016 |  | 10/18/2017
International Comfort Products | Kenmore | F9MXE0261410A | Natural Gas | Induced Draft | True | False | 1 | False | Up |  | None | Condensing | Single-Stage |  | 0.33 | Standard |  | 26000 | 25000 |  |  | 24700 | 130 | 96 | 78 | [8 empty] | Federally-Regulated Consumer Product | 10/28/2016 |  | 10/18/2017
International Comfort Products | Kenmore | F9MXE0261410A | Natural Gas | Induced Draft | True | False | 1 | False | Horizontal |  | None | Condensing | Single-Stage |  | 0.33 | Standard |  | 26000 | 25000 |  |  | 24700 | 130 | 96 | 78 | [8 empty] | Federally-Regulated Consumer Product | 10/28/2016 |  | 10/18/2017
International Comfort Products | Kenmore | G9MXE0261410A | LPG | Induced Draft | True | False | 1 | False | Up |  | None | Condensing | Single-Stage |  | 0.33 | Standard |  | 26000 | 25000 |  |  | 24700 | 130 | 96 | 78 | [8 empty] | Federally-Regulated Consumer Product | 10/28/2016 |  | 10/18/2017
International Comfort Products | Kenmore | G9MXE0261410A | LPG | Induced Draft | True | False | 1 | False | Horizontal |  | None | Condensing | Single-Stage |  | 0.33 | Standard |  | 26000 | 25000 |  |  | 24700 | 130 | 96 | 78 | [8 empty] | Federally-Regulated Consumer Product | 10/28/2016 |  | 10/18/2017
International Comfort Products | Kenmore | G9MXE0261410A | Natural Gas | Induced Draft | True | False | 1 | False | Up |  | None | Condensing | Single-Stage |  | 0.33 | Standard |  | 26000 | 25000 |  |  | 24700 | 130 | 96 | 78 | [8 empty] | Federally-Regulated Consumer Product | 10/28/2016 |  | 10/18/2017
International Comfort Products | Kenmore | G9MXE0261410A | Natural Gas | Induced Draft | True | False | 1 | False | Horizontal |  | None | Condensing | Single-Stage |  | 0.33 | Standard |  | 26000 | 25000 |  |  | 24700 | 130 | 96 | 78 | [8 empty] | Federally-Regulated Consumer Product | 10/28/2016 |  | 10/18/2017
International Comfort Products | Kenmore | F9MAE0601714A*D | LPG | Induced Draft | True | False | 1 | False | Down |  | None | Condensing | Step Modulating |  | 0.5 | Standard |  | 60000 | 58000 |  |  | 47900 | 173 | 95 | 78 | [8 empty] | Federally-Regulated Consumer Product | 10/28/2016 |  | 10/18/2017
International Comfort Products | Kenmore | F9MAE0601714A*D | Natural Gas | Induced Draft | True | False | 1 | False | Down |  | None | Condensing | Step Modulating |  | 0.5 | Standard |  | 60000 | 58000 |  |  | 47900 | 173 | 95 | 78 | [8 empty] | Federally-Regulated Consumer Product | 10/28/2016 |  | 10/18/2017
International Comfort Products | Kenmore | F9MAE0602120A*D | LPG | Induced Draft | True | False | 1 | False | Down |  | None | Condensing | Step Modulating |  | 1 | Standard |  | 61000 | 59000 |  |  | 47700 | 229 | 96.7 | 78 | [8 empty] | Federally-Regulated Consumer Product | 02/14/2017 |  | 10/18/2017
International Comfort Products | Kenmore | F9MAE0602120A*D | Natural Gas | Induced Draft | True | False | 1 | False | Down |  | None | Condensing | Step Modulating |  | 1 | Standard |  | 61000 | 59000 |  |  | 47700 | 229 | 96.7 | 78 | [8 empty] | Federally-Regulated Consumer Product | 02/14/2017 |  | 10/18/2017
International Comfort Products | Kenmore | F9MAE0801714A*D | LPG | Induced Draft | True | False | 1 | False | Down |  | None | Condensing | Step Modulating |  | 0.5 | Standard |  | 80000 | 77000 |  |  | 80700 | 383 | 95 | 78 | [8 empty] | Federally-Regulated Consumer Product | 10/28/2016 |  | 10/18/2017
International Comfort Products | Kenmore | F9MAE0801714A*D | Natural Gas | Induced Draft | True | False | 1 | False | Down |  | None | Condensing | Step Modulating |  | 0.5 | Standard |  | 80000 | 77000 |  |  | 80700 | 383 | 95 | 78 | [8 empty] | Federally-Regulated Consumer Product | 10/28/2016 |  | 10/18/2017
International Comfort Products | Kenmore | F9MAE1002122A*D | LPG | Induced Draft | True | False | 1 | False | Down |  | None | Condensing | Step Modulating |  | 1 | Standard |  | 100000 | 95000 |  |  | 98700 | 377 | 94 | 78 | [8 empty] | Federally-Regulated Consumer Product | 02/14/2017 |  | 10/18/2017
International Comfort Products | Kenmore | F9MAE1002122A*D | Natural Gas | Induced Draft | True | False | 1 | False | Down |  | None | Condensing | Step Modulating |  | 1 | Standard |  | 100000 | 95000 |  |  | 98700 | 377 | 94 | 78 | [8 empty] | Federally-Regulated Consumer Product | 02/14/2017 |  | 10/18/2017
International Comfort Products | Kenmore | F9MAE1202422A*D | LPG | Induced Draft | True | False | 1 | False | Down |  | None | Condensing | Step Modulating |  | 1 | Standard |  | 120000 | 115000 |  |  | 113000 | 488 | 95 | 78 | [8 empty] | Federally-Regulated Consumer Product | 10/28/2016 |  | 10/18/2017
International Comfort Products | Kenmore | F9MAE1202422A*D | Natural Gas | Induced Draft | True | False | 1 | False | Down |  | None | Condensing | Step Modulating |  | 1 | Standard |  | 120000 | 115000 |  |  | 113000 | 488 | 95 | 78 | [8 empty] | Federally-Regulated Consumer Product | 10/28/2016 |  | 10/18/2017
International Comfort Products | Kenmore | F9MVE0401410A*D | LPG | Induced Draft | True | False | 1 | False | Down |  | None | Condensing | Two-Stage Modulating |  | 0.5 | Standard |  | 40000 | 39000 |  |  | 32600 | 179 | 95 | 78 | [8 empty] | Federally-Regulated Consumer Product | 11/29/2016 |  | 10/18/2017
International Comfort Products | Kenmore | F9MVE0401410A*D | Natural Gas | Induced Draft | True | False | 1 | False | Down |  | None | Condensing | Two-Stage Modulating |  | 0.5 | Standard |  | 40000 | 39000 |  |  | 32600 | 179 | 95 | 78 | [8 empty] | Federally-Regulated Consumer Product | 11/29/2016 |  | 10/18/2017
International Comfort Products | Kenmore | F9MVE0401712A*D | LPG | Induced Draft | True | False | 1 | False | Down |  | None | Condensing | Two-Stage Modulating |  | 0.5 | Standard |  | 40000 | 39000 |  |  | 32700 | 150 | 95 | 78 | [8 empty] | Federally-Regulated Consumer Product | 02/14/2017 |  | 10/18/2017
International Comfort Products | Kenmore | F9MVE0401712A*D | Natural Gas | Induced Draft | True | False | 1 | False | Down |  | None | Condensing | Two-Stage Modulating |  | 0.5 | Standard |  | 40000 | 39000 |  |  | 32700 | 150 | 95 | 78 | [8 empty] | Federally-Regulated Consumer Product | 02/14/2017 |  | 10/18/2017
International Comfort Products | Kenmore | F9MVE0601412A*D | LPG | Induced Draft | True | False | 1 | False | Down |  | None | Condensing | Two-Stage Modulating |  | 0.5 | Standard |  | 60000 | 58000 |  |  | 48500 | 255 | 95 | 78 | [8 empty] | Federally-Regulated Consumer Product | 08/17/2016 |  | 10/18/2017
International Comfort Products | Kenmore | F9MVE0601412A*D | Natural Gas | Induced Draft | True | False | 1 | False | Down |  | None | Condensing | Two-Stage Modulating |  | 0.5 | Standard |  | 60000 | 58000 |  |  | 48500 | 255 | 95 | 78 | [8 empty] | Federally-Regulated Consumer Product | 08/17/2016 |  | 10/18/2017
International Comfort Products | Kenmore | F9MVE0601714A*D | LPG | Induced Draft | True | False | 1 | False | Down |  | None | Condensing | Two-Stage Modulating |  | 0.75 | Standard |  | 60000 | 58000 |  |  | 49000 | 194 | 95 | 78 | [8 empty] | Federally-Regulated Consumer Product | 08/17/2016 |  | 10/18/2017
International Comfort Products | Kenmore | F9MVE0601714A*D | Natural Gas | Induced Draft | True | False | 1 | False | Down |  | None | Condensing | Two-Stage Modulating |  | 0.75 | Standard |  | 60000 | 58000 |  |  | 49000 | 194 | 95 | 78 | [8 empty] | Federally-Regulated Consumer Product | 08/17/2016 |  | 10/18/2017
International Comfort Products | Kenmore | F9MVE0801716A*D | LPG | Induced Draft | True | False | 1 | False | Down |  | None | Condensing | Two-Stage Modulating |  | 0.75 | Standard |  | 80000 | 77000 |  |  | 80800 | 410 | 95 | 78 | [8 empty] | Federally-Regulated Consumer Product | 08/17/2016 |  | 10/18/2017
International Comfort Products | Kenmore | F9MVE0801716A*D | Natural Gas | Induced Draft | True | False | 1 | False | Down |  | None | Condensing | Two-Stage Modulating |  | 0.75 | Standard |  | 80000 | 77000 |  |  | 80800 | 410 | 95 | 78 | [8 empty] | Federally-Regulated Consumer Product | 08/17/2016 |  | 10/18/2017
International Comfort Products | Kenmore | F9MVE0802120A*D | LPG | Induced Draft | True | False | 1 | False | Down |  | None | Condensing | Two-Stage Modulating |  | 1 | Standard |  | 80000 | 76000 |  |  | 65500 | 261 | 95 | 78 | [8 empty] | Federally-Regulated Consumer Product | 11/29/2016 |  | 10/18/2017
International Comfort Products | Kenmore | F9MVE0802120A*D | Natural Gas | Induced Draft | True | False | 1 | False | Down |  | None | Condensing | Two-Stage Modulating |  | 1 | Standard |  | 80000 | 76000 |  |  | 65500 | 261 | 95 | 78 | [8 empty] | Federally-Regulated Consumer Product | 11/29/2016 |  | 10/18/2017
International Comfort Products | Kenmore | F9MVE1002120A*D | LPG | Induced Draft | True | False | 1 | False | Down |  | None | Condensing | Two-Stage Modulating |  | 1 | Standard |  | 100000 | 97000 |  |  | 97400 | 420 | 95 | 78 | [8 empty] | Federally-Regulated Consumer Product | 02/14/2017 |  | 10/18/2017
International Comfort Products | Kenmore | F9MVE1002120A*D | Natural Gas | Induced Draft | True | False | 1 | False | Down |  | None | Condensing | Two-Stage Modulating |  | 1 | Standard |  | 100000 | 97000 |  |  | 97400 | 420 | 95 | 78 | [8 empty] | Federally-Regulated Consumer Product | 02/14/2017 |  | 10/18/2017
International Comfort Products | Kenmore | F9MVE1202422A*D | LPG | Induced Draft | True | False | 1 | False | Down |  | None | Condensing | Two-Stage Modulating |  | 1 | Standard |  | 120000 | 116000 |  |  | 111300 | 628 | 95 | 78 | [8 empty] | Federally-Regulated Consumer Product | 08/17/2016 |  | 10/18/2017
International Comfort Products | Kenmore | F9MVE1202422A*D | Natural Gas | Induced Draft | True | False | 1 | False | Down |  | None | Condensing | Two-Stage Modulating |  | 1 | Standard |  | 120000 | 116000 |  |  | 111300 | 628 | 95 | 78 | [8 empty] | Federally-Regulated Consumer Product | 08/17/2016 |  | 10/18/2017
International Comfort Products | Kenmore | F9MXE0261410A*D | LPG | Induced Draft | True | False | 1 | False | Down |  | None | Condensing | Single-Stage |  | 0.33 | Standard |  | 26000 | 25000 |  |  | 25000 | 128 | 95 | 78 | [8 empty] | Federally-Regulated Consumer Product | 02/14/2017 |  | 10/18/2017
International Comfort Products | Kenmore | F9MXE0261410A*D | Natural Gas | Induced Draft | True | False | 1 | False | Down |  | None | Condensing | Single-Stage |  | 0.33 | Standard |  | 26000 | 25000 |  |  | 25000 | 128 | 95 | 78 | [8 empty] | Federally-Regulated Consumer Product | 02/14/2017 |  | 10/18/2017
International Comfort Products | Kenmore | F9MXE0401410A*D | LPG | Induced Draft | True | False | 1 | False | Down |  | None | Condensing | Single-Stage |  | 0.5 | Standard |  | 40000 | 39000 |  |  | 33200 | 188 | 95 | 78 | [8 empty] | Federally-Regulated Consumer Product | 11/29/2016 |  | 10/18/2017
International Comfort Products | Kenmore | F9MXE0401410A*D | Natural Gas | Induced Draft | True | False | 1 | False | Down |  | None | Condensing | Single-Stage |  | 0.5 | Standard |  | 40000 | 39000 |  |  | 33200 | 188 | 95 | 78 | [8 empty] | Federally-Regulated Consumer Product | 11/29/2016 |  | 10/18/2017
International Comfort Products | Kenmore | F9MXE0401712A*D | LPG | Induced Draft | True | False | 1 | False | Down |  | None | Condensing | Single-Stage |  | 0.5 | Standard |  | 40000 | 39000 |  |  | 33200 | 183 | 95 | 78 | [8 empty] | Federally-Regulated Consumer Product | 11/29/2016 |  | 10/18/2017
International Comfort Products | Kenmore | F9MXE0401712A*D | Natural Gas | Induced Draft | True | False | 1 | False | Down |  | None | Condensing | Single-Stage |  | 0.5 | Standard |  | 40000 | 39000 |  |  | 33200 | 183 | 95 | 78 | [8 empty] | Federally-Regulated Consumer Product | 11/29/2016 |  | 10/18/2017
International Comfort Products | Kenmore | F9MXE0601412A*D | LPG | Induced Draft | True | False | 1 | False | Down |  | None | Condensing | Single-Stage |  | 0.5 | Standard |  | 60000 | 58000 |  |  | 49500 | 344 | 95 | 78 | [8 empty] | Federally-Regulated Consumer Product | 11/29/2016 |  | 10/18/2017
International Comfort Products | Kenmore | F9MXE0601412A*D | Natural Gas | Induced Draft | True | False | 1 | False | Down |  | None | Condensing | Single-Stage |  | 0.5 | Standard |  | 60000 | 58000 |  |  | 49500 | 344 | 95 | 78 | [8 empty] | Federally-Regulated Consumer Product | 11/29/2016 |  | 10/18/2017
International Comfort Products | Kenmore | F9MXE0601714A*D | LPG | Induced Draft | True | False | 1 | False | Down |  | None | Condensing | Single-Stage |  | 0.75 | Standard |  | 60000 | 58000 |  |  | 49800 | 263 | 95 | 78 | [8 empty] | Federally-Regulated Consumer Product | 11/29/2016 |  | 10/18/2017
International Comfort Products | Kenmore | F9MXE0601714A*D | Natural Gas | Induced Draft | True | False | 1 | False | Down |  | None | Condensing | Single-Stage |  | 0.75 | Standard |  | 60000 | 58000 |  |  | 49800 | 263 | 95 | 78 | [8 empty] | Federally-Regulated Consumer Product | 11/29/2016 |  | 10/18/2017
International Comfort Products | Kenmore | F9MXE0801716A*D | LPG | Induced Draft | True | False | 1 | False | Down |  | None | Condensing | Single-Stage |  | 0.75 | Standard |  | 80000 | 78000 |  |  | 82500 | 558 | 95 | 78 | [8 empty] | Federally-Regulated Consumer Product | 11/29/2016 |  | 10/18/2017
International Comfort Products | Kenmore | F9MXE0801716A*D | Natural Gas | Induced Draft | True | False | 1 | False | Down |  | None | Condensing | Single-Stage |  | 0.75 | Standard |  | 80000 | 78000 |  |  | 82500 | 558 | 95 | 78 | [8 empty] | Federally-Regulated Consumer Product | 11/29/2016 |  | 10/18/2017
International Comfort Products | Kenmore | F9MXE0802120A*D | LPG | Induced Draft | True | False | 1 | False | Down |  | None | Condensing | Single-Stage |  | 1 | Standard |  | 80000 | 78000 |  |  | 83000 | 418 | 95 | 78 | [8 empty] | Federally-Regulated Consumer Product | 11/29/2016 |  | 10/18/2017
International Comfort Products | Kenmore | F9MXE0802120A*D | Natural Gas | Induced Draft | True | False | 1 | False | Down |  | None | Condensing | Single-Stage |  | 1 | Standard |  | 80000 | 78000 |  |  | 83000 | 418 | 95 | 78 | [8 empty] | Federally-Regulated Consumer Product | 11/29/2016 |  | 10/18/2017
International Comfort Products | Kenmore | F9MXE1002120A*D | LPG | Induced Draft | True | False | 1 | False | Down |  | None | Condensing | Single-Stage |  | 1 | Standard |  | 100000 | 97000 |  |  | 99200 | 614 | 95 | 78 | [8 empty] | Federally-Regulated Consumer Product | 02/14/2017 |  | 10/18/2017
International Comfort Products | Kenmore | F9MXE1002120A*D | Natural Gas | Induced Draft | True | False | 1 | False | Down |  | None | Condensing | Single-Stage |  | 1 | Standard |  | 100000 | 97000 |  |  | 99200 | 614 | 95 | 78 | [8 empty] | Federally-Regulated Consumer Product | 02/14/2017 |  | 10/18/2017
International Comfort Products | Kenmore | F9MXE1202422A*D | LPG | Induced Draft | True | False | 1 | False | Down |  | None | Condensing | Single-Stage |  | 1 | Standard |  | 120000 | 116000 |  |  | 114500 | 1047 | 95 | 78 | [8 empty] | Federally-Regulated Consumer Product | 11/29/2016 |  | 10/18/2017
International Comfort Products | Kenmore | F9MXE1202422A*D | Natural Gas | Induced Draft | True | False | 1 | False | Down |  | None | Condensing | Single-Stage |  | 1 | Standard |  | 120000 | 116000 |  |  | 114500 | 1047 | 95 | 78 | [8 empty] | Federally-Regulated Consumer Product | 11/29/2016 |  | 10/18/2017
International Comfort Products | Kenmore | F9MXT0601412A*D | LPG | Induced Draft | True | False | 1 | False | Down |  | None | Condensing | Two-Stage Modulating |  | 0.5 | Standard |  | 60000 | 58000 |  |  | 48500 | 255 | 95 | 78 | [8 empty] | Federally-Regulated Consumer Product | 08/17/2016 |  | 10/18/2017
International Comfort Products | Kenmore | F9MXT0601412A*D | Natural Gas | Induced Draft | True | False | 1 | False | Down |  | None | Condensing | Two-Stage Modulating |  | 0.5 | Standard |  | 60000 | 58000 |  |  | 48500 | 255 | 95 | 78 | [8 empty] | Federally-Regulated Consumer Product | 08/17/2016 |  | 10/18/2017
International Comfort Products | Kenmore | F9MXT0601714A*D | LPG | Induced Draft | True | False | 1 | False | Down |  | None | Condensing | Two-Stage Modulating |  | 0.75 | Standard |  | 60000 | 58000 |  |  | 49000 | 194 | 95 | 78 | [8 empty] | Federally-Regulated Consumer Product | 08/17/2016 |  | 10/18/2017
International Comfort Products | Kenmore | F9MXT0601714A*D | Natural Gas | Induced Draft | True | False | 1 | False | Down |  | None | Condensing | Two-Stage Modulating |  | 0.75 | Standard |  | 60000 | 58000 |  |  | 49000 | 194 | 95 | 78 | [8 empty] | Federally-Regulated Consumer Product | 08/17/2016 |  | 10/18/2017
International Comfort Products | Kenmore | F9MXT0801716A*D | LPG | Induced Draft | True | False | 1 | False | Down |  | None | Condensing | Two-Stage Modulating |  | 0.75 | Standard |  | 80000 | 77000 |  |  | 80800 | 410 | 95 | 78 | [8 empty] | Federally-Regulated Consumer Product | 08/17/2016 |  | 10/18/2017
International Comfort Products | Kenmore | F9MXT0801716A*D | Natural Gas | Induced Draft | True | False | 1 | False | Down |  | None | Condensing | Two-Stage Modulating |  | 0.75 | Standard |  | 80000 | 77000 |  |  | 80800 | 410 | 95 | 78 | [8 empty] | Federally-Regulated Consumer Product | 08/17/2016 |  | 10/18/2017
International Comfort Products | Kenmore | F9MXT0802120A*D | LPG | Induced Draft | True | False | 1 | False | Down |  | None | Condensing | Two-Stage Modulating |  | 1 | Standard |  | 80000 | 76000 |  |  | 65500 | 261 | 95 | 78 | [8 empty] | Federally-Regulated Consumer Product | 11/29/2016 |  | 10/18/2017
International Comfort Products | Kenmore | F9MXT0802120A*D | Natural Gas | Induced Draft | True | False | 1 | False | Down |  | None | Condensing | Two-Stage Modulating |  | 1 | Standard |  | 80000 | 76000 |  |  | 65500 | 261 | 95 | 78 | [8 empty] | Federally-Regulated Consumer Product | 11/29/2016 |  | 10/18/2017
International Comfort Products | Kenmore | F9MXT1002120A*D | LPG | Induced Draft | True | False | 1 | False | Down |  | None | Condensing | Two-Stage Modulating |  | 1 | Standard |  | 100000 | 97000 |  |  | 97400 | 420 | 95 | 78 | [8 empty] | Federally-Regulated Consumer Product | 02/14/2017 |  | 10/18/2017
International Comfort Products | Kenmore | F9MXT1002120A*D | Natural Gas | Induced Draft | True | False | 1 | False | Down |  | None | Condensing | Two-Stage Modulating |  | 1 | Standard |  | 100000 | 97000 |  |  | 97400 | 420 | 95 | 78 | [8 empty] | Federally-Regulated Consumer Product | 02/14/2017 |  | 10/18/2017
International Comfort Products | Kenmore | N9MSE0261408A*D | LPG | Induced Draft | True | False | 1 | False | Down |  | None | Condensing | Single-Stage |  | 0.25 | Standard |  | 26000 | 25000 |  |  | 24500 | 270 | 95 | 78 | [8 empty] | Federally-Regulated Consumer Product | 10/28/2016 |  | 10/18/2017
International Comfort Products | Kenmore | N9MSE0261408A*D | Natural Gas | Induced Draft | True | False | 1 | False | Down |  | None | Condensing | Single-Stage |  | 0.25 | Standard |  | 26000 | 25000 |  |  | 24500 | 270 | 95 | 78 | [8 empty] | Federally-Regulated Consumer Product | 10/28/2016 |  | 10/18/2017
International Comfort Products | Kenmore | N9MSE0401410A*D | LPG | Induced Draft | True | False | 1 | False | Down |  | None | Condensing | Single-Stage |  | 0.5 | Standard |  | 40000 | 39000 |  |  | 32500 | 374 | 95 | 78 | [8 empty] | Federally-Regulated Consumer Product | 02/14/2017 |  | 10/18/2017
International Comfort Products | Kenmore | N9MSE0401410A*D | Natural Gas | Induced Draft | True | False | 1 | False | Down |  | None | Condensing | Single-Stage |  | 0.5 | Standard |  | 40000 | 39000 |  |  | 32500 | 374 | 95 | 78 | [8 empty] | Federally-Regulated Consumer Product | 02/14/2017 |  | 10/18/2017
International Comfort Products | Kenmore | N9MSE0401712A*D | LPG | Induced Draft | True | False | 1 | False | Down |  | None | Condensing | Single-Stage |  | 0.5 | Standard |  | 40000 | 39000 |  |  | 32100 | 502 | 95 | 78 | [8 empty] | Federally-Regulated Consumer Product | 11/29/2016 |  | 10/18/2017
International Comfort Products | Kenmore | N9MSE0401712A*D | Natural Gas | Induced Draft | True | False | 1 | False | Down |  | None | Condensing | Single-Stage |  | 0.5 | Standard |  | 40000 | 39000 |  |  | 32100 | 502 | 95 | 78 | [8 empty] | Federally-Regulated Consumer Product | 11/29/2016 |  | 10/18/2017
International Comfort Products | Kenmore | N9MSE0601410A*D | LPG | Induced Draft | True | False | 1 | False | Down |  | None | Condensing | Single-Stage |  | 0.5 | Standard |  | 60000 | 58000 |  |  | 48900 | 521 | 95 | 78 | [8 empty] | Federally-Regulated Consumer Product | 11/29/2016 |  | 10/18/2017
International Comfort Products | Kenmore | N9MSE0601410A*D | Natural Gas | Induced Draft | True | False | 1 | False | Down |  | None | Condensing | Single-Stage |  | 0.5 | Standard |  | 60000 | 58000 |  |  | 48900 | 521 | 95 | 78 | [8 empty] | Federally-Regulated Consumer Product | 11/29/2016 |  | 10/18/2017
International Comfort Products | Kenmore | N9MSE0601714A*D | LPG | Induced Draft | True | False | 1 | False | Down |  | None | Condensing | Single-Stage |  | 0.5 | Standard |  | 60000 | 58000 |  |  | 48600 | 598 | 95 | 78 | [8 empty] | Federally-Regulated Consumer Product | 11/29/2016 |  | 10/18/2017
International Comfort Products | Kenmore | N9MSE0601714A*D | Natural Gas | Induced Draft | True | False | 1 | False | Down |  | None | Condensing | Single-Stage |  | 0.5 | Standard |  | 60000 | 58000 |  |  | 48600 | 598 | 95 | 78 | [8 empty] | Federally-Regulated Consumer Product | 11/29/2016 |  | 10/18/2017
International Comfort Products | Kenmore | N9MSE0801716A*D | LPG | Induced Draft | True | False | 1 | False | Down |  | None | Condensing | Single-Stage |  | 0.75 | Standard |  | 80000 | 78000 |  |  | 81300 | 913 | 95 | 78 | [8 empty] | Federally-Regulated Consumer Product | 02/14/2017 |  | 10/18/2017
International Comfort Products | Kenmore | N9MSE0801716A*D | Natural Gas | Induced Draft | True | False | 1 | False | Down |  | None | Condensing | Single-Stage |  | 0.75 | Standard |  | 80000 | 78000 |  |  | 81300 | 913 | 95 | 78 | [8 empty] | Federally-Regulated Consumer Product | 02/14/2017 |  | 10/18/2017
International Comfort Products | Kenmore | N9MSE0802120A*D | LPG | Induced Draft | True | False | 1 | False | Down |  | None | Condensing | Single-Stage |  | 0.75 | Standard |  | 80000 | 78000 |  |  | 81100 | 948 | 95 | 78 | [8 empty] | Federally-Regulated Consumer Product | 11/29/2016 |  | 10/18/2017
International Comfort Products | Kenmore | N9MSE0802120A*D | Natural Gas | Induced Draft | True | False | 1 | False | Down |  | None | Condensing | Single-Stage |  | 0.75 | Standard |  | 80000 | 78000 |  |  | 81100 | 948 | 95 | 78 | [8 empty] | Federally-Regulated Consumer Product | 11/29/2016 |  | 10/18/2017
International Comfort Products | Kenmore | N9MSE1002114A*D | LPG | Induced Draft | True | False | 1 | False | Down |  | None | Condensing | Single-Stage |  | 0.75 | Standard |  | 100000 | 97000 |  |  | 97200 | 1182 | 95 | 78 | [8 empty] | Federally-Regulated Consumer Product | 02/14/2017 |  | 10/18/2017
International Comfort Products | Kenmore | N9MSE1002114A*D | Natural Gas | Induced Draft | True | False | 1 | False | Down |  | None | Condensing | Single-Stage |  | 0.75 | Standard |  | 100000 | 97000 |  |  | 97200 | 1182 | 95 | 78 | [8 empty] | Federally-Regulated Consumer Product | 02/14/2017 |  | 10/18/2017
International Comfort Products | Kenmore | N9MSE1002120A*D | LPG | Induced Draft | True | False | 1 | False | Down |  | None | Condensing | Single-Stage |  | 0.75 | Standard |  | 100000 | 97000 |  |  | 97200 | 1175 | 95 | 78 | [8 empty] | Federally-Regulated Consumer Product | 02/14/2017 |  | 10/18/2017
International Comfort Products | Kenmore | N9MSE1002120A*D | Natural Gas | Induced Draft | True | False | 1 | False | Down |  | None | Condensing | Single-Stage |  | 0.75 | Standard |  | 100000 | 97000 |  |  | 97200 | 1175 | 95 | 78 | [8 empty] | Federally-Regulated Consumer Product | 02/14/2017 |  | 10/18/2017
International Comfort Products | Kenmore | N9MSE1202420A*D | LPG | Induced Draft | True | False | 1 | False | Down |  | None | Condensing | Single-Stage |  | 0.75 | Standard |  | 120000 | 116000 |  |  | 113400 | 1348 | 95 | 78 | [8 empty] | Federally-Regulated Consumer Product | 11/29/2016 |  | 10/18/2017
International Comfort Products | Kenmore | N9MSE1202420A*D | Natural Gas | Induced Draft | True | False | 1 | False | Down |  | None | Condensing | Single-Stage |  | 0.75 | Standard |  | 120000 | 116000 |  |  | 113400 | 1348 | 95 | 78 | [8 empty] | Federally-Regulated Consumer Product | 11/29/2016 |  | 10/18/2017
International Comfort Products | Kenmore | N9MSE1402420A*D | LPG | Induced Draft | True | False | 1 | False | Down |  | None | Condensing | Single-Stage |  | 0.75 | Standard |  | 140000 | 134000 |  |  | 131400 | 1261 | 94.4 | 78 | [8 empty] | Federally-Regulated Consumer Product | 10/28/2016 |  | 10/18/2017
International Comfort Products | Kenmore | N9MSE1402420A*D | Natural Gas | Induced Draft | True | False | 1 | False | Down |  | None | Condensing | Single-Stage |  | 0.75 | Standard |  | 140000 | 134000 |  |  | 131400 | 1261 | 94.4 | 78 | [8 empty] | Federally-Regulated Consumer Product | 10/28/2016 |  | 10/18/2017
International Comfort Products | Kenmore | F9MXT0401410A*D | LPG | Induced Draft | True | False | 1 | False | Down |  | None | Condensing | Two-Stage Modulating |  | 0.5 | Standard |  | 40000 | 39000 |  |  | 32600 | 179 | 95 | 78 | [8 empty] | Federally-Regulated Consumer Product | 08/17/2016 |  | 10/18/2017
International Comfort Products | Kenmore | F9MXT0401410A*D | Natural Gas | Induced Draft | True | False | 1 | False | Down |  | None | Condensing | Two-Stage Modulating |  | 0.5 | Standard |  | 40000 | 39000 |  |  | 32600 | 179 | 95 | 78 | [8 empty] | Federally-Regulated Consumer Product | 08/17/2016 |  | 10/18/2017
International Comfort Products | Kenmore | F9MXT0401712A*D | LPG | Induced Draft | True | False | 1 | False | Down |  | None | Condensing | Two-Stage Modulating |  | 0.5 | Standard |  | 40000 | 39000 |  |  | 32700 | 150 | 95 | 78 | [8 empty] | Federally-Regulated Consumer Product | 02/14/2017 |  | 10/18/2017
International Comfort Products | Kenmore | F9MXT0401712A*D | Natural Gas | Induced Draft | True | False | 1 | False | Down |  | None | Condensing | Two-Stage Modulating |  | 0.5 | Standard |  | 40000 | 39000 |  |  | 32700 | 150 | 95 | 78 | [8 empty] | Federally-Regulated Consumer Product | 02/14/2017 |  | 10/18/2017
International Comfort Products | Kenmore | F9MXT1202422A*D | LPG | Induced Draft | True | False | 1 | False | Down |  | None | Condensing | Two-Stage Modulating |  | 1 | Standard |  | 120000 | 116000 |  |  | 111300 | 628 | 95 | 78 | [8 empty] | Federally-Regulated Consumer Product | 11/29/2016 |  | 10/18/2017
International Comfort Products | Kenmore | F9MXT1202422A*D | Natural Gas | Induced Draft | True | False | 1 | False | Down |  | None | Condensing | Two-Stage Modulating |  | 1 | Standard |  | 120000 | 116000 |  |  | 111300 | 628 | 95 | 78 | [8 empty] | Federally-Regulated Consumer Product | 11/29/2016 |  | 10/18/2017
International Comfort Products | Kenmore | G9MAE0601714A*D | LPG | Induced Draft | True | False | 1 | False | Down |  | None | Condensing | Step Modulating |  | 0.5 | Standard |  | 60000 | 58000 |  |  | 47900 | 173 | 95 | 78 | [8 empty] | Federally-Regulated Consumer Product | 10/28/2016 |  | 10/18/2017
International Comfort Products | Kenmore | G9MAE0601714A*D | Natural Gas | Induced Draft | True | False | 1 | False | Down |  | None | Condensing | Step Modulating |  | 0.5 | Standard |  | 60000 | 58000 |  |  | 47900 | 173 | 95 | 78 | [8 empty] | Federally-Regulated Consumer Product | 10/28/2016 |  | 10/18/2017
International Comfort Products | Kenmore | G9MAE0602120A*D | LPG | Induced Draft | True | False | 1 | False | Down |  | None | Condensing | Step Modulating |  | 1 | Standard |  | 61000 | 59000 |  |  | 47700 | 229 | 96.7 | 78 | [8 empty] | Federally-Regulated Consumer Product | 02/14/2017 |  | 10/18/2017
International Comfort Products | Kenmore | G9MAE0602120A*D | Natural Gas | Induced Draft | True | False | 1 | False | Down |  | None | Condensing | Step Modulating |  | 1 | Standard |  | 61000 | 59000 |  |  | 47700 | 229 | 96.7 | 78 | [8 empty] | Federally-Regulated Consumer Product | 02/14/2017 |  | 10/18/2017
International Comfort Products | Kenmore | G9MAE0801714A*D | LPG | Induced Draft | True | False | 1 | False | Down |  | None | Condensing | Step Modulating |  | 0.5 | Standard |  | 80000 | 77000 |  |  | 80700 | 383 | 95 | 78 | [8 empty] | Federally-Regulated Consumer Product | 10/28/2016 |  | 10/18/2017
International Comfort Products | Kenmore | G9MAE0801714A*D | Natural Gas | Induced Draft | True | False | 1 | False | Down |  | None | Condensing | Step Modulating |  | 0.5 | Standard |  | 80000 | 77000 |  |  | 80700 | 383 | 95 | 78 | [8 empty] | Federally-Regulated Consumer Product | 10/28/2016 |  | 10/18/2017
International Comfort Products | Kenmore | G9MAE1002122A*D | LPG | Induced Draft | True | False | 1 | False | Down |  | None | Condensing | Step Modulating |  | 1 | Standard |  | 100000 | 95000 |  |  | 98700 | 377 | 94 | 78 | [8 empty] | Federally-Regulated Consumer Product | 02/14/2017 |  | 10/18/2017
International Comfort Products | Kenmore | G9MAE1002122A*D | Natural Gas | Induced Draft | True | False | 1 | False | Down |  | None | Condensing | Step Modulating |  | 1 | Standard |  | 100000 | 95000 |  |  | 98700 | 377 | 94 | 78 | [8 empty] | Federally-Regulated Consumer Product | 02/14/2017 |  | 10/18/2017
International Comfort Products | Kenmore | G9MAE1202422A*D | LPG | Induced Draft | True | False | 1 | False | Down |  | None | Condensing | Step Modulating |  | 1 | Standard |  | 120000 | 115000 |  |  | 113000 | 488 | 95 | 78 | [8 empty] | Federally-Regulated Consumer Product | 10/28/2016 |  | 10/18/2017
International Comfort Products | Kenmore | G9MAE1202422A*D | Natural Gas | Induced Draft | True | False | 1 | False | Down |  | None | Condensing | Step Modulating |  | 1 | Standard |  | 120000 | 115000 |  |  | 113000 | 488 | 95 | 78 | [8 empty] | Federally-Regulated Consumer Product | 10/28/2016 |  | 10/18/2017
International Comfort Products | Kenmore | G9MVE0401410A*D | LPG | Induced Draft | True | False | 1 | False | Down |  | None | Condensing | Two-Stage Modulating |  | 0.5 | Standard |  | 40000 | 39000 |  |  | 32600 | 179 | 95 | 78 | [8 empty] | Federally-Regulated Consumer Product | 08/17/2016 |  | 10/18/2017
International Comfort Products | Kenmore | G9MVE0401410A*D | Natural Gas | Induced Draft | True | False | 1 | False | Down |  | None | Condensing | Two-Stage Modulating |  | 0.5 | Standard |  | 40000 | 39000 |  |  | 32600 | 179 | 95 | 78 | [8 empty] | Federally-Regulated Consumer Product | 08/17/2016 |  | 10/18/2017
International Comfort Products | Kenmore | G9MVE0401712A*D | LPG | Induced Draft | True | False | 1 | False | Down |  | None | Condensing | Two-Stage Modulating |  | 0.5 | Standard |  | 40000 | 39000 |  |  | 32700 | 150 | 95 | 78 | [8 empty] | Federally-Regulated Consumer Product | 02/14/2017 |  | 10/18/2017
International Comfort Products | Kenmore | G9MVE0401712A*D | Natural Gas | Induced Draft | True | False | 1 | False | Down |  | None | Condensing | Two-Stage Modulating |  | 0.5 | Standard |  | 40000 | 39000 |  |  | 32700 | 150 | 95 | 78 | [8 empty] | Federally-Regulated Consumer Product | 02/14/2017 |  | 10/18/2017
International Comfort Products | Kenmore | G9MVE0601412A*D | LPG | Induced Draft | True | False | 1 | False | Down |  | None | Condensing | Two-Stage Modulating |  | 0.5 | Standard |  | 60000 | 58000 |  |  | 48500 | 255 | 95 | 78 | [8 empty] | Federally-Regulated Consumer Product | 08/17/2016 |  | 10/18/2017
International Comfort Products | Kenmore | G9MVE0601412A*D | Natural Gas | Induced Draft | True | False | 1 | False | Down |  | None | Condensing | Two-Stage Modulating |  | 0.5 | Standard |  | 60000 | 58000 |  |  | 48500 | 255 | 95 | 78 | [8 empty] | Federally-Regulated Consumer Product | 08/17/2016 |  | 10/18/2017
International Comfort Products | Kenmore | G9MVE0601714A*D | LPG | Induced Draft | True | False | 1 | False | Down |  | None | Condensing | Two-Stage Modulating |  | 0.75 | Standard |  | 60000 | 58000 |  |  | 49000 | 194 | 95 | 78 | [8 empty] | Federally-Regulated Consumer Product | 08/17/2016 |  | 10/18/2017
International Comfort Products | Kenmore | G9MVE0601714A*D | Natural Gas | Induced Draft | True | False | 1 | False | Down |  | None | Condensing | Two-Stage Modulating |  | 0.75 | Standard |  | 60000 | 58000 |  |  | 49000 | 194 | 95 | 78 | [8 empty] | Federally-Regulated Consumer Product | 08/17/2016 |  | 10/18/2017
International Comfort Products | Kenmore | G9MVE0801716A*D | LPG | Induced Draft | True | False | 1 | False | Down |  | None | Condensing | Two-Stage Modulating |  | 0.75 | Standard |  | 80000 | 77000 |  |  | 80800 | 410 | 95 | 78 | [8 empty] | Federally-Regulated Consumer Product | 08/17/2016 |  | 10/18/2017
International Comfort Products | Kenmore | G9MVE0801716A*D | Natural Gas | Induced Draft | True | False | 1 | False | Down |  | None | Condensing | Two-Stage Modulating |  | 0.75 | Standard |  | 80000 | 77000 |  |  | 80800 | 410 | 95 | 78 | [8 empty] | Federally-Regulated Consumer Product | 08/17/2016 |  | 10/18/2017
International Comfort Products | Kenmore | G9MVE0802120A*D | LPG | Induced Draft | True | False | 1 | False | Down |  | None | Condensing | Two-Stage Modulating |  | 1 | Standard |  | 80000 | 76000 |  |  | 65500 | 261 | 95 | 78 | [8 empty] | Federally-Regulated Consumer Product | 08/17/2016 |  | 10/18/2017
International Comfort Products | Kenmore | G9MVE0802120A*D | Natural Gas | Induced Draft | True | False | 1 | False | Down |  | None | Condensing | Two-Stage Modulating |  | 1 | Standard |  | 80000 | 76000 |  |  | 65500 | 261 | 95 | 78 | [8 empty] | Federally-Regulated Consumer Product | 08/17/2016 |  | 10/18/2017
International Comfort Products | Kenmore | G9MVE1002120A*D | LPG | Induced Draft | True | False | 1 | False | Down |  | None | Condensing | Two-Stage Modulating |  | 1 | Standard |  | 100000 | 97000 |  |  | 97400 | 420 | 95 | 78 | [8 empty] | Federally-Regulated Consumer Product | 02/14/2017 |  | 10/18/2017
International Comfort Products | Kenmore | G9MVE1002120A*D | Natural Gas | Induced Draft | True | False | 1 | False | Down |  | None | Condensing | Two-Stage Modulating |  | 1 | Standard |  | 100000 | 97000 |  |  | 97400 | 420 | 95 | 78 | [8 empty] | Federally-Regulated Consumer Product | 02/14/2017 |  | 10/18/2017
International Comfort Products | Kenmore | G9MVE1202422A*D | LPG | Induced Draft | True | False | 1 | False | Down |  | None | Condensing | Two-Stage Modulating |  | 1 | Standard |  | 120000 | 116000 |  |  | 111300 | 628 | 95 | 78 | [8 empty] | Federally-Regulated Consumer Product | 08/17/2016 |  | 10/18/2017
International Comfort Products | Kenmore | G9MVE1202422A*D | Natural Gas | Induced Draft | True | False | 1 | False | Down |  | None | Condensing | Two-Stage Modulating |  | 1 | Standard |  | 120000 | 116000 |  |  | 111300 | 628 | 95 | 78 | [8 empty] | Federally-Regulated Consumer Product | 08/17/2016 |  | 10/18/2017
International Comfort Products | Kenmore | G9MXE0261410A*D | LPG | Induced Draft | True | False | 1 | False | Down |  | None | Condensing | Single-Stage |  | 0.33 | Standard |  | 26000 | 25000 |  |  | 25000 | 128 | 95 | 78 | [8 empty] | Federally-Regulated Consumer Product | 02/14/2017 |  | 10/18/2017
International Comfort Products | Kenmore | G9MXE0261410A*D | Natural Gas | Induced Draft | True | False | 1 | False | Down |  | None | Condensing | Single-Stage |  | 0.33 | Standard |  | 26000 | 25000 |  |  | 25000 | 128 | 95 | 78 | [8 empty] | Federally-Regulated Consumer Product | 02/14/2017 |  | 10/18/2017
International Comfort Products | Kenmore | G9MXE0401410A*D | LPG | Induced Draft | True | False | 1 | False | Down |  | None | Condensing | Single-Stage |  | 0.5 | Standard |  | 40000 | 39000 |  |  | 33200 | 188 | 95 | 78 | [8 empty] | Federally-Regulated Consumer Product | 11/29/2016 |  | 10/18/2017
International Comfort Products | Kenmore | G9MXE0401410A*D | Natural Gas | Induced Draft | True | False | 1 | False | Down |  | None | Condensing | Single-Stage |  | 0.5 | Standard |  | 40000 | 39000 |  |  | 33200 | 188 | 95 | 78 | [8 empty] | Federally-Regulated Consumer Product | 11/29/2016 |  | 10/18/2017
International Comfort Products | Kenmore | G9MXE0401712A*D | LPG | Induced Draft | True | False | 1 | False | Down |  | None | Condensing | Single-Stage |  | 0.5 | Standard |  | 40000 | 39000 |  |  | 33200 | 183 | 95 | 78 | [8 empty] | Federally-Regulated Consumer Product | 11/29/2016 |  | 10/18/2017
International Comfort Products | Kenmore | G9MXE0401712A*D | Natural Gas | Induced Draft | True | False | 1 | False | Down |  | None | Condensing | Single-Stage |  | 0.5 | Standard |  | 40000 | 39000 |  |  | 33200 | 183 | 95 | 78 | [8 empty] | Federally-Regulated Consumer Product | 11/29/2016 |  | 10/18/2017
International Comfort Products | Kenmore | G9MXE0601412A*D | LPG | Induced Draft | True | False | 1 | False | Down |  | None | Condensing | Single-Stage |  | 0.5 | Standard |  | 60000 | 58000 |  |  | 49500 | 344 | 95 | 78 | [8 empty] | Federally-Regulated Consumer Product | 11/29/2016 |  | 10/18/2017
International Comfort Products | Kenmore | G9MXE0601412A*D | Natural Gas | Induced Draft | True | False | 1 | False | Down |  | None | Condensing | Single-Stage |  | 0.5 | Standard |  | 60000 | 58000 |  |  | 49500 | 344 | 95 | 78 | [8 empty] | Federally-Regulated Consumer Product | 11/29/2016 |  | 10/18/2017
International Comfort Products | Kenmore | G9MXE0601714A*D | LPG | Induced Draft | True | False | 1 | False | Down |  | None | Condensing | Single-Stage |  | 0.75 | Standard |  | 60000 | 58000 |  |  | 49800 | 263 | 95 | 78 | [8 empty] | Federally-Regulated Consumer Product | 11/29/2016 |  | 10/18/2017
International Comfort Products | Kenmore | G9MXE0601714A*D | Natural Gas | Induced Draft | True | False | 1 | False | Down |  | None | Condensing | Single-Stage |  | 0.75 | Standard |  | 60000 | 58000 |  |  | 49800 | 263 | 95 | 78 | [8 empty] | Federally-Regulated Consumer Product | 11/29/2016 |  | 10/18/2017
International Comfort Products | Kenmore | G9MXE0801716A*D | LPG | Induced Draft | True | False | 1 | False | Down |  | None | Condensing | Single-Stage |  | 0.75 | Standard |  | 80000 | 78000 |  |  | 82500 | 558 | 95 | 78 | [8 empty] | Federally-Regulated Consumer Product | 11/29/2016 |  | 10/18/2017
International Comfort Products | Kenmore | G9MXE0801716A*D | Natural Gas | Induced Draft | True | False | 1 | False | Down |  | None | Condensing | Single-Stage |  | 0.75 | Standard |  | 80000 | 78000 |  |  | 82500 | 558 | 95 | 78 | [8 empty] | Federally-Regulated Consumer Product | 11/29/2016 |  | 10/18/2017
International Comfort Products | Kenmore | G9MXE0802120A*D | LPG | Induced Draft | True | False | 1 | False | Down |  | None | Condensing | Single-Stage |  | 1 | Standard |  | 80000 | 78000 |  |  | 83000 | 418 | 95 | 78 | [8 empty] | Federally-Regulated Consumer Product | 11/29/2016 |  | 10/18/2017
International Comfort Products | Kenmore | G9MXE0802120A*D | Natural Gas | Induced Draft | True | False | 1 | False | Down |  | None | Condensing | Single-Stage |  | 1 | Standard |  | 80000 | 78000 |  |  | 83000 | 418 | 95 | 78 | [8 empty] | Federally-Regulated Consumer Product | 11/29/2016 |  | 10/18/2017
International Comfort Products | Kenmore | G9MXE1002120A*D | LPG | Induced Draft | True | False | 1 | False | Down |  | None | Condensing | Single-Stage |  | 1 | Standard |  | 100000 | 97000 |  |  | 99200 | 614 | 95 | 78 | [8 empty] | Federally-Regulated Consumer Product | 02/14/2017 |  | 10/18/2017
International Comfort Products | Kenmore | G9MXE1002120A*D | Natural Gas | Induced Draft | True | False | 1 | False | Down |  | None | Condensing | Single-Stage |  | 1 | Standard |  | 100000 | 97000 |  |  | 99200 | 614 | 95 | 78 | [8 empty] | Federally-Regulated Consumer Product | 02/14/2017 |  | 10/18/2017
International Comfort Products | Kenmore | G9MXE1202422A*D | LPG | Induced Draft | True | False | 1 | False | Down |  | None | Condensing | Single-Stage |  | 1 | Standard |  | 120000 | 116000 |  |  | 114500 | 1047 | 95 | 78 | [8 empty] | Federally-Regulated Consumer Product | 11/29/2016 |  | 10/18/2017
International Comfort Products | Kenmore | G9MXE1202422A*D | Natural Gas | Induced Draft | True | False | 1 | False | Down |  | None | Condensing | Single-Stage |  | 1 | Standard |  | 120000 | 116000 |  |  | 114500 | 1047 | 95 | 78 | [8 empty] | Federally-Regulated Consumer Product | 11/29/2016 |  | 10/18/2017
International Comfort Products | Kenmore | G9MXT0401410A*D | LPG | Induced Draft | True | False | 1 | False | Down |  | None | Condensing | Two-Stage Modulating |  | 0.5 | Standard |  | 40000 | 39000 |  |  | 32600 | 179 | 95 | 78 | [8 empty] | Federally-Regulated Consumer Product | 08/17/2016 |  | 10/18/2017
International Comfort Products | Kenmore | G9MXT0401410A*D | Natural Gas | Induced Draft | True | False | 1 | False | Down |  | None | Condensing | Two-Stage Modulating |  | 0.5 | Standard |  | 40000 | 39000 |  |  | 32600 | 179 | 95 | 78 | [8 empty] | Federally-Regulated Consumer Product | 08/17/2016 |  | 10/18/2017
International Comfort Products | Kenmore | G9MXT0401712A*D | LPG | Induced Draft | True | False | 1 | False | Down |  | None | Condensing | Two-Stage Modulating |  | 0.5 | Standard |  | 40000 | 39000 |  |  | 32700 | 150 | 95 | 78 | [8 empty] | Federally-Regulated Consumer Product | 02/14/2017 |  | 10/18/2017
International Comfort Products | Kenmore | G9MXT0401712A*D | Natural Gas | Induced Draft | True | False | 1 | False | Down |  | None | Condensing | Two-Stage Modulating |  | 0.5 | Standard |  | 40000 | 39000 |  |  | 32700 | 150 | 95 | 78 | [8 empty] | Federally-Regulated Consumer Product | 02/14/2017 |  | 10/18/2017
International Comfort Products | Kenmore | G9MXT0601412A*D | LPG | Induced Draft | True | False | 1 | False | Down |  | None | Condensing | Two-Stage Modulating |  | 0.5 | Standard |  | 60000 | 58000 |  |  | 48500 | 255 | 95 | 78 | [8 empty] | Federally-Regulated Consumer Product | 08/17/2016 |  | 10/18/2017
International Comfort Products | Kenmore | G9MXT0601412A*D | Natural Gas | Induced Draft | True | False | 1 | False | Down |  | None | Condensing | Two-Stage Modulating |  | 0.5 | Standard |  | 60000 | 58000 |  |  | 48500 | 255 | 95 | 78 | [8 empty] | Federally-Regulated Consumer Product | 08/17/2016 |  | 10/18/2017
International Comfort Products | Kenmore | G9MXT0601714A*D | LPG | Induced Draft | True | False | 1 | False | Down |  | None | Condensing | Two-Stage Modulating |  | 0.75 | Standard |  | 60000 | 58000 |  |  | 49000 | 194 | 95 | 78 | [8 empty] | Federally-Regulated Consumer Product | 08/17/2016 |  | 10/18/2017
International Comfort Products | Kenmore | G9MXT0601714A*D | Natural Gas | Induced Draft | True | False | 1 | False | Down |  | None | Condensing | Two-Stage Modulating |  | 0.75 | Standard |  | 60000 | 58000 |  |  | 49000 | 194 | 95 | 78 | [8 empty] | Federally-Regulated Consumer Product | 08/17/2016 |  | 10/18/2017
International Comfort Products | Kenmore | G9MXT0801716A*D | LPG | Induced Draft | True | False | 1 | False | Down |  | None | Condensing | Two-Stage Modulating |  | 0.75 | Standard |  | 80000 | 77000 |  |  | 80800 | 410 | 95 | 78 | [8 empty] | Federally-Regulated Consumer Product | 08/17/2016 |  | 10/18/2017
International Comfort Products | Kenmore | G9MXT0801716A*D | Natural Gas | Induced Draft | True | False | 1 | False | Down |  | None | Condensing | Two-Stage Modulating |  | 0.75 | Standard |  | 80000 | 77000 |  |  | 80800 | 410 | 95 | 78 | [8 empty] | Federally-Regulated Consumer Product | 08/17/2016 |  | 10/18/2017
International Comfort Products | Kenmore | G9MXT0802120A*D | LPG | Induced Draft | True | False | 1 | False | Down |  | None | Condensing | Two-Stage Modulating |  | 1 | Standard |  | 80000 | 76000 |  |  | 65500 | 261 | 95 | 78 | [8 empty] | Federally-Regulated Consumer Product | 08/17/2016 |  | 10/18/2017
International Comfort Products | Kenmore | G9MXT0802120A*D | Natural Gas | Induced Draft | True | False | 1 | False | Down |  | None | Condensing | Two-Stage Modulating |  | 1 | Standard |  | 80000 | 76000 |  |  | 65500 | 261 | 95 | 78 | [8 empty] | Federally-Regulated Consumer Product | 08/17/2016 |  | 10/18/2017
International Comfort Products | Kenmore | G9MXT1002120A*D | LPG | Induced Draft | True | False | 1 | False | Down |  | None | Condensing | Two-Stage Modulating |  | 1 | Standard |  | 100000 | 97000 |  |  | 97400 | 420 | 95 | 78 | [8 empty] | Federally-Regulated Consumer Product | 02/14/2017 |  | 10/18/2017
International Comfort Products | Kenmore | G9MXT1002120A*D | Natural Gas | Induced Draft | True | False | 1 | False | Down |  | None | Condensing | Two-Stage Modulating |  | 1 | Standard |  | 100000 | 97000 |  |  | 97400 | 420 | 95 | 78 | [8 empty] | Federally-Regulated Consumer Product | 02/14/2017 |  | 10/18/2017
International Comfort Products | Kenmore | G9MXT1202422A*D | LPG | Induced Draft | True | False | 1 | False | Down |  | None | Condensing | Two-Stage Modulating |  | 1 | Standard |  | 120000 | 116000 |  |  | 111300 | 628 | 95 | 78 | [8 empty] | Federally-Regulated Consumer Product | 08/17/2016 |  | 10/18/2017
International Comfort Products | Kenmore | G9MXT1202422A*D | Natural Gas | Induced Draft | True | False | 1 | False | Down |  | None | Condensing | Two-Stage Modulating |  | 1 | Standard |  | 120000 | 116000 |  |  | 111300 | 628 | 95 | 78 | [8 empty] | Federally-Regulated Consumer Product | 08/17/2016 |  | 10/18/2017
International Comfort Products | Kenmore | F9MAE0802120A*D | LPG | Induced Draft | True | False | 1 | False | Down |  | None | Condensing | Step Modulating |  | 1 | Standard |  | 80000 | 77000 |  |  | 81400 | 346 | 95 | 78 | [8 empty] | Federally-Regulated Consumer Product | 10/28/2016 |  | 10/18/2017
International Comfort Products | Kenmore | F9MAE0802120A*D | Natural Gas | Induced Draft | True | False | 1 | False | Down |  | None | Condensing | Step Modulating |  | 1 | Standard |  | 80000 | 77000 |  |  | 81400 | 346 | 95 | 78 | [8 empty] | Federally-Regulated Consumer Product | 10/28/2016 |  | 10/18/2017
International Comfort Products | Kenmore | G9MAE0802120A*D | LPG | Induced Draft | True | False | 1 | False | Down |  | None | Condensing | Step Modulating |  | 1 | Standard |  | 80000 | 77000 |  |  | 81400 | 346 | 95 | 78 | [8 empty] | Federally-Regulated Consumer Product | 10/28/2016 |  | 10/18/2017
International Comfort Products | Kenmore | G9MAE0802120A*D | Natural Gas | Induced Draft | True | False | 1 | False | Down |  | None | Condensing | Step Modulating |  | 1 | Standard |  | 80000 | 77000 |  |  | 81400 | 346 | 95 | 78 | [8 empty] | Federally-Regulated Consumer Product | 10/28/2016 |  | 10/18/2017
International Comfort Products | Kenmore | N9MSE0401410A** | LPG | Induced Draft | True | False | 1 | True | Up |  | None | Condensing | Single-Stage |  | 0.5 | Standard |  | 40000 | 39000 |  |  | 32300 | 373 | 95.5 | 75 | [8 empty] | Federally-Regulated Consumer Product | 11/29/2016 |  | 10/18/2017
International Comfort Products | Kenmore | N9MSE0401410A** | LPG | Induced Draft | True | False | 1 | True | Horizontal |  | None | Condensing | Single-Stage |  | 0.5 | Standard |  | 40000 | 39000 |  |  | 32300 | 373 | 95.5 | 75 | [8 empty] | Federally-Regulated Consumer Product | 11/29/2016 |  | 10/18/2017
International Comfort Products | Kenmore | N9MSE0401410A** | Natural Gas | Induced Draft | True | False | 1 | True | Up |  | None | Condensing | Single-Stage |  | 0.5 | Standard |  | 40000 | 39000 |  |  | 32300 | 373 | 95.5 | 75 | [8 empty] | Federally-Regulated Consumer Product | 11/29/2016 |  | 10/18/2017
International Comfort Products | Kenmore | N9MSE0401410A** | Natural Gas | Induced Draft | True | False | 1 | True | Horizontal |  | None | Condensing | Single-Stage |  | 0.5 | Standard |  | 40000 | 39000 |  |  | 32300 | 373 | 95.5 | 75 | [8 empty] | Federally-Regulated Consumer Product | 11/29/2016 |  | 10/18/2017
International Comfort Products | Kenmore | N9MSE0601410A** | LPG | Induced Draft | True | False | 1 | True | Up |  | None | Condensing | Single-Stage |  | 0.5 | Standard |  | 60000 | 58000 |  |  | 48600 | 515 | 95.5 | 75 | [8 empty] | Federally-Regulated Consumer Product | 11/29/2016 |  | 10/18/2017
International Comfort Products | Kenmore | N9MSE0601410A** | LPG | Induced Draft | True | False | 1 | True | Horizontal |  | None | Condensing | Single-Stage |  | 0.5 | Standard |  | 60000 | 58000 |  |  | 48600 | 515 | 95.5 | 75 | [8 empty] | Federally-Regulated Consumer Product | 11/29/2016 |  | 10/18/2017
International Comfort Products | Kenmore | N9MSE0601410A** | Natural Gas | Induced Draft | True | False | 1 | True | Up |  | None | Condensing | Single-Stage |  | 0.5 | Standard |  | 60000 | 58000 |  |  | 48600 | 515 | 95.5 | 75 | [8 empty] | Federally-Regulated Consumer Product | 11/29/2016 |  | 10/18/2017
International Comfort Products | Kenmore | N9MSE0601410A** | Natural Gas | Induced Draft | True | False | 1 | True | Horizontal |  | None | Condensing | Single-Stage |  | 0.5 | Standard |  | 60000 | 58000 |  |  | 48600 | 515 | 95.5 | 75 | [8 empty] | Federally-Regulated Consumer Product | 11/29/2016 |  | 10/18/2017
International Comfort Products | Tempstar | F9MXE1202422A | LPG | Induced Draft | True | False | 1 | False | Up |  | None | Condensing | Single-Stage |  | 1 | Standard |  | 120000 | 117000 |  |  | 113500 | 990 | 96 | 78 | [8 empty] | Federally-Regulated Consumer Product | 11/29/2016 |  | 10/18/2017
International Comfort Products | Tempstar | F9MXE1202422A | LPG | Induced Draft | True | False | 1 | False | Horizontal |  | None | Condensing | Single-Stage |  | 1 | Standard |  | 120000 | 117000 |  |  | 113500 | 990 | 96 | 78 | [8 empty] | Federally-Regulated Consumer Product | 11/29/2016 |  | 10/18/2017
International Comfort Products | Tempstar | F9MXE1202422A | Natural Gas | Induced Draft | True | False | 1 | False | Up |  | None | Condensing | Single-Stage |  | 1 | Standard |  | 120000 | 117000 |  |  | 113500 | 990 | 96 | 78 | [8 empty] | Federally-Regulated Consumer Product | 11/29/2016 |  | 10/18/2017
International Comfort Products | Tempstar | F9MXE1202422A | Natural Gas | Induced Draft | True | False | 1 | False | Horizontal |  | None | Condensing | Single-Stage |  | 1 | Standard |  | 120000 | 117000 |  |  | 113500 | 990 | 96 | 78 | [8 empty] | Federally-Regulated Consumer Product | 11/29/2016 |  | 10/18/2017
International Comfort Products | Tempstar | F9MXE0401410A | LPG | Induced Draft | True | False | 1 | False | Up |  | None | Condensing | Single-Stage |  | 0.5 | Standard |  | 40000 | 39000 |  |  | 32800 | 195 | 96 | 78 | [8 empty] | Federally-Regulated Consumer Product | 11/29/2016 |  | 10/18/2017
International Comfort Products | Tempstar | F9MXE0401410A | LPG | Induced Draft | True | False | 1 | False | Horizontal |  | None | Condensing | Single-Stage |  | 0.5 | Standard |  | 40000 | 39000 |  |  | 32800 | 195 | 96 | 78 | [8 empty] | Federally-Regulated Consumer Product | 11/29/2016 |  | 10/18/2017
International Comfort Products | Tempstar | F9MXE0401410A | Natural Gas | Induced Draft | True | False | 1 | False | Up |  | None | Condensing | Single-Stage |  | 0.5 | Standard |  | 40000 | 39000 |  |  | 32800 | 195 | 96 | 78 | [8 empty] | Federally-Regulated Consumer Product | 11/29/2016 |  | 10/18/2017
International Comfort Products | Tempstar | F9MXE0401410A | Natural Gas | Induced Draft | True | False | 1 | False | Horizontal |  | None | Condensing | Single-Stage |  | 0.5 | Standard |  | 40000 | 39000 |  |  | 32800 | 195 | 96 | 78 | [8 empty] | Federally-Regulated Consumer Product | 11/29/2016 |  | 10/18/2017
International Comfort Products | Tempstar | F9MXE0601714A | LPG | Induced Draft | True | False | 1 | False | Up |  | None | Condensing | Single-Stage |  | 0.75 | Standard |  | 60000 | 58000 |  |  | 49300 | 254 | 96 | 78 | [8 empty] | Federally-Regulated Consumer Product | 11/29/2016 |  | 10/18/2017
International Comfort Products | Tempstar | F9MXE0601714A | LPG | Induced Draft | True | False | 1 | False | Horizontal |  | None | Condensing | Single-Stage |  | 0.75 | Standard |  | 60000 | 58000 |  |  | 49300 | 254 | 96 | 78 | [8 empty] | Federally-Regulated Consumer Product | 11/29/2016 |  | 10/18/2017
International Comfort Products | Tempstar | F9MXE0601714A | Natural Gas | Induced Draft | True | False | 1 | False | Up |  | None | Condensing | Single-Stage |  | 0.75 | Standard |  | 60000 | 58000 |  |  | 49300 | 254 | 96 | 78 | [8 empty] | Federally-Regulated Consumer Product | 11/29/2016 |  | 10/18/2017
International Comfort Products | Tempstar | F9MXE0601714A | Natural Gas | Induced Draft | True | False | 1 | False | Horizontal |  | None | Condensing | Single-Stage |  | 0.75 | Standard |  | 60000 | 58000 |  |  | 49300 | 254 | 96 | 78 | [8 empty] | Federally-Regulated Consumer Product | 11/29/2016 |  | 10/18/2017
International Comfort Products | Tempstar | F9MXE0801716A | LPG | Induced Draft | True | False | 1 | False | Up |  | None | Condensing | Single-Stage |  | 0.75 | Standard |  | 80000 | 78000 |  |  | 81900 | 483 | 96 | 78 | [8 empty] | Federally-Regulated Consumer Product | 11/29/2016 |  | 10/18/2017
International Comfort Products | Tempstar | F9MXE0801716A | LPG | Induced Draft | True | False | 1 | False | Horizontal |  | None | Condensing | Single-Stage |  | 0.75 | Standard |  | 80000 | 78000 |  |  | 81900 | 483 | 96 | 78 | [8 empty] | Federally-Regulated Consumer Product | 11/29/2016 |  | 10/18/2017
International Comfort Products | Tempstar | F9MXE0801716A | Natural Gas | Induced Draft | True | False | 1 | False | Up |  | None | Condensing | Single-Stage |  | 0.75 | Standard |  | 80000 | 78000 |  |  | 81900 | 483 | 96 | 78 | [8 empty] | Federally-Regulated Consumer Product | 11/29/2016 |  | 10/18/2017
International Comfort Products | Tempstar | F9MXE0801716A | Natural Gas | Induced Draft | True | False | 1 | False | Horizontal |  | None | Condensing | Single-Stage |  | 0.75 | Standard |  | 80000 | 78000 |  |  | 81900 | 483 | 96 | 78 | [8 empty] | Federally-Regulated Consumer Product | 11/29/2016 |  | 10/18/2017
International Comfort Products | Tempstar | F9MXT0801716A | LPG | Induced Draft | True | False | 1 | False | Up |  | None | Condensing | Two-Stage Modulating |  | 0.75 | Standard |  | 80000 | 78000 |  |  | 80200 | 369 | 96 | 78 | [8 empty] | Federally-Regulated Consumer Product | 11/29/2016 |  | 10/18/2017
International Comfort Products | Tempstar | F9MXT0801716A | LPG | Induced Draft | True | False | 1 | False | Horizontal |  | None | Condensing | Two-Stage Modulating |  | 0.75 | Standard |  | 80000 | 78000 |  |  | 80200 | 369 | 96 | 78 | [8 empty] | Federally-Regulated Consumer Product | 11/29/2016 |  | 10/18/2017
International Comfort Products | Tempstar | F9MXT0801716A | Natural Gas | Induced Draft | True | False | 1 | False | Up |  | None | Condensing | Two-Stage Modulating |  | 0.75 | Standard |  | 80000 | 78000 |  |  | 80200 | 369 | 96 | 78 | [8 empty] | Federally-Regulated Consumer Product | 11/29/2016 |  | 10/18/2017
International Comfort Products | Tempstar | F9MXT0801716A | Natural Gas | Induced Draft | True | False | 1 | False | Horizontal |  | None | Condensing | Two-Stage Modulating |  | 0.75 | Standard |  | 80000 | 78000 |  |  | 80200 | 369 | 96 | 78 | [8 empty] | Federally-Regulated Consumer Product | 11/29/2016 |  | 10/18/2017
International Comfort Products | Tempstar | F9MXT1202422A | LPG | Induced Draft | True | False | 1 | False | Up |  | None | Condensing | Two-Stage Modulating |  | 1 | Standard |  | 120000 | 117000 |  |  | 110400 | 600 | 96 | 78 | [8 empty] | Federally-Regulated Consumer Product | 11/29/2016 |  | 10/18/2017
International Comfort Products | Tempstar | F9MXT1202422A | LPG | Induced Draft | True | False | 1 | False | Horizontal |  | None | Condensing | Two-Stage Modulating |  | 1 | Standard |  | 120000 | 117000 |  |  | 110400 | 600 | 96 | 78 | [8 empty] | Federally-Regulated Consumer Product | 11/29/2016 |  | 10/18/2017
International Comfort Products | Tempstar | F9MXT1202422A | Natural Gas | Induced Draft | True | False | 1 | False | Up |  | None | Condensing | Two-Stage Modulating |  | 1 | Standard |  | 120000 | 117000 |  |  | 110400 | 600 | 96 | 78 | [8 empty] | Federally-Regulated Consumer Product | 11/29/2016 |  | 10/18/2017
International Comfort Products | Tempstar | F9MXT1202422A | Natural Gas | Induced Draft | True | False | 1 | False | Horizontal |  | None | Condensing | Two-Stage Modulating |  | 1 | Standard |  | 120000 | 117000 |  |  | 110400 | 600 | 96 | 78 | [8 empty] | Federally-Regulated Consumer Product | 11/29/2016 |  | 10/18/2017
International Comfort Products | Tempstar | F9MXT0401410A | LPG | Induced Draft | True | False | 1 | False | Up |  | None | Condensing | Two-Stage Modulating |  | 0.5 | Standard |  | 40000 | 39000 |  |  | 32300 | 166 | 96 | 78 | [8 empty] | Federally-Regulated Consumer Product | 11/29/2016 |  | 10/18/2017
International Comfort Products | Tempstar | F9MXT0401410A | LPG | Induced Draft | True | False | 1 | False | Horizontal |  | None | Condensing | Two-Stage Modulating |  | 0.5 | Standard |  | 40000 | 39000 |  |  | 32300 | 166 | 96 | 78 | [8 empty] | Federally-Regulated Consumer Product | 11/29/2016 |  | 10/18/2017
International Comfort Products | Tempstar | F9MXT0401410A | Natural Gas | Induced Draft | True | False | 1 | False | Up |  | None | Condensing | Two-Stage Modulating |  | 0.5 | Standard |  | 40000 | 39000 |  |  | 32300 | 166 | 96 | 78 | [8 empty] | Federally-Regulated Consumer Product | 11/29/2016 |  | 10/18/2017
International Comfort Products | Tempstar | F9MXT0401410A | Natural Gas | Induced Draft | True | False | 1 | False | Horizontal |  | None | Condensing | Two-Stage Modulating |  | 0.5 | Standard |  | 40000 | 39000 |  |  | 32300 | 166 | 96 | 78 | [8 empty] | Federally-Regulated Consumer Product | 11/29/2016 |  | 10/18/2017
International Comfort Products | Tempstar | F9MXT0601714A | LPG | Induced Draft | True | False | 1 | False | Up |  | None | Condensing | Two-Stage Modulating |  | 0.75 | Standard |  | 60000 | 58000 |  |  | 48600 | 189 | 96 | 78 | [8 empty] | Federally-Regulated Consumer Product | 11/29/2016 |  | 10/18/2017
International Comfort Products | Tempstar | F9MXT0601714A | LPG | Induced Draft | True | False | 1 | False | Horizontal |  | None | Condensing | Two-Stage Modulating |  | 0.75 | Standard |  | 60000 | 58000 |  |  | 48600 | 189 | 96 | 78 | [8 empty] | Federally-Regulated Consumer Product | 11/29/2016 |  | 10/18/2017
International Comfort Products | Tempstar | F9MXT0601714A | Natural Gas | Induced Draft | True | False | 1 | False | Up |  | None | Condensing | Two-Stage Modulating |  | 0.75 | Standard |  | 60000 | 58000 |  |  | 48600 | 189 | 96 | 78 | [8 empty] | Federally-Regulated Consumer Product | 11/29/2016 |  | 10/18/2017
International Comfort Products | Tempstar | F9MXT0601714A | Natural Gas | Induced Draft | True | False | 1 | False | Horizontal |  | None | Condensing | Two-Stage Modulating |  | 0.75 | Standard |  | 60000 | 58000 |  |  | 48600 | 189 | 96 | 78 | [8 empty] | Federally-Regulated Consumer Product | 11/29/2016 |  | 10/18/2017
International Comfort Products | Tempstar | N9MSE0401410A | LPG | Induced Draft | True | False | 1 | False | Up |  | None | Condensing | Single-Stage |  | 0.5 | Standard |  | 40000 | 39000 |  |  | 32300 | 373 | 95.5 | 78 | [8 empty] | Federally-Regulated Consumer Product | 11/29/2016 |  | 10/18/2017
International Comfort Products | Tempstar | N9MSE0401410A | LPG | Induced Draft | True | False | 1 | False | Horizontal |  | None | Condensing | Single-Stage |  | 0.5 | Standard |  | 40000 | 39000 |  |  | 32300 | 373 | 95.5 | 78 | [8 empty] | Federally-Regulated Consumer Product | 11/29/2016 |  | 10/18/2017
International Comfort Products | Tempstar | N9MSE0401410A | Natural Gas | Induced Draft | True | False | 1 | False | Up |  | None | Condensing | Single-Stage |  | 0.5 | Standard |  | 40000 | 39000 |  |  | 32300 | 373 | 95.5 | 78 | [8 empty] | Federally-Regulated Consumer Product | 11/29/2016 |  | 10/18/2017
International Comfort Products | Tempstar | N9MSE0401410A | Natural Gas | Induced Draft | True | False | 1 | False | Horizontal |  | None | Condensing | Single-Stage |  | 0.5 | Standard |  | 40000 | 39000 |  |  | 32300 | 373 | 95.5 | 78 | [8 empty] | Federally-Regulated Consumer Product | 11/29/2016 |  | 10/18/2017
International Comfort Products | Tempstar | N9MSE0601410A | LPG | Induced Draft | True | False | 1 | False | Up |  | None | Condensing | Single-Stage |  | 0.5 | Standard |  | 60000 | 58000 |  |  | 48600 | 515 | 95.5 | 78 | [8 empty] | Federally-Regulated Consumer Product | 11/29/2016 |  | 10/18/2017
International Comfort Products | Tempstar | N9MSE0601410A | LPG | Induced Draft | True | False | 1 | False | Horizontal |  | None | Condensing | Single-Stage |  | 0.5 | Standard |  | 60000 | 58000 |  |  | 48600 | 515 | 95.5 | 78 | [8 empty] | Federally-Regulated Consumer Product | 11/29/2016 |  | 10/18/2017
International Comfort Products | Tempstar | N9MSE0601410A | Natural Gas | Induced Draft | True | False | 1 | False | Up |  | None | Condensing | Single-Stage |  | 0.5 | Standard |  | 60000 | 58000 |  |  | 48600 | 515 | 95.5 | 78 | [8 empty] | Federally-Regulated Consumer Product | 11/29/2016 |  | 10/18/2017
International Comfort Products | Tempstar | N9MSE0601410A | Natural Gas | Induced Draft | True | False | 1 | False | Horizontal |  | None | Condensing | Single-Stage |  | 0.5 | Standard |  | 60000 | 58000 |  |  | 48600 | 515 | 95.5 | 78 | [8 empty] | Federally-Regulated Consumer Product | 11/29/2016 |  | 10/18/2017
International Comfort Products | Tempstar | N9MSE0601714A | LPG | Induced Draft | True | False | 1 | False | Up |  | None | Condensing | Single-Stage |  | 0.5 | Standard |  | 60000 | 58000 |  |  | 48300 | 592 | 95.5 | 78 | [8 empty] | Federally-Regulated Consumer Product | 11/29/2016 |  | 10/18/2017
International Comfort Products | Tempstar | N9MSE0601714A | LPG | Induced Draft | True | False | 1 | False | Horizontal |  | None | Condensing | Single-Stage |  | 0.5 | Standard |  | 60000 | 58000 |  |  | 48300 | 592 | 95.5 | 78 | [8 empty] | Federally-Regulated Consumer Product | 11/29/2016 |  | 10/18/2017
International Comfort Products | Tempstar | N9MSE0601714A | Natural Gas | Induced Draft | True | False | 1 | False | Up |  | None | Condensing | Single-Stage |  | 0.5 | Standard |  | 60000 | 58000 |  |  | 48300 | 592 | 95.5 | 78 | [8 empty] | Federally-Regulated Consumer Product | 11/29/2016 |  | 10/18/2017
International Comfort Products | Tempstar | N9MSE0601714A | Natural Gas | Induced Draft | True | False | 1 | False | Horizontal |  | None | Condensing | Single-Stage |  | 0.5 | Standard |  | 60000 | 58000 |  |  | 48300 | 592 | 95.5 | 78 | [8 empty] | Federally-Regulated Consumer Product | 11/29/2016 |  | 10/18/2017
International Comfort Products | Tempstar | N9MSE0801716A | LPG | Induced Draft | True | False | 1 | False | Up |  | None | Condensing | Single-Stage |  | 0.75 | Standard |  | 80000 | 78000 |  |  | 80800 | 903 | 95.5 | 78 | [8 empty] | Federally-Regulated Consumer Product | 11/29/2016 |  | 10/18/2017
International Comfort Products | Tempstar | N9MSE0801716A | LPG | Induced Draft | True | False | 1 | False | Horizontal |  | None | Condensing | Single-Stage |  | 0.75 | Standard |  | 80000 | 78000 |  |  | 80800 | 903 | 95.5 | 78 | [8 empty] | Federally-Regulated Consumer Product | 11/29/2016 |  | 10/18/2017
International Comfort Products | Tempstar | N9MSE0801716A | Natural Gas | Induced Draft | True | False | 1 | False | Up |  | None | Condensing | Single-Stage |  | 0.75 | Standard |  | 80000 | 78000 |  |  | 80800 | 903 | 95.5 | 78 | [8 empty] | Federally-Regulated Consumer Product | 11/29/2016 |  | 10/18/2017
International Comfort Products | Tempstar | N9MSE0801716A | Natural Gas | Induced Draft | True | False | 1 | False | Horizontal |  | None | Condensing | Single-Stage |  | 0.75 | Standard |  | 80000 | 78000 |  |  | 80800 | 903 | 95.5 | 78 | [8 empty] | Federally-Regulated Consumer Product | 11/29/2016 |  | 10/18/2017
International Comfort Products | Tempstar | N9MSE0802120A | LPG | Induced Draft | True | False | 1 | False | Up |  | None | Condensing | Single-Stage |  | 0.75 | Standard |  | 80000 | 78000 |  |  | 80700 | 939 | 95.5 | 78 | [8 empty] | Federally-Regulated Consumer Product | 11/29/2016 |  | 10/18/2017
International Comfort Products | Tempstar | N9MSE0802120A | LPG | Induced Draft | True | False | 1 | False | Horizontal |  | None | Condensing | Single-Stage |  | 0.75 | Standard |  | 80000 | 78000 |  |  | 80700 | 939 | 95.5 | 78 | [8 empty] | Federally-Regulated Consumer Product | 11/29/2016 |  | 10/18/2017
International Comfort Products | Tempstar | N9MSE0802120A | Natural Gas | Induced Draft | True | False | 1 | False | Up |  | None | Condensing | Single-Stage |  | 0.75 | Standard |  | 80000 | 78000 |  |  | 80700 | 939 | 95.5 | 78 | [8 empty] | Federally-Regulated Consumer Product | 11/29/2016 |  | 10/18/2017
International Comfort Products | Tempstar | N9MSE0802120A | Natural Gas | Induced Draft | True | False | 1 | False | Horizontal |  | None | Condensing | Single-Stage |  | 0.75 | Standard |  | 80000 | 78000 |  |  | 80700 | 939 | 95.5 | 78 | [8 empty] | Federally-Regulated Consumer Product | 11/29/2016 |  | 10/18/2017
International Comfort Products | Tempstar | N9MSE1002114A | LPG | Induced Draft | True | False | 1 | False | Up |  | None | Condensing | Single-Stage |  | 0.75 | Standard |  | 100000 | 97000 |  |  | 96700 | 1162 | 95.5 | 78 | [8 empty] | Federally-Regulated Consumer Product | 11/29/2016 |  | 10/18/2017
International Comfort Products | Tempstar | N9MSE1002114A | LPG | Induced Draft | True | False | 1 | False | Horizontal |  | None | Condensing | Single-Stage |  | 0.75 | Standard |  | 100000 | 97000 |  |  | 96700 | 1162 | 95.5 | 78 | [8 empty] | Federally-Regulated Consumer Product | 11/29/2016 |  | 10/18/2017
International Comfort Products | Tempstar | N9MSE1002114A | Natural Gas | Induced Draft | True | False | 1 | False | Up |  | None | Condensing | Single-Stage |  | 0.75 | Standard |  | 100000 | 97000 |  |  | 96700 | 1162 | 95.5 | 78 | [8 empty] | Federally-Regulated Consumer Product | 11/29/2016 |  | 10/18/2017
International Comfort Products | Tempstar | N9MSE1002114A | Natural Gas | Induced Draft | True | False | 1 | False | Horizontal |  | None | Condensing | Single-Stage |  | 0.75 | Standard |  | 100000 | 97000 |  |  | 96700 | 1162 | 95.5 | 78 | [8 empty] | Federally-Regulated Consumer Product | 11/29/2016 |  | 10/18/2017
International Comfort Products | Tempstar | N9MSE1002120A | LPG | Induced Draft | True | False | 1 | False | Up |  | None | Condensing | Single-Stage |  | 0.75 | Standard |  | 100000 | 97000 |  |  | 96700 | 1155 | 95.5 | 78 | [8 empty] | Federally-Regulated Consumer Product | 11/29/2016 |  | 10/18/2017
International Comfort Products | Tempstar | N9MSE1002120A | LPG | Induced Draft | True | False | 1 | False | Horizontal |  | None | Condensing | Single-Stage |  | 0.75 | Standard |  | 100000 | 97000 |  |  | 96700 | 1155 | 95.5 | 78 | [8 empty] | Federally-Regulated Consumer Product | 11/29/2016 |  | 10/18/2017
International Comfort Products | Tempstar | N9MSE1002120A | Natural Gas | Induced Draft | True | False | 1 | False | Up |  | None | Condensing | Single-Stage |  | 0.75 | Standard |  | 100000 | 97000 |  |  | 96700 | 1155 | 95.5 | 78 | [8 empty] | Federally-Regulated Consumer Product | 11/29/2016 |  | 10/18/2017
International Comfort Products | Tempstar | N9MSE1002120A | Natural Gas | Induced Draft | True | False | 1 | False | Horizontal |  | None | Condensing | Single-Stage |  | 0.75 | Standard |  | 100000 | 97000 |  |  | 96700 | 1155 | 95.5 | 78 | [8 empty] | Federally-Regulated Consumer Product | 11/29/2016 |  | 10/18/2017
International Comfort Products | Tempstar | N9MSE1202420A | LPG | Induced Draft | True | False | 1 | False | Up |  | None | Condensing | Single-Stage |  | 0.75 | Standard |  | 120000 | 117000 |  |  | 112800 | 1336 | 95.5 | 78 | [8 empty] | Federally-Regulated Consumer Product | 11/29/2016 |  | 10/18/2017
International Comfort Products | Tempstar | N9MSE1202420A | LPG | Induced Draft | True | False | 1 | False | Horizontal |  | None | Condensing | Single-Stage |  | 0.75 | Standard |  | 120000 | 117000 |  |  | 112800 | 1336 | 95.5 | 78 | [8 empty] | Federally-Regulated Consumer Product | 11/29/2016 |  | 10/18/2017
International Comfort Products | Tempstar | N9MSE1202420A | Natural Gas | Induced Draft | True | False | 1 | False | Up |  | None | Condensing | Single-Stage |  | 0.75 | Standard |  | 120000 | 117000 |  |  | 112800 | 1336 | 95.5 | 78 | [8 empty] | Federally-Regulated Consumer Product | 11/29/2016 |  | 10/18/2017
International Comfort Products | Tempstar | N9MSE1202420A | Natural Gas | Induced Draft | True | False | 1 | False | Horizontal |  | None | Condensing | Single-Stage |  | 0.75 | Standard |  | 120000 | 117000 |  |  | 112800 | 1336 | 95.5 | 78 | [8 empty] | Federally-Regulated Consumer Product | 11/29/2016 |  | 10/18/2017
International Comfort Products | Tempstar | N9MSE1402420A | LPG | Induced Draft | True | False | 1 | False | Up |  | None | Condensing | Single-Stage |  | 0.75 | Standard |  | 140000 | 135000 |  |  | 128900 | 1520 | 95.5 | 78 | [8 empty] | Federally-Regulated Consumer Product | 11/29/2016 |  | 10/18/2017
International Comfort Products | Tempstar | N9MSE1402420A | LPG | Induced Draft | True | False | 1 | False | Horizontal |  | None | Condensing | Single-Stage |  | 0.75 | Standard |  | 140000 | 135000 |  |  | 128900 | 1520 | 95.5 | 78 | [8 empty] | Federally-Regulated Consumer Product | 11/29/2016 |  | 10/18/2017
International Comfort Products | Tempstar | N9MSE1402420A | Natural Gas | Induced Draft | True | False | 1 | False | Up |  | None | Condensing | Single-Stage |  | 0.75 | Standard |  | 140000 | 135000 |  |  | 128900 | 1520 | 95.5 | 78 | [8 empty] | Federally-Regulated Consumer Product | 11/29/2016 |  | 10/18/2017
International Comfort Products | Tempstar | N9MSE1402420A | Natural Gas | Induced Draft | True | False | 1 | False | Horizontal |  | None | Condensing | Single-Stage |  | 0.75 | Standard |  | 140000 | 135000 |  |  | 128900 | 1520 | 95.5 | 78 | [8 empty] | Federally-Regulated Consumer Product | 11/29/2016 |  | 10/18/2017
International Comfort Products | Tempstar | F9MXE0802120A | LPG | Induced Draft | True | False | 1 | False | Up |  | None | Condensing | Single-Stage |  | 1 | Standard |  | 80000 | 78000 |  |  | 82000 | 444 | 96 | 78 | [8 empty] | Federally-Regulated Consumer Product | 11/29/2016 |  | 10/18/2017
International Comfort Products | Tempstar | F9MXE0802120A | LPG | Induced Draft | True | False | 1 | False | Horizontal |  | None | Condensing | Single-Stage |  | 1 | Standard |  | 80000 | 78000 |  |  | 82000 | 444 | 96 | 78 | [8 empty] | Federally-Regulated Consumer Product | 11/29/2016 |  | 10/18/2017
International Comfort Products | Tempstar | F9MXE0802120A | Natural Gas | Induced Draft | True | False | 1 | False | Up |  | None | Condensing | Single-Stage |  | 1 | Standard |  | 80000 | 78000 |  |  | 82000 | 444 | 96 | 78 | [8 empty] | Federally-Regulated Consumer Product | 11/29/2016 |  | 10/18/2017
International Comfort Products | Tempstar | F9MXE0802120A | Natural Gas | Induced Draft | True | False | 1 | False | Horizontal |  | None | Condensing | Single-Stage |  | 1 | Standard |  | 80000 | 78000 |  |  | 82000 | 444 | 96 | 78 | [8 empty] | Federally-Regulated Consumer Product | 11/29/2016 |  | 10/18/2017
International Comfort Products | Tempstar | F9MXE1002120A | LPG | Induced Draft | True | False | 1 | False | Up |  | None | Condensing | Single-Stage |  | 1 | Standard |  | 100000 | 97000 |  |  | 98200 | 583 | 96 | 78 | [8 empty] | Federally-Regulated Consumer Product | 11/29/2016 |  | 10/18/2017
International Comfort Products | Tempstar | F9MXE1002120A | LPG | Induced Draft | True | False | 1 | False | Horizontal |  | None | Condensing | Single-Stage |  | 1 | Standard |  | 100000 | 97000 |  |  | 98200 | 583 | 96 | 78 | [8 empty] | Federally-Regulated Consumer Product | 11/29/2016 |  | 10/18/2017
International Comfort Products | Tempstar | F9MXE1002120A | Natural Gas | Induced Draft | True | False | 1 | False | Up |  | None | Condensing | Single-Stage |  | 1 | Standard |  | 100000 | 97000 |  |  | 98200 | 583 | 96 | 78 | [8 empty] | Federally-Regulated Consumer Product | 11/29/2016 |  | 10/18/2017
International Comfort Products | Tempstar | F9MXE1002120A | Natural Gas | Induced Draft | True | False | 1 | False | Horizontal |  | None | Condensing | Single-Stage |  | 1 | Standard |  | 100000 | 97000 |  |  | 98200 | 583 | 96 | 78 | [8 empty] | Federally-Regulated Consumer Product | 11/29/2016 |  | 10/18/2017
International Comfort Products | Tempstar | F9MXT0802120A | LPG | Induced Draft | True | False | 1 | False | Up |  | None | Condensing | Two-Stage Modulating |  | 1 | Standard |  | 80000 | 78000 |  |  | 80700 | 316 | 96 | 78 | [8 empty] | Federally-Regulated Consumer Product | 11/29/2016 |  | 10/18/2017
International Comfort Products | Tempstar | F9MXT0802120A | LPG | Induced Draft | True | False | 1 | False | Horizontal |  | None | Condensing | Two-Stage Modulating |  | 1 | Standard |  | 80000 | 78000 |  |  | 80700 | 316 | 96 | 78 | [8 empty] | Federally-Regulated Consumer Product | 11/29/2016 |  | 10/18/2017
International Comfort Products | Tempstar | F9MXT0802120A | Natural Gas | Induced Draft | True | False | 1 | False | Up |  | None | Condensing | Two-Stage Modulating |  | 1 | Standard |  | 80000 | 78000 |  |  | 80700 | 316 | 96 | 78 | [8 empty] | Federally-Regulated Consumer Product | 11/29/2016 |  | 10/18/2017
International Comfort Products | Tempstar | F9MXT0802120A | Natural Gas | Induced Draft | True | False | 1 | False | Horizontal |  | None | Condensing | Two-Stage Modulating |  | 1 | Standard |  | 80000 | 78000 |  |  | 80700 | 316 | 96 | 78 | [8 empty] | Federally-Regulated Consumer Product | 11/29/2016 |  | 10/18/2017
International Comfort Products | Tempstar | F9MXT1002120A | LPG | Induced Draft | True | False | 1 | False | Up |  | None | Condensing | Two-Stage Modulating |  | 1 | Standard |  | 100000 | 97000 |  |  | 96100 | 434 | 96 | 78 | [8 empty] | Federally-Regulated Consumer Product | 08/17/2016 |  | 10/18/2017
International Comfort Products | Tempstar | F9MXT1002120A | LPG | Induced Draft | True | False | 1 | False | Horizontal |  | None | Condensing | Two-Stage Modulating |  | 1 | Standard |  | 100000 | 97000 |  |  | 96100 | 434 | 96 | 78 | [8 empty] | Federally-Regulated Consumer Product | 08/17/2016 |  | 10/18/2017
International Comfort Products | Tempstar | F9MXT1002120A | Natural Gas | Induced Draft | True | False | 1 | False | Up |  | None | Condensing | Two-Stage Modulating |  | 1 | Standard |  | 100000 | 97000 |  |  | 96100 | 434 | 96 | 78 | [8 empty] | Federally-Regulated Consumer Product | 08/17/2016 |  | 10/18/2017
International Comfort Products | Tempstar | F9MXT1002120A | Natural Gas | Induced Draft | True | False | 1 | False | Horizontal |  | None | Condensing | Two-Stage Modulating |  | 1 | Standard |  | 100000 | 97000 |  |  | 96100 | 434 | 96 | 78 | [8 empty] | Federally-Regulated Consumer Product | 08/17/2016 |  | 10/18/2017
International Comfort Products | Tempstar | F9MAE0601714A | LPG | Induced Draft | True | False | 1 | False | Up |  | None | Condensing | Step Modulating |  | 0.5 | Standard |  | 60000 | 59000 |  |  | 46900 | 155 | 97 | 78 | [8 empty] | Federally-Regulated Consumer Product | 11/29/2016 |  | 10/18/2017
International Comfort Products | Tempstar | F9MAE0601714A | LPG | Induced Draft | True | False | 1 | False | Horizontal |  | None | Condensing | Step Modulating |  | 0.5 | Standard |  | 60000 | 59000 |  |  | 46900 | 155 | 97 | 78 | [8 empty] | Federally-Regulated Consumer Product | 11/29/2016 |  | 10/18/2017
International Comfort Products | Tempstar | F9MAE0601714A | Natural Gas | Induced Draft | True | False | 1 | False | Up |  | None | Condensing | Step Modulating |  | 0.5 | Standard |  | 60000 | 59000 |  |  | 46900 | 155 | 97 | 78 | [8 empty] | Federally-Regulated Consumer Product | 11/29/2016 |  | 10/18/2017
International Comfort Products | Tempstar | F9MAE0601714A | Natural Gas | Induced Draft | True | False | 1 | False | Horizontal |  | None | Condensing | Step Modulating |  | 0.5 | Standard |  | 60000 | 59000 |  |  | 46900 | 155 | 97 | 78 | [8 empty] | Federally-Regulated Consumer Product | 11/29/2016 |  | 10/18/2017
International Comfort Products | Tempstar | F9MAE0801714A | LPG | Induced Draft | True | False | 1 | False | Up |  | None | Condensing | Step Modulating |  | 0.5 | Standard |  | 80000 | 78000 |  |  | 77700 | 460 | 97 | 78 | [8 empty] | Federally-Regulated Consumer Product | 11/29/2016 |  | 10/18/2017
International Comfort Products | Tempstar | F9MAE0801714A | LPG | Induced Draft | True | False | 1 | False | Horizontal |  | None | Condensing | Step Modulating |  | 0.5 | Standard |  | 80000 | 78000 |  |  | 77700 | 460 | 97 | 78 | [8 empty] | Federally-Regulated Consumer Product | 11/29/2016 |  | 10/18/2017
International Comfort Products | Tempstar | F9MAE0801714A | Natural Gas | Induced Draft | True | False | 1 | False | Up |  | None | Condensing | Step Modulating |  | 0.5 | Standard |  | 80000 | 78000 |  |  | 77700 | 460 | 97 | 78 | [8 empty] | Federally-Regulated Consumer Product | 11/29/2016 |  | 10/18/2017
International Comfort Products | Tempstar | F9MAE0801714A | Natural Gas | Induced Draft | True | False | 1 | False | Horizontal |  | None | Condensing | Step Modulating |  | 0.5 | Standard |  | 80000 | 78000 |  |  | 77700 | 460 | 97 | 78 | [8 empty] | Federally-Regulated Consumer Product | 11/29/2016 |  | 10/18/2017
International Comfort Products | Tempstar | F9MAE1202422A | LPG | Induced Draft | True | False | 1 | False | Up |  | None | Condensing | Step Modulating |  | 1 | Standard |  | 120000 | 117000 |  |  | 109200 | 506 | 97 | 78 | [8 empty] | Federally-Regulated Consumer Product | 11/29/2016 |  | 10/18/2017
International Comfort Products | Tempstar | F9MAE1202422A | LPG | Induced Draft | True | False | 1 | False | Horizontal |  | None | Condensing | Step Modulating |  | 1 | Standard |  | 120000 | 117000 |  |  | 109200 | 506 | 97 | 78 | [8 empty] | Federally-Regulated Consumer Product | 11/29/2016 |  | 10/18/2017
International Comfort Products | Tempstar | F9MAE1202422A | Natural Gas | Induced Draft | True | False | 1 | False | Up |  | None | Condensing | Step Modulating |  | 1 | Standard |  | 120000 | 117000 |  |  | 109200 | 506 | 97 | 78 | [8 empty] | Federally-Regulated Consumer Product | 11/29/2016 |  | 10/18/2017
International Comfort Products | Tempstar | F9MAE1202422A | Natural Gas | Induced Draft | True | False | 1 | False | Horizontal |  | None | Condensing | Step Modulating |  | 1 | Standard |  | 120000 | 117000 |  |  | 109200 | 506 | 97 | 78 | [8 empty] | Federally-Regulated Consumer Product | 11/29/2016 |  | 10/18/2017
International Comfort Products | Tempstar | F9MAE0602120A | LPG | Induced Draft | True | False | 1 | False | Up |  | None | Condensing | Step Modulating |  | 1 | Standard |  | 61000 | 60000 |  |  | 62400 | 356 | 98 | 78 | [8 empty] | Federally-Regulated Consumer Product | 11/29/2016 |  | 10/18/2017
International Comfort Products | Tempstar | F9MAE0602120A | LPG | Induced Draft | True | False | 1 | False | Horizontal |  | None | Condensing | Step Modulating |  | 1 | Standard |  | 61000 | 60000 |  |  | 62400 | 356 | 98 | 78 | [8 empty] | Federally-Regulated Consumer Product | 11/29/2016 |  | 10/18/2017
International Comfort Products | Tempstar | F9MAE0602120A | Natural Gas | Induced Draft | True | False | 1 | False | Up |  | None | Condensing | Step Modulating |  | 1 | Standard |  | 61000 | 60000 |  |  | 62400 | 356 | 98 | 78 | [8 empty] | Federally-Regulated Consumer Product | 11/29/2016 |  | 10/18/2017
International Comfort Products | Tempstar | F9MAE0602120A | Natural Gas | Induced Draft | True | False | 1 | False | Horizontal |  | None | Condensing | Step Modulating |  | 1 | Standard |  | 61000 | 60000 |  |  | 62400 | 356 | 98 | 78 | [8 empty] | Federally-Regulated Consumer Product | 11/29/2016 |  | 10/18/2017
International Comfort Products | Tempstar | F9MAE0802120A | LPG | Induced Draft | True | False | 1 | False | Up |  | None | Condensing | Step Modulating |  | 1 | Standard |  | 80000 | 78000 |  |  | 79100 | 354 | 97 | 78 | [8 empty] | Federally-Regulated Consumer Product | 08/17/2016 |  | 10/18/2017
International Comfort Products | Tempstar | F9MAE0802120A | LPG | Induced Draft | True | False | 1 | False | Horizontal |  | None | Condensing | Step Modulating |  | 1 | Standard |  | 80000 | 78000 |  |  | 79100 | 354 | 97 | 78 | [8 empty] | Federally-Regulated Consumer Product | 08/17/2016 |  | 10/18/2017
International Comfort Products | Tempstar | F9MAE0802120A | Natural Gas | Induced Draft | True | False | 1 | False | Up |  | None | Condensing | Step Modulating |  | 1 | Standard |  | 80000 | 78000 |  |  | 79100 | 354 | 97 | 78 | [8 empty] | Federally-Regulated Consumer Product | 08/17/2016 |  | 10/18/2017
International Comfort Products | Tempstar | F9MAE0802120A | Natural Gas | Induced Draft | True | False | 1 | False | Horizontal |  | None | Condensing | Step Modulating |  | 1 | Standard |  | 80000 | 78000 |  |  | 79100 | 354 | 97 | 78 | [8 empty] | Federally-Regulated Consumer Product | 08/17/2016 |  | 10/18/2017
International Comfort Products | Tempstar | F9MAE1002122A | LPG | Induced Draft | True | False | 1 | False | Up |  | None | Condensing | Step Modulating |  | 1 | Standard |  | 100000 | 98000 |  |  | 95100 | 380 | 97 | 78 | [8 empty] | Federally-Regulated Consumer Product | 08/17/2016 |  | 10/18/2017
International Comfort Products | Tempstar | F9MAE1002122A | LPG | Induced Draft | True | False | 1 | False | Horizontal |  | None | Condensing | Step Modulating |  | 1 | Standard |  | 100000 | 98000 |  |  | 95100 | 380 | 97 | 78 | [8 empty] | Federally-Regulated Consumer Product | 08/17/2016 |  | 10/18/2017
International Comfort Products | Tempstar | F9MAE1002122A | Natural Gas | Induced Draft | True | False | 1 | False | Up |  | None | Condensing | Step Modulating |  | 1 | Standard |  | 100000 | 98000 |  |  | 95100 | 380 | 97 | 78 | [8 empty] | Federally-Regulated Consumer Product | 08/17/2016 |  | 10/18/2017
International Comfort Products | Tempstar | F9MAE1002122A | Natural Gas | Induced Draft | True | False | 1 | False | Horizontal |  | None | Condensing | Step Modulating |  | 1 | Standard |  | 100000 | 98000 |  |  | 95100 | 380 | 97 | 78 | [8 empty] | Federally-Regulated Consumer Product | 08/17/2016 |  | 10/18/2017
International Comfort Products | Tempstar | F9MVE0401410A | LPG | Induced Draft | True | False | 1 | False | Up |  | None | Condensing | Two-Stage Modulating |  | 0.5 | Standard |  | 40000 | 39000 |  |  | 32200 | 176 | 96 | 78 | [8 empty] | Federally-Regulated Consumer Product | 11/18/2015 |  | 10/18/2017
International Comfort Products | Tempstar | F9MVE0401410A | LPG | Induced Draft | True | False | 1 | False | Horizontal |  | None | Condensing | Two-Stage Modulating |  | 0.5 | Standard |  | 40000 | 39000 |  |  | 32200 | 176 | 96 | 78 | [8 empty] | Federally-Regulated Consumer Product | 11/18/2015 |  | 10/18/2017
International Comfort Products | Tempstar | F9MVE0401410A | Natural Gas | Induced Draft | True | False | 1 | False | Up |  | None | Condensing | Two-Stage Modulating |  | 0.5 | Standard |  | 40000 | 39000 |  |  | 32200 | 176 | 96 | 78 | [8 empty] | Federally-Regulated Consumer Product | 11/18/2015 |  | 10/18/2017
International Comfort Products | Tempstar | F9MVE0401410A | Natural Gas | Induced Draft | True | False | 1 | False | Horizontal |  | None | Condensing | Two-Stage Modulating |  | 0.5 | Standard |  | 40000 | 39000 |  |  | 32200 | 176 | 96 | 78 | [8 empty] | Federally-Regulated Consumer Product | 11/18/2015 |  | 10/18/2017
International Comfort Products | Tempstar | F9MVE0601714A | LPG | Induced Draft | True | False | 1 | False | Up |  | None | Condensing | Two-Stage Modulating |  | 0.75 | Standard |  | 60000 | 58000 |  |  | 48500 | 195 | 96 | 78 | [8 empty] | Federally-Regulated Consumer Product | 11/18/2015 |  | 10/18/2017
International Comfort Products | Tempstar | F9MVE0601714A | LPG | Induced Draft | True | False | 1 | False | Horizontal |  | None | Condensing | Two-Stage Modulating |  | 0.75 | Standard |  | 60000 | 58000 |  |  | 48500 | 195 | 96 | 78 | [8 empty] | Federally-Regulated Consumer Product | 11/18/2015 |  | 10/18/2017
International Comfort Products | Tempstar | F9MVE0601714A | Natural Gas | Induced Draft | True | False | 1 | False | Up |  | None | Condensing | Two-Stage Modulating |  | 0.75 | Standard |  | 60000 | 58000 |  |  | 48500 | 195 | 96 | 78 | [8 empty] | Federally-Regulated Consumer Product | 11/18/2015 |  | 10/18/2017
International Comfort Products | Tempstar | F9MVE0601714A | Natural Gas | Induced Draft | True | False | 1 | False | Horizontal |  | None | Condensing | Two-Stage Modulating |  | 0.75 | Standard |  | 60000 | 58000 |  |  | 48500 | 195 | 96 | 78 | [8 empty] | Federally-Regulated Consumer Product | 11/18/2015 |  | 10/18/2017
International Comfort Products | Tempstar | F9MVE0801716A | LPG | Induced Draft | True | False | 1 | False | Up |  | None | Condensing | Two-Stage Modulating |  | 0.75 | Standard |  | 80000 | 78000 |  |  | 79900 | 414 | 96 | 78 | [8 empty] | Federally-Regulated Consumer Product | 11/18/2015 |  | 10/18/2017
International Comfort Products | Tempstar | F9MVE0801716A | LPG | Induced Draft | True | False | 1 | False | Horizontal |  | None | Condensing | Two-Stage Modulating |  | 0.75 | Standard |  | 80000 | 78000 |  |  | 79900 | 414 | 96 | 78 | [8 empty] | Federally-Regulated Consumer Product | 11/18/2015 |  | 10/18/2017
International Comfort Products | Tempstar | F9MVE0801716A | Natural Gas | Induced Draft | True | False | 1 | False | Up |  | None | Condensing | Two-Stage Modulating |  | 0.75 | Standard |  | 80000 | 78000 |  |  | 79900 | 414 | 96 | 78 | [8 empty] | Federally-Regulated Consumer Product | 11/18/2015 |  | 10/18/2017
International Comfort Products | Tempstar | F9MVE0801716A | Natural Gas | Induced Draft | True | False | 1 | False | Horizontal |  | None | Condensing | Two-Stage Modulating |  | 0.75 | Standard |  | 80000 | 78000 |  |  | 79900 | 414 | 96 | 78 | [8 empty] | Federally-Regulated Consumer Product | 11/18/2015 |  | 10/18/2017
International Comfort Products | Tempstar | F9MVE1202422A | LPG | Induced Draft | True | False | 1 | False | Up |  | None | Condensing | Two-Stage Modulating |  | 1 | Standard |  | 120000 | 117000 |  |  | 110000 | 629 | 96 | 78 | [8 empty] | Federally-Regulated Consumer Product | 11/18/2015 |  | 10/18/2017
International Comfort Products | Tempstar | F9MVE1202422A | LPG | Induced Draft | True | False | 1 | False | Horizontal |  | None | Condensing | Two-Stage Modulating |  | 1 | Standard |  | 120000 | 117000 |  |  | 110000 | 629 | 96 | 78 | [8 empty] | Federally-Regulated Consumer Product | 11/18/2015 |  | 10/18/2017
International Comfort Products | Tempstar | F9MVE1202422A | Natural Gas | Induced Draft | True | False | 1 | False | Up |  | None | Condensing | Two-Stage Modulating |  | 1 | Standard |  | 120000 | 117000 |  |  | 110000 | 629 | 96 | 78 | [8 empty] | Federally-Regulated Consumer Product | 11/18/2015 |  | 10/18/2017
International Comfort Products | Tempstar | F9MVE1202422A | Natural Gas | Induced Draft | True | False | 1 | False | Horizontal |  | None | Condensing | Two-Stage Modulating |  | 1 | Standard |  | 120000 | 117000 |  |  | 110000 | 629 | 96 | 78 | [8 empty] | Federally-Regulated Consumer Product | 11/18/2015 |  | 10/18/2017
International Comfort Products | Tempstar | F9MVE0802120A | LPG | Induced Draft | True | False | 1 | False | Up |  | None | Condensing | Two-Stage Modulating |  | 1 | Standard |  | 80000 | 78000 |  |  | 80800 | 342 | 96 | 78 | [8 empty] | Federally-Regulated Consumer Product | 11/29/2016 |  | 10/18/2017
International Comfort Products | Tempstar | F9MVE0802120A | LPG | Induced Draft | True | False | 1 | False | Horizontal |  | None | Condensing | Two-Stage Modulating |  | 1 | Standard |  | 80000 | 78000 |  |  | 80800 | 342 | 96 | 78 | [8 empty] | Federally-Regulated Consumer Product | 11/29/2016 |  | 10/18/2017
International Comfort Products | Tempstar | F9MVE0802120A | Natural Gas | Induced Draft | True | False | 1 | False | Up |  | None | Condensing | Two-Stage Modulating |  | 1 | Standard |  | 80000 | 78000 |  |  | 80800 | 342 | 96 | 78 | [8 empty] | Federally-Regulated Consumer Product | 11/29/2016 |  | 10/18/2017
International Comfort Products | Tempstar | F9MVE0802120A | Natural Gas | Induced Draft | True | False | 1 | False | Horizontal |  | None | Condensing | Two-Stage Modulating |  | 1 | Standard |  | 80000 | 78000 |  |  | 80800 | 342 | 96 | 78 | [8 empty] | Federally-Regulated Consumer Product | 11/29/2016 |  | 10/18/2017
International Comfort Products | Tempstar | F9MVE1002120A | LPG | Induced Draft | True | False | 1 | False | Up |  | None | Condensing | Two-Stage Modulating |  | 1 | Standard |  | 100000 | 97000 |  |  | 96300 | 421 | 96 | 78 | [8 empty] | Federally-Regulated Consumer Product | 11/18/2015 |  | 10/18/2017
International Comfort Products | Tempstar | F9MVE1002120A | LPG | Induced Draft | True | False | 1 | False | Horizontal |  | None | Condensing | Two-Stage Modulating |  | 1 | Standard |  | 100000 | 97000 |  |  | 96300 | 421 | 96 | 78 | [8 empty] | Federally-Regulated Consumer Product | 11/18/2015 |  | 10/18/2017
International Comfort Products | Tempstar | F9MVE1002120A | Natural Gas | Induced Draft | True | False | 1 | False | Up |  | None | Condensing | Two-Stage Modulating |  | 1 | Standard |  | 100000 | 97000 |  |  | 96300 | 421 | 96 | 78 | [8 empty] | Federally-Regulated Consumer Product | 11/18/2015 |  | 10/18/2017
International Comfort Products | Tempstar | F9MVE1002120A | Natural Gas | Induced Draft | True | False | 1 | False | Horizontal |  | None | Condensing | Two-Stage Modulating |  | 1 | Standard |  | 100000 | 97000 |  |  | 96300 | 421 | 96 | 78 | [8 empty] | Federally-Regulated Consumer Product | 11/18/2015 |  | 10/18/2017
International Comfort Products | Tempstar | N9MSB0801716B | LPG | Induced Draft | True | False | 1 | False | Up |  | None | Condensing | Single-Stage |  | 0.5 | Standard |  | 80000 | 75000 |  |  | 66800 | 798 | 92.1 | 78 | [8 empty] | Federally-Regulated Consumer Product | 11/29/2016 |  | 10/18/2017
International Comfort Products | Tempstar | N9MSB0801716B | LPG | Induced Draft | True | False | 1 | False | Down |  | None | Condensing | Single-Stage |  | 0.5 | Standard |  | 80000 | 75000 |  |  | 66800 | 798 | 92.1 | 78 | [8 empty] | Federally-Regulated Consumer Product | 11/29/2016 |  | 10/18/2017
International Comfort Products | Tempstar | N9MSB0801716B | LPG | Induced Draft | True | False | 1 | False | Horizontal |  | None | Condensing | Single-Stage |  | 0.5 | Standard |  | 80000 | 75000 |  |  | 66800 | 798 | 92.1 | 78 | [8 empty] | Federally-Regulated Consumer Product | 11/29/2016 |  | 10/18/2017
International Comfort Products | Tempstar | N9MSB0801716B | Natural Gas | Induced Draft | True | False | 1 | False | Up |  | None | Condensing | Single-Stage |  | 0.5 | Standard |  | 80000 | 75000 |  |  | 66800 | 798 | 92.1 | 78 | [8 empty] | Federally-Regulated Consumer Product | 11/29/2016 |  | 10/18/2017
International Comfort Products | Tempstar | N9MSB0801716B | Natural Gas | Induced Draft | True | False | 1 | False | Down |  | None | Condensing | Single-Stage |  | 0.5 | Standard |  | 80000 | 75000 |  |  | 66800 | 798 | 92.1 | 78 | [8 empty] | Federally-Regulated Consumer Product | 11/29/2016 |  | 10/18/2017
International Comfort Products | Tempstar | N9MSB0801716B | Natural Gas | Induced Draft | True | False | 1 | False | Horizontal |  | None | Condensing | Single-Stage |  | 0.5 | Standard |  | 80000 | 75000 |  |  | 66800 | 798 | 92.1 | 78 | [8 empty] | Federally-Regulated Consumer Product | 11/29/2016 |  | 10/18/2017
International Comfort Products | Tempstar | N9MSE0401712A | LPG | Induced Draft | True | False | 1 | False | Up |  | None | Condensing | Single-Stage |  | 0.5 | Standard |  | 40000 | 39000 |  |  | 32200 | 426 | 95.5 | 78 | [8 empty] | Federally-Regulated Consumer Product | 11/29/2016 |  | 10/18/2017
International Comfort Products | Tempstar | N9MSE0401712A | LPG | Induced Draft | True | False | 1 | False | Horizontal |  | None | Condensing | Single-Stage |  | 0.5 | Standard |  | 40000 | 39000 |  |  | 32200 | 426 | 95.5 | 78 | [8 empty] | Federally-Regulated Consumer Product | 11/29/2016 |  | 10/18/2017
International Comfort Products | Tempstar | N9MSE0401712A | Natural Gas | Induced Draft | True | False | 1 | False | Up |  | None | Condensing | Single-Stage |  | 0.5 | Standard |  | 40000 | 39000 |  |  | 32200 | 426 | 95.5 | 78 | [8 empty] | Federally-Regulated Consumer Product | 11/29/2016 |  | 10/18/2017
International Comfort Products | Tempstar | N9MSE0401712A | Natural Gas | Induced Draft | True | False | 1 | False | Horizontal |  | None | Condensing | Single-Stage |  | 0.5 | Standard |  | 40000 | 39000 |  |  | 32200 | 426 | 95.5 | 78 | [8 empty] | Federally-Regulated Consumer Product | 11/29/2016 |  | 10/18/2017
International Comfort Products | Tempstar | N9MSE0802120A* | LPG | Induced Draft | True | False | 1 | True | Up |  | None | Condensing | Single-Stage |  | 0.75 | Standard |  | 80000 | 78000 |  |  | 80700 | 939 | 95.5 | 75 | [8 empty] | Federally-Regulated Consumer Product | 11/29/2016 |  | 10/18/2017
International Comfort Products | Tempstar | N9MSE0802120A* | LPG | Induced Draft | True | False | 1 | True | Horizontal |  | None | Condensing | Single-Stage |  | 0.75 | Standard |  | 80000 | 78000 |  |  | 80700 | 939 | 95.5 | 75 | [8 empty] | Federally-Regulated Consumer Product | 11/29/2016 |  | 10/18/2017
International Comfort Products | Tempstar | N9MSE0802120A* | Natural Gas | Induced Draft | True | False | 1 | True | Up |  | None | Condensing | Single-Stage |  | 0.75 | Standard |  | 80000 | 78000 |  |  | 80700 | 939 | 95.5 | 75 | [8 empty] | Federally-Regulated Consumer Product | 11/29/2016 |  | 10/18/2017
International Comfort Products | Tempstar | N9MSE0802120A* | Natural Gas | Induced Draft | True | False | 1 | True | Horizontal |  | None | Condensing | Single-Stage |  | 0.75 | Standard |  | 80000 | 78000 |  |  | 80700 | 939 | 95.5 | 75 | [8 empty] | Federally-Regulated Consumer Product | 11/29/2016 |  | 10/18/2017
International Comfort Products | Tempstar | F9MVE0401712A | LPG | Induced Draft | True | False | 1 | False | Up |  | None | Condensing | Two-Stage Modulating |  | 0.5 | Standard |  | 40000 | 39000 |  |  | 32500 | 129 | 96 | 78 | [8 empty] | Federally-Regulated Consumer Product | 08/17/2016 |  | 10/18/2017
International Comfort Products | Tempstar | F9MVE0401712A | LPG | Induced Draft | True | False | 1 | False | Horizontal |  | None | Condensing | Two-Stage Modulating |  | 0.5 | Standard |  | 40000 | 39000 |  |  | 32500 | 129 | 96 | 78 | [8 empty] | Federally-Regulated Consumer Product | 08/17/2016 |  | 10/18/2017
International Comfort Products | Tempstar | F9MVE0401712A | Natural Gas | Induced Draft | True | False | 1 | False | Up |  | None | Condensing | Two-Stage Modulating |  | 0.5 | Standard |  | 40000 | 39000 |  |  | 32500 | 129 | 96 | 78 | [8 empty] | Federally-Regulated Consumer Product | 08/17/2016 |  | 10/18/2017
International Comfort Products | Tempstar | F9MVE0401712A | Natural Gas | Induced Draft | True | False | 1 | False | Horizontal |  | None | Condensing | Two-Stage Modulating |  | 0.5 | Standard |  | 40000 | 39000 |  |  | 32500 | 129 | 96 | 78 | [8 empty] | Federally-Regulated Consumer Product | 08/17/2016 |  | 10/18/2017
International Comfort Products | Tempstar | F9MVE0601412A | Natural Gas | Induced Draft | True | False | 1 | False | Up |  | None | Condensing | Two-Stage Modulating |  | 0.5 | Standard |  | 60000 | 58000 |  |  | 48400 | 247 | 95 | 78 | [8 empty] | Federally-Regulated Consumer Product | 08/31/2016 |  | 10/18/2017
International Comfort Products | Tempstar | F9MVE0601412A | LPG | Induced Draft | True | False | 1 | False | Horizontal |  | None | Condensing | Two-Stage Modulating |  | 0.5 | Standard |  | 60000 | 58000 |  |  | 48400 | 247 | 95 | 78 | [8 empty] | Federally-Regulated Consumer Product | 08/31/2016 |  | 10/18/2017
International Comfort Products | Tempstar | F9MXE0401712A | LPG | Induced Draft | True | False | 1 | False | Up |  | None | Condensing | Single-Stage |  | 0.5 | Standard |  | 40000 | 39000 |  |  | 32900 | 176 | 96 | 78 | [8 empty] | Federally-Regulated Consumer Product | 11/29/2016 |  | 10/18/2017
International Comfort Products | Tempstar | F9MXE0401712A | LPG | Induced Draft | True | False | 1 | False | Horizontal |  | None | Condensing | Single-Stage |  | 0.5 | Standard |  | 40000 | 39000 |  |  | 32900 | 176 | 96 | 78 | [8 empty] | Federally-Regulated Consumer Product | 11/29/2016 |  | 10/18/2017
International Comfort Products | Tempstar | F9MXE0401712A | Natural Gas | Induced Draft | True | False | 1 | False | Up |  | None | Condensing | Single-Stage |  | 0.5 | Standard |  | 40000 | 39000 |  |  | 32900 | 176 | 96 | 78 | [8 empty] | Federally-Regulated Consumer Product | 11/29/2016 |  | 10/18/2017
International Comfort Products | Tempstar | F9MXE0401712A | Natural Gas | Induced Draft | True | False | 1 | False | Horizontal |  | None | Condensing | Single-Stage |  | 0.5 | Standard |  | 40000 | 39000 |  |  | 32900 | 176 | 96 | 78 | [8 empty] | Federally-Regulated Consumer Product | 11/29/2016 |  | 10/18/2017
International Comfort Products | Tempstar | F9MXE0601412A | LPG | Induced Draft | True | False | 1 | False | Up |  | None | Condensing | Single-Stage |  | 0.5 | Standard |  | 60000 | 58000 |  |  | 49400 | 307 | 95.5 | 78 | [8 empty] | Federally-Regulated Consumer Product | 11/29/2016 |  | 10/18/2017
International Comfort Products | Tempstar | F9MXE0601412A | LPG | Induced Draft | True | False | 1 | False | Horizontal |  | None | Condensing | Single-Stage |  | 0.5 | Standard |  | 60000 | 58000 |  |  | 49400 | 307 | 95.5 | 78 | [8 empty] | Federally-Regulated Consumer Product | 11/29/2016 |  | 10/18/2017
International Comfort Products | Tempstar | F9MXE0601412A | Natural Gas | Induced Draft | True | False | 1 | False | Up |  | None | Condensing | Single-Stage |  | 0.5 | Standard |  | 60000 | 58000 |  |  | 49400 | 307 | 95.5 | 78 | [8 empty] | Federally-Regulated Consumer Product | 11/29/2016 |  | 10/18/2017
International Comfort Products | Tempstar | F9MXE0601412A | Natural Gas | Induced Draft | True | False | 1 | False | Horizontal |  | None | Condensing | Single-Stage |  | 0.5 | Standard |  | 60000 | 58000 |  |  | 49400 | 307 | 95.5 | 78 | [8 empty] | Federally-Regulated Consumer Product | 11/29/2016 |  | 10/18/2017
International Comfort Products | Tempstar | F9MXT0401712A | Natural Gas | Induced Draft | True | False | 1 | False | Up |  | None | Condensing | Two-Stage Modulating |  | 0.5 | Standard |  | 40000 | 39000 |  |  | 32400 | 144 | 96 | 78 | [8 empty] | Federally-Regulated Consumer Product | 08/31/2016 |  | 10/18/2017
International Comfort Products | Tempstar | F9MXT0401712A | LPG | Induced Draft | True | False | 1 | False | Horizontal |  | None | Condensing | Two-Stage Modulating |  | 0.5 | Standard |  | 40000 | 39000 |  |  | 32400 | 144 | 96 | 78 | [8 empty] | Federally-Regulated Consumer Product | 08/31/2016 |  | 10/18/2017
International Comfort Products | Tempstar | N9MSB0401410C | LPG | Induced Draft | True | False | 1 | False | Up |  | None | Condensing | Single-Stage |  | 0.33 | Standard |  | 40000 | 37000 |  |  | 33700 | 341 | 92.1 | 78 | [8 empty] | Federally-Regulated Consumer Product | 11/29/2016 |  | 10/18/2017
International Comfort Products | Tempstar | N9MSB0401410C | LPG | Induced Draft | True | False | 1 | False | Down |  | None | Condensing | Single-Stage |  | 0.33 | Standard |  | 40000 | 37000 |  |  | 33700 | 341 | 92.1 | 78 | [8 empty] | Federally-Regulated Consumer Product | 11/29/2016 |  | 10/18/2017
International Comfort Products | Tempstar | N9MSB0401410C | LPG | Induced Draft | True | False | 1 | False | Horizontal |  | None | Condensing | Single-Stage |  | 0.33 | Standard |  | 40000 | 37000 |  |  | 33700 | 341 | 92.1 | 78 | [8 empty] | Federally-Regulated Consumer Product | 11/29/2016 |  | 10/18/2017
International Comfort Products | Tempstar | N9MSB0401410C | Natural Gas | Induced Draft | True | False | 1 | False | Up |  | None | Condensing | Single-Stage |  | 0.33 | Standard |  | 40000 | 37000 |  |  | 33700 | 341 | 92.1 | 78 | [8 empty] | Federally-Regulated Consumer Product | 11/29/2016 |  | 10/18/2017
International Comfort Products | Tempstar | N9MSB0401410C | Natural Gas | Induced Draft | True | False | 1 | False | Down |  | None | Condensing | Single-Stage |  | 0.33 | Standard |  | 40000 | 37000 |  |  | 33700 | 341 | 92.1 | 78 | [8 empty] | Federally-Regulated Consumer Product | 11/29/2016 |  | 10/18/2017
International Comfort Products | Tempstar | N9MSB0401410C | Natural Gas | Induced Draft | True | False | 1 | False | Horizontal |  | None | Condensing | Single-Stage |  | 0.33 | Standard |  | 40000 | 37000 |  |  | 33700 | 341 | 92.1 | 78 | [8 empty] | Federally-Regulated Consumer Product | 11/29/2016 |  | 10/18/2017
International Comfort Products | Tempstar | N9MSB0401712C | LPG | Induced Draft | True | False | 1 | False | Up |  | None | Condensing | Single-Stage |  | 0.5 | Standard |  | 40000 | 37000 |  |  | 33500 | 383 | 92.1 | 78 | [8 empty] | Federally-Regulated Consumer Product | 11/29/2016 |  | 10/18/2017
International Comfort Products | Tempstar | N9MSB0401712C | LPG | Induced Draft | True | False | 1 | False | Down |  | None | Condensing | Single-Stage |  | 0.5 | Standard |  | 40000 | 37000 |  |  | 33500 | 383 | 92.1 | 78 | [8 empty] | Federally-Regulated Consumer Product | 11/29/2016 |  | 10/18/2017
International Comfort Products | Tempstar | N9MSB0401712C | LPG | Induced Draft | True | False | 1 | False | Horizontal |  | None | Condensing | Single-Stage |  | 0.5 | Standard |  | 40000 | 37000 |  |  | 33500 | 383 | 92.1 | 78 | [8 empty] | Federally-Regulated Consumer Product | 11/29/2016 |  | 10/18/2017
International Comfort Products | Tempstar | N9MSB0401712C | Natural Gas | Induced Draft | True | False | 1 | False | Up |  | None | Condensing | Single-Stage |  | 0.5 | Standard |  | 40000 | 37000 |  |  | 33500 | 383 | 92.1 | 78 | [8 empty] | Federally-Regulated Consumer Product | 11/29/2016 |  | 10/18/2017
International Comfort Products | Tempstar | N9MSB0401712C | Natural Gas | Induced Draft | True | False | 1 | False | Down |  | None | Condensing | Single-Stage |  | 0.5 | Standard |  | 40000 | 37000 |  |  | 33500 | 383 | 92.1 | 78 | [8 empty] | Federally-Regulated Consumer Product | 11/29/2016 |  | 10/18/2017
International Comfort Products | Tempstar | N9MSB0401712C | Natural Gas | Induced Draft | True | False | 1 | False | Horizontal |  | None | Condensing | Single-Stage |  | 0.5 | Standard |  | 40000 | 37000 |  |  | 33500 | 383 | 92.1 | 78 | [8 empty] | Federally-Regulated Consumer Product | 11/29/2016 |  | 10/18/2017
International Comfort Products | Tempstar | N9MSB0601412C | LPG | Induced Draft | True | False | 1 | False | Up |  | None | Condensing | Single-Stage |  | 0.33 | Standard |  | 60000 | 56000 |  |  | 50600 | 481 | 92.1 | 78 | [8 empty] | Federally-Regulated Consumer Product | 11/29/2016 |  | 10/18/2017
International Comfort Products | Tempstar | N9MSB0601412C | LPG | Induced Draft | True | False | 1 | False | Down |  | None | Condensing | Single-Stage |  | 0.33 | Standard |  | 60000 | 56000 |  |  | 50600 | 481 | 92.1 | 78 | [8 empty] | Federally-Regulated Consumer Product | 11/29/2016 |  | 10/18/2017
International Comfort Products | Tempstar | N9MSB0601412C | LPG | Induced Draft | True | False | 1 | False | Horizontal |  | None | Condensing | Single-Stage |  | 0.33 | Standard |  | 60000 | 56000 |  |  | 50600 | 481 | 92.1 | 78 | [8 empty] | Federally-Regulated Consumer Product | 11/29/2016 |  | 10/18/2017
International Comfort Products | Tempstar | N9MSB0601412C | Natural Gas | Induced Draft | True | False | 1 | False | Up |  | None | Condensing | Single-Stage |  | 0.33 | Standard |  | 60000 | 56000 |  |  | 50600 | 481 | 92.1 | 78 | [8 empty] | Federally-Regulated Consumer Product | 11/29/2016 |  | 10/18/2017
International Comfort Products | Tempstar | N9MSB0601412C | Natural Gas | Induced Draft | True | False | 1 | False | Down |  | None | Condensing | Single-Stage |  | 0.33 | Standard |  | 60000 | 56000 |  |  | 50600 | 481 | 92.1 | 78 | [8 empty] | Federally-Regulated Consumer Product | 11/29/2016 |  | 10/18/2017
International Comfort Products | Tempstar | N9MSB0601412C | Natural Gas | Induced Draft | True | False | 1 | False | Horizontal |  | None | Condensing | Single-Stage |  | 0.33 | Standard |  | 60000 | 56000 |  |  | 50600 | 481 | 92.1 | 78 | [8 empty] | Federally-Regulated Consumer Product | 11/29/2016 |  | 10/18/2017
International Comfort Products | Tempstar | N9MSB0601716C | LPG | Induced Draft | True | False | 1 | False | Up |  | None | Condensing | Single-Stage |  | 0.5 | Standard |  | 60000 | 56000 |  |  | 50100 | 605 | 92.1 | 78 | [8 empty] | Federally-Regulated Consumer Product | 11/29/2016 |  | 10/18/2017
International Comfort Products | Tempstar | N9MSB0601716C | LPG | Induced Draft | True | False | 1 | False | Down |  | None | Condensing | Single-Stage |  | 0.5 | Standard |  | 60000 | 56000 |  |  | 50100 | 605 | 92.1 | 78 | [8 empty] | Federally-Regulated Consumer Product | 11/29/2016 |  | 10/18/2017
International Comfort Products | Tempstar | N9MSB0601716C | LPG | Induced Draft | True | False | 1 | False | Horizontal |  | None | Condensing | Single-Stage |  | 0.5 | Standard |  | 60000 | 56000 |  |  | 50100 | 605 | 92.1 | 78 | [8 empty] | Federally-Regulated Consumer Product | 11/29/2016 |  | 10/18/2017
International Comfort Products | Tempstar | N9MSB0601716C | Natural Gas | Induced Draft | True | False | 1 | False | Up |  | None | Condensing | Single-Stage |  | 0.5 | Standard |  | 60000 | 56000 |  |  | 50100 | 605 | 92.1 | 78 | [8 empty] | Federally-Regulated Consumer Product | 11/29/2016 |  | 10/18/2017
International Comfort Products | Tempstar | N9MSB0601716C | Natural Gas | Induced Draft | True | False | 1 | False | Down |  | None | Condensing | Single-Stage |  | 0.5 | Standard |  | 60000 | 56000 |  |  | 50100 | 605 | 92.1 | 78 | [8 empty] | Federally-Regulated Consumer Product | 11/29/2016 |  | 10/18/2017
International Comfort Products | Tempstar | N9MSB0601716C | Natural Gas | Induced Draft | True | False | 1 | False | Horizontal |  | None | Condensing | Single-Stage |  | 0.5 | Standard |  | 60000 | 56000 |  |  | 50100 | 605 | 92.1 | 78 | [8 empty] | Federally-Regulated Consumer Product | 11/29/2016 |  | 10/18/2017
International Comfort Products | Tempstar | N9MSB0802120C | LPG | Induced Draft | True | False | 1 | False | Up |  | None | Condensing | Single-Stage |  | 0.75 | Standard |  | 80000 | 75000 |  |  | 66900 | 775 | 92.1 | 78 | [8 empty] | Federally-Regulated Consumer Product | 11/29/2016 |  | 10/18/2017
International Comfort Products | Tempstar | N9MSB0802120C | LPG | Induced Draft | True | False | 1 | False | Down |  | None | Condensing | Single-Stage |  | 0.75 | Standard |  | 80000 | 75000 |  |  | 66900 | 775 | 92.1 | 78 | [8 empty] | Federally-Regulated Consumer Product | 11/29/2016 |  | 10/18/2017
International Comfort Products | Tempstar | N9MSB0802120C | LPG | Induced Draft | True | False | 1 | False | Horizontal |  | None | Condensing | Single-Stage |  | 0.75 | Standard |  | 80000 | 75000 |  |  | 66900 | 775 | 92.1 | 78 | [8 empty] | Federally-Regulated Consumer Product | 11/29/2016 |  | 10/18/2017
International Comfort Products | Tempstar | N9MSB0802120C | Natural Gas | Induced Draft | True | False | 1 | False | Up |  | None | Condensing | Single-Stage |  | 0.75 | Standard |  | 80000 | 75000 |  |  | 66900 | 775 | 92.1 | 78 | [8 empty] | Federally-Regulated Consumer Product | 11/29/2016 |  | 10/18/2017
International Comfort Products | Tempstar | N9MSB0802120C | Natural Gas | Induced Draft | True | False | 1 | False | Down |  | None | Condensing | Single-Stage |  | 0.75 | Standard |  | 80000 | 75000 |  |  | 66900 | 775 | 92.1 | 78 | [8 empty] | Federally-Regulated Consumer Product | 11/29/2016 |  | 10/18/2017
International Comfort Products | Tempstar | N9MSB0802120C | Natural Gas | Induced Draft | True | False | 1 | False | Horizontal |  | None | Condensing | Single-Stage |  | 0.75 | Standard |  | 80000 | 75000 |  |  | 66900 | 775 | 92.1 | 78 | [8 empty] | Federally-Regulated Consumer Product | 11/29/2016 |  | 10/18/2017
International Comfort Products | Tempstar | N9MSB1002116C | LPG | Induced Draft | True | False | 1 | False | Up |  | None | Condensing | Single-Stage |  | 0.5 | Standard |  | 100000 | 94000 |  |  | 100900 | 994 | 92.1 | 78 | [8 empty] | Federally-Regulated Consumer Product | 02/14/2017 |  | 10/18/2017
International Comfort Products | Tempstar | N9MSB1002116C | LPG | Induced Draft | True | False | 1 | False | Down |  | None | Condensing | Single-Stage |  | 0.5 | Standard |  | 100000 | 94000 |  |  | 100900 | 994 | 92.1 | 78 | [8 empty] | Federally-Regulated Consumer Product | 02/14/2017 |  | 10/18/2017
International Comfort Products | Tempstar | N9MSB1002116C | LPG | Induced Draft | True | False | 1 | False | Horizontal |  | None | Condensing | Single-Stage |  | 0.5 | Standard |  | 100000 | 94000 |  |  | 100900 | 994 | 92.1 | 78 | [8 empty] | Federally-Regulated Consumer Product | 02/14/2017 |  | 10/18/2017
International Comfort Products | Tempstar | N9MSB1002116C | Natural Gas | Induced Draft | True | False | 1 | False | Up |  | None | Condensing | Single-Stage |  | 0.5 | Standard |  | 100000 | 94000 |  |  | 100900 | 994 | 92.1 | 78 | [8 empty] | Federally-Regulated Consumer Product | 02/14/2017 |  | 10/18/2017
International Comfort Products | Tempstar | N9MSB1002116C | Natural Gas | Induced Draft | True | False | 1 | False | Down |  | None | Condensing | Single-Stage |  | 0.5 | Standard |  | 100000 | 94000 |  |  | 100900 | 994 | 92.1 | 78 | [8 empty] | Federally-Regulated Consumer Product | 02/14/2017 |  | 10/18/2017
International Comfort Products | Tempstar | N9MSB1002116C | Natural Gas | Induced Draft | True | False | 1 | False | Horizontal |  | None | Condensing | Single-Stage |  | 0.5 | Standard |  | 100000 | 94000 |  |  | 100900 | 994 | 92.1 | 78 | [8 empty] | Federally-Regulated Consumer Product | 02/14/2017 |  | 10/18/2017
International Comfort Products | Tempstar | N9MSB1002120C | LPG | Induced Draft | True | False | 1 | False | Up |  | None | Condensing | Single-Stage |  | 0.75 | Standard |  | 100000 | 94000 |  |  | 100800 | 1030 | 92.1 | 78 | [8 empty] | Federally-Regulated Consumer Product | 02/14/2017 |  | 10/18/2017
International Comfort Products | Tempstar | N9MSB1002120C | LPG | Induced Draft | True | False | 1 | False | Down |  | None | Condensing | Single-Stage |  | 0.75 | Standard |  | 100000 | 94000 |  |  | 100800 | 1030 | 92.1 | 78 | [8 empty] | Federally-Regulated Consumer Product | 02/14/2017 |  | 10/18/2017
International Comfort Products | Tempstar | N9MSB1002120C | LPG | Induced Draft | True | False | 1 | False | Horizontal |  | None | Condensing | Single-Stage |  | 0.75 | Standard |  | 100000 | 94000 |  |  | 100800 | 1030 | 92.1 | 78 | [8 empty] | Federally-Regulated Consumer Product | 02/14/2017 |  | 10/18/2017
International Comfort Products | Tempstar | N9MSB1002120C | Natural Gas | Induced Draft | True | False | 1 | False | Up |  | None | Condensing | Single-Stage |  | 0.75 | Standard |  | 100000 | 94000 |  |  | 100800 | 1030 | 92.1 | 78 | [8 empty] | Federally-Regulated Consumer Product | 02/14/2017 |  | 10/18/2017
International Comfort Products | Tempstar | N9MSB1002120C | Natural Gas | Induced Draft | True | False | 1 | False | Down |  | None | Condensing | Single-Stage |  | 0.75 | Standard |  | 100000 | 94000 |  |  | 100800 | 1030 | 92.1 | 78 | [8 empty] | Federally-Regulated Consumer Product | 02/14/2017 |  | 10/18/2017
International Comfort Products | Tempstar | N9MSB1002120C | Natural Gas | Induced Draft | True | False | 1 | False | Horizontal |  | None | Condensing | Single-Stage |  | 0.75 | Standard |  | 100000 | 94000 |  |  | 100800 | 1030 | 92.1 | 78 | [8 empty] | Federally-Regulated Consumer Product | 02/14/2017 |  | 10/18/2017
International Comfort Products | Tempstar | N9MSB1202420C | LPG | Induced Draft | True | False | 1 | False | Up |  | None | Condensing | Single-Stage |  | 0.75 | Standard |  | 120000 | 112000 |  |  | 117400 | 1247 | 92.1 | 78 | [8 empty] | Federally-Regulated Consumer Product | 02/14/2017 |  | 10/18/2017
International Comfort Products | Tempstar | N9MSB1202420C | LPG | Induced Draft | True | False | 1 | False | Down |  | None | Condensing | Single-Stage |  | 0.75 | Standard |  | 120000 | 112000 |  |  | 117400 | 1247 | 92.1 | 78 | [8 empty] | Federally-Regulated Consumer Product | 02/14/2017 |  | 10/18/2017
International Comfort Products | Tempstar | N9MSB1202420C | LPG | Induced Draft | True | False | 1 | False | Horizontal |  | None | Condensing | Single-Stage |  | 0.75 | Standard |  | 120000 | 112000 |  |  | 117400 | 1247 | 92.1 | 78 | [8 empty] | Federally-Regulated Consumer Product | 02/14/2017 |  | 10/18/2017
International Comfort Products | Tempstar | N9MSB1202420C | Natural Gas | Induced Draft | True | False | 1 | False | Up |  | None | Condensing | Single-Stage |  | 0.75 | Standard |  | 120000 | 112000 |  |  | 117400 | 1247 | 92.1 | 78 | [8 empty] | Federally-Regulated Consumer Product | 02/14/2017 |  | 10/18/2017
International Comfort Products | Tempstar | N9MSB1202420C | Natural Gas | Induced Draft | True | False | 1 | False | Down |  | None | Condensing | Single-Stage |  | 0.75 | Standard |  | 120000 | 112000 |  |  | 117400 | 1247 | 92.1 | 78 | [8 empty] | Federally-Regulated Consumer Product | 02/14/2017 |  | 10/18/2017
International Comfort Products | Tempstar | N9MSB1202420C | Natural Gas | Induced Draft | True | False | 1 | False | Horizontal |  | None | Condensing | Single-Stage |  | 0.75 | Standard |  | 120000 | 112000 |  |  | 117400 | 1247 | 92.1 | 78 | [8 empty] | Federally-Regulated Consumer Product | 02/14/2017 |  | 10/18/2017
International Comfort Products | Tempstar | F9MXT0601412A* | LPG | Induced Draft | True | False | 1 | False | Up |  | None | Condensing | Two-Stage Modulating |  | 0.5 | Standard |  | 60000 | 58000 |  |  | 48700 | 248 | 95 | 78 | [8 empty] | Federally-Regulated Consumer Product | 11/29/2016 |  | 10/18/2017
International Comfort Products | Tempstar | F9MXT0601412A* | LPG | Induced Draft | True | False | 1 | False | Horizontal |  | None | Condensing | Two-Stage Modulating |  | 0.5 | Standard |  | 60000 | 58000 |  |  | 48700 | 248 | 95 | 78 | [8 empty] | Federally-Regulated Consumer Product | 11/29/2016 |  | 10/18/2017
International Comfort Products | Tempstar | F9MXT0601412A* | Natural Gas | Induced Draft | True | False | 1 | False | Up |  | None | Condensing | Two-Stage Modulating |  | 0.5 | Standard |  | 60000 | 58000 |  |  | 48700 | 248 | 95 | 78 | [8 empty] | Federally-Regulated Consumer Product | 11/29/2016 |  | 10/18/2017
International Comfort Products | Tempstar | F9MXT0601412A* | Natural Gas | Induced Draft | True | False | 1 | False | Horizontal |  | None | Condensing | Two-Stage Modulating |  | 0.5 | Standard |  | 60000 | 58000 |  |  | 48700 | 248 | 95 | 78 | [8 empty] | Federally-Regulated Consumer Product | 11/29/2016 |  | 10/18/2017
International Comfort Products | Tempstar | N9MSE0261408A | LPG | Induced Draft | True | False | 1 | False | Up |  | None | Condensing | Single-Stage |  | 0.25 | Standard |  | 26000 | 25000 |  |  | 24300 | 271 | 95.5 | 78 | [8 empty] | Federally-Regulated Consumer Product | 10/28/2016 |  | 10/18/2017
International Comfort Products | Tempstar | N9MSE0261408A | LPG | Induced Draft | True | False | 1 | False | Horizontal |  | None | Condensing | Single-Stage |  | 0.25 | Standard |  | 26000 | 25000 |  |  | 24300 | 271 | 95.5 | 78 | [8 empty] | Federally-Regulated Consumer Product | 10/28/2016 |  | 10/18/2017
International Comfort Products | Tempstar | N9MSE0261408A | Natural Gas | Induced Draft | True | False | 1 | False | Up |  | None | Condensing | Single-Stage |  | 0.25 | Standard |  | 26000 | 25000 |  |  | 24300 | 271 | 95.5 | 78 | [8 empty] | Federally-Regulated Consumer Product | 10/28/2016 |  | 10/18/2017
International Comfort Products | Tempstar | N9MSE0261408A | Natural Gas | Induced Draft | True | False | 1 | False | Horizontal |  | None | Condensing | Single-Stage |  | 0.25 | Standard |  | 26000 | 25000 |  |  | 24300 | 271 | 95.5 | 78 | [8 empty] | Federally-Regulated Consumer Product | 10/28/2016 |  | 10/18/2017
International Comfort Products | Tempstar | F9MXE0261410A | LPG | Induced Draft | True | False | 1 | False | Up |  | None | Condensing | Single-Stage |  | 0.33 | Standard |  | 26000 | 25000 |  |  | 24700 | 130 | 96 | 78 | [8 empty] | Federally-Regulated Consumer Product | 10/28/2016 |  | 10/18/2017
International Comfort Products | Tempstar | F9MXE0261410A | LPG | Induced Draft | True | False | 1 | False | Horizontal |  | None | Condensing | Single-Stage |  | 0.33 | Standard |  | 26000 | 25000 |  |  | 24700 | 130 | 96 | 78 | [8 empty] | Federally-Regulated Consumer Product | 10/28/2016 |  | 10/18/2017
International Comfort Products | Tempstar | F9MXE0261410A | Natural Gas | Induced Draft | True | False | 1 | False | Up |  | None | Condensing | Single-Stage |  | 0.33 | Standard |  | 26000 | 25000 |  |  | 24700 | 130 | 96 | 78 | [8 empty] | Federally-Regulated Consumer Product | 10/28/2016 |  | 10/18/2017
International Comfort Products | Tempstar | F9MXE0261410A | Natural Gas | Induced Draft | True | False | 1 | False | Horizontal |  | None | Condensing | Single-Stage |  | 0.33 | Standard |  | 26000 | 25000 |  |  | 24700 | 130 | 96 | 78 | [8 empty] | Federally-Regulated Consumer Product | 10/28/2016 |  | 10/18/2017
International Comfort Products | Tempstar | F9MAE0601714A*D | LPG | Induced Draft | True | False | 1 | False | Down |  | None | Condensing | Step Modulating |  | 0.5 | Standard |  | 60000 | 58000 |  |  | 47900 | 173 | 95 | 78 | [8 empty] | Federally-Regulated Consumer Product | 10/28/2016 |  | 10/18/2017
International Comfort Products | Tempstar | F9MAE0601714A*D | Natural Gas | Induced Draft | True | False | 1 | False | Down |  | None | Condensing | Step Modulating |  | 0.5 | Standard |  | 60000 | 58000 |  |  | 47900 | 173 | 95 | 78 | [8 empty] | Federally-Regulated Consumer Product | 10/28/2016 |  | 10/18/2017
International Comfort Products | Tempstar | F9MAE0602120A*D | LPG | Induced Draft | True | False | 1 | False | Down |  | None | Condensing | Step Modulating |  | 1 | Standard |  | 61000 | 59000 |  |  | 47700 | 229 | 96.7 | 78 | [8 empty] | Federally-Regulated Consumer Product | 02/14/2017 |  | 10/18/2017
International Comfort Products | Tempstar | F9MAE0602120A*D | Natural Gas | Induced Draft | True | False | 1 | False | Down |  | None | Condensing | Step Modulating |  | 1 | Standard |  | 61000 | 59000 |  |  | 47700 | 229 | 96.7 | 78 | [8 empty] | Federally-Regulated Consumer Product | 02/14/2017 |  | 10/18/2017
International Comfort Products | Tempstar | F9MAE0801714A*D | LPG | Induced Draft | True | False | 1 | False | Down |  | None | Condensing | Step Modulating |  | 0.5 | Standard |  | 80000 | 77000 |  |  | 80700 | 383 | 95 | 78 | [8 empty] | Federally-Regulated Consumer Product | 10/28/2016 |  | 10/18/2017
International Comfort Products | Tempstar | F9MAE0801714A*D | Natural Gas | Induced Draft | True | False | 1 | False | Down |  | None | Condensing | Step Modulating |  | 0.5 | Standard |  | 80000 | 77000 |  |  | 80700 | 383 | 95 | 78 | [8 empty] | Federally-Regulated Consumer Product | 10/28/2016 |  | 10/18/2017
International Comfort Products | Tempstar | F9MAE1002122A*D | LPG | Induced Draft | True | False | 1 | False | Down |  | None | Condensing | Step Modulating |  | 1 | Standard |  | 100000 | 95000 |  |  | 98700 | 377 | 94 | 78 | [8 empty] | Federally-Regulated Consumer Product | 02/14/2017 |  | 10/18/2017
International Comfort Products | Tempstar | F9MAE1002122A*D | Natural Gas | Induced Draft | True | False | 1 | False | Down |  | None | Condensing | Step Modulating |  | 1 | Standard |  | 100000 | 95000 |  |  | 98700 | 377 | 94 | 78 | [8 empty] | Federally-Regulated Consumer Product | 02/14/2017 |  | 10/18/2017
International Comfort Products | Tempstar | F9MAE1202422A*D | LPG | Induced Draft | True | False | 1 | False | Down |  | None | Condensing | Step Modulating |  | 1 | Standard |  | 120000 | 115000 |  |  | 113000 | 488 | 95 | 78 | [8 empty] | Federally-Regulated Consumer Product | 10/28/2016 |  | 10/18/2017
International Comfort Products | Tempstar | F9MAE1202422A*D | Natural Gas | Induced Draft | True | False | 1 | False | Down |  | None | Condensing | Step Modulating |  | 1 | Standard |  | 120000 | 115000 |  |  | 113000 | 488 | 95 | 78 | [8 empty] | Federally-Regulated Consumer Product | 10/28/2016 |  | 10/18/2017
International Comfort Products | Tempstar | F9MVE0401410A*D | LPG | Induced Draft | True | False | 1 | False | Down |  | None | Condensing | Two-Stage Modulating |  | 0.5 | Standard |  | 40000 | 39000 |  |  | 32600 | 179 | 95 | 78 | [8 empty] | Federally-Regulated Consumer Product | 11/29/2016 |  | 10/18/2017
International Comfort Products | Tempstar | F9MVE0401410A*D | Natural Gas | Induced Draft | True | False | 1 | False | Down |  | None | Condensing | Two-Stage Modulating |  | 0.5 | Standard |  | 40000 | 39000 |  |  | 32600 | 179 | 95 | 78 | [8 empty] | Federally-Regulated Consumer Product | 11/29/2016 |  | 10/18/2017
International Comfort Products | Tempstar | F9MVE0401712A*D | LPG | Induced Draft | True | False | 1 | False | Down |  | None | Condensing | Two-Stage Modulating |  | 0.5 | Standard |  | 40000 | 39000 |  |  | 32700 | 150 | 95 | 78 | [8 empty] | Federally-Regulated Consumer Product | 02/14/2017 |  | 10/18/2017
International Comfort Products | Tempstar | F9MVE0401712A*D | Natural Gas | Induced Draft | True | False | 1 | False | Down |  | None | Condensing | Two-Stage Modulating |  | 0.5 | Standard |  | 40000 | 39000 |  |  | 32700 | 150 | 95 | 78 | [8 empty] | Federally-Regulated Consumer Product | 02/14/2017 |  | 10/18/2017
International Comfort Products | Tempstar | F9MVE0601412A*D | LPG | Induced Draft | True | False | 1 | False | Down |  | None | Condensing | Two-Stage Modulating |  | 0.5 | Standard |  | 60000 | 58000 |  |  | 48500 | 255 | 95 | 78 | [8 empty] | Federally-Regulated Consumer Product | 08/17/2016 |  | 10/18/2017
International Comfort Products | Tempstar | F9MVE0601412A*D | Natural Gas | Induced Draft | True | False | 1 | False | Down |  | None | Condensing | Two-Stage Modulating |  | 0.5 | Standard |  | 60000 | 58000 |  |  | 48500 | 255 | 95 | 78 | [8 empty] | Federally-Regulated Consumer Product | 08/17/2016 |  | 10/18/2017
International Comfort Products | Tempstar | F9MVE0601714A*D | LPG | Induced Draft | True | False | 1 | False | Down |  | None | Condensing | Two-Stage Modulating |  | 0.75 | Standard |  | 60000 | 58000 |  |  | 49000 | 194 | 95 | 78 | [8 empty] | Federally-Regulated Consumer Product | 08/17/2016 |  | 10/18/2017
International Comfort Products | Tempstar | F9MVE0601714A*D | Natural Gas | Induced Draft | True | False | 1 | False | Down |  | None | Condensing | Two-Stage Modulating |  | 0.75 | Standard |  | 60000 | 58000 |  |  | 49000 | 194 | 95 | 78 | [8 empty] | Federally-Regulated Consumer Product | 08/17/2016 |  | 10/18/2017
International Comfort Products | Tempstar | F9MVE0801716A*D | LPG | Induced Draft | True | False | 1 | False | Down |  | None | Condensing | Two-Stage Modulating |  | 0.75 | Standard |  | 80000 | 77000 |  |  | 80800 | 410 | 95 | 78 | [8 empty] | Federally-Regulated Consumer Product | 08/17/2016 |  | 10/18/2017
International Comfort Products | Tempstar | F9MVE0801716A*D | Natural Gas | Induced Draft | True | False | 1 | False | Down |  | None | Condensing | Two-Stage Modulating |  | 0.75 | Standard |  | 80000 | 77000 |  |  | 80800 | 410 | 95 | 78 | [8 empty] | Federally-Regulated Consumer Product | 08/17/2016 |  | 10/18/2017
International Comfort Products | Tempstar | F9MVE0802120A*D | LPG | Induced Draft | True | False | 1 | False | Down |  | None | Condensing | Two-Stage Modulating |  | 1 | Standard |  | 80000 | 76000 |  |  | 65500 | 261 | 95 | 78 | [8 empty] | Federally-Regulated Consumer Product | 11/29/2016 |  | 10/18/2017
International Comfort Products | Tempstar | F9MVE0802120A*D | Natural Gas | Induced Draft | True | False | 1 | False | Down |  | None | Condensing | Two-Stage Modulating |  | 1 | Standard |  | 80000 | 76000 |  |  | 65500 | 261 | 95 | 78 | [8 empty] | Federally-Regulated Consumer Product | 11/29/2016 |  | 10/18/2017
International Comfort Products | Tempstar | F9MVE1002120A*D | LPG | Induced Draft | True | False | 1 | False | Down |  | None | Condensing | Two-Stage Modulating |  | 1 | Standard |  | 100000 | 97000 |  |  | 97400 | 420 | 95 | 78 | [8 empty] | Federally-Regulated Consumer Product | 02/14/2017 |  | 10/18/2017
International Comfort Products | Tempstar | F9MVE1002120A*D | Natural Gas | Induced Draft | True | False | 1 | False | Down |  | None | Condensing | Two-Stage Modulating |  | 1 | Standard |  | 100000 | 97000 |  |  | 97400 | 420 | 95 | 78 | [8 empty] | Federally-Regulated Consumer Product | 02/14/2017 |  | 10/18/2017
International Comfort Products | Tempstar | F9MVE1202422A*D | LPG | Induced Draft | True | False | 1 | False | Down |  | None | Condensing | Two-Stage Modulating |  | 1 | Standard |  | 120000 | 116000 |  |  | 111300 | 628 | 95 | 78 | [8 empty] | Federally-Regulated Consumer Product | 08/17/2016 |  | 10/18/2017
International Comfort Products | Tempstar | F9MVE1202422A*D | Natural Gas | Induced Draft | True | False | 1 | False | Down |  | None | Condensing | Two-Stage Modulating |  | 1 | Standard |  | 120000 | 116000 |  |  | 111300 | 628 | 95 | 78 | [8 empty] | Federally-Regulated Consumer Product | 08/17/2016 |  | 10/18/2017
International Comfort Products | Tempstar | F9MXE0261410A*D | LPG | Induced Draft | True | False | 1 | False | Down |  | None | Condensing | Single-Stage |  | 0.33 | Standard |  | 26000 | 25000 |  |  | 25000 | 128 | 95 | 78 | [8 empty] | Federally-Regulated Consumer Product | 02/14/2017 |  | 10/18/2017
International Comfort Products | Tempstar | F9MXE0261410A*D | Natural Gas | Induced Draft | True | False | 1 | False | Down |  | None | Condensing | Single-Stage |  | 0.33 | Standard |  | 26000 | 25000 |  |  | 25000 | 128 | 95 | 78 | [8 empty] | Federally-Regulated Consumer Product | 02/14/2017 |  | 10/18/2017
International Comfort Products | Tempstar | F9MXE0401410A*D | LPG | Induced Draft | True | False | 1 | False | Down |  | None | Condensing | Single-Stage |  | 0.5 | Standard |  | 40000 | 39000 |  |  | 33200 | 188 | 95 | 78 | [8 empty] | Federally-Regulated Consumer Product | 11/29/2016 |  | 10/18/2017
International Comfort Products | Tempstar | F9MXE0401410A*D | Natural Gas | Induced Draft | True | False | 1 | False | Down |  | None | Condensing | Single-Stage |  | 0.5 | Standard |  | 40000 | 39000 |  |  | 33200 | 188 | 95 | 78 | [8 empty] | Federally-Regulated Consumer Product | 11/29/2016 |  | 10/18/2017
International Comfort Products | Tempstar | F9MXE0401712A*D | LPG | Induced Draft | True | False | 1 | False | Down |  | None | Condensing | Single-Stage |  | 0.5 | Standard |  | 40000 | 39000 |  |  | 33200 | 183 | 95 | 78 | [8 empty] | Federally-Regulated Consumer Product | 11/29/2016 |  | 10/18/2017
International Comfort Products | Tempstar | F9MXE0401712A*D | Natural Gas | Induced Draft | True | False | 1 | False | Down |  | None | Condensing | Single-Stage |  | 0.5 | Standard |  | 40000 | 39000 |  |  | 33200 | 183 | 95 | 78 | [8 empty] | Federally-Regulated Consumer Product | 11/29/2016 |  | 10/18/2017
International Comfort Products | Tempstar | F9MXE0601412A*D | LPG | Induced Draft | True | False | 1 | False | Down |  | None | Condensing | Single-Stage |  | 0.5 | Standard |  | 60000 | 58000 |  |  | 49500 | 344 | 95 | 78 | [8 empty] | Federally-Regulated Consumer Product | 11/29/2016 |  | 10/18/2017
International Comfort Products | Tempstar | F9MXE0601412A*D | Natural Gas | Induced Draft | True | False | 1 | False | Down |  | None | Condensing | Single-Stage |  | 0.5 | Standard |  | 60000 | 58000 |  |  | 49500 | 344 | 95 | 78 | [8 empty] | Federally-Regulated Consumer Product | 11/29/2016 |  | 10/18/2017
International Comfort Products | Tempstar | F9MXE0601714A*D | LPG | Induced Draft | True | False | 1 | False | Down |  | None | Condensing | Single-Stage |  | 0.75 | Standard |  | 60000 | 58000 |  |  | 49800 | 263 | 95 | 78 | [8 empty] | Federally-Regulated Consumer Product | 11/29/2016 |  | 10/18/2017
International Comfort Products | Tempstar | F9MXE0601714A*D | Natural Gas | Induced Draft | True | False | 1 | False | Down |  | None | Condensing | Single-Stage |  | 0.75 | Standard |  | 60000 | 58000 |  |  | 49800 | 263 | 95 | 78 | [8 empty] | Federally-Regulated Consumer Product | 11/29/2016 |  | 10/18/2017
International Comfort Products | Tempstar | F9MXE0801716A*D | LPG | Induced Draft | True | False | 1 | False | Down |  | None | Condensing | Single-Stage |  | 0.75 | Standard |  | 80000 | 78000 |  |  | 82500 | 558 | 95 | 78 | [8 empty] | Federally-Regulated Consumer Product | 11/29/2016 |  | 10/18/2017
International Comfort Products | Tempstar | F9MXE0801716A*D | Natural Gas | Induced Draft | True | False | 1 | False | Down |  | None | Condensing | Single-Stage |  | 0.75 | Standard |  | 80000 | 78000 |  |  | 82500 | 558 | 95 | 78 | [8 empty] | Federally-Regulated Consumer Product | 11/29/2016 |  | 10/18/2017
International Comfort Products | Tempstar | F9MXE0802120A*D | LPG | Induced Draft | True | False | 1 | False | Down |  | None | Condensing | Single-Stage |  | 1 | Standard |  | 80000 | 78000 |  |  | 83000 | 418 | 95 | 78 | [8 empty] | Federally-Regulated Consumer Product | 11/29/2016 |  | 10/18/2017
International Comfort Products | Tempstar | F9MXE0802120A*D | Natural Gas | Induced Draft | True | False | 1 | False | Down |  | None | Condensing | Single-Stage |  | 1 | Standard |  | 80000 | 78000 |  |  | 83000 | 418 | 95 | 78 | [8 empty] | Federally-Regulated Consumer Product | 11/29/2016 |  | 10/18/2017
International Comfort Products | Tempstar | F9MXE1002120A*D | LPG | Induced Draft | True | False | 1 | False | Down |  | None | Condensing | Single-Stage |  | 1 | Standard |  | 100000 | 97000 |  |  | 99200 | 614 | 95 | 78 | [8 empty] | Federally-Regulated Consumer Product | 02/14/2017 |  | 10/18/2017
International Comfort Products | Tempstar | F9MXE1002120A*D | Natural Gas | Induced Draft | True | False | 1 | False | Down |  | None | Condensing | Single-Stage |  | 1 | Standard |  | 100000 | 97000 |  |  | 99200 | 614 | 95 | 78 | [8 empty] | Federally-Regulated Consumer Product | 02/14/2017 |  | 10/18/2017
International Comfort Products | Tempstar | F9MXE1202422A*D | LPG | Induced Draft | True | False | 1 | False | Down |  | None | Condensing | Single-Stage |  | 1 | Standard |  | 120000 | 116000 |  |  | 114500 | 1047 | 95 | 78 | [8 empty] | Federally-Regulated Consumer Product | 11/29/2016 |  | 10/18/2017
International Comfort Products | Tempstar | F9MXE1202422A*D | Natural Gas | Induced Draft | True | False | 1 | False | Down |  | None | Condensing | Single-Stage |  | 1 | Standard |  | 120000 | 116000 |  |  | 114500 | 1047 | 95 | 78 | [8 empty] | Federally-Regulated Consumer Product | 11/29/2016 |  | 10/18/2017
International Comfort Products | Tempstar | F9MXT0601412A*D | LPG | Induced Draft | True | False | 1 | False | Down |  | None | Condensing | Two-Stage Modulating |  | 0.5 | Standard |  | 60000 | 58000 |  |  | 48500 | 255 | 95 | 78 | [8 empty] | Federally-Regulated Consumer Product | 08/17/2016 |  | 10/18/2017
International Comfort Products | Tempstar | F9MXT0601412A*D | Natural Gas | Induced Draft | True | False | 1 | False | Down |  | None | Condensing | Two-Stage Modulating |  | 0.5 | Standard |  | 60000 | 58000 |  |  | 48500 | 255 | 95 | 78 | [8 empty] | Federally-Regulated Consumer Product | 08/17/2016 |  | 10/18/2017
International Comfort Products | Tempstar | F9MXT0601714A*D | LPG | Induced Draft | True | False | 1 | False | Down |  | None | Condensing | Two-Stage Modulating |  | 0.75 | Standard |  | 60000 | 58000 |  |  | 49000 | 194 | 95 | 78 | [8 empty] | Federally-Regulated Consumer Product | 08/17/2016 |  | 10/18/2017
International Comfort Products | Tempstar | F9MXT0601714A*D | Natural Gas | Induced Draft | True | False | 1 | False | Down |  | None | Condensing | Two-Stage Modulating |  | 0.75 | Standard |  | 60000 | 58000 |  |  | 49000 | 194 | 95 | 78 | [8 empty] | Federally-Regulated Consumer Product | 08/17/2016 |  | 10/18/2017
International Comfort Products | Tempstar | F9MXT0801716A*D | LPG | Induced Draft | True | False | 1 | False | Down |  | None | Condensing | Two-Stage Modulating |  | 0.75 | Standard |  | 80000 | 77000 |  |  | 80800 | 410 | 95 | 78 | [8 empty] | Federally-Regulated Consumer Product | 08/17/2016 |  | 10/18/2017
International Comfort Products | Tempstar | F9MXT0801716A*D | Natural Gas | Induced Draft | True | False | 1 | False | Down |  | None | Condensing | Two-Stage Modulating |  | 0.75 | Standard |  | 80000 | 77000 |  |  | 80800 | 410 | 95 | 78 | [8 empty] | Federally-Regulated Consumer Product | 08/17/2016 |  | 10/18/2017
International Comfort Products | Tempstar | F9MXT0802120A*D | LPG | Induced Draft | True | False | 1 | False | Down |  | None | Condensing | Two-Stage Modulating |  | 1 | Standard |  | 80000 | 76000 |  |  | 65500 | 261 | 95 | 78 | [8 empty] | Federally-Regulated Consumer Product | 11/29/2016 |  | 10/18/2017
International Comfort Products | Tempstar | F9MXT0802120A*D | Natural Gas | Induced Draft | True | False | 1 | False | Down |  | None | Condensing | Two-Stage Modulating |  | 1 | Standard |  | 80000 | 76000 |  |  | 65500 | 261 | 95 | 78 | [8 empty] | Federally-Regulated Consumer Product | 11/29/2016 |  | 10/18/2017
International Comfort Products | Tempstar | F9MXT1002120A*D | LPG | Induced Draft | True | False | 1 | False | Down |  | None | Condensing | Two-Stage Modulating |  | 1 | Standard |  | 100000 | 97000 |  |  | 97400 | 420 | 95 | 78 | [8 empty] | Federally-Regulated Consumer Product | 02/14/2017 |  | 10/18/2017
International Comfort Products | Tempstar | F9MXT1002120A*D | Natural Gas | Induced Draft | True | False | 1 | False | Down |  | None | Condensing | Two-Stage Modulating |  | 1 | Standard |  | 100000 | 97000 |  |  | 97400 | 420 | 95 | 78 | [8 empty] | Federally-Regulated Consumer Product | 02/14/2017 |  | 10/18/2017
International Comfort Products | Tempstar | N9MSE0261408A*D | LPG | Induced Draft | True | False | 1 | False | Down |  | None | Condensing | Single-Stage |  | 0.25 | Standard |  | 26000 | 25000 |  |  | 24500 | 270 | 95 | 78 | [8 empty] | Federally-Regulated Consumer Product | 10/28/2016 |  | 10/18/2017
International Comfort Products | Tempstar | N9MSE0261408A*D | Natural Gas | Induced Draft | True | False | 1 | False | Down |  | None | Condensing | Single-Stage |  | 0.25 | Standard |  | 26000 | 25000 |  |  | 24500 | 270 | 95 | 78 | [8 empty] | Federally-Regulated Consumer Product | 10/28/2016 |  | 10/18/2017
International Comfort Products | Tempstar | N9MSE0401410A*D | LPG | Induced Draft | True | False | 1 | False | Down |  | None | Condensing | Single-Stage |  | 0.5 | Standard |  | 40000 | 39000 |  |  | 32500 | 374 | 95 | 78 | [8 empty] | Federally-Regulated Consumer Product | 02/14/2017 |  | 10/18/2017
International Comfort Products | Tempstar | N9MSE0401410A*D | Natural Gas | Induced Draft | True | False | 1 | False | Down |  | None | Condensing | Single-Stage |  | 0.5 | Standard |  | 40000 | 39000 |  |  | 32500 | 374 | 95 | 78 | [8 empty] | Federally-Regulated Consumer Product | 02/14/2017 |  | 10/18/2017
International Comfort Products | Tempstar | N9MSE0401712A*D | LPG | Induced Draft | True | False | 1 | False | Down |  | None | Condensing | Single-Stage |  | 0.5 | Standard |  | 40000 | 39000 |  |  | 32100 | 502 | 95 | 78 | [8 empty] | Federally-Regulated Consumer Product | 11/29/2016 |  | 10/18/2017
International Comfort Products | Tempstar | N9MSE0401712A*D | Natural Gas | Induced Draft | True | False | 1 | False | Down |  | None | Condensing | Single-Stage |  | 0.5 | Standard |  | 40000 | 39000 |  |  | 32100 | 502 | 95 | 78 | [8 empty] | Federally-Regulated Consumer Product | 11/29/2016 |  | 10/18/2017
International Comfort Products | Tempstar | N9MSE0601410A*D | LPG | Induced Draft | True | False | 1 | False | Down |  | None | Condensing | Single-Stage |  | 0.5 | Standard |  | 60000 | 58000 |  |  | 48900 | 521 | 95 | 78 | [8 empty] | Federally-Regulated Consumer Product | 11/29/2016 |  | 10/18/2017
International Comfort Products | Tempstar | N9MSE0601410A*D | Natural Gas | Induced Draft | True | False | 1 | False | Down |  | None | Condensing | Single-Stage |  | 0.5 | Standard |  | 60000 | 58000 |  |  | 48900 | 521 | 95 | 78 | [8 empty] | Federally-Regulated Consumer Product | 11/29/2016 |  | 10/18/2017
International Comfort Products | Tempstar | N9MSE0601714A*D | LPG | Induced Draft | True | False | 1 | False | Down |  | None | Condensing | Single-Stage |  | 0.5 | Standard |  | 60000 | 58000 |  |  | 48600 | 598 | 95 | 78 | [8 empty] | Federally-Regulated Consumer Product | 11/29/2016 |  | 10/18/2017
International Comfort Products | Tempstar | N9MSE0601714A*D | Natural Gas | Induced Draft | True | False | 1 | False | Down |  | None | Condensing | Single-Stage |  | 0.5 | Standard |  | 60000 | 58000 |  |  | 48600 | 598 | 95 | 78 | [8 empty] | Federally-Regulated Consumer Product | 11/29/2016 |  | 10/18/2017
International Comfort Products | Tempstar | N9MSE0801716A*D | LPG | Induced Draft | True | False | 1 | False | Down |  | None | Condensing | Single-Stage |  | 0.75 | Standard |  | 80000 | 78000 |  |  | 81300 | 913 | 95 | 78 | [8 empty] | Federally-Regulated Consumer Product | 02/14/2017 |  | 10/18/2017
International Comfort Products | Tempstar | N9MSE0801716A*D | Natural Gas | Induced Draft | True | False | 1 | False | Down |  | None | Condensing | Single-Stage |  | 0.75 | Standard |  | 80000 | 78000 |  |  | 81300 | 913 | 95 | 78 | [8 empty] | Federally-Regulated Consumer Product | 02/14/2017 |  | 10/18/2017
International Comfort Products | Tempstar | N9MSE0802120A*D | LPG | Induced Draft | True | False | 1 | False | Down |  | None | Condensing | Single-Stage |  | 0.75 | Standard |  | 80000 | 78000 |  |  | 81100 | 948 | 95 | 78 | [8 empty] | Federally-Regulated Consumer Product | 11/29/2016 |  | 10/18/2017
International Comfort Products | Tempstar | N9MSE0802120A*D | Natural Gas | Induced Draft | True | False | 1 | False | Down |  | None | Condensing | Single-Stage |  | 0.75 | Standard |  | 80000 | 78000 |  |  | 81100 | 948 | 95 | 78 | [8 empty] | Federally-Regulated Consumer Product | 11/29/2016 |  | 10/18/2017
International Comfort Products | Tempstar | N9MSE1002114A*D | LPG | Induced Draft | True | False | 1 | False | Down |  | None | Condensing | Single-Stage |  | 0.75 | Standard |  | 100000 | 97000 |  |  | 97200 | 1182 | 95 | 78 | [8 empty] | Federally-Regulated Consumer Product | 02/14/2017 |  | 10/18/2017
International Comfort Products | Tempstar | N9MSE1002114A*D | Natural Gas | Induced Draft | True | False | 1 | False | Down |  | None | Condensing | Single-Stage |  | 0.75 | Standard |  | 100000 | 97000 |  |  | 97200 | 1182 | 95 | 78 | [8 empty] | Federally-Regulated Consumer Product | 02/14/2017 |  | 10/18/2017
International Comfort Products | Tempstar | N9MSE1002120A*D | LPG | Induced Draft | True | False | 1 | False | Down |  | None | Condensing | Single-Stage |  | 0.75 | Standard |  | 100000 | 97000 |  |  | 97200 | 1175 | 95 | 78 | [8 empty] | Federally-Regulated Consumer Product | 02/14/2017 |  | 10/18/2017
International Comfort Products | Tempstar | N9MSE1002120A*D | Natural Gas | Induced Draft | True | False | 1 | False | Down |  | None | Condensing | Single-Stage |  | 0.75 | Standard |  | 100000 | 97000 |  |  | 97200 | 1175 | 95 | 78 | [8 empty] | Federally-Regulated Consumer Product | 02/14/2017 |  | 10/18/2017
International Comfort Products | Tempstar | N9MSE1202420A*D | LPG | Induced Draft | True | False | 1 | False | Down |  | None | Condensing | Single-Stage |  | 0.75 | Standard |  | 120000 | 116000 |  |  | 113400 | 1348 | 95 | 78 | [8 empty] | Federally-Regulated Consumer Product | 11/29/2016 |  | 10/18/2017
International Comfort Products | Tempstar | N9MSE1202420A*D | Natural Gas | Induced Draft | True | False | 1 | False | Down |  | None | Condensing | Single-Stage |  | 0.75 | Standard |  | 120000 | 116000 |  |  | 113400 | 1348 | 95 | 78 | [8 empty] | Federally-Regulated Consumer Product | 11/29/2016 |  | 10/18/2017
International Comfort Products | Tempstar | N9MSE1402420A*D | LPG | Induced Draft | True | False | 1 | False | Down |  | None | Condensing | Single-Stage |  | 0.75 | Standard |  | 140000 | 134000 |  |  | 131400 | 1261 | 94.4 | 78 | [8 empty] | Federally-Regulated Consumer Product | 10/28/2016 |  | 10/18/2017
International Comfort Products | Tempstar | N9MSE1402420A*D | Natural Gas | Induced Draft | True | False | 1 | False | Down |  | None | Condensing | Single-Stage |  | 0.75 | Standard |  | 140000 | 134000 |  |  | 131400 | 1261 | 94.4 | 78 | [8 empty] | Federally-Regulated Consumer Product | 10/28/2016 |  | 10/18/2017
International Comfort Products | Tempstar | F9MXT0401410A*D | LPG | Induced Draft | True | False | 1 | False | Down |  | None | Condensing | Two-Stage Modulating |  | 0.5 | Standard |  | 40000 | 39000 |  |  | 32600 | 179 | 95 | 78 | [8 empty] | Federally-Regulated Consumer Product | 08/17/2016 |  | 10/18/2017
International Comfort Products | Tempstar | F9MXT0401410A*D | Natural Gas | Induced Draft | True | False | 1 | False | Down |  | None | Condensing | Two-Stage Modulating |  | 0.5 | Standard |  | 40000 | 39000 |  |  | 32600 | 179 | 95 | 78 | [8 empty] | Federally-Regulated Consumer Product | 08/17/2016 |  | 10/18/2017
International Comfort Products | Tempstar | F9MXT0401712A*D | LPG | Induced Draft | True | False | 1 | False | Down |  | None | Condensing | Two-Stage Modulating |  | 0.5 | Standard |  | 40000 | 39000 |  |  | 32700 | 150 | 95 | 78 | [8 empty] | Federally-Regulated Consumer Product | 02/14/2017 |  | 10/18/2017
International Comfort Products | Tempstar | F9MXT0401712A*D | Natural Gas | Induced Draft | True | False | 1 | False | Down |  | None | Condensing | Two-Stage Modulating |  | 0.5 | Standard |  | 40000 | 39000 |  |  | 32700 | 150 | 95 | 78 | [8 empty] | Federally-Regulated Consumer Product | 02/14/2017 |  | 10/18/2017
International Comfort Products | Tempstar | F9MXT1202422A*D | LPG | Induced Draft | True | False | 1 | False | Down |  | None | Condensing | Two-Stage Modulating |  | 1 | Standard |  | 120000 | 116000 |  |  | 111300 | 628 | 95 | 78 | [8 empty] | Federally-Regulated Consumer Product | 11/29/2016 |  | 10/18/2017
International Comfort Products | Tempstar | F9MXT1202422A*D | Natural Gas | Induced Draft | True | False | 1 | False | Down |  | None | Condensing | Two-Stage Modulating |  | 1 | Standard |  | 120000 | 116000 |  |  | 111300 | 628 | 95 | 78 | [8 empty] | Federally-Regulated Consumer Product | 11/29/2016 |  | 10/18/2017
International Comfort Products | Tempstar | F9MAE0802120A*D | LPG | Induced Draft | True | False | 1 | False | Down |  | None | Condensing | Step Modulating |  | 1 | Standard |  | 80000 | 77000 |  |  | 81400 | 346 | 95 | 78 | [8 empty] | Federally-Regulated Consumer Product | 10/28/2016 |  | 10/18/2017
International Comfort Products | Tempstar | F9MAE0802120A*D | Natural Gas | Induced Draft | True | False | 1 | False | Down |  | None | Condensing | Step Modulating |  | 1 | Standard |  | 80000 | 77000 |  |  | 81400 | 346 | 95 | 78 | [8 empty] | Federally-Regulated Consumer Product | 10/28/2016 |  | 10/18/2017
International Comfort Products | Tempstar | N9MSE0401410A** | LPG | Induced Draft | True | False | 1 | True | Up |  | None | Condensing | Single-Stage |  | 0.5 | Standard |  | 40000 | 39000 |  |  | 32300 | 373 | 95.5 | 75 | [8 empty] | Federally-Regulated Consumer Product | 11/29/2016 |  | 10/18/2017
International Comfort Products | Tempstar | N9MSE0401410A** | LPG | Induced Draft | True | False | 1 | True | Horizontal |  | None | Condensing | Single-Stage |  | 0.5 | Standard |  | 40000 | 39000 |  |  | 32300 | 373 | 95.5 | 75 | [8 empty] | Federally-Regulated Consumer Product | 11/29/2016 |  | 10/18/2017
International Comfort Products | Tempstar | N9MSE0401410A** | Natural Gas | Induced Draft | True | False | 1 | True | Up |  | None | Condensing | Single-Stage |  | 0.5 | Standard |  | 40000 | 39000 |  |  | 32300 | 373 | 95.5 | 75 | [8 empty] | Federally-Regulated Consumer Product | 11/29/2016 |  | 10/18/2017
International Comfort Products | Tempstar | N9MSE0401410A** | Natural Gas | Induced Draft | True | False | 1 | True | Horizontal |  | None | Condensing | Single-Stage |  | 0.5 | Standard |  | 40000 | 39000 |  |  | 32300 | 373 | 95.5 | 75 | [8 empty] | Federally-Regulated Consumer Product | 11/29/2016 |  | 10/18/2017
International Comfort Products | Tempstar | N9MSE0601410A** | LPG | Induced Draft | True | False | 1 | True | Up |  | None | Condensing | Single-Stage |  | 0.5 | Standard |  | 60000 | 58000 |  |  | 48600 | 515 | 95.5 | 75 | [8 empty] | Federally-Regulated Consumer Product | 11/29/2016 |  | 10/18/2017
International Comfort Products | Tempstar | N9MSE0601410A** | LPG | Induced Draft | True | False | 1 | True | Horizontal |  | None | Condensing | Single-Stage |  | 0.5 | Standard |  | 60000 | 58000 |  |  | 48600 | 515 | 95.5 | 75 | [8 empty] | Federally-Regulated Consumer Product | 11/29/2016 |  | 10/18/2017
International Comfort Products | Tempstar | N9MSE0601410A** | Natural Gas | Induced Draft | True | False | 1 | True | Up |  | None | Condensing | Single-Stage |  | 0.5 | Standard |  | 60000 | 58000 |  |  | 48600 | 515 | 95.5 | 75 | [8 empty] | Federally-Regulated Consumer Product | 11/29/2016 |  | 10/18/2017
International Comfort Products | Tempstar | N9MSE0601410A** | Natural Gas | Induced Draft | True | False | 1 | True | Horizontal |  | None | Condensing | Single-Stage |  | 0.5 | Standard |  | 60000 | 58000 |  |  | 48600 | 515 | 95.5 | 75 | [8 empty] | Federally-Regulated Consumer Product | 11/29/2016 |  | 10/18/2017
International Comfort Products | Tempstar | N9MSE0601714A** | LPG | Induced Draft | True | False | 1 | True | Up |  | None | Condensing | Single-Stage |  | 0.5 | Standard |  | 60000 | 58000 |  |  | 48300 | 592 | 95.5 | 75 | [8 empty] | Federally-Regulated Consumer Product | 11/29/2016 |  | 10/18/2017
International Comfort Products | Tempstar | N9MSE0601714A** | LPG | Induced Draft | True | False | 1 | True | Horizontal |  | None | Condensing | Single-Stage |  | 0.5 | Standard |  | 60000 | 58000 |  |  | 48300 | 592 | 95.5 | 75 | [8 empty] | Federally-Regulated Consumer Product | 11/29/2016 |  | 10/18/2017
International Comfort Products | Tempstar | N9MSE0601714A** | Natural Gas | Induced Draft | True | False | 1 | True | Up |  | None | Condensing | Single-Stage |  | 0.5 | Standard |  | 60000 | 58000 |  |  | 48300 | 592 | 95.5 | 75 | [8 empty] | Federally-Regulated Consumer Product | 11/29/2016 |  | 10/18/2017
International Comfort Products | Tempstar | N9MSE0601714A** | Natural Gas | Induced Draft | True | False | 1 | True | Horizontal |  | None | Condensing | Single-Stage |  | 0.5 | Standard |  | 60000 | 58000 |  |  | 48300 | 592 | 95.5 | 75 | [8 empty] | Federally-Regulated Consumer Product | 11/29/2016 |  | 10/18/2017
International Comfort Products | Tempstar | N9MSE0801716A** | LPG | Induced Draft | True | False | 1 | True | Up |  | None | Condensing | Single-Stage |  | 0.75 | Standard |  | 80000 | 78000 |  |  | 80800 | 903 | 95.5 | 75 | [8 empty] | Federally-Regulated Consumer Product | 11/29/2016 |  | 10/18/2017
International Comfort Products | Tempstar | N9MSE0801716A** | LPG | Induced Draft | True | False | 1 | True | Horizontal |  | None | Condensing | Single-Stage |  | 0.75 | Standard |  | 80000 | 78000 |  |  | 80800 | 903 | 95.5 | 75 | [8 empty] | Federally-Regulated Consumer Product | 11/29/2016 |  | 10/18/2017
International Comfort Products | Tempstar | N9MSE0801716A** | Natural Gas | Induced Draft | True | False | 1 | True | Up |  | None | Condensing | Single-Stage |  | 0.75 | Standard |  | 80000 | 78000 |  |  | 80800 | 903 | 95.5 | 75 | [8 empty] | Federally-Regulated Consumer Product | 11/29/2016 |  | 10/18/2017
International Comfort Products | Tempstar | N9MSE0801716A** | Natural Gas | Induced Draft | True | False | 1 | True | Horizontal |  | None | Condensing | Single-Stage |  | 0.75 | Standard |  | 80000 | 78000 |  |  | 80800 | 903 | 95.5 | 75 | [8 empty] | Federally-Regulated Consumer Product | 11/29/2016 |  | 10/18/2017
International Comfort Products | Tempstar | N9MSE1002114A** | LPG | Induced Draft | True | False | 1 | True | Up |  | None | Condensing | Single-Stage |  | 0.75 | Standard |  | 100000 | 97000 |  |  | 96700 | 1162 | 95.5 | 75 | [8 empty] | Federally-Regulated Consumer Product | 11/29/2016 |  | 10/18/2017
International Comfort Products | Tempstar | N9MSE1002114A** | LPG | Induced Draft | True | False | 1 | True | Horizontal |  | None | Condensing | Single-Stage |  | 0.75 | Standard |  | 100000 | 97000 |  |  | 96700 | 1162 | 95.5 | 75 | [8 empty] | Federally-Regulated Consumer Product | 11/29/2016 |  | 10/18/2017
International Comfort Products | Tempstar | N9MSE1002114A** | Natural Gas | Induced Draft | True | False | 1 | True | Up |  | None | Condensing | Single-Stage |  | 0.75 | Standard |  | 100000 | 97000 |  |  | 96700 | 1162 | 95.5 | 75 | [8 empty] | Federally-Regulated Consumer Product | 11/29/2016 |  | 10/18/2017
International Comfort Products | Tempstar | N9MSE1002114A** | Natural Gas | Induced Draft | True | False | 1 | True | Horizontal |  | None | Condensing | Single-Stage |  | 0.75 | Standard |  | 100000 | 97000 |  |  | 96700 | 1162 | 95.5 | 75 | [8 empty] | Federally-Regulated Consumer Product | 11/29/2016 |  | 10/18/2017
International Comfort Products | Tempstar | N9MSE1002120A** | LPG | Induced Draft | True | False | 1 | True | Up |  | None | Condensing | Single-Stage |  | 0.75 | Standard |  | 100000 | 97000 |  |  | 96700 | 1155 | 95.5 | 75 | [8 empty] | Federally-Regulated Consumer Product | 11/29/2016 |  | 10/18/2017
International Comfort Products | Tempstar | N9MSE1002120A** | LPG | Induced Draft | True | False | 1 | True | Horizontal |  | None | Condensing | Single-Stage |  | 0.75 | Standard |  | 100000 | 97000 |  |  | 96700 | 1155 | 95.5 | 75 | [8 empty] | Federally-Regulated Consumer Product | 11/29/2016 |  | 10/18/2017
International Comfort Products | Tempstar | N9MSE1002120A** | Natural Gas | Induced Draft | True | False | 1 | True | Up |  | None | Condensing | Single-Stage |  | 0.75 | Standard |  | 100000 | 97000 |  |  | 96700 | 1155 | 95.5 | 75 | [8 empty] | Federally-Regulated Consumer Product | 11/29/2016 |  | 10/18/2017
International Comfort Products | Tempstar | N9MSE1002120A** | Natural Gas | Induced Draft | True | False | 1 | True | Horizontal |  | None | Condensing | Single-Stage |  | 0.75 | Standard |  | 100000 | 97000 |  |  | 96700 | 1155 | 95.5 | 75 | [8 empty] | Federally-Regulated Consumer Product | 11/29/2016 |  | 10/18/2017
International Comfort Products | Tempstar | N9MSE1202420A** | LPG | Induced Draft | True | False | 1 | True | Up |  | None | Condensing | Single-Stage |  | 0.75 | Standard |  | 120000 | 117000 |  |  | 112800 | 1336 | 95.5 | 75 | [8 empty] | Federally-Regulated Consumer Product | 11/29/2016 |  | 10/18/2017
International Comfort Products | Tempstar | N9MSE1202420A** | LPG | Induced Draft | True | False | 1 | True | Horizontal |  | None | Condensing | Single-Stage |  | 0.75 | Standard |  | 120000 | 117000 |  |  | 112800 | 1336 | 95.5 | 75 | [8 empty] | Federally-Regulated Consumer Product | 11/29/2016 |  | 10/18/2017
International Comfort Products | Tempstar | N9MSE1202420A** | Natural Gas | Induced Draft | True | False | 1 | True | Up |  | None | Condensing | Single-Stage |  | 0.75 | Standard |  | 120000 | 117000 |  |  | 112800 | 1336 | 95.5 | 75 | [8 empty] | Federally-Regulated Consumer Product | 11/29/2016 |  | 10/18/2017
International Comfort Products | Tempstar | N9MSE1202420A** | Natural Gas | Induced Draft | True | False | 1 | True | Horizontal |  | None | Condensing | Single-Stage |  | 0.75 | Standard |  | 120000 | 117000 |  |  | 112800 | 1336 | 95.5 | 75 | [8 empty] | Federally-Regulated Consumer Product | 11/29/2016 |  | 10/18/2017
International Comfort Products | Tempstar | N9MSE0401712A** | LPG | Induced Draft | True | False | 1 | True | Up |  | None | Condensing | Single-Stage |  | 0.5 | Standard |  | 40000 | 39000 |  |  | 32200 | 426 | 95.5 | 75 | [8 empty] | Federally-Regulated Consumer Product | 11/29/2016 |  | 10/18/2017
International Comfort Products | Tempstar | N9MSE0401712A** | LPG | Induced Draft | True | False | 1 | True | Horizontal |  | None | Condensing | Single-Stage |  | 0.5 | Standard |  | 40000 | 39000 |  |  | 32200 | 426 | 95.5 | 75 | [8 empty] | Federally-Regulated Consumer Product | 11/29/2016 |  | 10/18/2017
International Comfort Products | Tempstar | N9MSE0401712A** | Natural Gas | Induced Draft | True | False | 1 | True | Up |  | None | Condensing | Single-Stage |  | 0.5 | Standard |  | 40000 | 39000 |  |  | 32200 | 426 | 95.5 | 75 | [8 empty] | Federally-Regulated Consumer Product | 11/29/2016 |  | 10/18/2017
International Comfort Products | Tempstar | N9MSE0401712A** | Natural Gas | Induced Draft | True | False | 1 | True | Horizontal |  | None | Condensing | Single-Stage |  | 0.5 | Standard |  | 40000 | 39000 |  |  | 32200 | 426 | 95.5 | 75 | [8 empty] | Federally-Regulated Consumer Product | 11/29/2016 |  | 10/18/2017
International Comfort Products | Tempstar | N9MSE0401410A**D | LPG | Induced Draft | True | False | 1 | True | Down |  | None | Condensing | Single-Stage |  | 0.5 | Standard |  | 40000 | 39000 |  |  | 32500 | 374 | 95 | 75 | [8 empty] | Federally-Regulated Consumer Product | 02/14/2017 |  | 10/18/2017
International Comfort Products | Tempstar | N9MSE0401410A**D | Natural Gas | Induced Draft | True | False | 1 | True | Down |  | None | Condensing | Single-Stage |  | 0.5 | Standard |  | 40000 | 39000 |  |  | 32500 | 374 | 95 | 75 | [8 empty] | Federally-Regulated Consumer Product | 02/14/2017 |  | 10/18/2017
International Comfort Products | Tempstar | N9MSE0401712A**D | LPG | Induced Draft | True | False | 1 | True | Down |  | None | Condensing | Single-Stage |  | 0.5 | Standard |  | 40000 | 39000 |  |  | 32100 | 502 | 95 | 75 | [8 empty] | Federally-Regulated Consumer Product | 11/29/2016 |  | 10/18/2017
International Comfort Products | Tempstar | N9MSE0401712A**D | Natural Gas | Induced Draft | True | False | 1 | True | Down |  | None | Condensing | Single-Stage |  | 0.5 | Standard |  | 40000 | 39000 |  |  | 32100 | 502 | 95 | 75 | [8 empty] | Federally-Regulated Consumer Product | 11/29/2016 |  | 10/18/2017
International Comfort Products | Tempstar | N9MSE0601410A**D | LPG | Induced Draft | True | False | 1 | True | Down |  | None | Condensing | Single-Stage |  | 0.5 | Standard |  | 60000 | 58000 |  |  | 48900 | 521 | 95 | 75 | [8 empty] | Federally-Regulated Consumer Product | 11/29/2016 |  | 10/18/2017
International Comfort Products | Tempstar | N9MSE0601410A**D | Natural Gas | Induced Draft | True | False | 1 | True | Down |  | None | Condensing | Single-Stage |  | 0.5 | Standard |  | 60000 | 58000 |  |  | 48900 | 521 | 95 | 75 | [8 empty] | Federally-Regulated Consumer Product | 11/29/2016 |  | 10/18/2017
International Comfort Products | Tempstar | N9MSE0601714A**D | LPG | Induced Draft | True | False | 1 | True | Down |  | None | Condensing | Single-Stage |  | 0.5 | Standard |  | 60000 | 58000 |  |  | 48600 | 598 | 95 | 75 | [8 empty] | Federally-Regulated Consumer Product | 11/29/2016 |  | 10/18/2017
International Comfort Products | Tempstar | N9MSE0601714A**D | Natural Gas | Induced Draft | True | False | 1 | True | Down |  | None | Condensing | Single-Stage |  | 0.5 | Standard |  | 60000 | 58000 |  |  | 48600 | 598 | 95 | 75 | [8 empty] | Federally-Regulated Consumer Product | 11/29/2016 |  | 10/18/2017
International Comfort Products | Tempstar | N9MSE0801716A**D | LPG | Induced Draft | True | False | 1 | True | Down |  | None | Condensing | Single-Stage |  | 0.75 | Standard |  | 80000 | 78000 |  |  | 81300 | 913 | 95 | 75 | [8 empty] | Federally-Regulated Consumer Product | 02/14/2017 |  | 10/18/2017
International Comfort Products | Tempstar | N9MSE0801716A**D | Natural Gas | Induced Draft | True | False | 1 | True | Down |  | None | Condensing | Single-Stage |  | 0.75 | Standard |  | 80000 | 78000 |  |  | 81300 | 913 | 95 | 75 | [8 empty] | Federally-Regulated Consumer Product | 02/14/2017 |  | 10/18/2017
International Comfort Products | Tempstar | N9MSE0802120A**D | LPG | Induced Draft | True | False | 1 | True | Down |  | None | Condensing | Single-Stage |  | 0.75 | Standard |  | 80000 | 78000 |  |  | 81100 | 948 | 95 | 75 | [8 empty] | Federally-Regulated Consumer Product | 11/29/2016 |  | 10/18/2017
International Comfort Products | Tempstar | N9MSE0802120A**D | Natural Gas | Induced Draft | True | False | 1 | True | Down |  | None | Condensing | Single-Stage |  | 0.75 | Standard |  | 80000 | 78000 |  |  | 81100 | 948 | 95 | 75 | [8 empty] | Federally-Regulated Consumer Product | 11/29/2016 |  | 10/18/2017
International Comfort Products | Tempstar | N9MSE1002114A**D | LPG | Induced Draft | True | False | 1 | True | Down |  | None | Condensing | Single-Stage |  | 0.75 | Standard |  | 100000 | 97000 |  |  | 97200 | 1182 | 95 | 75 | [8 empty] | Federally-Regulated Consumer Product | 02/14/2017 |  | 10/18/2017
International Comfort Products | Tempstar | N9MSE1002114A**D | Natural Gas | Induced Draft | True | False | 1 | True | Down |  | None | Condensing | Single-Stage |  | 0.75 | Standard |  | 100000 | 97000 |  |  | 97200 | 1182 | 95 | 75 | [8 empty] | Federally-Regulated Consumer Product | 02/14/2017 |  | 10/18/2017
International Comfort Products | Tempstar | N9MSE1002120A**D | LPG | Induced Draft | True | False | 1 | True | Down |  | None | Condensing | Single-Stage |  | 0.75 | Standard |  | 100000 | 97000 |  |  | 97200 | 1175 | 95 | 75 | [8 empty] | Federally-Regulated Consumer Product | 02/14/2017 |  | 10/18/2017
International Comfort Products | Tempstar | N9MSE1002120A**D | Natural Gas | Induced Draft | True | False | 1 | True | Down |  | None | Condensing | Single-Stage |  | 0.75 | Standard |  | 100000 | 97000 |  |  | 97200 | 1175 | 95 | 75 | [8 empty] | Federally-Regulated Consumer Product | 02/14/2017 |  | 10/18/2017
International Comfort Products | Tempstar | N9MSE1202420A**D | LPG | Induced Draft | True | False | 1 | True | Down |  | None | Condensing | Single-Stage |  | 0.75 | Standard |  | 120000 | 116000 |  |  | 113400 | 1348 | 95 | 75 | [8 empty] | Federally-Regulated Consumer Product | 11/29/2016 |  | 10/18/2017
International Comfort Products | Tempstar | N9MSE1202420A**D | Natural Gas | Induced Draft | True | False | 1 | True | Down |  | None | Condensing | Single-Stage |  | 0.75 | Standard |  | 120000 | 116000 |  |  | 113400 | 1348 | 95 | 75 | [8 empty] | Federally-Regulated Consumer Product | 11/29/2016 |  | 10/18/2017
International Comfort Products | Tempstar | F9MXE1202422A** | LPG | Induced Draft | True | False | 1 | True | Up |  | None | Condensing | Single-Stage |  | 1 | Standard |  | 120000 | 117000 |  |  | 113500 | 990 | 96 | 75 | [8 empty] | Federally-Regulated Consumer Product | 11/29/2016 |  | 10/18/2017
International Comfort Products | Tempstar | F9MXE1202422A** | LPG | Induced Draft | True | False | 1 | True | Horizontal |  | None | Condensing | Single-Stage |  | 1 | Standard |  | 120000 | 117000 |  |  | 113500 | 990 | 96 | 75 | [8 empty] | Federally-Regulated Consumer Product | 11/29/2016 |  | 10/18/2017
International Comfort Products | Tempstar | F9MXE1202422A** | Natural Gas | Induced Draft | True | False | 1 | True | Up |  | None | Condensing | Single-Stage |  | 1 | Standard |  | 120000 | 117000 |  |  | 113500 | 990 | 96 | 75 | [8 empty] | Federally-Regulated Consumer Product | 11/29/2016 |  | 10/18/2017
International Comfort Products | Tempstar | F9MXE1202422A** | Natural Gas | Induced Draft | True | False | 1 | True | Horizontal |  | None | Condensing | Single-Stage |  | 1 | Standard |  | 120000 | 117000 |  |  | 113500 | 990 | 96 | 75 | [8 empty] | Federally-Regulated Consumer Product | 11/29/2016 |  | 10/18/2017
International Comfort Products | Tempstar | F9MXE0401410A** | LPG | Induced Draft | True | False | 1 | True | Up |  | None | Condensing | Single-Stage |  | 0.5 | Standard |  | 40000 | 39000 |  |  | 32800 | 195 | 96 | 75 | [8 empty] | Federally-Regulated Consumer Product | 11/29/2016 |  | 10/18/2017
International Comfort Products | Tempstar | F9MXE0401410A** | LPG | Induced Draft | True | False | 1 | True | Horizontal |  | None | Condensing | Single-Stage |  | 0.5 | Standard |  | 40000 | 39000 |  |  | 32800 | 195 | 96 | 75 | [8 empty] | Federally-Regulated Consumer Product | 11/29/2016 |  | 10/18/2017
International Comfort Products | Tempstar | F9MXE0401410A** | Natural Gas | Induced Draft | True | False | 1 | True | Up |  | None | Condensing | Single-Stage |  | 0.5 | Standard |  | 40000 | 39000 |  |  | 32800 | 195 | 96 | 75 | [8 empty] | Federally-Regulated Consumer Product | 11/29/2016 |  | 10/18/2017
International Comfort Products | Tempstar | F9MXE0401410A** | Natural Gas | Induced Draft | True | False | 1 | True | Horizontal |  | None | Condensing | Single-Stage |  | 0.5 | Standard |  | 40000 | 39000 |  |  | 32800 | 195 | 96 | 75 | [8 empty] | Federally-Regulated Consumer Product | 11/29/2016 |  | 10/18/2017
International Comfort Products | Tempstar | F9MXE0601714A** | LPG | Induced Draft | True | False | 1 | True | Up |  | None | Condensing | Single-Stage |  | 0.75 | Standard |  | 60000 | 58000 |  |  | 49300 | 254 | 96 | 75 | [8 empty] | Federally-Regulated Consumer Product | 11/29/2016 |  | 10/18/2017
International Comfort Products | Tempstar | F9MXE0601714A** | LPG | Induced Draft | True | False | 1 | True | Horizontal |  | None | Condensing | Single-Stage |  | 0.75 | Standard |  | 60000 | 58000 |  |  | 49300 | 254 | 96 | 75 | [8 empty] | Federally-Regulated Consumer Product | 11/29/2016 |  | 10/18/2017
International Comfort Products | Tempstar | F9MXE0601714A** | Natural Gas | Induced Draft | True | False | 1 | True | Up |  | None | Condensing | Single-Stage |  | 0.75 | Standard |  | 60000 | 58000 |  |  | 49300 | 254 | 96 | 75 | [8 empty] | Federally-Regulated Consumer Product | 11/29/2016 |  | 10/18/2017
International Comfort Products | Tempstar | F9MXE0601714A** | Natural Gas | Induced Draft | True | False | 1 | True | Horizontal |  | None | Condensing | Single-Stage |  | 0.75 | Standard |  | 60000 | 58000 |  |  | 49300 | 254 | 96 | 75 | [8 empty] | Federally-Regulated Consumer Product | 11/29/2016 |  | 10/18/2017
International Comfort Products | Tempstar | F9MXE0801716A** | LPG | Induced Draft | True | False | 1 | True | Up |  | None | Condensing | Single-Stage |  | 0.75 | Standard |  | 80000 | 78000 |  |  | 81900 | 483 | 96 | 75 | [8 empty] | Federally-Regulated Consumer Product | 11/29/2016 |  | 10/18/2017
International Comfort Products | Tempstar | F9MXE0801716A** | LPG | Induced Draft | True | False | 1 | True | Horizontal |  | None | Condensing | Single-Stage |  | 0.75 | Standard |  | 80000 | 78000 |  |  | 81900 | 483 | 96 | 75 | [8 empty] | Federally-Regulated Consumer Product | 11/29/2016 |  | 10/18/2017
International Comfort Products | Tempstar | F9MXE0801716A** | Natural Gas | Induced Draft | True | False | 1 | True | Up |  | None | Condensing | Single-Stage |  | 0.75 | Standard |  | 80000 | 78000 |  |  | 81900 | 483 | 96 | 75 | [8 empty] | Federally-Regulated Consumer Product | 11/29/2016 |  | 10/18/2017
International Comfort Products | Tempstar | F9MXE0801716A** | Natural Gas | Induced Draft | True | False | 1 | True | Horizontal |  | None | Condensing | Single-Stage |  | 0.75 | Standard |  | 80000 | 78000 |  |  | 81900 | 483 | 96 | 75 | [8 empty] | Federally-Regulated Consumer Product | 11/29/2016 |  | 10/18/2017
International Comfort Products | Tempstar | F9MXE0802120A** | LPG | Induced Draft | True | False | 1 | True | Up |  | None | Condensing | Single-Stage |  | 1 | Standard |  | 80000 | 78000 |  |  | 82000 | 444 | 96 | 75 | [8 empty] | Federally-Regulated Consumer Product | 11/29/2016 |  | 10/18/2017
International Comfort Products | Tempstar | F9MXE0802120A** | LPG | Induced Draft | True | False | 1 | True | Horizontal |  | None | Condensing | Single-Stage |  | 1 | Standard |  | 80000 | 78000 |  |  | 82000 | 444 | 96 | 75 | [8 empty] | Federally-Regulated Consumer Product | 11/29/2016 |  | 10/18/2017
International Comfort Products | Tempstar | F9MXE0802120A** | Natural Gas | Induced Draft | True | False | 1 | True | Up |  | None | Condensing | Single-Stage |  | 1 | Standard |  | 80000 | 78000 |  |  | 82000 | 444 | 96 | 75 | [8 empty] | Federally-Regulated Consumer Product | 11/29/2016 |  | 10/18/2017
International Comfort Products | Tempstar | F9MXE0802120A** | Natural Gas | Induced Draft | True | False | 1 | True | Horizontal |  | None | Condensing | Single-Stage |  | 1 | Standard |  | 80000 | 78000 |  |  | 82000 | 444 | 96 | 75 | [8 empty] | Federally-Regulated Consumer Product | 11/29/2016 |  | 10/18/2017
International Comfort Products | Tempstar | F9MXE1002120A** | LPG | Induced Draft | True | False | 1 | True | Up |  | None | Condensing | Single-Stage |  | 1 | Standard |  | 100000 | 97000 |  |  | 98200 | 583 | 96 | 75 | [8 empty] | Federally-Regulated Consumer Product | 11/29/2016 |  | 10/18/2017
International Comfort Products | Tempstar | F9MXE1002120A** | LPG | Induced Draft | True | False | 1 | True | Horizontal |  | None | Condensing | Single-Stage |  | 1 | Standard |  | 100000 | 97000 |  |  | 98200 | 583 | 96 | 75 | [8 empty] | Federally-Regulated Consumer Product | 11/29/2016 |  | 10/18/2017
International Comfort Products | Tempstar | F9MXE1002120A** | Natural Gas | Induced Draft | True | False | 1 | True | Up |  | None | Condensing | Single-Stage |  | 1 | Standard |  | 100000 | 97000 |  |  | 98200 | 583 | 96 | 75 | [8 empty] | Federally-Regulated Consumer Product | 11/29/2016 |  | 10/18/2017
International Comfort Products | Tempstar | F9MXE1002120A** | Natural Gas | Induced Draft | True | False | 1 | True | Horizontal |  | None | Condensing | Single-Stage |  | 1 | Standard |  | 100000 | 97000 |  |  | 98200 | 583 | 96 | 75 | [8 empty] | Federally-Regulated Consumer Product | 11/29/2016 |  | 10/18/2017
International Comfort Products | Tempstar | F9MXE0401712A** | LPG | Induced Draft | True | False | 1 | True | Up |  | None | Condensing | Single-Stage |  | 0.5 | Standard |  | 40000 | 39000 |  |  | 32900 | 176 | 96 | 75 | [8 empty] | Federally-Regulated Consumer Product | 11/29/2016 |  | 10/18/2017
International Comfort Products | Tempstar | F9MXE0401712A** | LPG | Induced Draft | True | False | 1 | True | Horizontal |  | None | Condensing | Single-Stage |  | 0.5 | Standard |  | 40000 | 39000 |  |  | 32900 | 176 | 96 | 75 | [8 empty] | Federally-Regulated Consumer Product | 11/29/2016 |  | 10/18/2017
International Comfort Products | Tempstar | F9MXE0401712A** | Natural Gas | Induced Draft | True | False | 1 | True | Up |  | None | Condensing | Single-Stage |  | 0.5 | Standard |  | 40000 | 39000 |  |  | 32900 | 176 | 96 | 75 | [8 empty] | Federally-Regulated Consumer Product | 11/29/2016 |  | 10/18/2017
International Comfort Products | Tempstar | F9MXE0401712A** | Natural Gas | Induced Draft | True | False | 1 | True | Horizontal |  | None | Condensing | Single-Stage |  | 0.5 | Standard |  | 40000 | 39000 |  |  | 32900 | 176 | 96 | 75 | [8 empty] | Federally-Regulated Consumer Product | 11/29/2016 |  | 10/18/2017
International Comfort Products | Tempstar | F9MXE0601412A** | LPG | Induced Draft | True | False | 1 | True | Up |  | None | Condensing | Single-Stage |  | 0.5 | Standard |  | 60000 | 58000 |  |  | 49400 | 307 | 95.5 | 75 | [8 empty] | Federally-Regulated Consumer Product | 11/29/2016 |  | 10/18/2017
International Comfort Products | Tempstar | F9MXE0601412A** | LPG | Induced Draft | True | False | 1 | True | Horizontal |  | None | Condensing | Single-Stage |  | 0.5 | Standard |  | 60000 | 58000 |  |  | 49400 | 307 | 95.5 | 75 | [8 empty] | Federally-Regulated Consumer Product | 11/29/2016 |  | 10/18/2017
International Comfort Products | Tempstar | F9MXE0601412A** | Natural Gas | Induced Draft | True | False | 1 | True | Up |  | None | Condensing | Single-Stage |  | 0.5 | Standard |  | 60000 | 58000 |  |  | 49400 | 307 | 95.5 | 75 | [8 empty] | Federally-Regulated Consumer Product | 11/29/2016 |  | 10/18/2017
International Comfort Products | Tempstar | F9MXE0601412A** | Natural Gas | Induced Draft | True | False | 1 | True | Horizontal |  | None | Condensing | Single-Stage |  | 0.5 | Standard |  | 60000 | 58000 |  |  | 49400 | 307 | 95.5 | 75 | [8 empty] | Federally-Regulated Consumer Product | 11/29/2016 |  | 10/18/2017
International Comfort Products | Tempstar | F9MXE0401410A**D | LPG | Induced Draft | True | False | 1 | True | Down |  | None | Condensing | Single-Stage |  | 0.5 | Standard |  | 40000 | 39000 |  |  | 33200 | 188 | 95 | 75 | [8 empty] | Federally-Regulated Consumer Product | 11/29/2016 |  | 10/18/2017
International Comfort Products | Tempstar | F9MXE0401410A**D | Natural Gas | Induced Draft | True | False | 1 | True | Down |  | None | Condensing | Single-Stage |  | 0.5 | Standard |  | 40000 | 39000 |  |  | 33200 | 188 | 95 | 75 | [8 empty] | Federally-Regulated Consumer Product | 11/29/2016 |  | 10/18/2017
International Comfort Products | Tempstar | F9MXE0401712A**D | LPG | Induced Draft | True | False | 1 | True | Down |  | None | Condensing | Single-Stage |  | 0.5 | Standard |  | 40000 | 39000 |  |  | 33200 | 183 | 95 | 75 | [8 empty] | Federally-Regulated Consumer Product | 11/29/2016 |  | 10/18/2017
International Comfort Products | Tempstar | F9MXE0401712A**D | Natural Gas | Induced Draft | True | False | 1 | True | Down |  | None | Condensing | Single-Stage |  | 0.5 | Standard |  | 40000 | 39000 |  |  | 33200 | 183 | 95 | 75 | [8 empty] | Federally-Regulated Consumer Product | 11/29/2016 |  | 10/18/2017
International Comfort Products | Tempstar | F9MXE0601412A**D | LPG | Induced Draft | True | False | 1 | True | Down |  | None | Condensing | Single-Stage |  | 0.5 | Standard |  | 60000 | 58000 |  |  | 49500 | 344 | 95 | 75 | [8 empty] | Federally-Regulated Consumer Product | 11/29/2016 |  | 10/18/2017
International Comfort Products | Tempstar | F9MXE0601412A**D | Natural Gas | Induced Draft | True | False | 1 | True | Down |  | None | Condensing | Single-Stage |  | 0.5 | Standard |  | 60000 | 58000 |  |  | 49500 | 344 | 95 | 75 | [8 empty] | Federally-Regulated Consumer Product | 11/29/2016 |  | 10/18/2017
International Comfort Products | Tempstar | F9MXE0601714A**D | LPG | Induced Draft | True | False | 1 | True | Down |  | None | Condensing | Single-Stage |  | 0.75 | Standard |  | 60000 | 58000 |  |  | 49800 | 263 | 95 | 75 | [8 empty] | Federally-Regulated Consumer Product | 11/29/2016 |  | 10/18/2017
International Comfort Products | Tempstar | F9MXE0601714A**D | Natural Gas | Induced Draft | True | False | 1 | True | Down |  | None | Condensing | Single-Stage |  | 0.75 | Standard |  | 60000 | 58000 |  |  | 49800 | 263 | 95 | 75 | [8 empty] | Federally-Regulated Consumer Product | 11/29/2016 |  | 10/18/2017
International Comfort Products | Tempstar | F9MXE0801716A**D | LPG | Induced Draft | True | False | 1 | True | Down |  | None | Condensing | Single-Stage |  | 0.75 | Standard |  | 80000 | 78000 |  |  | 82500 | 558 | 95 | 75 | [8 empty] | Federally-Regulated Consumer Product | 11/29/2016 |  | 10/18/2017
International Comfort Products | Tempstar | F9MXE0801716A**D | Natural Gas | Induced Draft | True | False | 1 | True | Down |  | None | Condensing | Single-Stage |  | 0.75 | Standard |  | 80000 | 78000 |  |  | 82500 | 558 | 95 | 75 | [8 empty] | Federally-Regulated Consumer Product | 11/29/2016 |  | 10/18/2017
International Comfort Products | Tempstar | F9MXE0802120A**D | LPG | Induced Draft | True | False | 1 | True | Down |  | None | Condensing | Single-Stage |  | 1 | Standard |  | 80000 | 78000 |  |  | 83000 | 418 | 95 | 75 | [8 empty] | Federally-Regulated Consumer Product | 11/29/2016 |  | 10/18/2017
International Comfort Products | Tempstar | F9MXE0802120A**D | Natural Gas | Induced Draft | True | False | 1 | True | Down |  | None | Condensing | Single-Stage |  | 1 | Standard |  | 80000 | 78000 |  |  | 83000 | 418 | 95 | 75 | [8 empty] | Federally-Regulated Consumer Product | 11/29/2016 |  | 10/18/2017
International Comfort Products | Tempstar | F9MXE1002120A**D | LPG | Induced Draft | True | False | 1 | True | Down |  | None | Condensing | Single-Stage |  | 1 | Standard |  | 100000 | 97000 |  |  | 99200 | 614 | 95 | 75 | [8 empty] | Federally-Regulated Consumer Product | 02/14/2017 |  | 10/18/2017
International Comfort Products | Tempstar | F9MXE1002120A**D | Natural Gas | Induced Draft | True | False | 1 | True | Down |  | None | Condensing | Single-Stage |  | 1 | Standard |  | 100000 | 97000 |  |  | 99200 | 614 | 95 | 75 | [8 empty] | Federally-Regulated Consumer Product | 02/14/2017 |  | 10/18/2017
International Comfort Products | Tempstar | F9MXE1202422A**D | LPG | Induced Draft | True | False | 1 | True | Down |  | None | Condensing | Single-Stage |  | 1 | Standard |  | 120000 | 116000 |  |  | 114500 | 1047 | 95 | 75 | [8 empty] | Federally-Regulated Consumer Product | 11/29/2016 |  | 10/18/2017
International Comfort Products | Tempstar | F9MXE1202422A**D | Natural Gas | Induced Draft | True | False | 1 | True | Down |  | None | Condensing | Single-Stage |  | 1 | Standard |  | 120000 | 116000 |  |  | 114500 | 1047 | 95 | 75 | [8 empty] | Federally-Regulated Consumer Product | 11/29/2016 |  | 10/18/2017
International Comfort Products | Tempstar | N9MSB0801716B** | LPG | Induced Draft | True | False | 1 | True | Up |  | None | Condensing | Single-Stage |  | 0.5 | Standard |  | 80000 | 75000 |  |  | 66800 | 798 | 92.1 | 75 | [8 empty] | Federally-Regulated Consumer Product | 11/29/2016 |  | 10/18/2017
International Comfort Products | Tempstar | N9MSB0801716B** | LPG | Induced Draft | True | False | 1 | True | Down |  | None | Condensing | Single-Stage |  | 0.5 | Standard |  | 80000 | 75000 |  |  | 66800 | 798 | 92.1 | 75 | [8 empty] | Federally-Regulated Consumer Product | 11/29/2016 |  | 10/18/2017
International Comfort Products | Tempstar | N9MSB0801716B** | LPG | Induced Draft | True | False | 1 | True | Horizontal |  | None | Condensing | Single-Stage |  | 0.5 | Standard |  | 80000 | 75000 |  |  | 66800 | 798 | 92.1 | 75 | [8 empty] | Federally-Regulated Consumer Product | 11/29/2016 |  | 10/18/2017
International Comfort Products | Tempstar | N9MSB0801716B** | Natural Gas | Induced Draft | True | False | 1 | True | Up |  | None | Condensing | Single-Stage |  | 0.5 | Standard |  | 80000 | 75000 |  |  | 66800 | 798 | 92.1 | 75 | [8 empty] | Federally-Regulated Consumer Product | 11/29/2016 |  | 10/18/2017
International Comfort Products | Tempstar | N9MSB0801716B** | Natural Gas | Induced Draft | True | False | 1 | True | Down |  | None | Condensing | Single-Stage |  | 0.5 | Standard |  | 80000 | 75000 |  |  | 66800 | 798 | 92.1 | 75 | [8 empty] | Federally-Regulated Consumer Product | 11/29/2016 |  | 10/18/2017
International Comfort Products | Tempstar | N9MSB0801716B** | Natural Gas | Induced Draft | True | False | 1 | True | Horizontal |  | None | Condensing | Single-Stage |  | 0.5 | Standard |  | 80000 | 75000 |  |  | 66800 | 798 | 92.1 | 75 | [8 empty] | Federally-Regulated Consumer Product | 11/29/2016 |  | 10/18/2017
International Comfort Products | Tempstar | N9MSB0401410C** | LPG | Induced Draft | True | False | 1 | True | Up |  | None | Condensing | Single-Stage |  | 0.33 | Standard |  | 40000 | 37000 |  |  | 33700 | 341 | 92.1 | 75 | [8 empty] | Federally-Regulated Consumer Product | 11/29/2016 |  | 10/18/2017
International Comfort Products | Tempstar | N9MSB0401410C** | LPG | Induced Draft | True | False | 1 | True | Down |  | None | Condensing | Single-Stage |  | 0.33 | Standard |  | 40000 | 37000 |  |  | 33700 | 341 | 92.1 | 75 | [8 empty] | Federally-Regulated Consumer Product | 11/29/2016 |  | 10/18/2017
International Comfort Products | Tempstar | N9MSB0401410C** | LPG | Induced Draft | True | False | 1 | True | Horizontal |  | None | Condensing | Single-Stage |  | 0.33 | Standard |  | 40000 | 37000 |  |  | 33700 | 341 | 92.1 | 75 | [8 empty] | Federally-Regulated Consumer Product | 11/29/2016 |  | 10/18/2017
International Comfort Products | Tempstar | N9MSB0401410C** | Natural Gas | Induced Draft | True | False | 1 | True | Up |  | None | Condensing | Single-Stage |  | 0.33 | Standard |  | 40000 | 37000 |  |  | 33700 | 341 | 92.1 | 75 | [8 empty] | Federally-Regulated Consumer Product | 11/29/2016 |  | 10/18/2017
International Comfort Products | Tempstar | N9MSB0401410C** | Natural Gas | Induced Draft | True | False | 1 | True | Down |  | None | Condensing | Single-Stage |  | 0.33 | Standard |  | 40000 | 37000 |  |  | 33700 | 341 | 92.1 | 75 | [8 empty] | Federally-Regulated Consumer Product | 11/29/2016 |  | 10/18/2017
International Comfort Products | Tempstar | N9MSB0401410C** | Natural Gas | Induced Draft | True | False | 1 | True | Horizontal |  | None | Condensing | Single-Stage |  | 0.33 | Standard |  | 40000 | 37000 |  |  | 33700 | 341 | 92.1 | 75 | [8 empty] | Federally-Regulated Consumer Product | 11/29/2016 |  | 10/18/2017
International Comfort Products | Tempstar | N9MSB0401712C** | LPG | Induced Draft | True | False | 1 | True | Up |  | None | Condensing | Single-Stage |  | 0.5 | Standard |  | 40000 | 37000 |  |  | 33500 | 383 | 92.1 | 75 | [8 empty] | Federally-Regulated Consumer Product | 11/29/2016 |  | 10/18/2017
International Comfort Products | Tempstar | N9MSB0401712C** | LPG | Induced Draft | True | False | 1 | True | Down |  | None | Condensing | Single-Stage |  | 0.5 | Standard |  | 40000 | 37000 |  |  | 33500 | 383 | 92.1 | 75 | [8 empty] | Federally-Regulated Consumer Product | 11/29/2016 |  | 10/18/2017
International Comfort Products | Tempstar | N9MSB0401712C** | LPG | Induced Draft | True | False | 1 | True | Horizontal |  | None | Condensing | Single-Stage |  | 0.5 | Standard |  | 40000 | 37000 |  |  | 33500 | 383 | 92.1 | 75 | [8 empty] | Federally-Regulated Consumer Product | 11/29/2016 |  | 10/18/2017
International Comfort Products | Tempstar | N9MSB0401712C** | Natural Gas | Induced Draft | True | False | 1 | True | Up |  | None | Condensing | Single-Stage |  | 0.5 | Standard |  | 40000 | 37000 |  |  | 33500 | 383 | 92.1 | 75 | [8 empty] | Federally-Regulated Consumer Product | 11/29/2016 |  | 10/18/2017
International Comfort Products | Tempstar | N9MSB0401712C** | Natural Gas | Induced Draft | True | False | 1 | True | Down |  | None | Condensing | Single-Stage |  | 0.5 | Standard |  | 40000 | 37000 |  |  | 33500 | 383 | 92.1 | 75 | [8 empty] | Federally-Regulated Consumer Product | 11/29/2016 |  | 10/18/2017
International Comfort Products | Tempstar | N9MSB0401712C** | Natural Gas | Induced Draft | True | False | 1 | True | Horizontal |  | None | Condensing | Single-Stage |  | 0.5 | Standard |  | 40000 | 37000 |  |  | 33500 | 383 | 92.1 | 75 | [8 empty] | Federally-Regulated Consumer Product | 11/29/2016 |  | 10/18/2017
International Comfort Products | Tempstar | N9MSB0601412C** | LPG | Induced Draft | True | False | 1 | True | Up |  | None | Condensing | Single-Stage |  | 0.33 | Standard |  | 60000 | 56000 |  |  | 50600 | 481 | 92.1 | 75 | [8 empty] | Federally-Regulated Consumer Product | 11/29/2016 |  | 10/18/2017
International Comfort Products | Tempstar | N9MSB0601412C** | LPG | Induced Draft | True | False | 1 | True | Down |  | None | Condensing | Single-Stage |  | 0.33 | Standard |  | 60000 | 56000 |  |  | 50600 | 481 | 92.1 | 75 | [8 empty] | Federally-Regulated Consumer Product | 11/29/2016 |  | 10/18/2017
International Comfort Products | Tempstar | N9MSB0601412C** | LPG | Induced Draft | True | False | 1 | True | Horizontal |  | None | Condensing | Single-Stage |  | 0.33 | Standard |  | 60000 | 56000 |  |  | 50600 | 481 | 92.1 | 75 | [8 empty] | Federally-Regulated Consumer Product | 11/29/2016 |  | 10/18/2017
International Comfort Products | Tempstar | N9MSB0601412C** | Natural Gas | Induced Draft | True | False | 1 | True | Up |  | None | Condensing | Single-Stage |  | 0.33 | Standard |  | 60000 | 56000 |  |  | 50600 | 481 | 92.1 | 75 | [8 empty] | Federally-Regulated Consumer Product | 11/29/2016 |  | 10/18/2017
International Comfort Products | Tempstar | N9MSB0601412C** | Natural Gas | Induced Draft | True | False | 1 | True | Down |  | None | Condensing | Single-Stage |  | 0.33 | Standard |  | 60000 | 56000 |  |  | 50600 | 481 | 92.1 | 75 | [8 empty] | Federally-Regulated Consumer Product | 11/29/2016 |  | 10/18/2017
International Comfort Products | Tempstar | N9MSB0601412C** | Natural Gas | Induced Draft | True | False | 1 | True | Horizontal |  | None | Condensing | Single-Stage |  | 0.33 | Standard |  | 60000 | 56000 |  |  | 50600 | 481 | 92.1 | 75 | [8 empty] | Federally-Regulated Consumer Product | 11/29/2016 |  | 10/18/2017
International Comfort Products | Tempstar | N9MSB0601716C** | LPG | Induced Draft | True | False | 1 | True | Up |  | None | Condensing | Single-Stage |  | 0.5 | Standard |  | 60000 | 56000 |  |  | 50100 | 605 | 92.1 | 75 | [8 empty] | Federally-Regulated Consumer Product | 11/29/2016 |  | 10/18/2017
International Comfort Products | Tempstar | N9MSB0601716C** | LPG | Induced Draft | True | False | 1 | True | Down |  | None | Condensing | Single-Stage |  | 0.5 | Standard |  | 60000 | 56000 |  |  | 50100 | 605 | 92.1 | 75 | [8 empty] | Federally-Regulated Consumer Product | 11/29/2016 |  | 10/18/2017
International Comfort Products | Tempstar | N9MSB0601716C** | LPG | Induced Draft | True | False | 1 | True | Horizontal |  | None | Condensing | Single-Stage |  | 0.5 | Standard |  | 60000 | 56000 |  |  | 50100 | 605 | 92.1 | 75 | [8 empty] | Federally-Regulated Consumer Product | 11/29/2016 |  | 10/18/2017
International Comfort Products | Tempstar | N9MSB0601716C** | Natural Gas | Induced Draft | True | False | 1 | True | Up |  | None | Condensing | Single-Stage |  | 0.5 | Standard |  | 60000 | 56000 |  |  | 50100 | 605 | 92.1 | 75 | [8 empty] | Federally-Regulated Consumer Product | 11/29/2016 |  | 10/18/2017
International Comfort Products | Tempstar | N9MSB0601716C** | Natural Gas | Induced Draft | True | False | 1 | True | Down |  | None | Condensing | Single-Stage |  | 0.5 | Standard |  | 60000 | 56000 |  |  | 50100 | 605 | 92.1 | 75 | [8 empty] | Federally-Regulated Consumer Product | 11/29/2016 |  | 10/18/2017
International Comfort Products | Tempstar | N9MSB0601716C** | Natural Gas | Induced Draft | True | False | 1 | True | Horizontal |  | None | Condensing | Single-Stage |  | 0.5 | Standard |  | 60000 | 56000 |  |  | 50100 | 605 | 92.1 | 75 | [8 empty] | Federally-Regulated Consumer Product | 11/29/2016 |  | 10/18/2017
International Comfort Products | Tempstar | N9MSB0802120C** | LPG | Induced Draft | True | False | 1 | True | Up |  | None | Condensing | Single-Stage |  | 0.75 | Standard |  | 80000 | 75000 |  |  | 66900 | 775 | 92.1 | 75 | [8 empty] | Federally-Regulated Consumer Product | 11/29/2016 |  | 10/18/2017
International Comfort Products | Tempstar | N9MSB0802120C** | LPG | Induced Draft | True | False | 1 | True | Down |  | None | Condensing | Single-Stage |  | 0.75 | Standard |  | 80000 | 75000 |  |  | 66900 | 775 | 92.1 | 75 | [8 empty] | Federally-Regulated Consumer Product | 11/29/2016 |  | 10/18/2017
International Comfort Products | Tempstar | N9MSB0802120C** | LPG | Induced Draft | True | False | 1 | True | Horizontal |  | None | Condensing | Single-Stage |  | 0.75 | Standard |  | 80000 | 75000 |  |  | 66900 | 775 | 92.1 | 75 | [8 empty] | Federally-Regulated Consumer Product | 11/29/2016 |  | 10/18/2017
International Comfort Products | Tempstar | N9MSB0802120C** | Natural Gas | Induced Draft | True | False | 1 | True | Up |  | None | Condensing | Single-Stage |  | 0.75 | Standard |  | 80000 | 75000 |  |  | 66900 | 775 | 92.1 | 75 | [8 empty] | Federally-Regulated Consumer Product | 11/29/2016 |  | 10/18/2017
International Comfort Products | Tempstar | N9MSB0802120C** | Natural Gas | Induced Draft | True | False | 1 | True | Down |  | None | Condensing | Single-Stage |  | 0.75 | Standard |  | 80000 | 75000 |  |  | 66900 | 775 | 92.1 | 75 | [8 empty] | Federally-Regulated Consumer Product | 11/29/2016 |  | 10/18/2017
International Comfort Products | Tempstar | N9MSB0802120C** | Natural Gas | Induced Draft | True | False | 1 | True | Horizontal |  | None | Condensing | Single-Stage |  | 0.75 | Standard |  | 80000 | 75000 |  |  | 66900 | 775 | 92.1 | 75 | [8 empty] | Federally-Regulated Consumer Product | 11/29/2016 |  | 10/18/2017
International Comfort Products | Tempstar | N9MSB1002116C** | LPG | Induced Draft | True | False | 1 | True | Up |  | None | Condensing | Single-Stage |  | 0.5 | Standard |  | 100000 | 94000 |  |  | 100900 | 994 | 92.1 | 75 | [8 empty] | Federally-Regulated Consumer Product | 02/14/2017 |  | 10/18/2017
International Comfort Products | Tempstar | N9MSB1002116C** | LPG | Induced Draft | True | False | 1 | True | Down |  | None | Condensing | Single-Stage |  | 0.5 | Standard |  | 100000 | 94000 |  |  | 100900 | 994 | 92.1 | 75 | [8 empty] | Federally-Regulated Consumer Product | 02/14/2017 |  | 10/18/2017
International Comfort Products | Tempstar | N9MSB1002116C** | LPG | Induced Draft | True | False | 1 | True | Horizontal |  | None | Condensing | Single-Stage |  | 0.5 | Standard |  | 100000 | 94000 |  |  | 100900 | 994 | 92.1 | 75 | [8 empty] | Federally-Regulated Consumer Product | 02/14/2017 |  | 10/18/2017
International Comfort Products | Tempstar | N9MSB1002116C** | Natural Gas | Induced Draft | True | False | 1 | True | Up |  | None | Condensing | Single-Stage |  | 0.5 | Standard |  | 100000 | 94000 |  |  | 100900 | 994 | 92.1 | 75 | [8 empty] | Federally-Regulated Consumer Product | 02/14/2017 |  | 10/18/2017
International Comfort Products | Tempstar | N9MSB1002116C** | Natural Gas | Induced Draft | True | False | 1 | True | Down |  | None | Condensing | Single-Stage |  | 0.5 | Standard |  | 100000 | 94000 |  |  | 100900 | 994 | 92.1 | 75 | [8 empty] | Federally-Regulated Consumer Product | 02/14/2017 |  | 10/18/2017
International Comfort Products | Tempstar | N9MSB1002116C** | Natural Gas | Induced Draft | True | False | 1 | True | Horizontal |  | None | Condensing | Single-Stage |  | 0.5 | Standard |  | 100000 | 94000 |  |  | 100900 | 994 | 92.1 | 75 | [8 empty] | Federally-Regulated Consumer Product | 02/14/2017 |  | 10/18/2017
International Comfort Products | Tempstar | N9MSB1002120C** | LPG | Induced Draft | True | False | 1 | True | Up |  | None | Condensing | Single-Stage |  | 0.75 | Standard |  | 100000 | 94000 |  |  | 100800 | 1030 | 92.1 | 75 | [8 empty] | Federally-Regulated Consumer Product | 02/14/2017 |  | 10/18/2017
International Comfort Products | Tempstar | N9MSB1002120C** | LPG | Induced Draft | True | False | 1 | True | Down |  | None | Condensing | Single-Stage |  | 0.75 | Standard |  | 100000 | 94000 |  |  | 100800 | 1030 | 92.1 | 75 | [8 empty] | Federally-Regulated Consumer Product | 02/14/2017 |  | 10/18/2017
International Comfort Products | Tempstar | N9MSB1002120C** | LPG | Induced Draft | True | False | 1 | True | Horizontal |  | None | Condensing | Single-Stage |  | 0.75 | Standard |  | 100000 | 94000 |  |  | 100800 | 1030 | 92.1 | 75 | [8 empty] | Federally-Regulated Consumer Product | 02/14/2017 |  | 10/18/2017
International Comfort Products | Tempstar | N9MSB1002120C** | Natural Gas | Induced Draft | True | False | 1 | True | Up |  | None | Condensing | Single-Stage |  | 0.75 | Standard |  | 100000 | 94000 |  |  | 100800 | 1030 | 92.1 | 75 | [8 empty] | Federally-Regulated Consumer Product | 02/14/2017 |  | 10/18/2017
International Comfort Products | Tempstar | N9MSB1002120C** | Natural Gas | Induced Draft | True | False | 1 | True | Down |  | None | Condensing | Single-Stage |  | 0.75 | Standard |  | 100000 | 94000 |  |  | 100800 | 1030 | 92.1 | 75 | [8 empty] | Federally-Regulated Consumer Product | 02/14/2017 |  | 10/18/2017
International Comfort Products | Tempstar | N9MSB1002120C** | Natural Gas | Induced Draft | True | False | 1 | True | Horizontal |  | None | Condensing | Single-Stage |  | 0.75 | Standard |  | 100000 | 94000 |  |  | 100800 | 1030 | 92.1 | 75 | [8 empty] | Federally-Regulated Consumer Product | 02/14/2017 |  | 10/18/2017
International Comfort Products | Tempstar | N9MSB1202420C** | LPG | Induced Draft | True | False | 1 | True | Up |  | None | Condensing | Single-Stage |  | 0.75 | Standard |  | 120000 | 112000 |  |  | 117400 | 1247 | 92.1 | 75 | [8 empty] | Federally-Regulated Consumer Product | 02/14/2017 |  | 10/18/2017
International Comfort Products | Tempstar | N9MSB1202420C** | LPG | Induced Draft | True | False | 1 | True | Down |  | None | Condensing | Single-Stage |  | 0.75 | Standard |  | 120000 | 112000 |  |  | 117400 | 1247 | 92.1 | 75 | [8 empty] | Federally-Regulated Consumer Product | 02/14/2017 |  | 10/18/2017
International Comfort Products | Tempstar | N9MSB1202420C** | LPG | Induced Draft | True | False | 1 | True | Horizontal |  | None | Condensing | Single-Stage |  | 0.75 | Standard |  | 120000 | 112000 |  |  | 117400 | 1247 | 92.1 | 75 | [8 empty] | Federally-Regulated Consumer Product | 02/14/2017 |  | 10/18/2017
International Comfort Products | Tempstar | N9MSB1202420C** | Natural Gas | Induced Draft | True | False | 1 | True | Up |  | None | Condensing | Single-Stage |  | 0.75 | Standard |  | 120000 | 112000 |  |  | 117400 | 1247 | 92.1 | 75 | [8 empty] | Federally-Regulated Consumer Product | 02/14/2017 |  | 10/18/2017
International Comfort Products | Tempstar | N9MSB1202420C** | Natural Gas | Induced Draft | True | False | 1 | True | Down |  | None | Condensing | Single-Stage |  | 0.75 | Standard |  | 120000 | 112000 |  |  | 117400 | 1247 | 92.1 | 75 | [8 empty] | Federally-Regulated Consumer Product | 02/14/2017 |  | 10/18/2017
International Comfort Products | Tempstar | N9MSB1202420C** | Natural Gas | Induced Draft | True | False | 1 | True | Horizontal |  | None | Condensing | Single-Stage |  | 0.75 | Standard |  | 120000 | 112000 |  |  | 117400 | 1247 | 92.1 | 75 | [8 empty] | Federally-Regulated Consumer Product | 02/14/2017 |  | 10/18/2017
International Comfort Products | Keeprite | G9MXT0401410A | LPG | Induced Draft | True | False | 1 | False | Up |  | None | Condensing | Two-Stage Modulating |  | 0.5 | Standard |  | 40000 | 39000 |  |  | 32300 | 166 | 96 | 78 | [8 empty] | Federally-Regulated Consumer Product | 11/28/2016 |  | 10/18/2017
International Comfort Products | Keeprite | G9MXT0401410A | LPG | Induced Draft | True | False | 1 | False | Horizontal |  | None | Condensing | Two-Stage Modulating |  | 0.5 | Standard |  | 40000 | 39000 |  |  | 32300 | 166 | 96 | 78 | [8 empty] | Federally-Regulated Consumer Product | 11/28/2016 |  | 10/18/2017
International Comfort Products | Keeprite | G9MXT0401410A | Natural Gas | Induced Draft | True | False | 1 | False | Up |  | None | Condensing | Two-Stage Modulating |  | 0.5 | Standard |  | 40000 | 39000 |  |  | 32300 | 166 | 96 | 78 | [8 empty] | Federally-Regulated Consumer Product | 11/28/2016 |  | 10/18/2017
International Comfort Products | Keeprite | G9MXT0401410A | Natural Gas | Induced Draft | True | False | 1 | False | Horizontal |  | None | Condensing | Two-Stage Modulating |  | 0.5 | Standard |  | 40000 | 39000 |  |  | 32300 | 166 | 96 | 78 | [8 empty] | Federally-Regulated Consumer Product | 11/28/2016 |  | 10/18/2017
International Comfort Products | Keeprite | G9MXT0601714A | LPG | Induced Draft | True | False | 1 | False | Up |  | None | Condensing | Two-Stage Modulating |  | 0.75 | Standard |  | 60000 | 58000 |  |  | 48600 | 189 | 96 | 78 | [8 empty] | Federally-Regulated Consumer Product | 11/28/2016 |  | 10/18/2017
International Comfort Products | Keeprite | G9MXT0601714A | LPG | Induced Draft | True | False | 1 | False | Horizontal |  | None | Condensing | Two-Stage Modulating |  | 0.75 | Standard |  | 60000 | 58000 |  |  | 48600 | 189 | 96 | 78 | [8 empty] | Federally-Regulated Consumer Product | 11/28/2016 |  | 10/18/2017
International Comfort Products | Keeprite | G9MXT0601714A | Natural Gas | Induced Draft | True | False | 1 | False | Up |  | None | Condensing | Two-Stage Modulating |  | 0.75 | Standard |  | 60000 | 58000 |  |  | 48600 | 189 | 96 | 78 | [8 empty] | Federally-Regulated Consumer Product | 11/28/2016 |  | 10/18/2017
International Comfort Products | Keeprite | G9MXT0601714A | Natural Gas | Induced Draft | True | False | 1 | False | Horizontal |  | None | Condensing | Two-Stage Modulating |  | 0.75 | Standard |  | 60000 | 58000 |  |  | 48600 | 189 | 96 | 78 | [8 empty] | Federally-Regulated Consumer Product | 11/28/2016 |  | 10/18/2017
International Comfort Products | Keeprite | G9MXT1202422A | LPG | Induced Draft | True | False | 1 | False | Up |  | None | Condensing | Two-Stage Modulating |  | 1 | Standard |  | 120000 | 117000 |  |  | 110400 | 600 | 96 | 78 | [8 empty] | Federally-Regulated Consumer Product | 11/28/2016 |  | 10/18/2017
International Comfort Products | Keeprite | G9MXT1202422A | LPG | Induced Draft | True | False | 1 | False | Horizontal |  | None | Condensing | Two-Stage Modulating |  | 1 | Standard |  | 120000 | 117000 |  |  | 110400 | 600 | 96 | 78 | [8 empty] | Federally-Regulated Consumer Product | 11/28/2016 |  | 10/18/2017
International Comfort Products | Keeprite | G9MXT1202422A | Natural Gas | Induced Draft | True | False | 1 | False | Up |  | None | Condensing | Two-Stage Modulating |  | 1 | Standard |  | 120000 | 117000 |  |  | 110400 | 600 | 96 | 78 | [8 empty] | Federally-Regulated Consumer Product | 11/28/2016 |  | 10/18/2017
International Comfort Products | Keeprite | G9MXT1202422A | Natural Gas | Induced Draft | True | False | 1 | False | Horizontal |  | None | Condensing | Two-Stage Modulating |  | 1 | Standard |  | 120000 | 117000 |  |  | 110400 | 600 | 96 | 78 | [8 empty] | Federally-Regulated Consumer Product | 11/28/2016 |  | 10/18/2017
International Comfort Products | Keeprite | G9MXT0801716A | LPG | Induced Draft | True | False | 1 | False | Up |  | None | Condensing | Two-Stage Modulating |  | 0.75 | Standard |  | 80000 | 78000 |  |  | 80200 | 369 | 96 | 78 | [8 empty] | Federally-Regulated Consumer Product | 11/28/2016 |  | 10/18/2017
International Comfort Products | Keeprite | G9MXT0801716A | LPG | Induced Draft | True | False | 1 | False | Horizontal |  | None | Condensing | Two-Stage Modulating |  | 0.75 | Standard |  | 80000 | 78000 |  |  | 80200 | 369 | 96 | 78 | [8 empty] | Federally-Regulated Consumer Product | 11/28/2016 |  | 10/18/2017
International Comfort Products | Keeprite | G9MXT0801716A | Natural Gas | Induced Draft | True | False | 1 | False | Up |  | None | Condensing | Two-Stage Modulating |  | 0.75 | Standard |  | 80000 | 78000 |  |  | 80200 | 369 | 96 | 78 | [8 empty] | Federally-Regulated Consumer Product | 11/28/2016 |  | 10/18/2017
International Comfort Products | Keeprite | G9MXT0801716A | Natural Gas | Induced Draft | True | False | 1 | False | Horizontal |  | None | Condensing | Two-Stage Modulating |  | 0.75 | Standard |  | 80000 | 78000 |  |  | 80200 | 369 | 96 | 78 | [8 empty] | Federally-Regulated Consumer Product | 11/28/2016 |  | 10/18/2017
International Comfort Products | Keeprite | G9MXE0401410A | LPG | Induced Draft | True | False | 1 | False | Up |  | None | Condensing | Single-Stage |  | 0.5 | Standard |  | 40000 | 39000 |  |  | 32800 | 195 | 96 | 78 | [8 empty] | Federally-Regulated Consumer Product | 11/28/2016 |  | 10/18/2017
International Comfort Products | Keeprite | G9MXE0401410A | LPG | Induced Draft | True | False | 1 | False | Horizontal |  | None | Condensing | Single-Stage |  | 0.5 | Standard |  | 40000 | 39000 |  |  | 32800 | 195 | 96 | 78 | [8 empty] | Federally-Regulated Consumer Product | 11/28/2016 |  | 10/18/2017
International Comfort Products | Keeprite | G9MXE0401410A | Natural Gas | Induced Draft | True | False | 1 | False | Up |  | None | Condensing | Single-Stage |  | 0.5 | Standard |  | 40000 | 39000 |  |  | 32800 | 195 | 96 | 78 | [8 empty] | Federally-Regulated Consumer Product | 11/28/2016 |  | 10/18/2017
International Comfort Products | Keeprite | G9MXE0401410A | Natural Gas | Induced Draft | True | False | 1 | False | Horizontal |  | None | Condensing | Single-Stage |  | 0.5 | Standard |  | 40000 | 39000 |  |  | 32800 | 195 | 96 | 78 | [8 empty] | Federally-Regulated Consumer Product | 11/28/2016 |  | 10/18/2017
International Comfort Products | Keeprite | G9MXE0601714A | LPG | Induced Draft | True | False | 1 | False | Up |  | None | Condensing | Single-Stage |  | 0.75 | Standard |  | 60000 | 58000 |  |  | 49300 | 254 | 96 | 78 | [8 empty] | Federally-Regulated Consumer Product | 11/28/2016 |  | 10/18/2017
International Comfort Products | Keeprite | G9MXE0601714A | LPG | Induced Draft | True | False | 1 | False | Horizontal |  | None | Condensing | Single-Stage |  | 0.75 | Standard |  | 60000 | 58000 |  |  | 49300 | 254 | 96 | 78 | [8 empty] | Federally-Regulated Consumer Product | 11/28/2016 |  | 10/18/2017
International Comfort Products | Keeprite | G9MXE0601714A | Natural Gas | Induced Draft | True | False | 1 | False | Up |  | None | Condensing | Single-Stage |  | 0.75 | Standard |  | 60000 | 58000 |  |  | 49300 | 254 | 96 | 78 | [8 empty] | Federally-Regulated Consumer Product | 11/28/2016 |  | 10/18/2017
International Comfort Products | Keeprite | G9MXE0601714A | Natural Gas | Induced Draft | True | False | 1 | False | Horizontal |  | None | Condensing | Single-Stage |  | 0.75 | Standard |  | 60000 | 58000 |  |  | 49300 | 254 | 96 | 78 | [8 empty] | Federally-Regulated Consumer Product | 11/28/2016 |  | 10/18/2017
International Comfort Products | Keeprite | G9MXE1202422A | LPG | Induced Draft | True | False | 1 | False | Up |  | None | Condensing | Single-Stage |  | 1 | Standard |  | 120000 | 117000 |  |  | 113500 | 990 | 96 | 78 | [8 empty] | Federally-Regulated Consumer Product | 11/28/2016 |  | 10/18/2017
International Comfort Products | Keeprite | G9MXE1202422A | LPG | Induced Draft | True | False | 1 | False | Horizontal |  | None | Condensing | Single-Stage |  | 1 | Standard |  | 120000 | 117000 |  |  | 113500 | 990 | 96 | 78 | [8 empty] | Federally-Regulated Consumer Product | 11/28/2016 |  | 10/18/2017
International Comfort Products | Keeprite | G9MXE1202422A | Natural Gas | Induced Draft | True | False | 1 | False | Up |  | None | Condensing | Single-Stage |  | 1 | Standard |  | 120000 | 117000 |  |  | 113500 | 990 | 96 | 78 | [8 empty] | Federally-Regulated Consumer Product | 11/28/2016 |  | 10/18/2017
International Comfort Products | Keeprite | G9MXE1202422A | Natural Gas | Induced Draft | True | False | 1 | False | Horizontal |  | None | Condensing | Single-Stage |  | 1 | Standard |  | 120000 | 117000 |  |  | 113500 | 990 | 96 | 78 | [8 empty] | Federally-Regulated Consumer Product | 11/28/2016 |  | 10/18/2017
International Comfort Products | Keeprite | G9MXE0801716A | LPG | Induced Draft | True | False | 1 | False | Up |  | None | Condensing | Single-Stage |  | 0.75 | Standard |  | 80000 | 78000 |  |  | 81900 | 483 | 96 | 78 | [8 empty] | Federally-Regulated Consumer Product | 11/28/2016 |  | 10/18/2017
International Comfort Products | Keeprite | G9MXE0801716A | LPG | Induced Draft | True | False | 1 | False | Horizontal |  | None | Condensing | Single-Stage |  | 0.75 | Standard |  | 80000 | 78000 |  |  | 81900 | 483 | 96 | 78 | [8 empty] | Federally-Regulated Consumer Product | 11/28/2016 |  | 10/18/2017
International Comfort Products | Keeprite | G9MXE0801716A | Natural Gas | Induced Draft | True | False | 1 | False | Up |  | None | Condensing | Single-Stage |  | 0.75 | Standard |  | 80000 | 78000 |  |  | 81900 | 483 | 96 | 78 | [8 empty] | Federally-Regulated Consumer Product | 11/28/2016 |  | 10/18/2017
International Comfort Products | Keeprite | G9MXE0801716A | Natural Gas | Induced Draft | True | False | 1 | False | Horizontal |  | None | Condensing | Single-Stage |  | 0.75 | Standard |  | 80000 | 78000 |  |  | 81900 | 483 | 96 | 78 | [8 empty] | Federally-Regulated Consumer Product | 11/28/2016 |  | 10/18/2017
International Comfort Products | Keeprite | N9MSE0401410A | LPG | Induced Draft | True | False | 1 | False | Up |  | None | Condensing | Single-Stage |  | 0.5 | Standard |  | 40000 | 39000 |  |  | 32300 | 373 | 95.5 | 78 | [8 empty] | Federally-Regulated Consumer Product | 11/28/2016 |  | 10/18/2017
International Comfort Products | Keeprite | N9MSE0401410A | LPG | Induced Draft | True | False | 1 | False | Horizontal |  | None | Condensing | Single-Stage |  | 0.5 | Standard |  | 40000 | 39000 |  |  | 32300 | 373 | 95.5 | 78 | [8 empty] | Federally-Regulated Consumer Product | 11/28/2016 |  | 10/18/2017
International Comfort Products | Keeprite | N9MSE0401410A | Natural Gas | Induced Draft | True | False | 1 | False | Up |  | None | Condensing | Single-Stage |  | 0.5 | Standard |  | 40000 | 39000 |  |  | 32300 | 373 | 95.5 | 78 | [8 empty] | Federally-Regulated Consumer Product | 11/28/2016 |  | 10/18/2017
International Comfort Products | Keeprite | N9MSE0401410A | Natural Gas | Induced Draft | True | False | 1 | False | Horizontal |  | None | Condensing | Single-Stage |  | 0.5 | Standard |  | 40000 | 39000 |  |  | 32300 | 373 | 95.5 | 78 | [8 empty] | Federally-Regulated Consumer Product | 11/28/2016 |  | 10/18/2017
International Comfort Products | Keeprite | N9MSE0601410A | LPG | Induced Draft | True | False | 1 | False | Up |  | None | Condensing | Single-Stage |  | 0.5 | Standard |  | 60000 | 58000 |  |  | 48600 | 515 | 95.5 | 78 | [8 empty] | Federally-Regulated Consumer Product | 11/28/2016 |  | 10/18/2017
International Comfort Products | Keeprite | N9MSE0601410A | LPG | Induced Draft | True | False | 1 | False | Horizontal |  | None | Condensing | Single-Stage |  | 0.5 | Standard |  | 60000 | 58000 |  |  | 48600 | 515 | 95.5 | 78 | [8 empty] | Federally-Regulated Consumer Product | 11/28/2016 |  | 10/18/2017
International Comfort Products | Keeprite | N9MSE0601410A | Natural Gas | Induced Draft | True | False | 1 | False | Up |  | None | Condensing | Single-Stage |  | 0.5 | Standard |  | 60000 | 58000 |  |  | 48600 | 515 | 95.5 | 78 | [8 empty] | Federally-Regulated Consumer Product | 11/28/2016 |  | 10/18/2017
International Comfort Products | Keeprite | N9MSE0601410A | Natural Gas | Induced Draft | True | False | 1 | False | Horizontal |  | None | Condensing | Single-Stage |  | 0.5 | Standard |  | 60000 | 58000 |  |  | 48600 | 515 | 95.5 | 78 | [8 empty] | Federally-Regulated Consumer Product | 11/28/2016 |  | 10/18/2017
International Comfort Products | Keeprite | N9MSE0601714A | LPG | Induced Draft | True | False | 1 | False | Up |  | None | Condensing | Single-Stage |  | 0.5 | Standard |  | 60000 | 58000 |  |  | 48300 | 592 | 95.5 | 78 | [8 empty] | Federally-Regulated Consumer Product | 11/28/2016 |  | 10/18/2017
International Comfort Products | Keeprite | N9MSE0601714A | LPG | Induced Draft | True | False | 1 | False | Horizontal |  | None | Condensing | Single-Stage |  | 0.5 | Standard |  | 60000 | 58000 |  |  | 48300 | 592 | 95.5 | 78 | [8 empty] | Federally-Regulated Consumer Product | 11/28/2016 |  | 10/18/2017
International Comfort Products | Keeprite | N9MSE0601714A | Natural Gas | Induced Draft | True | False | 1 | False | Up |  | None | Condensing | Single-Stage |  | 0.5 | Standard |  | 60000 | 58000 |  |  | 48300 | 592 | 95.5 | 78 | [8 empty] | Federally-Regulated Consumer Product | 11/28/2016 |  | 10/18/2017
International Comfort Products | Keeprite | N9MSE0601714A | Natural Gas | Induced Draft | True | False | 1 | False | Horizontal |  | None | Condensing | Single-Stage |  | 0.5 | Standard |  | 60000 | 58000 |  |  | 48300 | 592 | 95.5 | 78 | [8 empty] | Federally-Regulated Consumer Product | 11/28/2016 |  | 10/18/2017
International Comfort Products | Keeprite | N9MSE0801716A | LPG | Induced Draft | True | False | 1 | False | Up |  | None | Condensing | Single-Stage |  | 0.75 | Standard |  | 80000 | 78000 |  |  | 80800 | 903 | 95.5 | 78 | [8 empty] | Federally-Regulated Consumer Product | 11/28/2016 |  | 10/18/2017
International Comfort Products | Keeprite | N9MSE0801716A | LPG | Induced Draft | True | False | 1 | False | Horizontal |  | None | Condensing | Single-Stage |  | 0.75 | Standard |  | 80000 | 78000 |  |  | 80800 | 903 | 95.5 | 78 | [8 empty] | Federally-Regulated Consumer Product | 11/28/2016 |  | 10/18/2017
International Comfort Products | Keeprite | N9MSE0801716A | Natural Gas | Induced Draft | True | False | 1 | False | Up |  | None | Condensing | Single-Stage |  | 0.75 | Standard |  | 80000 | 78000 |  |  | 80800 | 903 | 95.5 | 78 | [8 empty] | Federally-Regulated Consumer Product | 11/28/2016 |  | 10/18/2017
International Comfort Products | Keeprite | N9MSE0801716A | Natural Gas | Induced Draft | True | False | 1 | False | Horizontal |  | None | Condensing | Single-Stage |  | 0.75 | Standard |  | 80000 | 78000 |  |  | 80800 | 903 | 95.5 | 78 | [8 empty] | Federally-Regulated Consumer Product | 11/28/2016 |  | 10/18/2017
International Comfort Products | Keeprite | N9MSE0802120A | LPG | Induced Draft | True | False | 1 | False | Up |  | None | Condensing | Single-Stage |  | 0.75 | Standard |  | 80000 | 78000 |  |  | 80700 | 939 | 95.5 | 78 | [8 empty] | Federally-Regulated Consumer Product | 11/28/2016 |  | 10/18/2017
International Comfort Products | Keeprite | N9MSE0802120A | LPG | Induced Draft | True | False | 1 | False | Horizontal |  | None | Condensing | Single-Stage |  | 0.75 | Standard |  | 80000 | 78000 |  |  | 80700 | 939 | 95.5 | 78 | [8 empty] | Federally-Regulated Consumer Product | 11/28/2016 |  | 10/18/2017
International Comfort Products | Keeprite | N9MSE0802120A | Natural Gas | Induced Draft | True | False | 1 | False | Up |  | None | Condensing | Single-Stage |  | 0.75 | Standard |  | 80000 | 78000 |  |  | 80700 | 939 | 95.5 | 78 | [8 empty] | Federally-Regulated Consumer Product | 11/28/2016 |  | 10/18/2017
International Comfort Products | Keeprite | N9MSE0802120A | Natural Gas | Induced Draft | True | False | 1 | False | Horizontal |  | None | Condensing | Single-Stage |  | 0.75 | Standard |  | 80000 | 78000 |  |  | 80700 | 939 | 95.5 | 78 | [8 empty] | Federally-Regulated Consumer Product | 11/28/2016 |  | 10/18/2017
International Comfort Products | Keeprite | N9MSE1002114A | LPG | Induced Draft | True | False | 1 | False | Up |  | None | Condensing | Single-Stage |  | 0.75 | Standard |  | 100000 | 97000 |  |  | 96700 | 1162 | 95.5 | 78 | [8 empty] | Federally-Regulated Consumer Product | 11/28/2016 |  | 10/18/2017
International Comfort Products | Keeprite | N9MSE1002114A | LPG | Induced Draft | True | False | 1 | False | Horizontal |  | None | Condensing | Single-Stage |  | 0.75 | Standard |  | 100000 | 97000 |  |  | 96700 | 1162 | 95.5 | 78 | [8 empty] | Federally-Regulated Consumer Product | 11/28/2016 |  | 10/18/2017
International Comfort Products | Keeprite | N9MSE1002114A | Natural Gas | Induced Draft | True | False | 1 | False | Up |  | None | Condensing | Single-Stage |  | 0.75 | Standard |  | 100000 | 97000 |  |  | 96700 | 1162 | 95.5 | 78 | [8 empty] | Federally-Regulated Consumer Product | 11/28/2016 |  | 10/18/2017
International Comfort Products | Keeprite | N9MSE1002114A | Natural Gas | Induced Draft | True | False | 1 | False | Horizontal |  | None | Condensing | Single-Stage |  | 0.75 | Standard |  | 100000 | 97000 |  |  | 96700 | 1162 | 95.5 | 78 | [8 empty] | Federally-Regulated Consumer Product | 11/28/2016 |  | 10/18/2017
International Comfort Products | Keeprite | N9MSE1002120A | LPG | Induced Draft | True | False | 1 | False | Up |  | None | Condensing | Single-Stage |  | 0.75 | Standard |  | 100000 | 97000 |  |  | 96700 | 1155 | 95.5 | 78 | [8 empty] | Federally-Regulated Consumer Product | 11/28/2016 |  | 10/18/2017
International Comfort Products | Keeprite | N9MSE1002120A | LPG | Induced Draft | True | False | 1 | False | Horizontal |  | None | Condensing | Single-Stage |  | 0.75 | Standard |  | 100000 | 97000 |  |  | 96700 | 1155 | 95.5 | 78 | [8 empty] | Federally-Regulated Consumer Product | 11/28/2016 |  | 10/18/2017
International Comfort Products | Keeprite | N9MSE1002120A | Natural Gas | Induced Draft | True | False | 1 | False | Up |  | None | Condensing | Single-Stage |  | 0.75 | Standard |  | 100000 | 97000 |  |  | 96700 | 1155 | 95.5 | 78 | [8 empty] | Federally-Regulated Consumer Product | 11/28/2016 |  | 10/18/2017
International Comfort Products | Keeprite | N9MSE1002120A | Natural Gas | Induced Draft | True | False | 1 | False | Horizontal |  | None | Condensing | Single-Stage |  | 0.75 | Standard |  | 100000 | 97000 |  |  | 96700 | 1155 | 95.5 | 78 | [8 empty] | Federally-Regulated Consumer Product | 11/28/2016 |  | 10/18/2017
International Comfort Products | Keeprite | N9MSE1202420A | LPG | Induced Draft | True | False | 1 | False | Up |  | None | Condensing | Single-Stage |  | 0.75 | Standard |  | 120000 | 117000 |  |  | 112800 | 1336 | 95.5 | 78 | [8 empty] | Federally-Regulated Consumer Product | 11/28/2016 |  | 10/18/2017
International Comfort Products | Keeprite | N9MSE1202420A | LPG | Induced Draft | True | False | 1 | False | Horizontal |  | None | Condensing | Single-Stage |  | 0.75 | Standard |  | 120000 | 117000 |  |  | 112800 | 1336 | 95.5 | 78 | [8 empty] | Federally-Regulated Consumer Product | 11/28/2016 |  | 10/18/2017
International Comfort Products | Keeprite | N9MSE1202420A | Natural Gas | Induced Draft | True | False | 1 | False | Up |  | None | Condensing | Single-Stage |  | 0.75 | Standard |  | 120000 | 117000 |  |  | 112800 | 1336 | 95.5 | 78 | [8 empty] | Federally-Regulated Consumer Product | 11/28/2016 |  | 10/18/2017
International Comfort Products | Keeprite | N9MSE1202420A | Natural Gas | Induced Draft | True | False | 1 | False | Horizontal |  | None | Condensing | Single-Stage |  | 0.75 | Standard |  | 120000 | 117000 |  |  | 112800 | 1336 | 95.5 | 78 | [8 empty] | Federally-Regulated Consumer Product | 11/28/2016 |  | 10/18/2017
International Comfort Products | Keeprite | N9MSE1402420A | LPG | Induced Draft | True | False | 1 | False | Up |  | None | Condensing | Single-Stage |  | 0.75 | Standard |  | 140000 | 135000 |  |  | 128900 | 1520 | 95.5 | 78 | [8 empty] | Federally-Regulated Consumer Product | 11/28/2016 |  | 10/18/2017
International Comfort Products | Keeprite | N9MSE1402420A | LPG | Induced Draft | True | False | 1 | False | Horizontal |  | None | Condensing | Single-Stage |  | 0.75 | Standard |  | 140000 | 135000 |  |  | 128900 | 1520 | 95.5 | 78 | [8 empty] | Federally-Regulated Consumer Product | 11/28/2016 |  | 10/18/2017
International Comfort Products | Keeprite | N9MSE1402420A | Natural Gas | Induced Draft | True | False | 1 | False | Up |  | None | Condensing | Single-Stage |  | 0.75 | Standard |  | 140000 | 135000 |  |  | 128900 | 1520 | 95.5 | 78 | [8 empty] | Federally-Regulated Consumer Product | 11/28/2016 |  | 10/18/2017
International Comfort Products | Keeprite | N9MSE1402420A | Natural Gas | Induced Draft | True | False | 1 | False | Horizontal |  | None | Condensing | Single-Stage |  | 0.75 | Standard |  | 140000 | 135000 |  |  | 128900 | 1520 | 95.5 | 78 | [8 empty] | Federally-Regulated Consumer Product | 11/28/2016 |  | 10/18/2017
International Comfort Products | Keeprite | G9MXE0802120A | LPG | Induced Draft | True | False | 1 | False | Up |  | None | Condensing | Single-Stage |  | 1 | Standard |  | 80000 | 78000 |  |  | 82000 | 444 | 96 | 78 | [8 empty] | Federally-Regulated Consumer Product | 11/28/2016 |  | 10/18/2017
International Comfort Products | Keeprite | G9MXE0802120A | LPG | Induced Draft | True | False | 1 | False | Horizontal |  | None | Condensing | Single-Stage |  | 1 | Standard |  | 80000 | 78000 |  |  | 82000 | 444 | 96 | 78 | [8 empty] | Federally-Regulated Consumer Product | 11/28/2016 |  | 10/18/2017
International Comfort Products | Keeprite | G9MXE0802120A | Natural Gas | Induced Draft | True | False | 1 | False | Up |  | None | Condensing | Single-Stage |  | 1 | Standard |  | 80000 | 78000 |  |  | 82000 | 444 | 96 | 78 | [8 empty] | Federally-Regulated Consumer Product | 11/28/2016 |  | 10/18/2017
International Comfort Products | Keeprite | G9MXE0802120A | Natural Gas | Induced Draft | True | False | 1 | False | Horizontal |  | None | Condensing | Single-Stage |  | 1 | Standard |  | 80000 | 78000 |  |  | 82000 | 444 | 96 | 78 | [8 empty] | Federally-Regulated Consumer Product | 11/28/2016 |  | 10/18/2017
International Comfort Products | Keeprite | G9MXE1002120A | LPG | Induced Draft | True | False | 1 | False | Up |  | None | Condensing | Single-Stage |  | 1 | Standard |  | 100000 | 97000 |  |  | 98200 | 583 | 96 | 78 | [8 empty] | Federally-Regulated Consumer Product | 11/28/2016 |  | 10/18/2017
International Comfort Products | Keeprite | G9MXE1002120A | LPG | Induced Draft | True | False | 1 | False | Horizontal |  | None | Condensing | Single-Stage |  | 1 | Standard |  | 100000 | 97000 |  |  | 98200 | 583 | 96 | 78 | [8 empty] | Federally-Regulated Consumer Product | 11/28/2016 |  | 10/18/2017
International Comfort Products | Keeprite | G9MXE1002120A | Natural Gas | Induced Draft | True | False | 1 | False | Up |  | None | Condensing | Single-Stage |  | 1 | Standard |  | 100000 | 97000 |  |  | 98200 | 583 | 96 | 78 | [8 empty] | Federally-Regulated Consumer Product | 11/28/2016 |  | 10/18/2017
International Comfort Products | Keeprite | G9MXE1002120A | Natural Gas | Induced Draft | True | False | 1 | False | Horizontal |  | None | Condensing | Single-Stage |  | 1 | Standard |  | 100000 | 97000 |  |  | 98200 | 583 | 96 | 78 | [8 empty] | Federally-Regulated Consumer Product | 11/28/2016 |  | 10/18/2017
International Comfort Products | Keeprite | G9MXT0802120A | LPG | Induced Draft | True | False | 1 | False | Up |  | None | Condensing | Two-Stage Modulating |  | 1 | Standard |  | 80000 | 78000 |  |  | 80700 | 316 | 96 | 78 | [8 empty] | Federally-Regulated Consumer Product | 11/28/2016 |  | 10/18/2017
International Comfort Products | Keeprite | G9MXT0802120A | LPG | Induced Draft | True | False | 1 | False | Horizontal |  | None | Condensing | Two-Stage Modulating |  | 1 | Standard |  | 80000 | 78000 |  |  | 80700 | 316 | 96 | 78 | [8 empty] | Federally-Regulated Consumer Product | 11/28/2016 |  | 10/18/2017
International Comfort Products | Keeprite | G9MXT0802120A | Natural Gas | Induced Draft | True | False | 1 | False | Up |  | None | Condensing | Two-Stage Modulating |  | 1 | Standard |  | 80000 | 78000 |  |  | 80700 | 316 | 96 | 78 | [8 empty] | Federally-Regulated Consumer Product | 11/28/2016 |  | 10/18/2017
International Comfort Products | Keeprite | G9MXT0802120A | Natural Gas | Induced Draft | True | False | 1 | False | Horizontal |  | None | Condensing | Two-Stage Modulating |  | 1 | Standard |  | 80000 | 78000 |  |  | 80700 | 316 | 96 | 78 | [8 empty] | Federally-Regulated Consumer Product | 11/28/2016 |  | 10/18/2017
International Comfort Products | Keeprite | G9MXT1002120A | LPG | Induced Draft | True | False | 1 | False | Up |  | None | Condensing | Two-Stage Modulating |  | 1 | Standard |  | 100000 | 97000 |  |  | 96100 | 434 | 96 | 78 | [8 empty] | Federally-Regulated Consumer Product | 11/28/2016 |  | 10/18/2017
International Comfort Products | Keeprite | G9MXT1002120A | LPG | Induced Draft | True | False | 1 | False | Horizontal |  | None | Condensing | Two-Stage Modulating |  | 1 | Standard |  | 100000 | 97000 |  |  | 96100 | 434 | 96 | 78 | [8 empty] | Federally-Regulated Consumer Product | 11/28/2016 |  | 10/18/2017
International Comfort Products | Keeprite | G9MXT1002120A | Natural Gas | Induced Draft | True | False | 1 | False | Up |  | None | Condensing | Two-Stage Modulating |  | 1 | Standard |  | 100000 | 97000 |  |  | 96100 | 434 | 96 | 78 | [8 empty] | Federally-Regulated Consumer Product | 11/28/2016 |  | 10/18/2017
International Comfort Products | Keeprite | G9MXT1002120A | Natural Gas | Induced Draft | True | False | 1 | False | Horizontal |  | None | Condensing | Two-Stage Modulating |  | 1 | Standard |  | 100000 | 97000 |  |  | 96100 | 434 | 96 | 78 | [8 empty] | Federally-Regulated Consumer Product | 11/28/2016 |  | 10/18/2017
International Comfort Products | Keeprite | G9MAE0601714A | LPG | Induced Draft | True | False | 1 | False | Up |  | None | Condensing | Step Modulating |  | 0.5 | Standard |  | 60000 | 59000 |  |  | 46900 | 155 | 97 | 78 | [8 empty] | Federally-Regulated Consumer Product | 11/28/2016 |  | 10/18/2017
International Comfort Products | Keeprite | G9MAE0601714A | LPG | Induced Draft | True | False | 1 | False | Horizontal |  | None | Condensing | Step Modulating |  | 0.5 | Standard |  | 60000 | 59000 |  |  | 46900 | 155 | 97 | 78 | [8 empty] | Federally-Regulated Consumer Product | 11/28/2016 |  | 10/18/2017
International Comfort Products | Keeprite | G9MAE0601714A | Natural Gas | Induced Draft | True | False | 1 | False | Up |  | None | Condensing | Step Modulating |  | 0.5 | Standard |  | 60000 | 59000 |  |  | 46900 | 155 | 97 | 78 | [8 empty] | Federally-Regulated Consumer Product | 11/28/2016 |  | 10/18/2017
International Comfort Products | Keeprite | G9MAE0601714A | Natural Gas | Induced Draft | True | False | 1 | False | Horizontal |  | None | Condensing | Step Modulating |  | 0.5 | Standard |  | 60000 | 59000 |  |  | 46900 | 155 | 97 | 78 | [8 empty] | Federally-Regulated Consumer Product | 11/28/2016 |  | 10/18/2017
International Comfort Products | Keeprite | G9MAE0801714A | LPG | Induced Draft | True | False | 1 | False | Up |  | None | Condensing | Step Modulating |  | 0.5 | Standard |  | 80000 | 78000 |  |  | 77700 | 460 | 97 | 78 | [8 empty] | Federally-Regulated Consumer Product | 11/28/2016 |  | 10/18/2017
International Comfort Products | Keeprite | G9MAE0801714A | LPG | Induced Draft | True | False | 1 | False | Horizontal |  | None | Condensing | Step Modulating |  | 0.5 | Standard |  | 80000 | 78000 |  |  | 77700 | 460 | 97 | 78 | [8 empty] | Federally-Regulated Consumer Product | 11/28/2016 |  | 10/18/2017
International Comfort Products | Keeprite | G9MAE0801714A | Natural Gas | Induced Draft | True | False | 1 | False | Up |  | None | Condensing | Step Modulating |  | 0.5 | Standard |  | 80000 | 78000 |  |  | 77700 | 460 | 97 | 78 | [8 empty] | Federally-Regulated Consumer Product | 11/28/2016 |  | 10/18/2017
International Comfort Products | Keeprite | G9MAE0801714A | Natural Gas | Induced Draft | True | False | 1 | False | Horizontal |  | None | Condensing | Step Modulating |  | 0.5 | Standard |  | 80000 | 78000 |  |  | 77700 | 460 | 97 | 78 | [8 empty] | Federally-Regulated Consumer Product | 11/28/2016 |  | 10/18/2017
International Comfort Products | Keeprite | G9MAE1202422A | LPG | Induced Draft | True | False | 1 | False | Up |  | None | Condensing | Step Modulating |  | 1 | Standard |  | 120000 | 117000 |  |  | 109200 | 506 | 97 | 78 | [8 empty] | Federally-Regulated Consumer Product | 11/28/2016 |  | 10/18/2017
International Comfort Products | Keeprite | G9MAE1202422A | LPG | Induced Draft | True | False | 1 | False | Horizontal |  | None | Condensing | Step Modulating |  | 1 | Standard |  | 120000 | 117000 |  |  | 109200 | 506 | 97 | 78 | [8 empty] | Federally-Regulated Consumer Product | 11/28/2016 |  | 10/18/2017
International Comfort Products | Keeprite | G9MAE1202422A | Natural Gas | Induced Draft | True | False | 1 | False | Up |  | None | Condensing | Step Modulating |  | 1 | Standard |  | 120000 | 117000 |  |  | 109200 | 506 | 97 | 78 | [8 empty] | Federally-Regulated Consumer Product | 11/28/2016 |  | 10/18/2017
International Comfort Products | Keeprite | G9MAE1202422A | Natural Gas | Induced Draft | True | False | 1 | False | Horizontal |  | None | Condensing | Step Modulating |  | 1 | Standard |  | 120000 | 117000 |  |  | 109200 | 506 | 97 | 78 | [8 empty] | Federally-Regulated Consumer Product | 11/28/2016 |  | 10/18/2017
International Comfort Products | Keeprite | G9MAE0602120A | LPG | Induced Draft | True | False | 1 | False | Up |  | None | Condensing | Step Modulating |  | 1 | Standard |  | 61000 | 60000 |  |  | 62400 | 356 | 98 | 78 | [8 empty] | Federally-Regulated Consumer Product | 11/28/2016 |  | 10/18/2017
International Comfort Products | Keeprite | G9MAE0602120A | LPG | Induced Draft | True | False | 1 | False | Horizontal |  | None | Condensing | Step Modulating |  | 1 | Standard |  | 61000 | 60000 |  |  | 62400 | 356 | 98 | 78 | [8 empty] | Federally-Regulated Consumer Product | 11/28/2016 |  | 10/18/2017
International Comfort Products | Keeprite | G9MAE0602120A | Natural Gas | Induced Draft | True | False | 1 | False | Up |  | None | Condensing | Step Modulating |  | 1 | Standard |  | 61000 | 60000 |  |  | 62400 | 356 | 98 | 78 | [8 empty] | Federally-Regulated Consumer Product | 11/28/2016 |  | 10/18/2017
International Comfort Products | Keeprite | G9MAE0602120A | Natural Gas | Induced Draft | True | False | 1 | False | Horizontal |  | None | Condensing | Step Modulating |  | 1 | Standard |  | 61000 | 60000 |  |  | 62400 | 356 | 98 | 78 | [8 empty] | Federally-Regulated Consumer Product | 11/28/2016 |  | 10/18/2017
International Comfort Products | Keeprite | G9MAE0802120A | LPG | Induced Draft | True | False | 1 | False | Up |  | None | Condensing | Step Modulating |  | 1 | Standard |  | 80000 | 78000 |  |  | 79100 | 354 | 97 | 78 | [8 empty] | Federally-Regulated Consumer Product | 08/17/2016 |  | 10/18/2017
International Comfort Products | Keeprite | G9MAE0802120A | LPG | Induced Draft | True | False | 1 | False | Horizontal |  | None | Condensing | Step Modulating |  | 1 | Standard |  | 80000 | 78000 |  |  | 79100 | 354 | 97 | 78 | [8 empty] | Federally-Regulated Consumer Product | 08/17/2016 |  | 10/18/2017
International Comfort Products | Keeprite | G9MAE0802120A | Natural Gas | Induced Draft | True | False | 1 | False | Up |  | None | Condensing | Step Modulating |  | 1 | Standard |  | 80000 | 78000 |  |  | 79100 | 354 | 97 | 78 | [8 empty] | Federally-Regulated Consumer Product | 08/17/2016 |  | 10/18/2017
International Comfort Products | Keeprite | G9MAE0802120A | Natural Gas | Induced Draft | True | False | 1 | False | Horizontal |  | None | Condensing | Step Modulating |  | 1 | Standard |  | 80000 | 78000 |  |  | 79100 | 354 | 97 | 78 | [8 empty] | Federally-Regulated Consumer Product | 08/17/2016 |  | 10/18/2017
International Comfort Products | Keeprite | G9MAE1002122A | LPG | Induced Draft | True | False | 1 | False | Up |  | None | Condensing | Step Modulating |  | 1 | Standard |  | 100000 | 98000 |  |  | 95100 | 380 | 97 | 78 | [8 empty] | Federally-Regulated Consumer Product | 11/28/2016 |  | 10/18/2017
International Comfort Products | Keeprite | G9MAE1002122A | LPG | Induced Draft | True | False | 1 | False | Horizontal |  | None | Condensing | Step Modulating |  | 1 | Standard |  | 100000 | 98000 |  |  | 95100 | 380 | 97 | 78 | [8 empty] | Federally-Regulated Consumer Product | 11/28/2016 |  | 10/18/2017
International Comfort Products | Keeprite | G9MAE1002122A | Natural Gas | Induced Draft | True | False | 1 | False | Up |  | None | Condensing | Step Modulating |  | 1 | Standard |  | 100000 | 98000 |  |  | 95100 | 380 | 97 | 78 | [8 empty] | Federally-Regulated Consumer Product | 11/28/2016 |  | 10/18/2017
International Comfort Products | Keeprite | G9MAE1002122A | Natural Gas | Induced Draft | True | False | 1 | False | Horizontal |  | None | Condensing | Step Modulating |  | 1 | Standard |  | 100000 | 98000 |  |  | 95100 | 380 | 97 | 78 | [8 empty] | Federally-Regulated Consumer Product | 11/28/2016 |  | 10/18/2017
International Comfort Products | Keeprite | G9MVE0401410A | LPG | Induced Draft | True | False | 1 | False | Up |  | None | Condensing | Two-Stage Modulating |  | 0.5 | Standard |  | 40000 | 39000 |  |  | 32200 | 176 | 96 | 78 | [8 empty] | Federally-Regulated Consumer Product | 11/18/2015 |  | 10/18/2017
International Comfort Products | Keeprite | G9MVE0401410A | LPG | Induced Draft | True | False | 1 | False | Horizontal |  | None | Condensing | Two-Stage Modulating |  | 0.5 | Standard |  | 40000 | 39000 |  |  | 32200 | 176 | 96 | 78 | [8 empty] | Federally-Regulated Consumer Product | 11/18/2015 |  | 10/18/2017
International Comfort Products | Keeprite | G9MVE0401410A | Natural Gas | Induced Draft | True | False | 1 | False | Up |  | None | Condensing | Two-Stage Modulating |  | 0.5 | Standard |  | 40000 | 39000 |  |  | 32200 | 176 | 96 | 78 | [8 empty] | Federally-Regulated Consumer Product | 11/18/2015 |  | 10/18/2017
International Comfort Products | Keeprite | G9MVE0401410A | Natural Gas | Induced Draft | True | False | 1 | False | Horizontal |  | None | Condensing | Two-Stage Modulating |  | 0.5 | Standard |  | 40000 | 39000 |  |  | 32200 | 176 | 96 | 78 | [8 empty] | Federally-Regulated Consumer Product | 11/18/2015 |  | 10/18/2017
International Comfort Products | Keeprite | G9MVE0601714A | LPG | Induced Draft | True | False | 1 | False | Up |  | None | Condensing | Two-Stage Modulating |  | 0.75 | Standard |  | 60000 | 58000 |  |  | 48500 | 195 | 96 | 78 | [8 empty] | Federally-Regulated Consumer Product | 11/18/2015 |  | 10/18/2017
International Comfort Products | Keeprite | G9MVE0601714A | LPG | Induced Draft | True | False | 1 | False | Horizontal |  | None | Condensing | Two-Stage Modulating |  | 0.75 | Standard |  | 60000 | 58000 |  |  | 48500 | 195 | 96 | 78 | [8 empty] | Federally-Regulated Consumer Product | 11/18/2015 |  | 10/18/2017
International Comfort Products | Keeprite | G9MVE0601714A | Natural Gas | Induced Draft | True | False | 1 | False | Up |  | None | Condensing | Two-Stage Modulating |  | 0.75 | Standard |  | 60000 | 58000 |  |  | 48500 | 195 | 96 | 78 | [8 empty] | Federally-Regulated Consumer Product | 11/18/2015 |  | 10/18/2017
International Comfort Products | Keeprite | G9MVE0601714A | Natural Gas | Induced Draft | True | False | 1 | False | Horizontal |  | None | Condensing | Two-Stage Modulating |  | 0.75 | Standard |  | 60000 | 58000 |  |  | 48500 | 195 | 96 | 78 | [8 empty] | Federally-Regulated Consumer Product | 11/18/2015 |  | 10/18/2017
International Comfort Products | Keeprite | G9MVE0801716A | LPG | Induced Draft | True | False | 1 | False | Up |  | None | Condensing | Two-Stage Modulating |  | 0.75 | Standard |  | 80000 | 78000 |  |  | 79900 | 414 | 96 | 78 | [8 empty] | Federally-Regulated Consumer Product | 11/18/2015 |  | 10/18/2017
International Comfort Products | Keeprite | G9MVE0801716A | LPG | Induced Draft | True | False | 1 | False | Horizontal |  | None | Condensing | Two-Stage Modulating |  | 0.75 | Standard |  | 80000 | 78000 |  |  | 79900 | 414 | 96 | 78 | [8 empty] | Federally-Regulated Consumer Product | 11/18/2015 |  | 10/18/2017
International Comfort Products | Keeprite | G9MVE0801716A | Natural Gas | Induced Draft | True | False | 1 | False | Up |  | None | Condensing | Two-Stage Modulating |  | 0.75 | Standard |  | 80000 | 78000 |  |  | 79900 | 414 | 96 | 78 | [8 empty] | Federally-Regulated Consumer Product | 11/18/2015 |  | 10/18/2017
International Comfort Products | Keeprite | G9MVE0801716A | Natural Gas | Induced Draft | True | False | 1 | False | Horizontal |  | None | Condensing | Two-Stage Modulating |  | 0.75 | Standard |  | 80000 | 78000 |  |  | 79900 | 414 | 96 | 78 | [8 empty] | Federally-Regulated Consumer Product | 11/18/2015 |  | 10/18/2017
International Comfort Products | Keeprite | G9MVE1202422A | LPG | Induced Draft | True | False | 1 | False | Up |  | None | Condensing | Two-Stage Modulating |  | 1 | Standard |  | 120000 | 117000 |  |  | 110000 | 629 | 96 | 78 | [8 empty] | Federally-Regulated Consumer Product | 11/18/2015 |  | 10/18/2017
International Comfort Products | Keeprite | G9MVE1202422A | LPG | Induced Draft | True | False | 1 | False | Horizontal |  | None | Condensing | Two-Stage Modulating |  | 1 | Standard |  | 120000 | 117000 |  |  | 110000 | 629 | 96 | 78 | [8 empty] | Federally-Regulated Consumer Product | 11/18/2015 |  | 10/18/2017
International Comfort Products | Keeprite | G9MVE1202422A | Natural Gas | Induced Draft | True | False | 1 | False | Up |  | None | Condensing | Two-Stage Modulating |  | 1 | Standard |  | 120000 | 117000 |  |  | 110000 | 629 | 96 | 78 | [8 empty] | Federally-Regulated Consumer Product | 11/18/2015 |  | 10/18/2017
International Comfort Products | Keeprite | G9MVE1202422A | Natural Gas | Induced Draft | True | False | 1 | False | Horizontal |  | None | Condensing | Two-Stage Modulating |  | 1 | Standard |  | 120000 | 117000 |  |  | 110000 | 629 | 96 | 78 | [8 empty] | Federally-Regulated Consumer Product | 11/18/2015 |  | 10/18/2017
International Comfort Products | Keeprite | G9MVE0802120A | LPG | Induced Draft | True | False | 1 | False | Up |  | None | Condensing | Two-Stage Modulating |  | 1 | Standard |  | 80000 | 78000 |  |  | 80800 | 342 | 96 | 78 | [8 empty] | Federally-Regulated Consumer Product | 11/28/2016 |  | 10/18/2017
International Comfort Products | Keeprite | G9MVE0802120A | LPG | Induced Draft | True | False | 1 | False | Horizontal |  | None | Condensing | Two-Stage Modulating |  | 1 | Standard |  | 80000 | 78000 |  |  | 80800 | 342 | 96 | 78 | [8 empty] | Federally-Regulated Consumer Product | 11/28/2016 |  | 10/18/2017
International Comfort Products | Keeprite | G9MVE0802120A | Natural Gas | Induced Draft | True | False | 1 | False | Up |  | None | Condensing | Two-Stage Modulating |  | 1 | Standard |  | 80000 | 78000 |  |  | 80800 | 342 | 96 | 78 | [8 empty] | Federally-Regulated Consumer Product | 11/28/2016 |  | 10/18/2017
International Comfort Products | Keeprite | G9MVE0802120A | Natural Gas | Induced Draft | True | False | 1 | False | Horizontal |  | None | Condensing | Two-Stage Modulating |  | 1 | Standard |  | 80000 | 78000 |  |  | 80800 | 342 | 96 | 78 | [8 empty] | Federally-Regulated Consumer Product | 11/28/2016 |  | 10/18/2017
International Comfort Products | Keeprite | G9MVE1002120A | LPG | Induced Draft | True | False | 1 | False | Up |  | None | Condensing | Two-Stage Modulating |  | 1 | Standard |  | 100000 | 97000 |  |  | 96300 | 421 | 96 | 78 | [8 empty] | Federally-Regulated Consumer Product | 11/18/2015 |  | 10/18/2017
International Comfort Products | Keeprite | G9MVE1002120A | LPG | Induced Draft | True | False | 1 | False | Horizontal |  | None | Condensing | Two-Stage Modulating |  | 1 | Standard |  | 100000 | 97000 |  |  | 96300 | 421 | 96 | 78 | [8 empty] | Federally-Regulated Consumer Product | 11/18/2015 |  | 10/18/2017
International Comfort Products | Keeprite | G9MVE1002120A | Natural Gas | Induced Draft | True | False | 1 | False | Up |  | None | Condensing | Two-Stage Modulating |  | 1 | Standard |  | 100000 | 97000 |  |  | 96300 | 421 | 96 | 78 | [8 empty] | Federally-Regulated Consumer Product | 11/18/2015 |  | 10/18/2017
International Comfort Products | Keeprite | G9MVE1002120A | Natural Gas | Induced Draft | True | False | 1 | False | Horizontal |  | None | Condensing | Two-Stage Modulating |  | 1 | Standard |  | 100000 | 97000 |  |  | 96300 | 421 | 96 | 78 | [8 empty] | Federally-Regulated Consumer Product | 11/18/2015 |  | 10/18/2017
International Comfort Products | Keeprite | N9MSB0801716B | LPG | Induced Draft | True | False | 1 | False | Up |  | None | Condensing | Single-Stage |  | 0.5 | Standard |  | 80000 | 75000 |  |  | 66800 | 798 | 92.1 | 78 | [8 empty] | Federally-Regulated Consumer Product | 11/28/2016 |  | 10/18/2017
International Comfort Products | Keeprite | N9MSB0801716B | LPG | Induced Draft | True | False | 1 | False | Down |  | None | Condensing | Single-Stage |  | 0.5 | Standard |  | 80000 | 75000 |  |  | 66800 | 798 | 92.1 | 78 | [8 empty] | Federally-Regulated Consumer Product | 11/28/2016 |  | 10/18/2017
International Comfort Products | Keeprite | N9MSB0801716B | LPG | Induced Draft | True | False | 1 | False | Horizontal |  | None | Condensing | Single-Stage |  | 0.5 | Standard |  | 80000 | 75000 |  |  | 66800 | 798 | 92.1 | 78 | [8 empty] | Federally-Regulated Consumer Product | 11/28/2016 |  | 10/18/2017
International Comfort Products | Keeprite | N9MSB0801716B | Natural Gas | Induced Draft | True | False | 1 | False | Up |  | None | Condensing | Single-Stage |  | 0.5 | Standard |  | 80000 | 75000 |  |  | 66800 | 798 | 92.1 | 78 | [8 empty] | Federally-Regulated Consumer Product | 11/28/2016 |  | 10/18/2017
International Comfort Products | Keeprite | N9MSB0801716B | Natural Gas | Induced Draft | True | False | 1 | False | Down |  | None | Condensing | Single-Stage |  | 0.5 | Standard |  | 80000 | 75000 |  |  | 66800 | 798 | 92.1 | 78 | [8 empty] | Federally-Regulated Consumer Product | 11/28/2016 |  | 10/18/2017
International Comfort Products | Keeprite | N9MSB0801716B | Natural Gas | Induced Draft | True | False | 1 | False | Horizontal |  | None | Condensing | Single-Stage |  | 0.5 | Standard |  | 80000 | 75000 |  |  | 66800 | 798 | 92.1 | 78 | [8 empty] | Federally-Regulated Consumer Product | 11/28/2016 |  | 10/18/2017
International Comfort Products | Keeprite | N9MSE0401712A | LPG | Induced Draft | True | False | 1 | False | Up |  | None | Condensing | Single-Stage |  | 0.5 | Standard |  | 40000 | 39000 |  |  | 32200 | 426 | 95.5 | 78 | [8 empty] | Federally-Regulated Consumer Product | 11/28/2016 |  | 10/18/2017
International Comfort Products | Keeprite | N9MSE0401712A | LPG | Induced Draft | True | False | 1 | False | Horizontal |  | None | Condensing | Single-Stage |  | 0.5 | Standard |  | 40000 | 39000 |  |  | 32200 | 426 | 95.5 | 78 | [8 empty] | Federally-Regulated Consumer Product | 11/28/2016 |  | 10/18/2017
International Comfort Products | Keeprite | N9MSE0401712A | Natural Gas | Induced Draft | True | False | 1 | False | Up |  | None | Condensing | Single-Stage |  | 0.5 | Standard |  | 40000 | 39000 |  |  | 32200 | 426 | 95.5 | 78 | [8 empty] | Federally-Regulated Consumer Product | 11/28/2016 |  | 10/18/2017
International Comfort Products | Keeprite | N9MSE0401712A | Natural Gas | Induced Draft | True | False | 1 | False | Horizontal |  | None | Condensing | Single-Stage |  | 0.5 | Standard |  | 40000 | 39000 |  |  | 32200 | 426 | 95.5 | 78 | [8 empty] | Federally-Regulated Consumer Product | 11/28/2016 |  | 10/18/2017
International Comfort Products | Keeprite | N9MSE0802120A* | LPG | Induced Draft | True | False | 1 | True | Up |  | None | Condensing | Single-Stage |  | 0.75 | Standard |  | 80000 | 78000 |  |  | 80700 | 939 | 95.5 | 75 | [8 empty] | Federally-Regulated Consumer Product | 11/28/2016 |  | 10/18/2017
International Comfort Products | Keeprite | N9MSE0802120A* | LPG | Induced Draft | True | False | 1 | True | Horizontal |  | None | Condensing | Single-Stage |  | 0.75 | Standard |  | 80000 | 78000 |  |  | 80700 | 939 | 95.5 | 75 | [8 empty] | Federally-Regulated Consumer Product | 11/28/2016 |  | 10/18/2017
International Comfort Products | Keeprite | N9MSE0802120A* | Natural Gas | Induced Draft | True | False | 1 | True | Up |  | None | Condensing | Single-Stage |  | 0.75 | Standard |  | 80000 | 78000 |  |  | 80700 | 939 | 95.5 | 75 | [8 empty] | Federally-Regulated Consumer Product | 11/28/2016 |  | 10/18/2017
International Comfort Products | Keeprite | N9MSE0802120A* | Natural Gas | Induced Draft | True | False | 1 | True | Horizontal |  | None | Condensing | Single-Stage |  | 0.75 | Standard |  | 80000 | 78000 |  |  | 80700 | 939 | 95.5 | 75 | [8 empty] | Federally-Regulated Consumer Product | 11/28/2016 |  | 10/18/2017
International Comfort Products | Keeprite | G9MXE0401712A | LPG | Induced Draft | True | False | 1 | False | Up |  | None | Condensing | Single-Stage |  | 0.5 | Standard |  | 40000 | 39000 |  |  | 32900 | 176 | 96 | 78 | [8 empty] | Federally-Regulated Consumer Product | 11/28/2016 |  | 10/18/2017
International Comfort Products | Keeprite | G9MXE0401712A | LPG | Induced Draft | True | False | 1 | False | Horizontal |  | None | Condensing | Single-Stage |  | 0.5 | Standard |  | 40000 | 39000 |  |  | 32900 | 176 | 96 | 78 | [8 empty] | Federally-Regulated Consumer Product | 11/28/2016 |  | 10/18/2017
International Comfort Products | Keeprite | G9MXE0401712A | Natural Gas | Induced Draft | True | False | 1 | False | Up |  | None | Condensing | Single-Stage |  | 0.5 | Standard |  | 40000 | 39000 |  |  | 32900 | 176 | 96 | 78 | [8 empty] | Federally-Regulated Consumer Product | 11/28/2016 |  | 10/18/2017
International Comfort Products | Keeprite | G9MXE0401712A | Natural Gas | Induced Draft | True | False | 1 | False | Horizontal |  | None | Condensing | Single-Stage |  | 0.5 | Standard |  | 40000 | 39000 |  |  | 32900 | 176 | 96 | 78 | [8 empty] | Federally-Regulated Consumer Product | 11/28/2016 |  | 10/18/2017
International Comfort Products | Keeprite | G9MXE0601412A | LPG | Induced Draft | True | False | 1 | False | Up |  | None | Condensing | Single-Stage |  | 0.5 | Standard |  | 60000 | 58000 |  |  | 49400 | 307 | 95.5 | 78 | [8 empty] | Federally-Regulated Consumer Product | 11/28/2016 |  | 10/18/2017
International Comfort Products | Keeprite | G9MXE0601412A | LPG | Induced Draft | True | False | 1 | False | Horizontal |  | None | Condensing | Single-Stage |  | 0.5 | Standard |  | 60000 | 58000 |  |  | 49400 | 307 | 95.5 | 78 | [8 empty] | Federally-Regulated Consumer Product | 11/28/2016 |  | 10/18/2017
International Comfort Products | Keeprite | G9MXE0601412A | Natural Gas | Induced Draft | True | False | 1 | False | Up |  | None | Condensing | Single-Stage |  | 0.5 | Standard |  | 60000 | 58000 |  |  | 49400 | 307 | 95.5 | 78 | [8 empty] | Federally-Regulated Consumer Product | 11/28/2016 |  | 10/18/2017
International Comfort Products | Keeprite | G9MXE0601412A | Natural Gas | Induced Draft | True | False | 1 | False | Horizontal |  | None | Condensing | Single-Stage |  | 0.5 | Standard |  | 60000 | 58000 |  |  | 49400 | 307 | 95.5 | 78 | [8 empty] | Federally-Regulated Consumer Product | 11/28/2016 |  | 10/18/2017
International Comfort Products | Keeprite | G9MVE0401712A | LPG | Induced Draft | True | False | 1 | False | Up |  | None | Condensing | Two-Stage Modulating |  | 0.5 | Standard |  | 40000 | 39000 |  |  | 32500 | 129 | 96 | 78 | [8 empty] | Federally-Regulated Consumer Product | 11/28/2016 |  | 10/18/2017
International Comfort Products | Keeprite | G9MVE0401712A | LPG | Induced Draft | True | False | 1 | False | Horizontal |  | None | Condensing | Two-Stage Modulating |  | 0.5 | Standard |  | 40000 | 39000 |  |  | 32500 | 129 | 96 | 78 | [8 empty] | Federally-Regulated Consumer Product | 11/28/2016 |  | 10/18/2017
International Comfort Products | Keeprite | G9MVE0401712A | Natural Gas | Induced Draft | True | False | 1 | False | Up |  | None | Condensing | Two-Stage Modulating |  | 0.5 | Standard |  | 40000 | 39000 |  |  | 32500 | 129 | 96 | 78 | [8 empty] | Federally-Regulated Consumer Product | 11/28/2016 |  | 10/18/2017
International Comfort Products | Keeprite | G9MVE0401712A | Natural Gas | Induced Draft | True | False | 1 | False | Horizontal |  | None | Condensing | Two-Stage Modulating |  | 0.5 | Standard |  | 40000 | 39000 |  |  | 32500 | 129 | 96 | 78 | [8 empty] | Federally-Regulated Consumer Product | 11/28/2016 |  | 10/18/2017
International Comfort Products | Keeprite | G9MVE0601412A | LPG | Induced Draft | True | False | 1 | False | Up |  | None | Condensing | Two-Stage Modulating |  | 0.5 | Standard |  | 60000 | 58000 |  |  | 48400 | 248 | 95 | 78 | [8 empty] | Federally-Regulated Consumer Product | 11/28/2016 |  | 10/18/2017
International Comfort Products | Keeprite | G9MVE0601412A | LPG | Induced Draft | True | False | 1 | False | Horizontal |  | None | Condensing | Two-Stage Modulating |  | 0.5 | Standard |  | 60000 | 58000 |  |  | 48400 | 248 | 95 | 78 | [8 empty] | Federally-Regulated Consumer Product | 11/28/2016 |  | 10/18/2017
International Comfort Products | Keeprite | G9MVE0601412A | Natural Gas | Induced Draft | True | False | 1 | False | Up |  | None | Condensing | Two-Stage Modulating |  | 0.5 | Standard |  | 60000 | 58000 |  |  | 48400 | 248 | 95 | 78 | [8 empty] | Federally-Regulated Consumer Product | 11/28/2016 |  | 10/18/2017
International Comfort Products | Keeprite | G9MVE0601412A | Natural Gas | Induced Draft | True | False | 1 | False | Horizontal |  | None | Condensing | Two-Stage Modulating |  | 0.5 | Standard |  | 60000 | 58000 |  |  | 48400 | 248 | 95 | 78 | [8 empty] | Federally-Regulated Consumer Product | 11/28/2016 |  | 10/18/2017
International Comfort Products | Keeprite | N9MSB0401410C | LPG | Induced Draft | True | False | 1 | False | Up |  | None | Condensing | Single-Stage |  | 0.33 | Standard |  | 40000 | 37000 |  |  | 33700 | 341 | 92.1 | 78 | [8 empty] | Federally-Regulated Consumer Product | 11/28/2016 |  | 10/18/2017
International Comfort Products | Keeprite | N9MSB0401410C | LPG | Induced Draft | True | False | 1 | False | Down |  | None | Condensing | Single-Stage |  | 0.33 | Standard |  | 40000 | 37000 |  |  | 33700 | 341 | 92.1 | 78 | [8 empty] | Federally-Regulated Consumer Product | 11/28/2016 |  | 10/18/2017
International Comfort Products | Keeprite | N9MSB0401410C | LPG | Induced Draft | True | False | 1 | False | Horizontal |  | None | Condensing | Single-Stage |  | 0.33 | Standard |  | 40000 | 37000 |  |  | 33700 | 341 | 92.1 | 78 | [8 empty] | Federally-Regulated Consumer Product | 11/28/2016 |  | 10/18/2017
International Comfort Products | Keeprite | N9MSB0401410C | Natural Gas | Induced Draft | True | False | 1 | False | Up |  | None | Condensing | Single-Stage |  | 0.33 | Standard |  | 40000 | 37000 |  |  | 33700 | 341 | 92.1 | 78 | [8 empty] | Federally-Regulated Consumer Product | 11/28/2016 |  | 10/18/2017
International Comfort Products | Keeprite | N9MSB0401410C | Natural Gas | Induced Draft | True | False | 1 | False | Down |  | None | Condensing | Single-Stage |  | 0.33 | Standard |  | 40000 | 37000 |  |  | 33700 | 341 | 92.1 | 78 | [8 empty] | Federally-Regulated Consumer Product | 11/28/2016 |  | 10/18/2017
International Comfort Products | Keeprite | N9MSB0401410C | Natural Gas | Induced Draft | True | False | 1 | False | Horizontal |  | None | Condensing | Single-Stage |  | 0.33 | Standard |  | 40000 | 37000 |  |  | 33700 | 341 | 92.1 | 78 | [8 empty] | Federally-Regulated Consumer Product | 11/28/2016 |  | 10/18/2017
International Comfort Products | Keeprite | N9MSB0401712C | LPG | Induced Draft | True | False | 1 | False | Up |  | None | Condensing | Single-Stage |  | 0.5 | Standard |  | 40000 | 37000 |  |  | 33500 | 383 | 92.1 | 78 | [8 empty] | Federally-Regulated Consumer Product | 11/28/2016 |  | 10/18/2017
International Comfort Products | Keeprite | N9MSB0401712C | LPG | Induced Draft | True | False | 1 | False | Down |  | None | Condensing | Single-Stage |  | 0.5 | Standard |  | 40000 | 37000 |  |  | 33500 | 383 | 92.1 | 78 | [8 empty] | Federally-Regulated Consumer Product | 11/28/2016 |  | 10/18/2017
International Comfort Products | Keeprite | N9MSB0401712C | LPG | Induced Draft | True | False | 1 | False | Horizontal |  | None | Condensing | Single-Stage |  | 0.5 | Standard |  | 40000 | 37000 |  |  | 33500 | 383 | 92.1 | 78 | [8 empty] | Federally-Regulated Consumer Product | 11/28/2016 |  | 10/18/2017
International Comfort Products | Keeprite | N9MSB0401712C | Natural Gas | Induced Draft | True | False | 1 | False | Up |  | None | Condensing | Single-Stage |  | 0.5 | Standard |  | 40000 | 37000 |  |  | 33500 | 383 | 92.1 | 78 | [8 empty] | Federally-Regulated Consumer Product | 11/28/2016 |  | 10/18/2017
International Comfort Products | Keeprite | N9MSB0401712C | Natural Gas | Induced Draft | True | False | 1 | False | Down |  | None | Condensing | Single-Stage |  | 0.5 | Standard |  | 40000 | 37000 |  |  | 33500 | 383 | 92.1 | 78 | [8 empty] | Federally-Regulated Consumer Product | 11/28/2016 |  | 10/18/2017
International Comfort Products | Keeprite | N9MSB0401712C | Natural Gas | Induced Draft | True | False | 1 | False | Horizontal |  | None | Condensing | Single-Stage |  | 0.5 | Standard |  | 40000 | 37000 |  |  | 33500 | 383 | 92.1 | 78 | [8 empty] | Federally-Regulated Consumer Product | 11/28/2016 |  | 10/18/2017
International Comfort Products | Keeprite | N9MSB0601412C | LPG | Induced Draft | True | False | 1 | False | Up |  | None | Condensing | Single-Stage |  | 0.33 | Standard |  | 60000 | 56000 |  |  | 50600 | 481 | 92.1 | 78 | [8 empty] | Federally-Regulated Consumer Product | 11/28/2016 |  | 10/18/2017
International Comfort Products | Keeprite | N9MSB0601412C | LPG | Induced Draft | True | False | 1 | False | Down |  | None | Condensing | Single-Stage |  | 0.33 | Standard |  | 60000 | 56000 |  |  | 50600 | 481 | 92.1 | 78 | [8 empty] | Federally-Regulated Consumer Product | 11/28/2016 |  | 10/18/2017
International Comfort Products | Keeprite | N9MSB0601412C | LPG | Induced Draft | True | False | 1 | False | Horizontal |  | None | Condensing | Single-Stage |  | 0.33 | Standard |  | 60000 | 56000 |  |  | 50600 | 481 | 92.1 | 78 | [8 empty] | Federally-Regulated Consumer Product | 11/28/2016 |  | 10/18/2017
International Comfort Products | Keeprite | N9MSB0601412C | Natural Gas | Induced Draft | True | False | 1 | False | Up |  | None | Condensing | Single-Stage |  | 0.33 | Standard |  | 60000 | 56000 |  |  | 50600 | 481 | 92.1 | 78 | [8 empty] | Federally-Regulated Consumer Product | 11/28/2016 |  | 10/18/2017
International Comfort Products | Keeprite | N9MSB0601412C | Natural Gas | Induced Draft | True | False | 1 | False | Down |  | None | Condensing | Single-Stage |  | 0.33 | Standard |  | 60000 | 56000 |  |  | 50600 | 481 | 92.1 | 78 | [8 empty] | Federally-Regulated Consumer Product | 11/28/2016 |  | 10/18/2017
International Comfort Products | Keeprite | N9MSB0601412C | Natural Gas | Induced Draft | True | False | 1 | False | Horizontal |  | None | Condensing | Single-Stage |  | 0.33 | Standard |  | 60000 | 56000 |  |  | 50600 | 481 | 92.1 | 78 | [8 empty] | Federally-Regulated Consumer Product | 11/28/2016 |  | 10/18/2017
International Comfort Products | Keeprite | N9MSB0601716C | LPG | Induced Draft | True | False | 1 | False | Up |  | None | Condensing | Single-Stage |  | 0.5 | Standard |  | 60000 | 56000 |  |  | 50100 | 605 | 92.1 | 78 | [8 empty] | Federally-Regulated Consumer Product | 11/28/2016 |  | 10/18/2017
International Comfort Products | Keeprite | N9MSB0601716C | LPG | Induced Draft | True | False | 1 | False | Down |  | None | Condensing | Single-Stage |  | 0.5 | Standard |  | 60000 | 56000 |  |  | 50100 | 605 | 92.1 | 78 | [8 empty] | Federally-Regulated Consumer Product | 11/28/2016 |  | 10/18/2017
International Comfort Products | Keeprite | N9MSB0601716C | LPG | Induced Draft | True | False | 1 | False | Horizontal |  | None | Condensing | Single-Stage |  | 0.5 | Standard |  | 60000 | 56000 |  |  | 50100 | 605 | 92.1 | 78 | [8 empty] | Federally-Regulated Consumer Product | 11/28/2016 |  | 10/18/2017
International Comfort Products | Keeprite | N9MSB0601716C | Natural Gas | Induced Draft | True | False | 1 | False | Up |  | None | Condensing | Single-Stage |  | 0.5 | Standard |  | 60000 | 56000 |  |  | 50100 | 605 | 92.1 | 78 | [8 empty] | Federally-Regulated Consumer Product | 11/28/2016 |  | 10/18/2017
International Comfort Products | Keeprite | N9MSB0601716C | Natural Gas | Induced Draft | True | False | 1 | False | Down |  | None | Condensing | Single-Stage |  | 0.5 | Standard |  | 60000 | 56000 |  |  | 50100 | 605 | 92.1 | 78 | [8 empty] | Federally-Regulated Consumer Product | 11/28/2016 |  | 10/18/2017
International Comfort Products | Keeprite | N9MSB0601716C | Natural Gas | Induced Draft | True | False | 1 | False | Horizontal |  | None | Condensing | Single-Stage |  | 0.5 | Standard |  | 60000 | 56000 |  |  | 50100 | 605 | 92.1 | 78 | [8 empty] | Federally-Regulated Consumer Product | 11/28/2016 |  | 10/18/2017
International Comfort Products | Keeprite | N9MSB0802120C | LPG | Induced Draft | True | False | 1 | False | Up |  | None | Condensing | Single-Stage |  | 0.75 | Standard |  | 80000 | 75000 |  |  | 66900 | 775 | 92.1 | 78 | [8 empty] | Federally-Regulated Consumer Product | 11/28/2016 |  | 10/18/2017
International Comfort Products | Keeprite | N9MSB0802120C | LPG | Induced Draft | True | False | 1 | False | Down |  | None | Condensing | Single-Stage |  | 0.75 | Standard |  | 80000 | 75000 |  |  | 66900 | 775 | 92.1 | 78 | [8 empty] | Federally-Regulated Consumer Product | 11/28/2016 |  | 10/18/2017
International Comfort Products | Keeprite | N9MSB0802120C | LPG | Induced Draft | True | False | 1 | False | Horizontal |  | None | Condensing | Single-Stage |  | 0.75 | Standard |  | 80000 | 75000 |  |  | 66900 | 775 | 92.1 | 78 | [8 empty] | Federally-Regulated Consumer Product | 11/28/2016 |  | 10/18/2017
International Comfort Products | Keeprite | N9MSB0802120C | Natural Gas | Induced Draft | True | False | 1 | False | Up |  | None | Condensing | Single-Stage |  | 0.75 | Standard |  | 80000 | 75000 |  |  | 66900 | 775 | 92.1 | 78 | [8 empty] | Federally-Regulated Consumer Product | 11/28/2016 |  | 10/18/2017
International Comfort Products | Keeprite | N9MSB0802120C | Natural Gas | Induced Draft | True | False | 1 | False | Down |  | None | Condensing | Single-Stage |  | 0.75 | Standard |  | 80000 | 75000 |  |  | 66900 | 775 | 92.1 | 78 | [8 empty] | Federally-Regulated Consumer Product | 11/28/2016 |  | 10/18/2017
International Comfort Products | Keeprite | N9MSB0802120C | Natural Gas | Induced Draft | True | False | 1 | False | Horizontal |  | None | Condensing | Single-Stage |  | 0.75 | Standard |  | 80000 | 75000 |  |  | 66900 | 775 | 92.1 | 78 | [8 empty] | Federally-Regulated Consumer Product | 11/28/2016 |  | 10/18/2017
International Comfort Products | Keeprite | N9MSB1002116C | LPG | Induced Draft | True | False | 1 | False | Up |  | None | Condensing | Single-Stage |  | 0.5 | Standard |  | 100000 | 94000 |  |  | 100900 | 994 | 92.1 | 78 | [8 empty] | Federally-Regulated Consumer Product | 02/14/2017 |  | 10/18/2017
International Comfort Products | Keeprite | N9MSB1002116C | LPG | Induced Draft | True | False | 1 | False | Down |  | None | Condensing | Single-Stage |  | 0.5 | Standard |  | 100000 | 94000 |  |  | 100900 | 994 | 92.1 | 78 | [8 empty] | Federally-Regulated Consumer Product | 02/14/2017 |  | 10/18/2017
International Comfort Products | Keeprite | N9MSB1002116C | LPG | Induced Draft | True | False | 1 | False | Horizontal |  | None | Condensing | Single-Stage |  | 0.5 | Standard |  | 100000 | 94000 |  |  | 100900 | 994 | 92.1 | 78 | [8 empty] | Federally-Regulated Consumer Product | 02/14/2017 |  | 10/18/2017
International Comfort Products | Keeprite | N9MSB1002116C | Natural Gas | Induced Draft | True | False | 1 | False | Up |  | None | Condensing | Single-Stage |  | 0.5 | Standard |  | 100000 | 94000 |  |  | 100900 | 994 | 92.1 | 78 | [8 empty] | Federally-Regulated Consumer Product | 02/14/2017 |  | 10/18/2017
International Comfort Products | Keeprite | N9MSB1002116C | Natural Gas | Induced Draft | True | False | 1 | False | Down |  | None | Condensing | Single-Stage |  | 0.5 | Standard |  | 100000 | 94000 |  |  | 100900 | 994 | 92.1 | 78 | [8 empty] | Federally-Regulated Consumer Product | 02/14/2017 |  | 10/18/2017
International Comfort Products | Keeprite | N9MSB1002116C | Natural Gas | Induced Draft | True | False | 1 | False | Horizontal |  | None | Condensing | Single-Stage |  | 0.5 | Standard |  | 100000 | 94000 |  |  | 100900 | 994 | 92.1 | 78 | [8 empty] | Federally-Regulated Consumer Product | 02/14/2017 |  | 10/18/2017
International Comfort Products | Keeprite | N9MSB1002120C | LPG | Induced Draft | True | False | 1 | False | Up |  | None | Condensing | Single-Stage |  | 0.75 | Standard |  | 100000 | 94000 |  |  | 100800 | 1030 | 92.1 | 78 | [8 empty] | Federally-Regulated Consumer Product | 02/14/2017 |  | 10/18/2017
International Comfort Products | Keeprite | N9MSB1002120C | LPG | Induced Draft | True | False | 1 | False | Down |  | None | Condensing | Single-Stage |  | 0.75 | Standard |  | 100000 | 94000 |  |  | 100800 | 1030 | 92.1 | 78 | [8 empty] | Federally-Regulated Consumer Product | 02/14/2017 |  | 10/18/2017
International Comfort Products | Keeprite | N9MSB1002120C | LPG | Induced Draft | True | False | 1 | False | Horizontal |  | None | Condensing | Single-Stage |  | 0.75 | Standard |  | 100000 | 94000 |  |  | 100800 | 1030 | 92.1 | 78 | [8 empty] | Federally-Regulated Consumer Product | 02/14/2017 |  | 10/18/2017
International Comfort Products | Keeprite | N9MSB1002120C | Natural Gas | Induced Draft | True | False | 1 | False | Up |  | None | Condensing | Single-Stage |  | 0.75 | Standard |  | 100000 | 94000 |  |  | 100800 | 1030 | 92.1 | 78 | [8 empty] | Federally-Regulated Consumer Product | 02/14/2017 |  | 10/18/2017
International Comfort Products | Keeprite | N9MSB1002120C | Natural Gas | Induced Draft | True | False | 1 | False | Down |  | None | Condensing | Single-Stage |  | 0.75 | Standard |  | 100000 | 94000 |  |  | 100800 | 1030 | 92.1 | 78 | [8 empty] | Federally-Regulated Consumer Product | 02/14/2017 |  | 10/18/2017
International Comfort Products | Keeprite | N9MSB1002120C | Natural Gas | Induced Draft | True | False | 1 | False | Horizontal |  | None | Condensing | Single-Stage |  | 0.75 | Standard |  | 100000 | 94000 |  |  | 100800 | 1030 | 92.1 | 78 | [8 empty] | Federally-Regulated Consumer Product | 02/14/2017 |  | 10/18/2017
International Comfort Products | Keeprite | N9MSB1202420C | LPG | Induced Draft | True | False | 1 | False | Up |  | None | Condensing | Single-Stage |  | 0.75 | Standard |  | 120000 | 112000 |  |  | 117400 | 1247 | 92.1 | 78 | [8 empty] | Federally-Regulated Consumer Product | 02/14/2017 |  | 10/18/2017
International Comfort Products | Keeprite | N9MSB1202420C | LPG | Induced Draft | True | False | 1 | False | Down |  | None | Condensing | Single-Stage |  | 0.75 | Standard |  | 120000 | 112000 |  |  | 117400 | 1247 | 92.1 | 78 | [8 empty] | Federally-Regulated Consumer Product | 02/14/2017 |  | 10/18/2017
International Comfort Products | Keeprite | N9MSB1202420C | LPG | Induced Draft | True | False | 1 | False | Horizontal |  | None | Condensing | Single-Stage |  | 0.75 | Standard |  | 120000 | 112000 |  |  | 117400 | 1247 | 92.1 | 78 | [8 empty] | Federally-Regulated Consumer Product | 02/14/2017 |  | 10/18/2017
International Comfort Products | Keeprite | N9MSB1202420C | Natural Gas | Induced Draft | True | False | 1 | False | Up |  | None | Condensing | Single-Stage |  | 0.75 | Standard |  | 120000 | 112000 |  |  | 117400 | 1247 | 92.1 | 78 | [8 empty] | Federally-Regulated Consumer Product | 02/14/2017 |  | 10/18/2017
International Comfort Products | Keeprite | N9MSB1202420C | Natural Gas | Induced Draft | True | False | 1 | False | Down |  | None | Condensing | Single-Stage |  | 0.75 | Standard |  | 120000 | 112000 |  |  | 117400 | 1247 | 92.1 | 78 | [8 empty] | Federally-Regulated Consumer Product | 02/14/2017 |  | 10/18/2017
International Comfort Products | Keeprite | N9MSB1202420C | Natural Gas | Induced Draft | True | False | 1 | False | Horizontal |  | None | Condensing | Single-Stage |  | 0.75 | Standard |  | 120000 | 112000 |  |  | 117400 | 1247 | 92.1 | 78 | [8 empty] | Federally-Regulated Consumer Product | 02/14/2017 |  | 10/18/2017
International Comfort Products | Keeprite | G9MXT0401712A* | LPG | Induced Draft | True | False | 1 | False | Up |  | None | Condensing | Two-Stage Modulating |  | 0.5 | Standard |  | 40000 | 39000 |  |  | 32400 | 144 | 96 | 78 | [8 empty] | Federally-Regulated Consumer Product | 02/23/2016 |  | 10/18/2017
International Comfort Products | Keeprite | G9MXT0401712A* | LPG | Induced Draft | True | False | 1 | False | Horizontal |  | None | Condensing | Two-Stage Modulating |  | 0.5 | Standard |  | 40000 | 39000 |  |  | 32400 | 144 | 96 | 78 | [8 empty] | Federally-Regulated Consumer Product | 02/23/2016 |  | 10/18/2017
International Comfort Products | Keeprite | G9MXT0401712A* | Natural Gas | Induced Draft | True | False | 1 | False | Up |  | None | Condensing | Two-Stage Modulating |  | 0.5 | Standard |  | 40000 | 39000 |  |  | 32400 | 144 | 96 | 78 | [8 empty] | Federally-Regulated Consumer Product | 02/23/2016 |  | 10/18/2017
International Comfort Products | Keeprite | G9MXT0401712A* | Natural Gas | Induced Draft | True | False | 1 | False | Horizontal |  | None | Condensing | Two-Stage Modulating |  | 0.5 | Standard |  | 40000 | 39000 |  |  | 32400 | 144 | 96 | 78 | [8 empty] | Federally-Regulated Consumer Product | 02/23/2016 |  | 10/18/2017
International Comfort Products | Keeprite | G9MXT0601412A* | LPG | Induced Draft | True | False | 1 | False | Up |  | None | Condensing | Two-Stage Modulating |  | 0.5 | Standard |  | 60000 | 58000 |  |  | 48700 | 248 | 95 | 78 | [8 empty] | Federally-Regulated Consumer Product | 02/23/2016 |  | 10/18/2017
International Comfort Products | Keeprite | G9MXT0601412A* | LPG | Induced Draft | True | False | 1 | False | Horizontal |  | None | Condensing | Two-Stage Modulating |  | 0.5 | Standard |  | 60000 | 58000 |  |  | 48700 | 248 | 95 | 78 | [8 empty] | Federally-Regulated Consumer Product | 02/23/2016 |  | 10/18/2017
International Comfort Products | Keeprite | G9MXT0601412A* | Natural Gas | Induced Draft | True | False | 1 | False | Up |  | None | Condensing | Two-Stage Modulating |  | 0.5 | Standard |  | 60000 | 58000 |  |  | 48700 | 248 | 95 | 78 | [8 empty] | Federally-Regulated Consumer Product | 02/23/2016 |  | 10/18/2017
International Comfort Products | Keeprite | G9MXT0601412A* | Natural Gas | Induced Draft | True | False | 1 | False | Horizontal |  | None | Condensing | Two-Stage Modulating |  | 0.5 | Standard |  | 60000 | 58000 |  |  | 48700 | 248 | 95 | 78 | [8 empty] | Federally-Regulated Consumer Product | 02/23/2016 |  | 10/18/2017
International Comfort Products | Keeprite | N9MSE0261408A | LPG | Induced Draft | True | False | 1 | False | Up |  | None | Condensing | Single-Stage |  | 0.25 | Standard |  | 26000 | 25000 |  |  | 24300 | 271 | 95.5 | 78 | [8 empty] | Federally-Regulated Consumer Product | 10/27/2016 |  | 10/18/2017
International Comfort Products | Keeprite | N9MSE0261408A | LPG | Induced Draft | True | False | 1 | False | Horizontal |  | None | Condensing | Single-Stage |  | 0.25 | Standard |  | 26000 | 25000 |  |  | 24300 | 271 | 95.5 | 78 | [8 empty] | Federally-Regulated Consumer Product | 10/27/2016 |  | 10/18/2017
International Comfort Products | Keeprite | N9MSE0261408A | Natural Gas | Induced Draft | True | False | 1 | False | Up |  | None | Condensing | Single-Stage |  | 0.25 | Standard |  | 26000 | 25000 |  |  | 24300 | 271 | 95.5 | 78 | [8 empty] | Federally-Regulated Consumer Product | 10/27/2016 |  | 10/18/2017
International Comfort Products | Keeprite | N9MSE0261408A | Natural Gas | Induced Draft | True | False | 1 | False | Horizontal |  | None | Condensing | Single-Stage |  | 0.25 | Standard |  | 26000 | 25000 |  |  | 24300 | 271 | 95.5 | 78 | [8 empty] | Federally-Regulated Consumer Product | 10/27/2016 |  | 10/18/2017
International Comfort Products | Keeprite | G9MXE0261410A | LPG | Induced Draft | True | False | 1 | False | Up |  | None | Condensing | Single-Stage |  | 0.33 | Standard |  | 26000 | 25000 |  |  | 24700 | 130 | 96 | 78 | [8 empty] | Federally-Regulated Consumer Product | 10/27/2016 |  | 10/18/2017
International Comfort Products | Keeprite | G9MXE0261410A | LPG | Induced Draft | True | False | 1 | False | Horizontal |  | None | Condensing | Single-Stage |  | 0.33 | Standard |  | 26000 | 25000 |  |  | 24700 | 130 | 96 | 78 | [8 empty] | Federally-Regulated Consumer Product | 10/27/2016 |  | 10/18/2017
International Comfort Products | Keeprite | G9MXE0261410A | Natural Gas | Induced Draft | True | False | 1 | False | Up |  | None | Condensing | Single-Stage |  | 0.33 | Standard |  | 26000 | 25000 |  |  | 24700 | 130 | 96 | 78 | [8 empty] | Federally-Regulated Consumer Product | 10/27/2016 |  | 10/18/2017
International Comfort Products | Keeprite | G9MXE0261410A | Natural Gas | Induced Draft | True | False | 1 | False | Horizontal |  | None | Condensing | Single-Stage |  | 0.33 | Standard |  | 26000 | 25000 |  |  | 24700 | 130 | 96 | 78 | [8 empty] | Federally-Regulated Consumer Product | 10/27/2016 |  | 10/18/2017
International Comfort Products | Keeprite | N9MSE0261408A*D | LPG | Induced Draft | True | False | 1 | False | Down |  | None | Condensing | Single-Stage |  | 0.25 | Standard |  | 26000 | 25000 |  |  | 24500 | 270 | 95 | 78 | [8 empty] | Federally-Regulated Consumer Product | 10/27/2016 |  | 10/18/2017
International Comfort Products | Keeprite | N9MSE0261408A*D | Natural Gas | Induced Draft | True | False | 1 | False | Down |  | None | Condensing | Single-Stage |  | 0.25 | Standard |  | 26000 | 25000 |  |  | 24500 | 270 | 95 | 78 | [8 empty] | Federally-Regulated Consumer Product | 10/27/2016 |  | 10/18/2017
International Comfort Products | Keeprite | N9MSE0401410A*D | LPG | Induced Draft | True | False | 1 | False | Down |  | None | Condensing | Single-Stage |  | 0.5 | Standard |  | 40000 | 39000 |  |  | 32500 | 374 | 95 | 78 | [8 empty] | Federally-Regulated Consumer Product | 02/14/2017 |  | 10/18/2017
International Comfort Products | Keeprite | N9MSE0401410A*D | Natural Gas | Induced Draft | True | False | 1 | False | Down |  | None | Condensing | Single-Stage |  | 0.5 | Standard |  | 40000 | 39000 |  |  | 32500 | 374 | 95 | 78 | [8 empty] | Federally-Regulated Consumer Product | 02/14/2017 |  | 10/18/2017
International Comfort Products | Keeprite | N9MSE0401712A*D | LPG | Induced Draft | True | False | 1 | False | Down |  | None | Condensing | Single-Stage |  | 0.5 | Standard |  | 40000 | 39000 |  |  | 32100 | 502 | 95 | 78 | [8 empty] | Federally-Regulated Consumer Product | 11/28/2016 |  | 10/18/2017
International Comfort Products | Keeprite | N9MSE0401712A*D | Natural Gas | Induced Draft | True | False | 1 | False | Down |  | None | Condensing | Single-Stage |  | 0.5 | Standard |  | 40000 | 39000 |  |  | 32100 | 502 | 95 | 78 | [8 empty] | Federally-Regulated Consumer Product | 11/28/2016 |  | 10/18/2017
International Comfort Products | Keeprite | N9MSE0601410A*D | LPG | Induced Draft | True | False | 1 | False | Down |  | None | Condensing | Single-Stage |  | 0.5 | Standard |  | 60000 | 58000 |  |  | 48900 | 521 | 95 | 78 | [8 empty] | Federally-Regulated Consumer Product | 11/28/2016 |  | 10/18/2017
International Comfort Products | Keeprite | N9MSE0601410A*D | Natural Gas | Induced Draft | True | False | 1 | False | Down |  | None | Condensing | Single-Stage |  | 0.5 | Standard |  | 60000 | 58000 |  |  | 48900 | 521 | 95 | 78 | [8 empty] | Federally-Regulated Consumer Product | 11/28/2016 |  | 10/18/2017
International Comfort Products | Keeprite | N9MSE0601714A*D | LPG | Induced Draft | True | False | 1 | False | Down |  | None | Condensing | Single-Stage |  | 0.5 | Standard |  | 60000 | 58000 |  |  | 48600 | 598 | 95 | 78 | [8 empty] | Federally-Regulated Consumer Product | 11/28/2016 |  | 10/18/2017
International Comfort Products | Keeprite | N9MSE0601714A*D | Natural Gas | Induced Draft | True | False | 1 | False | Down |  | None | Condensing | Single-Stage |  | 0.5 | Standard |  | 60000 | 58000 |  |  | 48600 | 598 | 95 | 78 | [8 empty] | Federally-Regulated Consumer Product | 11/28/2016 |  | 10/18/2017
International Comfort Products | Keeprite | N9MSE0801716A*D | LPG | Induced Draft | True | False | 1 | False | Down |  | None | Condensing | Single-Stage |  | 0.75 | Standard |  | 80000 | 78000 |  |  | 81300 | 913 | 95 | 78 | [8 empty] | Federally-Regulated Consumer Product | 02/14/2017 |  | 10/18/2017
International Comfort Products | Keeprite | N9MSE0801716A*D | Natural Gas | Induced Draft | True | False | 1 | False | Down |  | None | Condensing | Single-Stage |  | 0.75 | Standard |  | 80000 | 78000 |  |  | 81300 | 913 | 95 | 78 | [8 empty] | Federally-Regulated Consumer Product | 02/14/2017 |  | 10/18/2017
International Comfort Products | Keeprite | N9MSE0802120A*D | LPG | Induced Draft | True | False | 1 | False | Down |  | None | Condensing | Single-Stage |  | 0.75 | Standard |  | 80000 | 78000 |  |  | 81100 | 948 | 95 | 78 | [8 empty] | Federally-Regulated Consumer Product | 11/28/2016 |  | 10/18/2017
International Comfort Products | Keeprite | N9MSE0802120A*D | Natural Gas | Induced Draft | True | False | 1 | False | Down |  | None | Condensing | Single-Stage |  | 0.75 | Standard |  | 80000 | 78000 |  |  | 81100 | 948 | 95 | 78 | [8 empty] | Federally-Regulated Consumer Product | 11/28/2016 |  | 10/18/2017
International Comfort Products | Keeprite | N9MSE1002114A*D | LPG | Induced Draft | True | False | 1 | False | Down |  | None | Condensing | Single-Stage |  | 0.75 | Standard |  | 100000 | 97000 |  |  | 97200 | 1182 | 95 | 78 | [8 empty] | Federally-Regulated Consumer Product | 02/14/2017 |  | 10/18/2017
International Comfort Products | Keeprite | N9MSE1002114A*D | Natural Gas | Induced Draft | True | False | 1 | False | Down |  | None | Condensing | Single-Stage |  | 0.75 | Standard |  | 100000 | 97000 |  |  | 97200 | 1182 | 95 | 78 | [8 empty] | Federally-Regulated Consumer Product | 02/14/2017 |  | 10/18/2017
International Comfort Products | Keeprite | N9MSE1002120A*D | LPG | Induced Draft | True | False | 1 | False | Down |  | None | Condensing | Single-Stage |  | 0.75 | Standard |  | 100000 | 97000 |  |  | 97200 | 1175 | 95 | 78 | [8 empty] | Federally-Regulated Consumer Product | 02/14/2017 |  | 10/18/2017
International Comfort Products | Keeprite | N9MSE1002120A*D | Natural Gas | Induced Draft | True | False | 1 | False | Down |  | None | Condensing | Single-Stage |  | 0.75 | Standard |  | 100000 | 97000 |  |  | 97200 | 1175 | 95 | 78 | [8 empty] | Federally-Regulated Consumer Product | 02/14/2017 |  | 10/18/2017
International Comfort Products | Keeprite | N9MSE1202420A*D | LPG | Induced Draft | True | False | 1 | False | Down |  | None | Condensing | Single-Stage |  | 0.75 | Standard |  | 120000 | 116000 |  |  | 113400 | 1348 | 95 | 78 | [8 empty] | Federally-Regulated Consumer Product | 11/28/2016 |  | 10/18/2017
International Comfort Products | Keeprite | N9MSE1202420A*D | Natural Gas | Induced Draft | True | False | 1 | False | Down |  | None | Condensing | Single-Stage |  | 0.75 | Standard |  | 120000 | 116000 |  |  | 113400 | 1348 | 95 | 78 | [8 empty] | Federally-Regulated Consumer Product | 11/28/2016 |  | 10/18/2017
International Comfort Products | Keeprite | N9MSE1402420A*D | LPG | Induced Draft | True | False | 1 | False | Down |  | None | Condensing | Single-Stage |  | 0.75 | Standard |  | 140000 | 134000 |  |  | 131400 | 1261 | 94.4 | 78 | [8 empty] | Federally-Regulated Consumer Product | 10/27/2016 |  | 10/18/2017
International Comfort Products | Keeprite | N9MSE1402420A*D | Natural Gas | Induced Draft | True | False | 1 | False | Down |  | None | Condensing | Single-Stage |  | 0.75 | Standard |  | 140000 | 134000 |  |  | 131400 | 1261 | 94.4 | 78 | [8 empty] | Federally-Regulated Consumer Product | 10/27/2016 |  | 10/18/2017
International Comfort Products | Keeprite | G9MAE0601714A*D | LPG | Induced Draft | True | False | 1 | False | Down |  | None | Condensing | Step Modulating |  | 0.5 | Standard |  | 60000 | 58000 |  |  | 47900 | 173 | 95 | 78 | [8 empty] | Federally-Regulated Consumer Product | 10/27/2016 |  | 10/18/2017
International Comfort Products | Keeprite | G9MAE0601714A*D | Natural Gas | Induced Draft | True | False | 1 | False | Down |  | None | Condensing | Step Modulating |  | 0.5 | Standard |  | 60000 | 58000 |  |  | 47900 | 173 | 95 | 78 | [8 empty] | Federally-Regulated Consumer Product | 10/27/2016 |  | 10/18/2017
International Comfort Products | Keeprite | G9MAE0602120A*D | LPG | Induced Draft | True | False | 1 | False | Down |  | None | Condensing | Step Modulating |  | 1 | Standard |  | 61000 | 59000 |  |  | 47700 | 229 | 96.7 | 78 | [8 empty] | Federally-Regulated Consumer Product | 02/14/2017 |  | 10/18/2017
International Comfort Products | Keeprite | G9MAE0602120A*D | Natural Gas | Induced Draft | True | False | 1 | False | Down |  | None | Condensing | Step Modulating |  | 1 | Standard |  | 61000 | 59000 |  |  | 47700 | 229 | 96.7 | 78 | [8 empty] | Federally-Regulated Consumer Product | 02/14/2017 |  | 10/18/2017
International Comfort Products | Keeprite | G9MAE0801714A*D | LPG | Induced Draft | True | False | 1 | False | Down |  | None | Condensing | Step Modulating |  | 0.5 | Standard |  | 80000 | 77000 |  |  | 80700 | 383 | 95 | 78 | [8 empty] | Federally-Regulated Consumer Product | 10/27/2016 |  | 10/18/2017
International Comfort Products | Keeprite | G9MAE0801714A*D | Natural Gas | Induced Draft | True | False | 1 | False | Down |  | None | Condensing | Step Modulating |  | 0.5 | Standard |  | 80000 | 77000 |  |  | 80700 | 383 | 95 | 78 | [8 empty] | Federally-Regulated Consumer Product | 10/27/2016 |  | 10/18/2017
International Comfort Products | Keeprite | G9MAE1002122A*D | LPG | Induced Draft | True | False | 1 | False | Down |  | None | Condensing | Step Modulating |  | 1 | Standard |  | 100000 | 95000 |  |  | 98700 | 377 | 94 | 78 | [8 empty] | Federally-Regulated Consumer Product | 02/14/2017 |  | 10/18/2017
International Comfort Products | Keeprite | G9MAE1002122A*D | Natural Gas | Induced Draft | True | False | 1 | False | Down |  | None | Condensing | Step Modulating |  | 1 | Standard |  | 100000 | 95000 |  |  | 98700 | 377 | 94 | 78 | [8 empty] | Federally-Regulated Consumer Product | 02/14/2017 |  | 10/18/2017
International Comfort Products | Keeprite | G9MAE1202422A*D | LPG | Induced Draft | True | False | 1 | False | Down |  | None | Condensing | Step Modulating |  | 1 | Standard |  | 120000 | 115000 |  |  | 113000 | 488 | 95 | 78 | [8 empty] | Federally-Regulated Consumer Product | 10/27/2016 |  | 10/18/2017
International Comfort Products | Keeprite | G9MAE1202422A*D | Natural Gas | Induced Draft | True | False | 1 | False | Down |  | None | Condensing | Step Modulating |  | 1 | Standard |  | 120000 | 115000 |  |  | 113000 | 488 | 95 | 78 | [8 empty] | Federally-Regulated Consumer Product | 10/27/2016 |  | 10/18/2017
International Comfort Products | Keeprite | G9MVE0401410A*D | LPG | Induced Draft | True | False | 1 | False | Down |  | None | Condensing | Two-Stage Modulating |  | 0.5 | Standard |  | 40000 | 39000 |  |  | 32600 | 179 | 95 | 78 | [8 empty] | Federally-Regulated Consumer Product | 08/17/2016 |  | 10/18/2017
International Comfort Products | Keeprite | G9MVE0401410A*D | Natural Gas | Induced Draft | True | False | 1 | False | Down |  | None | Condensing | Two-Stage Modulating |  | 0.5 | Standard |  | 40000 | 39000 |  |  | 32600 | 179 | 95 | 78 | [8 empty] | Federally-Regulated Consumer Product | 08/17/2016 |  | 10/18/2017
International Comfort Products | Keeprite | G9MVE0401712A*D | LPG | Induced Draft | True | False | 1 | False | Down |  | None | Condensing | Two-Stage Modulating |  | 0.5 | Standard |  | 40000 | 39000 |  |  | 32700 | 150 | 95 | 78 | [8 empty] | Federally-Regulated Consumer Product | 02/14/2017 |  | 10/18/2017
International Comfort Products | Keeprite | G9MVE0401712A*D | Natural Gas | Induced Draft | True | False | 1 | False | Down |  | None | Condensing | Two-Stage Modulating |  | 0.5 | Standard |  | 40000 | 39000 |  |  | 32700 | 150 | 95 | 78 | [8 empty] | Federally-Regulated Consumer Product | 02/14/2017 |  | 10/18/2017
International Comfort Products | Keeprite | G9MVE0601412A*D | LPG | Induced Draft | True | False | 1 | False | Down |  | None | Condensing | Two-Stage Modulating |  | 0.5 | Standard |  | 60000 | 58000 |  |  | 48500 | 255 | 95 | 78 | [8 empty] | Federally-Regulated Consumer Product | 08/17/2016 |  | 10/18/2017
International Comfort Products | Keeprite | G9MVE0601412A*D | Natural Gas | Induced Draft | True | False | 1 | False | Down |  | None | Condensing | Two-Stage Modulating |  | 0.5 | Standard |  | 60000 | 58000 |  |  | 48500 | 255 | 95 | 78 | [8 empty] | Federally-Regulated Consumer Product | 08/17/2016 |  | 10/18/2017
International Comfort Products | Keeprite | G9MVE0601714A*D | LPG | Induced Draft | True | False | 1 | False | Down |  | None | Condensing | Two-Stage Modulating |  | 0.75 | Standard |  | 60000 | 58000 |  |  | 49000 | 194 | 95 | 78 | [8 empty] | Federally-Regulated Consumer Product | 08/17/2016 |  | 10/18/2017
International Comfort Products | Keeprite | G9MVE0601714A*D | Natural Gas | Induced Draft | True | False | 1 | False | Down |  | None | Condensing | Two-Stage Modulating |  | 0.75 | Standard |  | 60000 | 58000 |  |  | 49000 | 194 | 95 | 78 | [8 empty] | Federally-Regulated Consumer Product | 08/17/2016 |  | 10/18/2017
International Comfort Products | Keeprite | G9MVE0801716A*D | LPG | Induced Draft | True | False | 1 | False | Down |  | None | Condensing | Two-Stage Modulating |  | 0.75 | Standard |  | 80000 | 77000 |  |  | 80800 | 410 | 95 | 78 | [8 empty] | Federally-Regulated Consumer Product | 08/17/2016 |  | 10/18/2017
International Comfort Products | Keeprite | G9MVE0801716A*D | Natural Gas | Induced Draft | True | False | 1 | False | Down |  | None | Condensing | Two-Stage Modulating |  | 0.75 | Standard |  | 80000 | 77000 |  |  | 80800 | 410 | 95 | 78 | [8 empty] | Federally-Regulated Consumer Product | 08/17/2016 |  | 10/18/2017
International Comfort Products | Keeprite | G9MVE0802120A*D | LPG | Induced Draft | True | False | 1 | False | Down |  | None | Condensing | Two-Stage Modulating |  | 1 | Standard |  | 80000 | 76000 |  |  | 65500 | 261 | 95 | 78 | [8 empty] | Federally-Regulated Consumer Product | 08/17/2016 |  | 10/18/2017
International Comfort Products | Keeprite | G9MVE0802120A*D | Natural Gas | Induced Draft | True | False | 1 | False | Down |  | None | Condensing | Two-Stage Modulating |  | 1 | Standard |  | 80000 | 76000 |  |  | 65500 | 261 | 95 | 78 | [8 empty] | Federally-Regulated Consumer Product | 08/17/2016 |  | 10/18/2017
International Comfort Products | Keeprite | G9MVE1002120A*D | LPG | Induced Draft | True | False | 1 | False | Down |  | None | Condensing | Two-Stage Modulating |  | 1 | Standard |  | 100000 | 97000 |  |  | 97400 | 420 | 95 | 78 | [8 empty] | Federally-Regulated Consumer Product | 02/14/2017 |  | 10/18/2017
International Comfort Products | Keeprite | G9MVE1002120A*D | Natural Gas | Induced Draft | True | False | 1 | False | Down |  | None | Condensing | Two-Stage Modulating |  | 1 | Standard |  | 100000 | 97000 |  |  | 97400 | 420 | 95 | 78 | [8 empty] | Federally-Regulated Consumer Product | 02/14/2017 |  | 10/18/2017
International Comfort Products | Keeprite | G9MVE1202422A*D | LPG | Induced Draft | True | False | 1 | False | Down |  | None | Condensing | Two-Stage Modulating |  | 1 | Standard |  | 120000 | 116000 |  |  | 111300 | 628 | 95 | 78 | [8 empty] | Federally-Regulated Consumer Product | 08/17/2016 |  | 10/18/2017
International Comfort Products | Keeprite | G9MVE1202422A*D | Natural Gas | Induced Draft | True | False | 1 | False | Down |  | None | Condensing | Two-Stage Modulating |  | 1 | Standard |  | 120000 | 116000 |  |  | 111300 | 628 | 95 | 78 | [8 empty] | Federally-Regulated Consumer Product | 08/17/2016 |  | 10/18/2017
International Comfort Products | Keeprite | G9MXE0261410A*D | LPG | Induced Draft | True | False | 1 | False | Down |  | None | Condensing | Single-Stage |  | 0.33 | Standard |  | 26000 | 25000 |  |  | 25000 | 128 | 95 | 78 | [8 empty] | Federally-Regulated Consumer Product | 02/14/2017 |  | 10/18/2017
International Comfort Products | Keeprite | G9MXE0261410A*D | Natural Gas | Induced Draft | True | False | 1 | False | Down |  | None | Condensing | Single-Stage |  | 0.33 | Standard |  | 26000 | 25000 |  |  | 25000 | 128 | 95 | 78 | [8 empty] | Federally-Regulated Consumer Product | 02/14/2017 |  | 10/18/2017
International Comfort Products | Keeprite | G9MXE0401410A*D | LPG | Induced Draft | True | False | 1 | False | Down |  | None | Condensing | Single-Stage |  | 0.5 | Standard |  | 40000 | 39000 |  |  | 33200 | 188 | 95 | 78 | [8 empty] | Federally-Regulated Consumer Product | 11/28/2016 |  | 10/18/2017
International Comfort Products | Keeprite | G9MXE0401410A*D | Natural Gas | Induced Draft | True | False | 1 | False | Down |  | None | Condensing | Single-Stage |  | 0.5 | Standard |  | 40000 | 39000 |  |  | 33200 | 188 | 95 | 78 | [8 empty] | Federally-Regulated Consumer Product | 11/28/2016 |  | 10/18/2017
International Comfort Products | Keeprite | G9MXE0401712A*D | LPG | Induced Draft | True | False | 1 | False | Down |  | None | Condensing | Single-Stage |  | 0.5 | Standard |  | 40000 | 39000 |  |  | 33200 | 183 | 95 | 78 | [8 empty] | Federally-Regulated Consumer Product | 11/28/2016 |  | 10/18/2017
International Comfort Products | Keeprite | G9MXE0401712A*D | Natural Gas | Induced Draft | True | False | 1 | False | Down |  | None | Condensing | Single-Stage |  | 0.5 | Standard |  | 40000 | 39000 |  |  | 33200 | 183 | 95 | 78 | [8 empty] | Federally-Regulated Consumer Product | 11/28/2016 |  | 10/18/2017
International Comfort Products | Keeprite | G9MXE0601412A*D | LPG | Induced Draft | True | False | 1 | False | Down |  | None | Condensing | Single-Stage |  | 0.5 | Standard |  | 60000 | 58000 |  |  | 49500 | 344 | 95 | 78 | [8 empty] | Federally-Regulated Consumer Product | 11/28/2016 |  | 10/18/2017
International Comfort Products | Keeprite | G9MXE0601412A*D | Natural Gas | Induced Draft | True | False | 1 | False | Down |  | None | Condensing | Single-Stage |  | 0.5 | Standard |  | 60000 | 58000 |  |  | 49500 | 344 | 95 | 78 | [8 empty] | Federally-Regulated Consumer Product | 11/28/2016 |  | 10/18/2017
International Comfort Products | Keeprite | G9MXE0601714A*D | LPG | Induced Draft | True | False | 1 | False | Down |  | None | Condensing | Single-Stage |  | 0.75 | Standard |  | 60000 | 58000 |  |  | 49800 | 263 | 95 | 78 | [8 empty] | Federally-Regulated Consumer Product | 11/28/2016 |  | 10/18/2017
International Comfort Products | Keeprite | G9MXE0601714A*D | Natural Gas | Induced Draft | True | False | 1 | False | Down |  | None | Condensing | Single-Stage |  | 0.75 | Standard |  | 60000 | 58000 |  |  | 49800 | 263 | 95 | 78 | [8 empty] | Federally-Regulated Consumer Product | 11/28/2016 |  | 10/18/2017
International Comfort Products | Keeprite | G9MXE0801716A*D | LPG | Induced Draft | True | False | 1 | False | Down |  | None | Condensing | Single-Stage |  | 0.75 | Standard |  | 80000 | 78000 |  |  | 82500 | 558 | 95 | 78 | [8 empty] | Federally-Regulated Consumer Product | 11/28/2016 |  | 10/18/2017
International Comfort Products | Keeprite | G9MXE0801716A*D | Natural Gas | Induced Draft | True | False | 1 | False | Down |  | None | Condensing | Single-Stage |  | 0.75 | Standard |  | 80000 | 78000 |  |  | 82500 | 558 | 95 | 78 | [8 empty] | Federally-Regulated Consumer Product | 11/28/2016 |  | 10/18/2017
International Comfort Products | Keeprite | G9MXE0802120A*D | LPG | Induced Draft | True | False | 1 | False | Down |  | None | Condensing | Single-Stage |  | 1 | Standard |  | 80000 | 78000 |  |  | 83000 | 418 | 95 | 78 | [8 empty] | Federally-Regulated Consumer Product | 11/28/2016 |  | 10/18/2017
International Comfort Products | Keeprite | G9MXE0802120A*D | Natural Gas | Induced Draft | True | False | 1 | False | Down |  | None | Condensing | Single-Stage |  | 1 | Standard |  | 80000 | 78000 |  |  | 83000 | 418 | 95 | 78 | [8 empty] | Federally-Regulated Consumer Product | 11/28/2016 |  | 10/18/2017
International Comfort Products | Keeprite | G9MXE1002120A*D | LPG | Induced Draft | True | False | 1 | False | Down |  | None | Condensing | Single-Stage |  | 1 | Standard |  | 100000 | 97000 |  |  | 99200 | 614 | 95 | 78 | [8 empty] | Federally-Regulated Consumer Product | 02/14/2017 |  | 10/18/2017
International Comfort Products | Keeprite | G9MXE1002120A*D | Natural Gas | Induced Draft | True | False | 1 | False | Down |  | None | Condensing | Single-Stage |  | 1 | Standard |  | 100000 | 97000 |  |  | 99200 | 614 | 95 | 78 | [8 empty] | Federally-Regulated Consumer Product | 02/14/2017 |  | 10/18/2017
International Comfort Products | Keeprite | G9MXE1202422A*D | LPG | Induced Draft | True | False | 1 | False | Down |  | None | Condensing | Single-Stage |  | 1 | Standard |  | 120000 | 116000 |  |  | 114500 | 1047 | 95 | 78 | [8 empty] | Federally-Regulated Consumer Product | 11/28/2016 |  | 10/18/2017
International Comfort Products | Keeprite | G9MXE1202422A*D | Natural Gas | Induced Draft | True | False | 1 | False | Down |  | None | Condensing | Single-Stage |  | 1 | Standard |  | 120000 | 116000 |  |  | 114500 | 1047 | 95 | 78 | [8 empty] | Federally-Regulated Consumer Product | 11/28/2016 |  | 10/18/2017
International Comfort Products | Keeprite | G9MXT0401410A*D | LPG | Induced Draft | True | False | 1 | False | Down |  | None | Condensing | Two-Stage Modulating |  | 0.5 | Standard |  | 40000 | 39000 |  |  | 32600 | 179 | 95 | 78 | [8 empty] | Federally-Regulated Consumer Product | 08/17/2016 |  | 10/18/2017
International Comfort Products | Keeprite | G9MXT0401410A*D | Natural Gas | Induced Draft | True | False | 1 | False | Down |  | None | Condensing | Two-Stage Modulating |  | 0.5 | Standard |  | 40000 | 39000 |  |  | 32600 | 179 | 95 | 78 | [8 empty] | Federally-Regulated Consumer Product | 08/17/2016 |  | 10/18/2017
International Comfort Products | Keeprite | G9MXT0401712A*D | LPG | Induced Draft | True | False | 1 | False | Down |  | None | Condensing | Two-Stage Modulating |  | 0.5 | Standard |  | 40000 | 39000 |  |  | 32700 | 150 | 95 | 78 | [8 empty] | Federally-Regulated Consumer Product | 02/14/2017 |  | 10/18/2017
International Comfort Products | Keeprite | G9MXT0401712A*D | Natural Gas | Induced Draft | True | False | 1 | False | Down |  | None | Condensing | Two-Stage Modulating |  | 0.5 | Standard |  | 40000 | 39000 |  |  | 32700 | 150 | 95 | 78 | [8 empty] | Federally-Regulated Consumer Product | 02/14/2017 |  | 10/18/2017
International Comfort Products | Keeprite | G9MXT0601412A*D | LPG | Induced Draft | True | False | 1 | False | Down |  | None | Condensing | Two-Stage Modulating |  | 0.5 | Standard |  | 60000 | 58000 |  |  | 48500 | 255 | 95 | 78 | [8 empty] | Federally-Regulated Consumer Product | 08/17/2016 |  | 10/18/2017
International Comfort Products | Keeprite | G9MXT0601412A*D | Natural Gas | Induced Draft | True | False | 1 | False | Down |  | None | Condensing | Two-Stage Modulating |  | 0.5 | Standard |  | 60000 | 58000 |  |  | 48500 | 255 | 95 | 78 | [8 empty] | Federally-Regulated Consumer Product | 08/17/2016 |  | 10/18/2017
International Comfort Products | Keeprite | G9MXT0601714A*D | LPG | Induced Draft | True | False | 1 | False | Down |  | None | Condensing | Two-Stage Modulating |  | 0.75 | Standard |  | 60000 | 58000 |  |  | 49000 | 194 | 95 | 78 | [8 empty] | Federally-Regulated Consumer Product | 08/17/2016 |  | 10/18/2017
International Comfort Products | Keeprite | G9MXT0601714A*D | Natural Gas | Induced Draft | True | False | 1 | False | Down |  | None | Condensing | Two-Stage Modulating |  | 0.75 | Standard |  | 60000 | 58000 |  |  | 49000 | 194 | 95 | 78 | [8 empty] | Federally-Regulated Consumer Product | 08/17/2016 |  | 10/18/2017
International Comfort Products | Keeprite | G9MXT0801716A*D | LPG | Induced Draft | True | False | 1 | False | Down |  | None | Condensing | Two-Stage Modulating |  | 0.75 | Standard |  | 80000 | 77000 |  |  | 80800 | 410 | 95 | 78 | [8 empty] | Federally-Regulated Consumer Product | 08/17/2016 |  | 10/18/2017
International Comfort Products | Keeprite | G9MXT0801716A*D | Natural Gas | Induced Draft | True | False | 1 | False | Down |  | None | Condensing | Two-Stage Modulating |  | 0.75 | Standard |  | 80000 | 77000 |  |  | 80800 | 410 | 95 | 78 | [8 empty] | Federally-Regulated Consumer Product | 08/17/2016 |  | 10/18/2017
International Comfort Products | Keeprite | G9MXT0802120A*D | LPG | Induced Draft | True | False | 1 | False | Down |  | None | Condensing | Two-Stage Modulating |  | 1 | Standard |  | 80000 | 76000 |  |  | 65500 | 261 | 95 | 78 | [8 empty] | Federally-Regulated Consumer Product | 08/17/2016 |  | 10/18/2017
International Comfort Products | Keeprite | G9MXT0802120A*D | Natural Gas | Induced Draft | True | False | 1 | False | Down |  | None | Condensing | Two-Stage Modulating |  | 1 | Standard |  | 80000 | 76000 |  |  | 65500 | 261 | 95 | 78 | [8 empty] | Federally-Regulated Consumer Product | 08/17/2016 |  | 10/18/2017
International Comfort Products | Keeprite | G9MXT1002120A*D | LPG | Induced Draft | True | False | 1 | False | Down |  | None | Condensing | Two-Stage Modulating |  | 1 | Standard |  | 100000 | 97000 |  |  | 97400 | 420 | 95 | 78 | [8 empty] | Federally-Regulated Consumer Product | 02/14/2017 |  | 10/18/2017
International Comfort Products | Keeprite | G9MXT1002120A*D | Natural Gas | Induced Draft | True | False | 1 | False | Down |  | None | Condensing | Two-Stage Modulating |  | 1 | Standard |  | 100000 | 97000 |  |  | 97400 | 420 | 95 | 78 | [8 empty] | Federally-Regulated Consumer Product | 02/14/2017 |  | 10/18/2017
International Comfort Products | Keeprite | G9MXT1202422A*D | LPG | Induced Draft | True | False | 1 | False | Down |  | None | Condensing | Two-Stage Modulating |  | 1 | Standard |  | 120000 | 116000 |  |  | 111300 | 628 | 95 | 78 | [8 empty] | Federally-Regulated Consumer Product | 08/17/2016 |  | 10/18/2017
International Comfort Products | Keeprite | G9MXT1202422A*D | Natural Gas | Induced Draft | True | False | 1 | False | Down |  | None | Condensing | Two-Stage Modulating |  | 1 | Standard |  | 120000 | 116000 |  |  | 111300 | 628 | 95 | 78 | [8 empty] | Federally-Regulated Consumer Product | 08/17/2016 |  | 10/18/2017
International Comfort Products | Keeprite | G9MAE0802120A*D | LPG | Induced Draft | True | False | 1 | False | Down |  | None | Condensing | Step Modulating |  | 1 | Standard |  | 80000 | 77000 |  |  | 81400 | 346 | 95 | 78 | [8 empty] | Federally-Regulated Consumer Product | 10/27/2016 |  | 10/18/2017
International Comfort Products | Keeprite | G9MAE0802120A*D | Natural Gas | Induced Draft | True | False | 1 | False | Down |  | None | Condensing | Step Modulating |  | 1 | Standard |  | 80000 | 77000 |  |  | 81400 | 346 | 95 | 78 | [8 empty] | Federally-Regulated Consumer Product | 10/27/2016 |  | 10/18/2017
International Comfort Products | Keeprite | N9MSE0401410A** | LPG | Induced Draft | True | False | 1 | True | Up |  | None | Condensing | Single-Stage |  | 0.5 | Standard |  | 40000 | 39000 |  |  | 32300 | 373 | 95.5 | 75 | [8 empty] | Federally-Regulated Consumer Product | 11/28/2016 |  | 10/18/2017
International Comfort Products | Keeprite | N9MSE0401410A** | LPG | Induced Draft | True | False | 1 | True | Horizontal |  | None | Condensing | Single-Stage |  | 0.5 | Standard |  | 40000 | 39000 |  |  | 32300 | 373 | 95.5 | 75 | [8 empty] | Federally-Regulated Consumer Product | 11/28/2016 |  | 10/18/2017
International Comfort Products | Keeprite | N9MSE0401410A** | Natural Gas | Induced Draft | True | False | 1 | True | Up |  | None | Condensing | Single-Stage |  | 0.5 | Standard |  | 40000 | 39000 |  |  | 32300 | 373 | 95.5 | 75 | [8 empty] | Federally-Regulated Consumer Product | 11/28/2016 |  | 10/18/2017
International Comfort Products | Keeprite | N9MSE0401410A** | Natural Gas | Induced Draft | True | False | 1 | True | Horizontal |  | None | Condensing | Single-Stage |  | 0.5 | Standard |  | 40000 | 39000 |  |  | 32300 | 373 | 95.5 | 75 | [8 empty] | Federally-Regulated Consumer Product | 11/28/2016 |  | 10/18/2017
International Comfort Products | Keeprite | N9MSE0601410A** | LPG | Induced Draft | True | False | 1 | True | Up |  | None | Condensing | Single-Stage |  | 0.5 | Standard |  | 60000 | 58000 |  |  | 48600 | 515 | 95.5 | 75 | [8 empty] | Federally-Regulated Consumer Product | 11/28/2016 |  | 10/18/2017
International Comfort Products | Keeprite | N9MSE0601410A** | LPG | Induced Draft | True | False | 1 | True | Horizontal |  | None | Condensing | Single-Stage |  | 0.5 | Standard |  | 60000 | 58000 |  |  | 48600 | 515 | 95.5 | 75 | [8 empty] | Federally-Regulated Consumer Product | 11/28/2016 |  | 10/18/2017
International Comfort Products | Keeprite | N9MSE0601410A** | Natural Gas | Induced Draft | True | False | 1 | True | Up |  | None | Condensing | Single-Stage |  | 0.5 | Standard |  | 60000 | 58000 |  |  | 48600 | 515 | 95.5 | 75 | [8 empty] | Federally-Regulated Consumer Product | 11/28/2016 |  | 10/18/2017
International Comfort Products | Keeprite | N9MSE0601410A** | Natural Gas | Induced Draft | True | False | 1 | True | Horizontal |  | None | Condensing | Single-Stage |  | 0.5 | Standard |  | 60000 | 58000 |  |  | 48600 | 515 | 95.5 | 75 | [8 empty] | Federally-Regulated Consumer Product | 11/28/2016 |  | 10/18/2017
International Comfort Products | Keeprite | N9MSE0601714A** | LPG | Induced Draft | True | False | 1 | True | Up |  | None | Condensing | Single-Stage |  | 0.5 | Standard |  | 60000 | 58000 |  |  | 48300 | 592 | 95.5 | 75 | [8 empty] | Federally-Regulated Consumer Product | 11/28/2016 |  | 10/18/2017
International Comfort Products | Keeprite | N9MSE0601714A** | LPG | Induced Draft | True | False | 1 | True | Horizontal |  | None | Condensing | Single-Stage |  | 0.5 | Standard |  | 60000 | 58000 |  |  | 48300 | 592 | 95.5 | 75 | [8 empty] | Federally-Regulated Consumer Product | 11/28/2016 |  | 10/18/2017
International Comfort Products | Keeprite | N9MSE0601714A** | Natural Gas | Induced Draft | True | False | 1 | True | Up |  | None | Condensing | Single-Stage |  | 0.5 | Standard |  | 60000 | 58000 |  |  | 48300 | 592 | 95.5 | 75 | [8 empty] | Federally-Regulated Consumer Product | 11/28/2016 |  | 10/18/2017
International Comfort Products | Keeprite | N9MSE0601714A** | Natural Gas | Induced Draft | True | False | 1 | True | Horizontal |  | None | Condensing | Single-Stage |  | 0.5 | Standard |  | 60000 | 58000 |  |  | 48300 | 592 | 95.5 | 75 | [8 empty] | Federally-Regulated Consumer Product | 11/28/2016 |  | 10/18/2017
International Comfort Products | Keeprite | N9MSE0801716A** | LPG | Induced Draft | True | False | 1 | True | Up |  | None | Condensing | Single-Stage |  | 0.75 | Standard |  | 80000 | 78000 |  |  | 80800 | 903 | 95.5 | 75 | [8 empty] | Federally-Regulated Consumer Product | 11/28/2016 |  | 10/18/2017
International Comfort Products | Keeprite | N9MSE0801716A** | LPG | Induced Draft | True | False | 1 | True | Horizontal |  | None | Condensing | Single-Stage |  | 0.75 | Standard |  | 80000 | 78000 |  |  | 80800 | 903 | 95.5 | 75 | [8 empty] | Federally-Regulated Consumer Product | 11/28/2016 |  | 10/18/2017
International Comfort Products | Keeprite | N9MSE0801716A** | Natural Gas | Induced Draft | True | False | 1 | True | Up |  | None | Condensing | Single-Stage |  | 0.75 | Standard |  | 80000 | 78000 |  |  | 80800 | 903 | 95.5 | 75 | [8 empty] | Federally-Regulated Consumer Product | 11/28/2016 |  | 10/18/2017
International Comfort Products | Keeprite | N9MSE0801716A** | Natural Gas | Induced Draft | True | False | 1 | True | Horizontal |  | None | Condensing | Single-Stage |  | 0.75 | Standard |  | 80000 | 78000 |  |  | 80800 | 903 | 95.5 | 75 | [8 empty] | Federally-Regulated Consumer Product | 11/28/2016 |  | 10/18/2017
International Comfort Products | Keeprite | N9MSE1002114A** | LPG | Induced Draft | True | False | 1 | True | Up |  | None | Condensing | Single-Stage |  | 0.75 | Standard |  | 100000 | 97000 |  |  | 96700 | 1162 | 95.5 | 75 | [8 empty] | Federally-Regulated Consumer Product | 11/28/2016 |  | 10/18/2017
International Comfort Products | Keeprite | N9MSE1002114A** | LPG | Induced Draft | True | False | 1 | True | Horizontal |  | None | Condensing | Single-Stage |  | 0.75 | Standard |  | 100000 | 97000 |  |  | 96700 | 1162 | 95.5 | 75 | [8 empty] | Federally-Regulated Consumer Product | 11/28/2016 |  | 10/18/2017
International Comfort Products | Keeprite | N9MSE1002114A** | Natural Gas | Induced Draft | True | False | 1 | True | Up |  | None | Condensing | Single-Stage |  | 0.75 | Standard |  | 100000 | 97000 |  |  | 96700 | 1162 | 95.5 | 75 | [8 empty] | Federally-Regulated Consumer Product | 11/28/2016 |  | 10/18/2017
International Comfort Products | Keeprite | N9MSE1002114A** | Natural Gas | Induced Draft | True | False | 1 | True | Horizontal |  | None | Condensing | Single-Stage |  | 0.75 | Standard |  | 100000 | 97000 |  |  | 96700 | 1162 | 95.5 | 75 | [8 empty] | Federally-Regulated Consumer Product | 11/28/2016 |  | 10/18/2017
International Comfort Products | Keeprite | N9MSE1002120A** | LPG | Induced Draft | True | False | 1 | True | Up |  | None | Condensing | Single-Stage |  | 0.75 | Standard |  | 100000 | 97000 |  |  | 96700 | 1155 | 95.5 | 75 | [8 empty] | Federally-Regulated Consumer Product | 11/28/2016 |  | 10/18/2017
International Comfort Products | Keeprite | N9MSE1002120A** | LPG | Induced Draft | True | False | 1 | True | Horizontal |  | None | Condensing | Single-Stage |  | 0.75 | Standard |  | 100000 | 97000 |  |  | 96700 | 1155 | 95.5 | 75 | [8 empty] | Federally-Regulated Consumer Product | 11/28/2016 |  | 10/18/2017
International Comfort Products | Keeprite | N9MSE1002120A** | Natural Gas | Induced Draft | True | False | 1 | True | Up |  | None | Condensing | Single-Stage |  | 0.75 | Standard |  | 100000 | 97000 |  |  | 96700 | 1155 | 95.5 | 75 | [8 empty] | Federally-Regulated Consumer Product | 11/28/2016 |  | 10/18/2017
International Comfort Products | Keeprite | N9MSE1002120A** | Natural Gas | Induced Draft | True | False | 1 | True | Horizontal |  | None | Condensing | Single-Stage |  | 0.75 | Standard |  | 100000 | 97000 |  |  | 96700 | 1155 | 95.5 | 75 | [8 empty] | Federally-Regulated Consumer Product | 11/28/2016 |  | 10/18/2017
International Comfort Products | Keeprite | N9MSE1202420A** | LPG | Induced Draft | True | False | 1 | True | Up |  | None | Condensing | Single-Stage |  | 0.75 | Standard |  | 120000 | 117000 |  |  | 112800 | 1336 | 95.5 | 75 | [8 empty] | Federally-Regulated Consumer Product | 11/28/2016 |  | 10/18/2017
International Comfort Products | Keeprite | N9MSE1202420A** | LPG | Induced Draft | True | False | 1 | True | Horizontal |  | None | Condensing | Single-Stage |  | 0.75 | Standard |  | 120000 | 117000 |  |  | 112800 | 1336 | 95.5 | 75 | [8 empty] | Federally-Regulated Consumer Product | 11/28/2016 |  | 10/18/2017
International Comfort Products | Keeprite | N9MSE1202420A** | Natural Gas | Induced Draft | True | False | 1 | True | Up |  | None | Condensing | Single-Stage |  | 0.75 | Standard |  | 120000 | 117000 |  |  | 112800 | 1336 | 95.5 | 75 | [8 empty] | Federally-Regulated Consumer Product | 11/28/2016 |  | 10/18/2017
International Comfort Products | Keeprite | N9MSE1202420A** | Natural Gas | Induced Draft | True | False | 1 | True | Horizontal |  | None | Condensing | Single-Stage |  | 0.75 | Standard |  | 120000 | 117000 |  |  | 112800 | 1336 | 95.5 | 75 | [8 empty] | Federally-Regulated Consumer Product | 11/28/2016 |  | 10/18/2017
International Comfort Products | Keeprite | N9MSE0401712A** | LPG | Induced Draft | True | False | 1 | True | Up |  | None | Condensing | Single-Stage |  | 0.5 | Standard |  | 40000 | 39000 |  |  | 32200 | 426 | 95.5 | 75 | [8 empty] | Federally-Regulated Consumer Product | 11/28/2016 |  | 10/18/2017
International Comfort Products | Keeprite | N9MSE0401712A** | LPG | Induced Draft | True | False | 1 | True | Horizontal |  | None | Condensing | Single-Stage |  | 0.5 | Standard |  | 40000 | 39000 |  |  | 32200 | 426 | 95.5 | 75 | [8 empty] | Federally-Regulated Consumer Product | 11/28/2016 |  | 10/18/2017
International Comfort Products | Keeprite | N9MSE0401712A** | Natural Gas | Induced Draft | True | False | 1 | True | Up |  | None | Condensing | Single-Stage |  | 0.5 | Standard |  | 40000 | 39000 |  |  | 32200 | 426 | 95.5 | 75 | [8 empty] | Federally-Regulated Consumer Product | 11/28/2016 |  | 10/18/2017
International Comfort Products | Keeprite | N9MSE0401712A** | Natural Gas | Induced Draft | True | False | 1 | True | Horizontal |  | None | Condensing | Single-Stage |  | 0.5 | Standard |  | 40000 | 39000 |  |  | 32200 | 426 | 95.5 | 75 | [8 empty] | Federally-Regulated Consumer Product | 11/28/2016 |  | 10/18/2017
International Comfort Products | Keeprite | N9MSE0401410A**D | LPG | Induced Draft | True | False | 1 | True | Down |  | None | Condensing | Single-Stage |  | 0.5 | Standard |  | 40000 | 39000 |  |  | 32500 | 374 | 95 | 75 | [8 empty] | Federally-Regulated Consumer Product | 02/14/2017 |  | 10/18/2017
International Comfort Products | Keeprite | N9MSE0401410A**D | Natural Gas | Induced Draft | True | False | 1 | True | Down |  | None | Condensing | Single-Stage |  | 0.5 | Standard |  | 40000 | 39000 |  |  | 32500 | 374 | 95 | 75 | [8 empty] | Federally-Regulated Consumer Product | 02/14/2017 |  | 10/18/2017
International Comfort Products | Keeprite | N9MSE0401712A**D | LPG | Induced Draft | True | False | 1 | True | Down |  | None | Condensing | Single-Stage |  | 0.5 | Standard |  | 40000 | 39000 |  |  | 32100 | 502 | 95 | 75 | [8 empty] | Federally-Regulated Consumer Product | 11/28/2016 |  | 10/18/2017
International Comfort Products | Keeprite | N9MSE0401712A**D | Natural Gas | Induced Draft | True | False | 1 | True | Down |  | None | Condensing | Single-Stage |  | 0.5 | Standard |  | 40000 | 39000 |  |  | 32100 | 502 | 95 | 75 | [8 empty] | Federally-Regulated Consumer Product | 11/28/2016 |  | 10/18/2017
International Comfort Products | Keeprite | N9MSE0601410A**D | LPG | Induced Draft | True | False | 1 | True | Down |  | None | Condensing | Single-Stage |  | 0.5 | Standard |  | 60000 | 58000 |  |  | 48900 | 521 | 95 | 75 | [8 empty] | Federally-Regulated Consumer Product | 11/28/2016 |  | 10/18/2017
International Comfort Products | Keeprite | N9MSE0601410A**D | Natural Gas | Induced Draft | True | False | 1 | True | Down |  | None | Condensing | Single-Stage |  | 0.5 | Standard |  | 60000 | 58000 |  |  | 48900 | 521 | 95 | 75 | [8 empty] | Federally-Regulated Consumer Product | 11/28/2016 |  | 10/18/2017
International Comfort Products | Keeprite | N9MSE0601714A**D | LPG | Induced Draft | True | False | 1 | True | Down |  | None | Condensing | Single-Stage |  | 0.5 | Standard |  | 60000 | 58000 |  |  | 48600 | 598 | 95 | 75 | [8 empty] | Federally-Regulated Consumer Product | 11/28/2016 |  | 10/18/2017
International Comfort Products | Keeprite | N9MSE0601714A**D | Natural Gas | Induced Draft | True | False | 1 | True | Down |  | None | Condensing | Single-Stage |  | 0.5 | Standard |  | 60000 | 58000 |  |  | 48600 | 598 | 95 | 75 | [8 empty] | Federally-Regulated Consumer Product | 11/28/2016 |  | 10/18/2017
International Comfort Products | Keeprite | N9MSE0801716A**D | LPG | Induced Draft | True | False | 1 | True | Down |  | None | Condensing | Single-Stage |  | 0.75 | Standard |  | 80000 | 78000 |  |  | 81300 | 913 | 95 | 75 | [8 empty] | Federally-Regulated Consumer Product | 02/14/2017 |  | 10/18/2017
International Comfort Products | Keeprite | N9MSE0801716A**D | Natural Gas | Induced Draft | True | False | 1 | True | Down |  | None | Condensing | Single-Stage |  | 0.75 | Standard |  | 80000 | 78000 |  |  | 81300 | 913 | 95 | 75 | [8 empty] | Federally-Regulated Consumer Product | 02/14/2017 |  | 10/18/2017
International Comfort Products | Keeprite | N9MSE0802120A**D | LPG | Induced Draft | True | False | 1 | True | Down |  | None | Condensing | Single-Stage |  | 0.75 | Standard |  | 80000 | 78000 |  |  | 81100 | 948 | 95 | 75 | [8 empty] | Federally-Regulated Consumer Product | 11/28/2016 |  | 10/18/2017
International Comfort Products | Keeprite | N9MSE0802120A**D | Natural Gas | Induced Draft | True | False | 1 | True | Down |  | None | Condensing | Single-Stage |  | 0.75 | Standard |  | 80000 | 78000 |  |  | 81100 | 948 | 95 | 75 | [8 empty] | Federally-Regulated Consumer Product | 11/28/2016 |  | 10/18/2017
International Comfort Products | Keeprite | N9MSE1002114A**D | LPG | Induced Draft | True | False | 1 | True | Down |  | None | Condensing | Single-Stage |  | 0.75 | Standard |  | 100000 | 97000 |  |  | 97200 | 1182 | 95 | 75 | [8 empty] | Federally-Regulated Consumer Product | 02/14/2017 |  | 10/18/2017
International Comfort Products | Keeprite | N9MSE1002114A**D | Natural Gas | Induced Draft | True | False | 1 | True | Down |  | None | Condensing | Single-Stage |  | 0.75 | Standard |  | 100000 | 97000 |  |  | 97200 | 1182 | 95 | 75 | [8 empty] | Federally-Regulated Consumer Product | 02/14/2017 |  | 10/18/2017
International Comfort Products | Keeprite | N9MSE1002120A**D | LPG | Induced Draft | True | False | 1 | True | Down |  | None | Condensing | Single-Stage |  | 0.75 | Standard |  | 100000 | 97000 |  |  | 97200 | 1175 | 95 | 75 | [8 empty] | Federally-Regulated Consumer Product | 02/14/2017 |  | 10/18/2017
International Comfort Products | Keeprite | N9MSE1002120A**D | Natural Gas | Induced Draft | True | False | 1 | True | Down |  | None | Condensing | Single-Stage |  | 0.75 | Standard |  | 100000 | 97000 |  |  | 97200 | 1175 | 95 | 75 | [8 empty] | Federally-Regulated Consumer Product | 02/14/2017 |  | 10/18/2017
International Comfort Products | Keeprite | N9MSE1202420A**D | LPG | Induced Draft | True | False | 1 | True | Down |  | None | Condensing | Single-Stage |  | 0.75 | Standard |  | 120000 | 116000 |  |  | 113400 | 1348 | 95 | 75 | [8 empty] | Federally-Regulated Consumer Product | 11/28/2016 |  | 10/18/2017
International Comfort Products | Keeprite | N9MSE1202420A**D | Natural Gas | Induced Draft | True | False | 1 | True | Down |  | None | Condensing | Single-Stage |  | 0.75 | Standard |  | 120000 | 116000 |  |  | 113400 | 1348 | 95 | 75 | [8 empty] | Federally-Regulated Consumer Product | 11/28/2016 |  | 10/18/2017
International Comfort Products | Keeprite | G9MXE0401410A** | LPG | Induced Draft | True | False | 1 | True | Up |  | None | Condensing | Single-Stage |  | 0.5 | Standard |  | 40000 | 39000 |  |  | 32800 | 195 | 96 | 75 | [8 empty] | Federally-Regulated Consumer Product | 11/28/2016 |  | 10/18/2017
International Comfort Products | Keeprite | G9MXE0401410A** | LPG | Induced Draft | True | False | 1 | True | Horizontal |  | None | Condensing | Single-Stage |  | 0.5 | Standard |  | 40000 | 39000 |  |  | 32800 | 195 | 96 | 75 | [8 empty] | Federally-Regulated Consumer Product | 11/28/2016 |  | 10/18/2017
International Comfort Products | Keeprite | G9MXE0401410A** | Natural Gas | Induced Draft | True | False | 1 | True | Up |  | None | Condensing | Single-Stage |  | 0.5 | Standard |  | 40000 | 39000 |  |  | 32800 | 195 | 96 | 75 | [8 empty] | Federally-Regulated Consumer Product | 11/28/2016 |  | 10/18/2017
International Comfort Products | Keeprite | G9MXE0401410A** | Natural Gas | Induced Draft | True | False | 1 | True | Horizontal |  | None | Condensing | Single-Stage |  | 0.5 | Standard |  | 40000 | 39000 |  |  | 32800 | 195 | 96 | 75 | [8 empty] | Federally-Regulated Consumer Product | 11/28/2016 |  | 10/18/2017
International Comfort Products | Keeprite | G9MXE0601714A** | LPG | Induced Draft | True | False | 1 | True | Up |  | None | Condensing | Single-Stage |  | 0.75 | Standard |  | 60000 | 58000 |  |  | 49300 | 254 | 96 | 75 | [8 empty] | Federally-Regulated Consumer Product | 11/28/2016 |  | 10/18/2017
International Comfort Products | Keeprite | G9MXE0601714A** | LPG | Induced Draft | True | False | 1 | True | Horizontal |  | None | Condensing | Single-Stage |  | 0.75 | Standard |  | 60000 | 58000 |  |  | 49300 | 254 | 96 | 75 | [8 empty] | Federally-Regulated Consumer Product | 11/28/2016 |  | 10/18/2017
International Comfort Products | Keeprite | G9MXE0601714A** | Natural Gas | Induced Draft | True | False | 1 | True | Up |  | None | Condensing | Single-Stage |  | 0.75 | Standard |  | 60000 | 58000 |  |  | 49300 | 254 | 96 | 75 | [8 empty] | Federally-Regulated Consumer Product | 11/28/2016 |  | 10/18/2017
International Comfort Products | Keeprite | G9MXE0601714A** | Natural Gas | Induced Draft | True | False | 1 | True | Horizontal |  | None | Condensing | Single-Stage |  | 0.75 | Standard |  | 60000 | 58000 |  |  | 49300 | 254 | 96 | 75 | [8 empty] | Federally-Regulated Consumer Product | 11/28/2016 |  | 10/18/2017
International Comfort Products | Keeprite | G9MXE1202422A** | LPG | Induced Draft | True | False | 1 | True | Up |  | None | Condensing | Single-Stage |  | 1 | Standard |  | 120000 | 117000 |  |  | 113500 | 990 | 96 | 75 | [8 empty] | Federally-Regulated Consumer Product | 11/28/2016 |  | 10/18/2017
International Comfort Products | Keeprite | G9MXE1202422A** | LPG | Induced Draft | True | False | 1 | True | Horizontal |  | None | Condensing | Single-Stage |  | 1 | Standard |  | 120000 | 117000 |  |  | 113500 | 990 | 96 | 75 | [8 empty] | Federally-Regulated Consumer Product | 11/28/2016 |  | 10/18/2017
International Comfort Products | Keeprite | G9MXE1202422A** | Natural Gas | Induced Draft | True | False | 1 | True | Up |  | None | Condensing | Single-Stage |  | 1 | Standard |  | 120000 | 117000 |  |  | 113500 | 990 | 96 | 75 | [8 empty] | Federally-Regulated Consumer Product | 11/28/2016 |  | 10/18/2017
International Comfort Products | Keeprite | G9MXE1202422A** | Natural Gas | Induced Draft | True | False | 1 | True | Horizontal |  | None | Condensing | Single-Stage |  | 1 | Standard |  | 120000 | 117000 |  |  | 113500 | 990 | 96 | 75 | [8 empty] | Federally-Regulated Consumer Product | 11/28/2016 |  | 10/18/2017
International Comfort Products | Keeprite | G9MXE0801716A** | LPG | Induced Draft | True | False | 1 | True | Up |  | None | Condensing | Single-Stage |  | 0.75 | Standard |  | 80000 | 78000 |  |  | 81900 | 483 | 96 | 75 | [8 empty] | Federally-Regulated Consumer Product | 11/28/2016 |  | 10/18/2017
International Comfort Products | Keeprite | G9MXE0801716A** | LPG | Induced Draft | True | False | 1 | True | Horizontal |  | None | Condensing | Single-Stage |  | 0.75 | Standard |  | 80000 | 78000 |  |  | 81900 | 483 | 96 | 75 | [8 empty] | Federally-Regulated Consumer Product | 11/28/2016 |  | 10/18/2017
International Comfort Products | Keeprite | G9MXE0801716A** | Natural Gas | Induced Draft | True | False | 1 | True | Up |  | None | Condensing | Single-Stage |  | 0.75 | Standard |  | 80000 | 78000 |  |  | 81900 | 483 | 96 | 75 | [8 empty] | Federally-Regulated Consumer Product | 11/28/2016 |  | 10/18/2017
International Comfort Products | Keeprite | G9MXE0801716A** | Natural Gas | Induced Draft | True | False | 1 | True | Horizontal |  | None | Condensing | Single-Stage |  | 0.75 | Standard |  | 80000 | 78000 |  |  | 81900 | 483 | 96 | 75 | [8 empty] | Federally-Regulated Consumer Product | 11/28/2016 |  | 10/18/2017
International Comfort Products | Keeprite | G9MXE0802120A** | LPG | Induced Draft | True | False | 1 | True | Up |  | None | Condensing | Single-Stage |  | 1 | Standard |  | 80000 | 78000 |  |  | 82000 | 444 | 96 | 75 | [8 empty] | Federally-Regulated Consumer Product | 11/28/2016 |  | 10/18/2017
International Comfort Products | Keeprite | G9MXE0802120A** | LPG | Induced Draft | True | False | 1 | True | Horizontal |  | None | Condensing | Single-Stage |  | 1 | Standard |  | 80000 | 78000 |  |  | 82000 | 444 | 96 | 75 | [8 empty] | Federally-Regulated Consumer Product | 11/28/2016 |  | 10/18/2017
International Comfort Products | Keeprite | G9MXE0802120A** | Natural Gas | Induced Draft | True | False | 1 | True | Up |  | None | Condensing | Single-Stage |  | 1 | Standard |  | 80000 | 78000 |  |  | 82000 | 444 | 96 | 75 | [8 empty] | Federally-Regulated Consumer Product | 11/28/2016 |  | 10/18/2017
International Comfort Products | Keeprite | G9MXE0802120A** | Natural Gas | Induced Draft | True | False | 1 | True | Horizontal |  | None | Condensing | Single-Stage |  | 1 | Standard |  | 80000 | 78000 |  |  | 82000 | 444 | 96 | 75 | [8 empty] | Federally-Regulated Consumer Product | 11/28/2016 |  | 10/18/2017
International Comfort Products | Keeprite | G9MXE1002120A** | LPG | Induced Draft | True | False | 1 | True | Up |  | None | Condensing | Single-Stage |  | 1 | Standard |  | 100000 | 97000 |  |  | 98200 | 583 | 96 | 75 | [8 empty] | Federally-Regulated Consumer Product | 11/28/2016 |  | 10/18/2017
International Comfort Products | Keeprite | G9MXE1002120A** | LPG | Induced Draft | True | False | 1 | True | Horizontal |  | None | Condensing | Single-Stage |  | 1 | Standard |  | 100000 | 97000 |  |  | 98200 | 583 | 96 | 75 | [8 empty] | Federally-Regulated Consumer Product | 11/28/2016 |  | 10/18/2017
International Comfort Products | Keeprite | G9MXE1002120A** | Natural Gas | Induced Draft | True | False | 1 | True | Up |  | None | Condensing | Single-Stage |  | 1 | Standard |  | 100000 | 97000 |  |  | 98200 | 583 | 96 | 75 | [8 empty] | Federally-Regulated Consumer Product | 11/28/2016 |  | 10/18/2017
International Comfort Products | Keeprite | G9MXE1002120A** | Natural Gas | Induced Draft | True | False | 1 | True | Horizontal |  | None | Condensing | Single-Stage |  | 1 | Standard |  | 100000 | 97000 |  |  | 98200 | 583 | 96 | 75 | [8 empty] | Federally-Regulated Consumer Product | 11/28/2016 |  | 10/18/2017
International Comfort Products | Keeprite | G9MXE0401712A** | LPG | Induced Draft | True | False | 1 | True | Up |  | None | Condensing | Single-Stage |  | 0.5 | Standard |  | 40000 | 39000 |  |  | 32900 | 176 | 96 | 75 | [8 empty] | Federally-Regulated Consumer Product | 11/28/2016 |  | 10/18/2017
International Comfort Products | Keeprite | G9MXE0401712A** | LPG | Induced Draft | True | False | 1 | True | Horizontal |  | None | Condensing | Single-Stage |  | 0.5 | Standard |  | 40000 | 39000 |  |  | 32900 | 176 | 96 | 75 | [8 empty] | Federally-Regulated Consumer Product | 11/28/2016 |  | 10/18/2017
International Comfort Products | Keeprite | G9MXE0401712A** | Natural Gas | Induced Draft | True | False | 1 | True | Up |  | None | Condensing | Single-Stage |  | 0.5 | Standard |  | 40000 | 39000 |  |  | 32900 | 176 | 96 | 75 | [8 empty] | Federally-Regulated Consumer Product | 11/28/2016 |  | 10/18/2017
International Comfort Products | Keeprite | G9MXE0401712A** | Natural Gas | Induced Draft | True | False | 1 | True | Horizontal |  | None | Condensing | Single-Stage |  | 0.5 | Standard |  | 40000 | 39000 |  |  | 32900 | 176 | 96 | 75 | [8 empty] | Federally-Regulated Consumer Product | 11/28/2016 |  | 10/18/2017
International Comfort Products | Keeprite | G9MXE0601412A** | LPG | Induced Draft | True | False | 1 | True | Up |  | None | Condensing | Single-Stage |  | 0.5 | Standard |  | 60000 | 58000 |  |  | 49400 | 307 | 95.5 | 75 | [8 empty] | Federally-Regulated Consumer Product | 11/28/2016 |  | 10/18/2017
International Comfort Products | Keeprite | G9MXE0601412A** | LPG | Induced Draft | True | False | 1 | True | Horizontal |  | None | Condensing | Single-Stage |  | 0.5 | Standard |  | 60000 | 58000 |  |  | 49400 | 307 | 95.5 | 75 | [8 empty] | Federally-Regulated Consumer Product | 11/28/2016 |  | 10/18/2017
International Comfort Products | Keeprite | G9MXE0601412A** | Natural Gas | Induced Draft | True | False | 1 | True | Up |  | None | Condensing | Single-Stage |  | 0.5 | Standard |  | 60000 | 58000 |  |  | 49400 | 307 | 95.5 | 75 | [8 empty] | Federally-Regulated Consumer Product | 11/28/2016 |  | 10/18/2017
International Comfort Products | Keeprite | G9MXE0601412A** | Natural Gas | Induced Draft | True | False | 1 | True | Horizontal |  | None | Condensing | Single-Stage |  | 0.5 | Standard |  | 60000 | 58000 |  |  | 49400 | 307 | 95.5 | 75 | [8 empty] | Federally-Regulated Consumer Product | 11/28/2016 |  | 10/18/2017
International Comfort Products | Keeprite | G9MXE0401410A**D | LPG | Induced Draft | True | False | 1 | True | Down |  | None | Condensing | Single-Stage |  | 0.5 | Standard |  | 40000 | 39000 |  |  | 33200 | 188 | 95 | 75 | [8 empty] | Federally-Regulated Consumer Product | 11/28/2016 |  | 10/18/2017
International Comfort Products | Keeprite | G9MXE0401410A**D | Natural Gas | Induced Draft | True | False | 1 | True | Down |  | None | Condensing | Single-Stage |  | 0.5 | Standard |  | 40000 | 39000 |  |  | 33200 | 188 | 95 | 75 | [8 empty] | Federally-Regulated Consumer Product | 11/28/2016 |  | 10/18/2017
International Comfort Products | Keeprite | G9MXE0401712A**D | LPG | Induced Draft | True | False | 1 | True | Down |  | None | Condensing | Single-Stage |  | 0.5 | Standard |  | 40000 | 39000 |  |  | 33200 | 183 | 95 | 75 | [8 empty] | Federally-Regulated Consumer Product | 11/28/2016 |  | 10/18/2017
International Comfort Products | Keeprite | G9MXE0401712A**D | Natural Gas | Induced Draft | True | False | 1 | True | Down |  | None | Condensing | Single-Stage |  | 0.5 | Standard |  | 40000 | 39000 |  |  | 33200 | 183 | 95 | 75 | [8 empty] | Federally-Regulated Consumer Product | 11/28/2016 |  | 10/18/2017
International Comfort Products | Keeprite | G9MXE0601412A**D | LPG | Induced Draft | True | False | 1 | True | Down |  | None | Condensing | Single-Stage |  | 0.5 | Standard |  | 60000 | 58000 |  |  | 49500 | 344 | 95 | 75 | [8 empty] | Federally-Regulated Consumer Product | 11/28/2016 |  | 10/18/2017
International Comfort Products | Keeprite | G9MXE0601412A**D | Natural Gas | Induced Draft | True | False | 1 | True | Down |  | None | Condensing | Single-Stage |  | 0.5 | Standard |  | 60000 | 58000 |  |  | 49500 | 344 | 95 | 75 | [8 empty] | Federally-Regulated Consumer Product | 11/28/2016 |  | 10/18/2017
International Comfort Products | Keeprite | G9MXE0601714A**D | LPG | Induced Draft | True | False | 1 | True | Down |  | None | Condensing | Single-Stage |  | 0.75 | Standard |  | 60000 | 58000 |  |  | 49800 | 263 | 95 | 75 | [8 empty] | Federally-Regulated Consumer Product | 11/28/2016 |  | 10/18/2017
International Comfort Products | Keeprite | G9MXE0601714A**D | Natural Gas | Induced Draft | True | False | 1 | True | Down |  | None | Condensing | Single-Stage |  | 0.75 | Standard |  | 60000 | 58000 |  |  | 49800 | 263 | 95 | 75 | [8 empty] | Federally-Regulated Consumer Product | 11/28/2016 |  | 10/18/2017
International Comfort Products | Keeprite | G9MXE0801716A**D | LPG | Induced Draft | True | False | 1 | True | Down |  | None | Condensing | Single-Stage |  | 0.75 | Standard |  | 80000 | 78000 |  |  | 82500 | 558 | 95 | 75 | [8 empty] | Federally-Regulated Consumer Product | 11/28/2016 |  | 10/18/2017
International Comfort Products | Keeprite | G9MXE0801716A**D | Natural Gas | Induced Draft | True | False | 1 | True | Down |  | None | Condensing | Single-Stage |  | 0.75 | Standard |  | 80000 | 78000 |  |  | 82500 | 558 | 95 | 75 | [8 empty] | Federally-Regulated Consumer Product | 11/28/2016 |  | 10/18/2017
International Comfort Products | Keeprite | G9MXE0802120A**D | LPG | Induced Draft | True | False | 1 | True | Down |  | None | Condensing | Single-Stage |  | 1 | Standard |  | 80000 | 78000 |  |  | 83000 | 418 | 95 | 75 | [8 empty] | Federally-Regulated Consumer Product | 11/28/2016 |  | 10/18/2017
International Comfort Products | Keeprite | G9MXE0802120A**D | Natural Gas | Induced Draft | True | False | 1 | True | Down |  | None | Condensing | Single-Stage |  | 1 | Standard |  | 80000 | 78000 |  |  | 83000 | 418 | 95 | 75 | [8 empty] | Federally-Regulated Consumer Product | 11/28/2016 |  | 10/18/2017
International Comfort Products | Keeprite | G9MXE1002120A**D | LPG | Induced Draft | True | False | 1 | True | Down |  | None | Condensing | Single-Stage |  | 1 | Standard |  | 100000 | 97000 |  |  | 99200 | 614 | 95 | 75 | [8 empty] | Federally-Regulated Consumer Product | 02/14/2017 |  | 10/18/2017
International Comfort Products | Keeprite | G9MXE1002120A**D | Natural Gas | Induced Draft | True | False | 1 | True | Down |  | None | Condensing | Single-Stage |  | 1 | Standard |  | 100000 | 97000 |  |  | 99200 | 614 | 95 | 75 | [8 empty] | Federally-Regulated Consumer Product | 02/14/2017 |  | 10/18/2017
International Comfort Products | Keeprite | G9MXE1202422A**D | LPG | Induced Draft | True | False | 1 | True | Down |  | None | Condensing | Single-Stage |  | 1 | Standard |  | 120000 | 116000 |  |  | 114500 | 1047 | 95 | 75 | [8 empty] | Federally-Regulated Consumer Product | 11/28/2016 |  | 10/18/2017
International Comfort Products | Keeprite | G9MXE1202422A**D | Natural Gas | Induced Draft | True | False | 1 | True | Down |  | None | Condensing | Single-Stage |  | 1 | Standard |  | 120000 | 116000 |  |  | 114500 | 1047 | 95 | 75 | [8 empty] | Federally-Regulated Consumer Product | 11/28/2016 |  | 10/18/2017
International Comfort Products | Keeprite | N9MSB0801716B** | LPG | Induced Draft | True | False | 1 | True | Up |  | None | Condensing | Single-Stage |  | 0.5 | Standard |  | 80000 | 75000 |  |  | 66800 | 798 | 92.1 | 75 | [8 empty] | Federally-Regulated Consumer Product | 11/28/2016 |  | 10/18/2017
International Comfort Products | Keeprite | N9MSB0801716B** | LPG | Induced Draft | True | False | 1 | True | Down |  | None | Condensing | Single-Stage |  | 0.5 | Standard |  | 80000 | 75000 |  |  | 66800 | 798 | 92.1 | 75 | [8 empty] | Federally-Regulated Consumer Product | 11/28/2016 |  | 10/18/2017
International Comfort Products | Keeprite | N9MSB0801716B** | LPG | Induced Draft | True | False | 1 | True | Horizontal |  | None | Condensing | Single-Stage |  | 0.5 | Standard |  | 80000 | 75000 |  |  | 66800 | 798 | 92.1 | 75 | [8 empty] | Federally-Regulated Consumer Product | 11/28/2016 |  | 10/18/2017
International Comfort Products | Keeprite | N9MSB0801716B** | Natural Gas | Induced Draft | True | False | 1 | True | Up |  | None | Condensing | Single-Stage |  | 0.5 | Standard |  | 80000 | 75000 |  |  | 66800 | 798 | 92.1 | 75 | [8 empty] | Federally-Regulated Consumer Product | 11/28/2016 |  | 10/18/2017
International Comfort Products | Keeprite | N9MSB0801716B** | Natural Gas | Induced Draft | True | False | 1 | True | Down |  | None | Condensing | Single-Stage |  | 0.5 | Standard |  | 80000 | 75000 |  |  | 66800 | 798 | 92.1 | 75 | [8 empty] | Federally-Regulated Consumer Product | 11/28/2016 |  | 10/18/2017
International Comfort Products | Keeprite | N9MSB0801716B** | Natural Gas | Induced Draft | True | False | 1 | True | Horizontal |  | None | Condensing | Single-Stage |  | 0.5 | Standard |  | 80000 | 75000 |  |  | 66800 | 798 | 92.1 | 75 | [8 empty] | Federally-Regulated Consumer Product | 11/28/2016 |  | 10/18/2017
International Comfort Products | Keeprite | N9MSB0401410C** | LPG | Induced Draft | True | False | 1 | True | Up |  | None | Condensing | Single-Stage |  | 0.33 | Standard |  | 40000 | 37000 |  |  | 33700 | 341 | 92.1 | 75 | [8 empty] | Federally-Regulated Consumer Product | 11/28/2016 |  | 10/18/2017
International Comfort Products | Keeprite | N9MSB0401410C** | LPG | Induced Draft | True | False | 1 | True | Down |  | None | Condensing | Single-Stage |  | 0.33 | Standard |  | 40000 | 37000 |  |  | 33700 | 341 | 92.1 | 75 | [8 empty] | Federally-Regulated Consumer Product | 11/28/2016 |  | 10/18/2017
International Comfort Products | Keeprite | N9MSB0401410C** | LPG | Induced Draft | True | False | 1 | True | Horizontal |  | None | Condensing | Single-Stage |  | 0.33 | Standard |  | 40000 | 37000 |  |  | 33700 | 341 | 92.1 | 75 | [8 empty] | Federally-Regulated Consumer Product | 11/28/2016 |  | 10/18/2017
International Comfort Products | Keeprite | N9MSB0401410C** | Natural Gas | Induced Draft | True | False | 1 | True | Up |  | None | Condensing | Single-Stage |  | 0.33 | Standard |  | 40000 | 37000 |  |  | 33700 | 341 | 92.1 | 75 | [8 empty] | Federally-Regulated Consumer Product | 11/28/2016 |  | 10/18/2017
International Comfort Products | Keeprite | N9MSB0401410C** | Natural Gas | Induced Draft | True | False | 1 | True | Down |  | None | Condensing | Single-Stage |  | 0.33 | Standard |  | 40000 | 37000 |  |  | 33700 | 341 | 92.1 | 75 | [8 empty] | Federally-Regulated Consumer Product | 11/28/2016 |  | 10/18/2017
International Comfort Products | Keeprite | N9MSB0401410C** | Natural Gas | Induced Draft | True | False | 1 | True | Horizontal |  | None | Condensing | Single-Stage |  | 0.33 | Standard |  | 40000 | 37000 |  |  | 33700 | 341 | 92.1 | 75 | [8 empty] | Federally-Regulated Consumer Product | 11/28/2016 |  | 10/18/2017
International Comfort Products | Keeprite | N9MSB0401712C** | LPG | Induced Draft | True | False | 1 | True | Up |  | None | Condensing | Single-Stage |  | 0.5 | Standard |  | 40000 | 37000 |  |  | 33500 | 383 | 92.1 | 75 | [8 empty] | Federally-Regulated Consumer Product | 11/28/2016 |  | 10/18/2017
International Comfort Products | Keeprite | N9MSB0401712C** | LPG | Induced Draft | True | False | 1 | True | Down |  | None | Condensing | Single-Stage |  | 0.5 | Standard |  | 40000 | 37000 |  |  | 33500 | 383 | 92.1 | 75 | [8 empty] | Federally-Regulated Consumer Product | 11/28/2016 |  | 10/18/2017
International Comfort Products | Keeprite | N9MSB0401712C** | LPG | Induced Draft | True | False | 1 | True | Horizontal |  | None | Condensing | Single-Stage |  | 0.5 | Standard |  | 40000 | 37000 |  |  | 33500 | 383 | 92.1 | 75 | [8 empty] | Federally-Regulated Consumer Product | 11/28/2016 |  | 10/18/2017
International Comfort Products | Keeprite | N9MSB0401712C** | Natural Gas | Induced Draft | True | False | 1 | True | Up |  | None | Condensing | Single-Stage |  | 0.5 | Standard |  | 40000 | 37000 |  |  | 33500 | 383 | 92.1 | 75 | [8 empty] | Federally-Regulated Consumer Product | 11/28/2016 |  | 10/18/2017
International Comfort Products | Keeprite | N9MSB0401712C** | Natural Gas | Induced Draft | True | False | 1 | True | Down |  | None | Condensing | Single-Stage |  | 0.5 | Standard |  | 40000 | 37000 |  |  | 33500 | 383 | 92.1 | 75 | [8 empty] | Federally-Regulated Consumer Product | 11/28/2016 |  | 10/18/2017
International Comfort Products | Keeprite | N9MSB0401712C** | Natural Gas | Induced Draft | True | False | 1 | True | Horizontal |  | None | Condensing | Single-Stage |  | 0.5 | Standard |  | 40000 | 37000 |  |  | 33500 | 383 | 92.1 | 75 | [8 empty] | Federally-Regulated Consumer Product | 11/28/2016 |  | 10/18/2017
International Comfort Products | Keeprite | N9MSB0601412C** | LPG | Induced Draft | True | False | 1 | True | Up |  | None | Condensing | Single-Stage |  | 0.33 | Standard |  | 60000 | 56000 |  |  | 50600 | 481 | 92.1 | 75 | [8 empty] | Federally-Regulated Consumer Product | 11/28/2016 |  | 10/18/2017
International Comfort Products | Keeprite | N9MSB0601412C** | LPG | Induced Draft | True | False | 1 | True | Down |  | None | Condensing | Single-Stage |  | 0.33 | Standard |  | 60000 | 56000 |  |  | 50600 | 481 | 92.1 | 75 | [8 empty] | Federally-Regulated Consumer Product | 11/28/2016 |  | 10/18/2017
International Comfort Products | Keeprite | N9MSB0601412C** | LPG | Induced Draft | True | False | 1 | True | Horizontal |  | None | Condensing | Single-Stage |  | 0.33 | Standard |  | 60000 | 56000 |  |  | 50600 | 481 | 92.1 | 75 | [8 empty] | Federally-Regulated Consumer Product | 11/28/2016 |  | 10/18/2017
International Comfort Products | Keeprite | N9MSB0601412C** | Natural Gas | Induced Draft | True | False | 1 | True | Up |  | None | Condensing | Single-Stage |  | 0.33 | Standard |  | 60000 | 56000 |  |  | 50600 | 481 | 92.1 | 75 | [8 empty] | Federally-Regulated Consumer Product | 11/28/2016 |  | 10/18/2017
International Comfort Products | Keeprite | N9MSB0601412C** | Natural Gas | Induced Draft | True | False | 1 | True | Down |  | None | Condensing | Single-Stage |  | 0.33 | Standard |  | 60000 | 56000 |  |  | 50600 | 481 | 92.1 | 75 | [8 empty] | Federally-Regulated Consumer Product | 11/28/2016 |  | 10/18/2017
International Comfort Products | Keeprite | N9MSB0601412C** | Natural Gas | Induced Draft | True | False | 1 | True | Horizontal |  | None | Condensing | Single-Stage |  | 0.33 | Standard |  | 60000 | 56000 |  |  | 50600 | 481 | 92.1 | 75 | [8 empty] | Federally-Regulated Consumer Product | 11/28/2016 |  | 10/18/2017
International Comfort Products | Keeprite | N9MSB0601716C** | LPG | Induced Draft | True | False | 1 | True | Up |  | None | Condensing | Single-Stage |  | 0.5 | Standard |  | 60000 | 56000 |  |  | 50100 | 605 | 92.1 | 75 | [8 empty] | Federally-Regulated Consumer Product | 11/28/2016 |  | 10/18/2017
International Comfort Products | Keeprite | N9MSB0601716C** | LPG | Induced Draft | True | False | 1 | True | Down |  | None | Condensing | Single-Stage |  | 0.5 | Standard |  | 60000 | 56000 |  |  | 50100 | 605 | 92.1 | 75 | [8 empty] | Federally-Regulated Consumer Product | 11/28/2016 |  | 10/18/2017
International Comfort Products | Keeprite | N9MSB0601716C** | LPG | Induced Draft | True | False | 1 | True | Horizontal |  | None | Condensing | Single-Stage |  | 0.5 | Standard |  | 60000 | 56000 |  |  | 50100 | 605 | 92.1 | 75 | [8 empty] | Federally-Regulated Consumer Product | 11/28/2016 |  | 10/18/2017
International Comfort Products | Keeprite | N9MSB0601716C** | Natural Gas | Induced Draft | True | False | 1 | True | Up |  | None | Condensing | Single-Stage |  | 0.5 | Standard |  | 60000 | 56000 |  |  | 50100 | 605 | 92.1 | 75 | [8 empty] | Federally-Regulated Consumer Product | 11/28/2016 |  | 10/18/2017
International Comfort Products | Keeprite | N9MSB0601716C** | Natural Gas | Induced Draft | True | False | 1 | True | Down |  | None | Condensing | Single-Stage |  | 0.5 | Standard |  | 60000 | 56000 |  |  | 50100 | 605 | 92.1 | 75 | [8 empty] | Federally-Regulated Consumer Product | 11/28/2016 |  | 10/18/2017
International Comfort Products | Keeprite | N9MSB0601716C** | Natural Gas | Induced Draft | True | False | 1 | True | Horizontal |  | None | Condensing | Single-Stage |  | 0.5 | Standard |  | 60000 | 56000 |  |  | 50100 | 605 | 92.1 | 75 | [8 empty] | Federally-Regulated Consumer Product | 11/28/2016 |  | 10/18/2017
International Comfort Products | Keeprite | N9MSB0802120C** | LPG | Induced Draft | True | False | 1 | True | Up |  | None | Condensing | Single-Stage |  | 0.75 | Standard |  | 80000 | 75000 |  |  | 66900 | 775 | 92.1 | 75 | [8 empty] | Federally-Regulated Consumer Product | 11/28/2016 |  | 10/18/2017
International Comfort Products | Keeprite | N9MSB0802120C** | LPG | Induced Draft | True | False | 1 | True | Down |  | None | Condensing | Single-Stage |  | 0.75 | Standard |  | 80000 | 75000 |  |  | 66900 | 775 | 92.1 | 75 | [8 empty] | Federally-Regulated Consumer Product | 11/28/2016 |  | 10/18/2017
International Comfort Products | Keeprite | N9MSB0802120C** | LPG | Induced Draft | True | False | 1 | True | Horizontal |  | None | Condensing | Single-Stage |  | 0.75 | Standard |  | 80000 | 75000 |  |  | 66900 | 775 | 92.1 | 75 | [8 empty] | Federally-Regulated Consumer Product | 11/28/2016 |  | 10/18/2017
International Comfort Products | Keeprite | N9MSB0802120C** | Natural Gas | Induced Draft | True | False | 1 | True | Up |  | None | Condensing | Single-Stage |  | 0.75 | Standard |  | 80000 | 75000 |  |  | 66900 | 775 | 92.1 | 75 | [8 empty] | Federally-Regulated Consumer Product | 11/28/2016 |  | 10/18/2017
International Comfort Products | Keeprite | N9MSB0802120C** | Natural Gas | Induced Draft | True | False | 1 | True | Down |  | None | Condensing | Single-Stage |  | 0.75 | Standard |  | 80000 | 75000 |  |  | 66900 | 775 | 92.1 | 75 | [8 empty] | Federally-Regulated Consumer Product | 11/28/2016 |  | 10/18/2017
International Comfort Products | Keeprite | N9MSB0802120C** | Natural Gas | Induced Draft | True | False | 1 | True | Horizontal |  | None | Condensing | Single-Stage |  | 0.75 | Standard |  | 80000 | 75000 |  |  | 66900 | 775 | 92.1 | 75 | [8 empty] | Federally-Regulated Consumer Product | 11/28/2016 |  | 10/18/2017
International Comfort Products | Keeprite | N9MSB1002116C** | LPG | Induced Draft | True | False | 1 | True | Up |  | None | Condensing | Single-Stage |  | 0.5 | Standard |  | 100000 | 94000 |  |  | 100900 | 994 | 92.1 | 75 | [8 empty] | Federally-Regulated Consumer Product | 02/14/2017 |  | 10/18/2017
International Comfort Products | Keeprite | N9MSB1002116C** | LPG | Induced Draft | True | False | 1 | True | Down |  | None | Condensing | Single-Stage |  | 0.5 | Standard |  | 100000 | 94000 |  |  | 100900 | 994 | 92.1 | 75 | [8 empty] | Federally-Regulated Consumer Product | 02/14/2017 |  | 10/18/2017
International Comfort Products | Keeprite | N9MSB1002116C** | LPG | Induced Draft | True | False | 1 | True | Horizontal |  | None | Condensing | Single-Stage |  | 0.5 | Standard |  | 100000 | 94000 |  |  | 100900 | 994 | 92.1 | 75 | [8 empty] | Federally-Regulated Consumer Product | 02/14/2017 |  | 10/18/2017
International Comfort Products | Keeprite | N9MSB1002116C** | Natural Gas | Induced Draft | True | False | 1 | True | Up |  | None | Condensing | Single-Stage |  | 0.5 | Standard |  | 100000 | 94000 |  |  | 100900 | 994 | 92.1 | 75 | [8 empty] | Federally-Regulated Consumer Product | 02/14/2017 |  | 10/18/2017
International Comfort Products | Keeprite | N9MSB1002116C** | Natural Gas | Induced Draft | True | False | 1 | True | Down |  | None | Condensing | Single-Stage |  | 0.5 | Standard |  | 100000 | 94000 |  |  | 100900 | 994 | 92.1 | 75 | [8 empty] | Federally-Regulated Consumer Product | 02/14/2017 |  | 10/18/2017
International Comfort Products | Keeprite | N9MSB1002116C** | Natural Gas | Induced Draft | True | False | 1 | True | Horizontal |  | None | Condensing | Single-Stage |  | 0.5 | Standard |  | 100000 | 94000 |  |  | 100900 | 994 | 92.1 | 75 | [8 empty] | Federally-Regulated Consumer Product | 02/14/2017 |  | 10/18/2017
International Comfort Products | Keeprite | N9MSB1002120C** | LPG | Induced Draft | True | False | 1 | True | Up |  | None | Condensing | Single-Stage |  | 0.75 | Standard |  | 100000 | 94000 |  |  | 100800 | 1030 | 92.1 | 75 | [8 empty] | Federally-Regulated Consumer Product | 02/14/2017 |  | 10/18/2017
International Comfort Products | Keeprite | N9MSB1002120C** | LPG | Induced Draft | True | False | 1 | True | Down |  | None | Condensing | Single-Stage |  | 0.75 | Standard |  | 100000 | 94000 |  |  | 100800 | 1030 | 92.1 | 75 | [8 empty] | Federally-Regulated Consumer Product | 02/14/2017 |  | 10/18/2017
International Comfort Products | Keeprite | N9MSB1002120C** | LPG | Induced Draft | True | False | 1 | True | Horizontal |  | None | Condensing | Single-Stage |  | 0.75 | Standard |  | 100000 | 94000 |  |  | 100800 | 1030 | 92.1 | 75 | [8 empty] | Federally-Regulated Consumer Product | 02/14/2017 |  | 10/18/2017
International Comfort Products | Keeprite | N9MSB1002120C** | Natural Gas | Induced Draft | True | False | 1 | True | Up |  | None | Condensing | Single-Stage |  | 0.75 | Standard |  | 100000 | 94000 |  |  | 100800 | 1030 | 92.1 | 75 | [8 empty] | Federally-Regulated Consumer Product | 02/14/2017 |  | 10/18/2017
International Comfort Products | Keeprite | N9MSB1002120C** | Natural Gas | Induced Draft | True | False | 1 | True | Down |  | None | Condensing | Single-Stage |  | 0.75 | Standard |  | 100000 | 94000 |  |  | 100800 | 1030 | 92.1 | 75 | [8 empty] | Federally-Regulated Consumer Product | 02/14/2017 |  | 10/18/2017
International Comfort Products | Keeprite | N9MSB1002120C** | Natural Gas | Induced Draft | True | False | 1 | True | Horizontal |  | None | Condensing | Single-Stage |  | 0.75 | Standard |  | 100000 | 94000 |  |  | 100800 | 1030 | 92.1 | 75 | [8 empty] | Federally-Regulated Consumer Product | 02/14/2017 |  | 10/18/2017
International Comfort Products | Keeprite | N9MSB1202420C** | LPG | Induced Draft | True | False | 1 | True | Up |  | None | Condensing | Single-Stage |  | 0.75 | Standard |  | 120000 | 112000 |  |  | 117400 | 1247 | 92.1 | 75 | [8 empty] | Federally-Regulated Consumer Product | 02/14/2017 |  | 10/18/2017
International Comfort Products | Keeprite | N9MSB1202420C** | LPG | Induced Draft | True | False | 1 | True | Down |  | None | Condensing | Single-Stage |  | 0.75 | Standard |  | 120000 | 112000 |  |  | 117400 | 1247 | 92.1 | 75 | [8 empty] | Federally-Regulated Consumer Product | 02/14/2017 |  | 10/18/2017
International Comfort Products | Keeprite | N9MSB1202420C** | LPG | Induced Draft | True | False | 1 | True | Horizontal |  | None | Condensing | Single-Stage |  | 0.75 | Standard |  | 120000 | 112000 |  |  | 117400 | 1247 | 92.1 | 75 | [8 empty] | Federally-Regulated Consumer Product | 02/14/2017 |  | 10/18/2017
International Comfort Products | Keeprite | N9MSB1202420C** | Natural Gas | Induced Draft | True | False | 1 | True | Up |  | None | Condensing | Single-Stage |  | 0.75 | Standard |  | 120000 | 112000 |  |  | 117400 | 1247 | 92.1 | 75 | [8 empty] | Federally-Regulated Consumer Product | 02/14/2017 |  | 10/18/2017
International Comfort Products | Keeprite | N9MSB1202420C** | Natural Gas | Induced Draft | True | False | 1 | True | Down |  | None | Condensing | Single-Stage |  | 0.75 | Standard |  | 120000 | 112000 |  |  | 117400 | 1247 | 92.1 | 75 | [8 empty] | Federally-Regulated Consumer Product | 02/14/2017 |  | 10/18/2017
International Comfort Products | Keeprite | N9MSB1202420C** | Natural Gas | Induced Draft | True | False | 1 | True | Horizontal |  | None | Condensing | Single-Stage |  | 0.75 | Standard |  | 120000 | 112000 |  |  | 117400 | 1247 | 92.1 | 75 | [8 empty] | Federally-Regulated Consumer Product | 02/14/2017 |  | 10/18/2017
Trane U.S. Inc. | AMERICAN STANDARD | YHC120E(3, 4, W)*(H,Z)* | LPG | Induced Draft | False | True | 3 | False | Down |  | None | Non-Condensing | Two-Stage Modulating |  | 3.75 | Standard |  | 250000 | 200000 | [6 empty] | 81 | 80 | [6 empty] | Federally-Regulated Commercial & Industrial Equipment | 05/24/2016 |  | 10/20/2017
Trane U.S. Inc. | AMERICAN STANDARD | YHC120E(3, 4, W)*(H,Z)* | LPG | Induced Draft | False | True | 3 | False | Horizontal |  | None | Non-Condensing | Two-Stage Modulating |  | 3.75 | Standard |  | 250000 | 200000 | [6 empty] | 81 | 80 | [6 empty] | Federally-Regulated Commercial & Industrial Equipment | 05/24/2016 |  | 10/20/2017
Nordyne, LLC | Airtemp | VG7SC 038D-23A* | LPG | Induced Draft | True | False | 1 | False | Up |  | None | Condensing | Single-Stage |  | 0.33 | Standard |  | 38000 | 35000 |  |  | 33400 | 472 | 92.1 | 78 | [8 empty] | Federally-Regulated Consumer Product | 04/03/2017 |  | 11/06/2017
Nordyne, LLC | Airtemp | VG7SC 038D-23A* | LPG | Induced Draft | True | False | 1 | False | Horizontal |  | None | Condensing | Single-Stage |  | 0.33 | Standard |  | 38000 | 35000 |  |  | 33400 | 472 | 92.1 | 78 | [8 empty] | Federally-Regulated Consumer Product | 04/03/2017 |  | 11/06/2017
Nordyne, LLC | Airtemp | VG7SC 038D-23A* | Natural Gas | Induced Draft | True | False | 1 | False | Up |  | None | Condensing | Single-Stage |  | 0.33 | Standard |  | 38000 | 35000 |  |  | 33400 | 472 | 92.1 | 78 | [8 empty] | Federally-Regulated Consumer Product | 04/03/2017 |  | 11/06/2017
Nordyne, LLC | Airtemp | VG7SC 038D-23A* | Natural Gas | Induced Draft | True | False | 1 | False | Horizontal |  | None | Condensing | Single-Stage |  | 0.33 | Standard |  | 38000 | 35000 |  |  | 33400 | 472 | 92.1 | 78 | [8 empty] | Federally-Regulated Consumer Product | 04/03/2017 |  | 11/06/2017
Nordyne, LLC | Airtemp | VG7SC 054D-24B* | LPG | Induced Draft | True | False | 1 | False | Up |  | None | Condensing | Single-Stage |  | 0.5 | Standard |  | 54000 | 49000 |  |  | 49700 | 755 | 92.1 | 78 | [8 empty] | Federally-Regulated Consumer Product | 04/03/2017 |  | 11/06/2017
Nordyne, LLC | Airtemp | VG7SC 054D-24B* | LPG | Induced Draft | True | False | 1 | False | Horizontal |  | None | Condensing | Single-Stage |  | 0.5 | Standard |  | 54000 | 49000 |  |  | 49700 | 755 | 92.1 | 78 | [8 empty] | Federally-Regulated Consumer Product | 04/03/2017 |  | 11/06/2017
Nordyne, LLC | Airtemp | VG7SC 054D-24B* | Natural Gas | Induced Draft | True | False | 1 | False | Up |  | None | Condensing | Single-Stage |  | 0.5 | Standard |  | 54000 | 49000 |  |  | 49700 | 755 | 92.1 | 78 | [8 empty] | Federally-Regulated Consumer Product | 04/03/2017 |  | 11/06/2017
Nordyne, LLC | Airtemp | VG7SC 054D-24B* | Natural Gas | Induced Draft | True | False | 1 | False | Horizontal |  | None | Condensing | Single-Stage |  | 0.5 | Standard |  | 54000 | 49000 |  |  | 49700 | 755 | 92.1 | 78 | [8 empty] | Federally-Regulated Consumer Product | 04/03/2017 |  | 11/06/2017
Nordyne, LLC | Airtemp | VG7SC 072D-24B* | LPG | Induced Draft | True | False | 1 | False | Up |  | None | Condensing | Single-Stage |  | 0.5 | Standard |  | 72000 | 66000 |  |  | 66800 | 858 | 92.1 | 78 | [8 empty] | Federally-Regulated Consumer Product | 04/03/2017 |  | 11/06/2017
Nordyne, LLC | Airtemp | VG7SC 072D-24B* | LPG | Induced Draft | True | False | 1 | False | Horizontal |  | None | Condensing | Single-Stage |  | 0.5 | Standard |  | 72000 | 66000 |  |  | 66800 | 858 | 92.1 | 78 | [8 empty] | Federally-Regulated Consumer Product | 04/03/2017 |  | 11/06/2017
Nordyne, LLC | Airtemp | VG7SC 072D-24B* | Natural Gas | Induced Draft | True | False | 1 | False | Up |  | None | Condensing | Single-Stage |  | 0.5 | Standard |  | 72000 | 66000 |  |  | 66800 | 858 | 92.1 | 78 | [8 empty] | Federally-Regulated Consumer Product | 04/03/2017 |  | 11/06/2017
Nordyne, LLC | Airtemp | VG7SC 072D-24B* | Natural Gas | Induced Draft | True | False | 1 | False | Horizontal |  | None | Condensing | Single-Stage |  | 0.5 | Standard |  | 72000 | 66000 |  |  | 66800 | 858 | 92.1 | 78 | [8 empty] | Federally-Regulated Consumer Product | 04/03/2017 |  | 11/06/2017
Nordyne, LLC | Airtemp | VG7SC 072D-35C* | LPG | Induced Draft | True | False | 1 | False | Up |  | None | Condensing | Single-Stage |  | 0.5 | Standard |  | 72000 | 66000 |  |  | 66000 | 1054 | 92.1 | 78 | [8 empty] | Federally-Regulated Consumer Product | 04/03/2017 |  | 11/06/2017
Nordyne, LLC | Airtemp | VG7SC 072D-35C* | LPG | Induced Draft | True | False | 1 | False | Horizontal |  | None | Condensing | Single-Stage |  | 0.5 | Standard |  | 72000 | 66000 |  |  | 66000 | 1054 | 92.1 | 78 | [8 empty] | Federally-Regulated Consumer Product | 04/03/2017 |  | 11/06/2017
Nordyne, LLC | Airtemp | VG7SC 072D-35C* | Natural Gas | Induced Draft | True | False | 1 | False | Up |  | None | Condensing | Single-Stage |  | 0.5 | Standard |  | 72000 | 66000 |  |  | 66000 | 1054 | 92.1 | 78 | [8 empty] | Federally-Regulated Consumer Product | 04/03/2017 |  | 11/06/2017
Nordyne, LLC | Airtemp | VG7SC 072D-35C* | Natural Gas | Induced Draft | True | False | 1 | False | Horizontal |  | None | Condensing | Single-Stage |  | 0.5 | Standard |  | 72000 | 66000 |  |  | 66000 | 1054 | 92.1 | 78 | [8 empty] | Federally-Regulated Consumer Product | 04/03/2017 |  | 11/06/2017
Nordyne, LLC | Airtemp | VG7SC 090D-35C* | LPG | Induced Draft | True | False | 1 | False | Up |  | None | Condensing | Single-Stage |  | 0.5 | Standard |  | 90000 | 82000 |  |  | 82500 | 1309 | 92.1 | 78 | [8 empty] | Federally-Regulated Consumer Product | 04/03/2017 |  | 11/06/2017
Nordyne, LLC | Airtemp | VG7SC 090D-35C* | LPG | Induced Draft | True | False | 1 | False | Horizontal |  | None | Condensing | Single-Stage |  | 0.5 | Standard |  | 90000 | 82000 |  |  | 82500 | 1309 | 92.1 | 78 | [8 empty] | Federally-Regulated Consumer Product | 04/03/2017 |  | 11/06/2017
Nordyne, LLC | Airtemp | VG7SC 090D-35C* | Natural Gas | Induced Draft | True | False | 1 | False | Up |  | None | Condensing | Single-Stage |  | 0.5 | Standard |  | 90000 | 82000 |  |  | 82500 | 1309 | 92.1 | 78 | [8 empty] | Federally-Regulated Consumer Product | 04/03/2017 |  | 11/06/2017
Nordyne, LLC | Airtemp | VG7SC 090D-35C* | Natural Gas | Induced Draft | True | False | 1 | False | Horizontal |  | None | Condensing | Single-Stage |  | 0.5 | Standard |  | 90000 | 82000 |  |  | 82500 | 1309 | 92.1 | 78 | [8 empty] | Federally-Regulated Consumer Product | 04/03/2017 |  | 11/06/2017
Nordyne, LLC | Airtemp | VG7SC 108D-45D* | LPG | Induced Draft | True | False | 1 | False | Up |  | None | Condensing | Single-Stage |  | 1 | Standard |  | 108000 | 99000 |  |  | 99300 | 1450 | 92.1 | 78 | [8 empty] | Federally-Regulated Consumer Product | 04/03/2017 |  | 11/06/2017
Nordyne, LLC | Airtemp | VG7SC 108D-45D* | LPG | Induced Draft | True | False | 1 | False | Horizontal |  | None | Condensing | Single-Stage |  | 1 | Standard |  | 108000 | 99000 |  |  | 99300 | 1450 | 92.1 | 78 | [8 empty] | Federally-Regulated Consumer Product | 04/03/2017 |  | 11/06/2017
Nordyne, LLC | Airtemp | VG7SC 108D-45D* | Natural Gas | Induced Draft | True | False | 1 | False | Up |  | None | Condensing | Single-Stage |  | 1 | Standard |  | 108000 | 99000 |  |  | 99300 | 1450 | 92.1 | 78 | [8 empty] | Federally-Regulated Consumer Product | 04/03/2017 |  | 11/06/2017
Nordyne, LLC | Airtemp | VG7SC 108D-45D* | Natural Gas | Induced Draft | True | False | 1 | False | Horizontal |  | None | Condensing | Single-Stage |  | 1 | Standard |  | 108000 | 99000 |  |  | 99300 | 1450 | 92.1 | 78 | [8 empty] | Federally-Regulated Consumer Product | 04/03/2017 |  | 11/06/2017
Nordyne, LLC | Airtemp | VG7SC 120D-45D* | LPG | Induced Draft | True | False | 1 | False | Up |  | None | Condensing | Single-Stage |  | 1 | Standard |  | 120000 | 110000 |  |  | 100200 | 1162 | 92.1 | 78 | [8 empty] | Federally-Regulated Consumer Product | 04/03/2017 |  | 11/06/2017
Nordyne, LLC | Airtemp | VG7SC 120D-45D* | LPG | Induced Draft | True | False | 1 | False | Horizontal |  | None | Condensing | Single-Stage |  | 1 | Standard |  | 120000 | 110000 |  |  | 100200 | 1162 | 92.1 | 78 | [8 empty] | Federally-Regulated Consumer Product | 04/03/2017 |  | 11/06/2017
Nordyne, LLC | Airtemp | VG7SC 120D-45D* | Natural Gas | Induced Draft | True | False | 1 | False | Up |  | None | Condensing | Single-Stage |  | 1 | Standard |  | 120000 | 110000 |  |  | 100200 | 1162 | 92.1 | 78 | [8 empty] | Federally-Regulated Consumer Product | 04/03/2017 |  | 11/06/2017
Nordyne, LLC | Airtemp | VG7SC 120D-45D* | Natural Gas | Induced Draft | True | False | 1 | False | Horizontal |  | None | Condensing | Single-Stage |  | 1 | Standard |  | 120000 | 110000 |  |  | 100200 | 1162 | 92.1 | 78 | [8 empty] | Federally-Regulated Consumer Product | 04/03/2017 |  | 11/06/2017
Nordyne, LLC | Airtemp | VG7SD 038D-24B* | LPG | Induced Draft | True | False | 1 | False | Up |  | None | Condensing | Single-Stage |  | 0.5 | Standard |  | 38000 | 36000 |  |  | 32000 | 614 | 95 | 78 | [8 empty] | Federally-Regulated Consumer Product | 04/03/2017 |  | 11/06/2017
Nordyne, LLC | Airtemp | VG7SD 038D-24B* | LPG | Induced Draft | True | False | 1 | False | Horizontal |  | None | Condensing | Single-Stage |  | 0.5 | Standard |  | 38000 | 36000 |  |  | 32000 | 614 | 95 | 78 | [8 empty] | Federally-Regulated Consumer Product | 04/03/2017 |  | 11/06/2017
Nordyne, LLC | Airtemp | VG7SD 038D-24B* | Natural Gas | Induced Draft | True | False | 1 | False | Up |  | None | Condensing | Single-Stage |  | 0.5 | Standard |  | 38000 | 36000 |  |  | 32000 | 614 | 95 | 78 | [8 empty] | Federally-Regulated Consumer Product | 04/03/2017 |  | 11/06/2017
Nordyne, LLC | Airtemp | VG7SD 038D-24B* | Natural Gas | Induced Draft | True | False | 1 | False | Horizontal |  | None | Condensing | Single-Stage |  | 0.5 | Standard |  | 38000 | 36000 |  |  | 32000 | 614 | 95 | 78 | [8 empty] | Federally-Regulated Consumer Product | 04/03/2017 |  | 11/06/2017
Nordyne, LLC | Airtemp | VG7SD 054D-24B* | LPG | Induced Draft | True | False | 1 | False | Up |  | None | Condensing | Single-Stage |  | 0.5 | Standard |  | 54000 | 51000 |  |  | 47900 | 864 | 95 | 78 | [8 empty] | Federally-Regulated Consumer Product | 04/03/2017 |  | 11/06/2017
Nordyne, LLC | Airtemp | VG7SD 054D-24B* | LPG | Induced Draft | True | False | 1 | False | Horizontal |  | None | Condensing | Single-Stage |  | 0.5 | Standard |  | 54000 | 51000 |  |  | 47900 | 864 | 95 | 78 | [8 empty] | Federally-Regulated Consumer Product | 04/03/2017 |  | 11/06/2017
Nordyne, LLC | Airtemp | VG7SD 054D-24B* | Natural Gas | Induced Draft | True | False | 1 | False | Up |  | None | Condensing | Single-Stage |  | 0.5 | Standard |  | 54000 | 51000 |  |  | 47900 | 864 | 95 | 78 | [8 empty] | Federally-Regulated Consumer Product | 04/03/2017 |  | 11/06/2017
Nordyne, LLC | Airtemp | VG7SD 054D-24B* | Natural Gas | Induced Draft | True | False | 1 | False | Horizontal |  | None | Condensing | Single-Stage |  | 0.5 | Standard |  | 54000 | 51000 |  |  | 47900 | 864 | 95 | 78 | [8 empty] | Federally-Regulated Consumer Product | 04/03/2017 |  | 11/06/2017
Nordyne, LLC | Airtemp | VG7SD 072D-35C* | LPG | Induced Draft | True | False | 1 | False | Up |  | None | Condensing | Single-Stage |  | 0.5 | Standard |  | 72000 | 68000 |  |  | 65200 | 774 | 95 | 78 | [8 empty] | Federally-Regulated Consumer Product | 04/03/2017 |  | 11/06/2017
Nordyne, LLC | Airtemp | VG7SD 072D-35C* | LPG | Induced Draft | True | False | 1 | False | Horizontal |  | None | Condensing | Single-Stage |  | 0.5 | Standard |  | 72000 | 68000 |  |  | 65200 | 774 | 95 | 78 | [8 empty] | Federally-Regulated Consumer Product | 04/03/2017 |  | 11/06/2017
Nordyne, LLC | Airtemp | VG7SD 072D-35C* | Natural Gas | Induced Draft | True | False | 1 | False | Up |  | None | Condensing | Single-Stage |  | 0.5 | Standard |  | 72000 | 68000 |  |  | 65200 | 774 | 95 | 78 | [8 empty] | Federally-Regulated Consumer Product | 04/03/2017 |  | 11/06/2017
Nordyne, LLC | Airtemp | VG7SD 072D-35C* | Natural Gas | Induced Draft | True | False | 1 | False | Horizontal |  | None | Condensing | Single-Stage |  | 0.5 | Standard |  | 72000 | 68000 |  |  | 65200 | 774 | 95 | 78 | [8 empty] | Federally-Regulated Consumer Product | 04/03/2017 |  | 11/06/2017
Nordyne, LLC | Airtemp | VG7SD 090D-35C* | LPG | Induced Draft | True | False | 1 | False | Up |  | None | Condensing | Single-Stage |  | 1 | Standard |  | 90000 | 85000 |  |  | 80300 | 1216 | 95 | 78 | [8 empty] | Federally-Regulated Consumer Product | 04/03/2017 |  | 11/06/2017
Nordyne, LLC | Airtemp | VG7SD 090D-35C* | LPG | Induced Draft | True | False | 1 | False | Horizontal |  | None | Condensing | Single-Stage |  | 1 | Standard |  | 90000 | 85000 |  |  | 80300 | 1216 | 95 | 78 | [8 empty] | Federally-Regulated Consumer Product | 04/03/2017 |  | 11/06/2017
Nordyne, LLC | Airtemp | VG7SD 090D-35C* | Natural Gas | Induced Draft | True | False | 1 | False | Up |  | None | Condensing | Single-Stage |  | 1 | Standard |  | 90000 | 85000 |  |  | 80300 | 1216 | 95 | 78 | [8 empty] | Federally-Regulated Consumer Product | 04/03/2017 |  | 11/06/2017
Nordyne, LLC | Airtemp | VG7SD 090D-35C* | Natural Gas | Induced Draft | True | False | 1 | False | Horizontal |  | None | Condensing | Single-Stage |  | 1 | Standard |  | 90000 | 85000 |  |  | 80300 | 1216 | 95 | 78 | [8 empty] | Federally-Regulated Consumer Product | 04/03/2017 |  | 11/06/2017
Nordyne, LLC | Airtemp | VG7SD 108D-45D* | LPG | Induced Draft | True | False | 1 | False | Up |  | None | Condensing | Single-Stage |  | 1 | Standard |  | 108000 | 102000 |  |  | 96500 | 1413 | 95 | 78 | [8 empty] | Federally-Regulated Consumer Product | 04/03/2017 |  | 11/06/2017
Nordyne, LLC | Airtemp | VG7SD 108D-45D* | LPG | Induced Draft | True | False | 1 | False | Horizontal |  | None | Condensing | Single-Stage |  | 1 | Standard |  | 108000 | 102000 |  |  | 96500 | 1413 | 95 | 78 | [8 empty] | Federally-Regulated Consumer Product | 04/03/2017 |  | 11/06/2017
Nordyne, LLC | Airtemp | VG7SD 108D-45D* | Natural Gas | Induced Draft | True | False | 1 | False | Up |  | None | Condensing | Single-Stage |  | 1 | Standard |  | 108000 | 102000 |  |  | 96500 | 1413 | 95 | 78 | [8 empty] | Federally-Regulated Consumer Product | 04/03/2017 |  | 11/06/2017
Nordyne, LLC | Airtemp | VG7SD 108D-45D* | Natural Gas | Induced Draft | True | False | 1 | False | Horizontal |  | None | Condensing | Single-Stage |  | 1 | Standard |  | 108000 | 102000 |  |  | 96500 | 1413 | 95 | 78 | [8 empty] | Federally-Regulated Consumer Product | 04/03/2017 |  | 11/06/2017
Nordyne, LLC | Airtemp | VG7SD 120D-45D* | LPG | Induced Draft | True | False | 1 | False | Up |  | None | Condensing | Single-Stage |  | 1 | Standard |  | 120000 | 114000 |  |  | 113000 | 1502 | 95 | 78 | [8 empty] | Federally-Regulated Consumer Product | 04/03/2017 |  | 11/06/2017
Nordyne, LLC | Airtemp | VG7SD 120D-45D* | LPG | Induced Draft | True | False | 1 | False | Horizontal |  | None | Condensing | Single-Stage |  | 1 | Standard |  | 120000 | 114000 |  |  | 113000 | 1502 | 95 | 78 | [8 empty] | Federally-Regulated Consumer Product | 04/03/2017 |  | 11/06/2017
Nordyne, LLC | Airtemp | VG7SD 120D-45D* | Natural Gas | Induced Draft | True | False | 1 | False | Up |  | None | Condensing | Single-Stage |  | 1 | Standard |  | 120000 | 114000 |  |  | 113000 | 1502 | 95 | 78 | [8 empty] | Federally-Regulated Consumer Product | 04/03/2017 |  | 11/06/2017
Nordyne, LLC | Airtemp | VG7SD 120D-45D* | Natural Gas | Induced Draft | True | False | 1 | False | Horizontal |  | None | Condensing | Single-Stage |  | 1 | Standard |  | 120000 | 114000 |  |  | 113000 | 1502 | 95 | 78 | [8 empty] | Federally-Regulated Consumer Product | 04/03/2017 |  | 11/06/2017
Nordyne, LLC | Airtemp | VG7SL 054D-24B* | LPG | Induced Draft | True | False | 1 | False | Down |  | None | Condensing | Single-Stage |  | 0.5 | Standard |  | 54000 | 49000 |  |  | 49700 | 708 | 92.1 | 78 | [8 empty] | Federally-Regulated Consumer Product | 04/03/2017 |  | 11/06/2017
Nordyne, LLC | Airtemp | VG7SL 054D-24B* | Natural Gas | Induced Draft | True | False | 1 | False | Down |  | None | Condensing | Single-Stage |  | 0.5 | Standard |  | 54000 | 49000 |  |  | 49700 | 708 | 92.1 | 78 | [8 empty] | Federally-Regulated Consumer Product | 04/03/2017 |  | 11/06/2017
Nordyne, LLC | Airtemp | VG7SL 072D-24B* | LPG | Induced Draft | True | False | 1 | False | Down |  | None | Condensing | Single-Stage |  | 0.5 | Standard |  | 72000 | 66000 |  |  | 66700 | 826 | 92.1 | 78 | [8 empty] | Federally-Regulated Consumer Product | 04/03/2017 |  | 11/06/2017
Nordyne, LLC | Airtemp | VG7SL 072D-24B* | Natural Gas | Induced Draft | True | False | 1 | False | Down |  | None | Condensing | Single-Stage |  | 0.5 | Standard |  | 72000 | 66000 |  |  | 66700 | 826 | 92.1 | 78 | [8 empty] | Federally-Regulated Consumer Product | 04/03/2017 |  | 11/06/2017
Nordyne, LLC | Airtemp | VG7SL 090D-35C* | LPG | Induced Draft | True | False | 1 | False | Down |  | None | Condensing | Single-Stage |  | 1 | Standard |  | 90000 | 83000 |  |  | 83400 | 998 | 92.1 | 78 | [8 empty] | Federally-Regulated Consumer Product | 04/03/2017 |  | 11/06/2017
Nordyne, LLC | Airtemp | VG7SL 090D-35C* | Natural Gas | Induced Draft | True | False | 1 | False | Down |  | None | Condensing | Single-Stage |  | 1 | Standard |  | 90000 | 83000 |  |  | 83400 | 998 | 92.1 | 78 | [8 empty] | Federally-Regulated Consumer Product | 04/03/2017 |  | 11/06/2017
Nordyne, LLC | Airtemp | VG7SL 120D-45D* | LPG | Induced Draft | True | False | 1 | False | Down |  | None | Condensing | Single-Stage |  | 1 | Standard |  | 120000 | 110000 |  |  | 100200 | 1182 | 92.1 | 78 | [8 empty] | Federally-Regulated Consumer Product | 04/03/2017 |  | 11/06/2017
Nordyne, LLC | Airtemp | VG7SL 120D-45D* | Natural Gas | Induced Draft | True | False | 1 | False | Down |  | None | Condensing | Single-Stage |  | 1 | Standard |  | 120000 | 110000 |  |  | 100200 | 1182 | 92.1 | 78 | [8 empty] | Federally-Regulated Consumer Product | 04/03/2017 |  | 11/06/2017
Nordyne, LLC | Airtemp | VG7SM 054D-24B* | LPG | Induced Draft | True | False | 1 | False | Down |  | None | Condensing | Single-Stage |  | 0.5 | Standard |  | 54000 | 51000 |  |  | 47800 | 897 | 95 | 78 | [8 empty] | Federally-Regulated Consumer Product | 04/03/2017 |  | 11/06/2017
Nordyne, LLC | Airtemp | VG7SM 054D-24B* | Natural Gas | Induced Draft | True | False | 1 | False | Down |  | None | Condensing | Single-Stage |  | 0.5 | Standard |  | 54000 | 51000 |  |  | 47800 | 897 | 95 | 78 | [8 empty] | Federally-Regulated Consumer Product | 04/03/2017 |  | 11/06/2017
Nordyne, LLC | Airtemp | VG7SM 072D-35C* | LPG | Induced Draft | True | False | 1 | False | Down |  | None | Condensing | Single-Stage |  | 1 | Standard |  | 72000 | 68000 |  |  | 64500 | 939 | 95 | 78 | [8 empty] | Federally-Regulated Consumer Product | 04/03/2017 |  | 11/06/2017
Nordyne, LLC | Airtemp | VG7SM 072D-35C* | Natural Gas | Induced Draft | True | False | 1 | False | Down |  | None | Condensing | Single-Stage |  | 1 | Standard |  | 72000 | 68000 |  |  | 64500 | 939 | 95 | 78 | [8 empty] | Federally-Regulated Consumer Product | 04/03/2017 |  | 11/06/2017
Nordyne, LLC | Airtemp | VG7SM 090D-35C* | LPG | Induced Draft | True | False | 1 | False | Down |  | None | Condensing | Single-Stage |  | 1 | Standard |  | 90000 | 85000 |  |  | 80400 | 1206 | 95 | 78 | [8 empty] | Federally-Regulated Consumer Product | 04/03/2017 |  | 11/06/2017
Nordyne, LLC | Airtemp | VG7SM 090D-35C* | Natural Gas | Induced Draft | True | False | 1 | False | Down |  | None | Condensing | Single-Stage |  | 1 | Standard |  | 90000 | 85000 |  |  | 80400 | 1206 | 95 | 78 | [8 empty] | Federally-Regulated Consumer Product | 04/03/2017 |  | 11/06/2017
Nordyne, LLC | Airtemp | VG7SM 118D-45D* | LPG | Induced Draft | True | False | 1 | False | Down |  | None | Condensing | Single-Stage |  | 1 | Standard |  | 118000 | 112000 |  |  | 113000 | 1539 | 95 | 78 | [8 empty] | Federally-Regulated Consumer Product | 04/03/2017 |  | 11/06/2017
Nordyne, LLC | Airtemp | VG7SM 118D-45D* | Natural Gas | Induced Draft | True | False | 1 | False | Down |  | None | Condensing | Single-Stage |  | 1 | Standard |  | 118000 | 112000 |  |  | 113000 | 1539 | 95 | 78 | [8 empty] | Federally-Regulated Consumer Product | 04/03/2017 |  | 11/06/2017
Nordyne, LLC | Airtemp | VG7TL 060*-*B* | LPG | Induced Draft | True | False | 1 | False | Down |  | None | Condensing | Two-Stage Modulating |  | 0.5 | Premium |  | 60000 | 57000 |  |  | 48000 | 189 | 95.1 | 78 | [8 empty] | Federally-Regulated Consumer Product | 08/15/2017 |  | 11/06/2017
Nordyne, LLC | Airtemp | VG7TL 060*-*B* | Natural Gas | Induced Draft | True | False | 1 | False | Down |  | None | Condensing | Two-Stage Modulating |  | 0.5 | Premium |  | 60000 | 57000 |  |  | 48000 | 189 | 95.1 | 78 | [8 empty] | Federally-Regulated Consumer Product | 08/15/2017 |  | 11/06/2017
Nordyne, LLC | Airtemp | VG7TL 080*-*C* | LPG | Induced Draft | True | False | 1 | False | Down |  | None | Condensing | Two-Stage Modulating |  | 0.75 | Premium |  | 80000 | 76000 |  |  | 65100 | 213 | 95.1 | 78 | [8 empty] | Federally-Regulated Consumer Product | 08/15/2017 |  | 11/06/2017
Nordyne, LLC | Airtemp | VG7TL 080*-*C* | Natural Gas | Induced Draft | True | False | 1 | False | Down |  | None | Condensing | Two-Stage Modulating |  | 0.75 | Premium |  | 80000 | 76000 |  |  | 65100 | 213 | 95.1 | 78 | [8 empty] | Federally-Regulated Consumer Product | 08/15/2017 |  | 11/06/2017
Nordyne, LLC | Airtemp | VG7TL 120*-*D* | LPG | Induced Draft | True | False | 1 | False | Down |  | None | Condensing | Two-Stage Modulating |  | 1 | Premium |  | 120000 | 114000 |  |  | 114000 | 430 | 94.8 | 78 | [8 empty] | Federally-Regulated Consumer Product | 08/15/2017 |  | 11/06/2017
Nordyne, LLC | Airtemp | VG7TL 120*-*D* | Natural Gas | Induced Draft | True | False | 1 | False | Down |  | None | Condensing | Two-Stage Modulating |  | 1 | Premium |  | 120000 | 114000 |  |  | 114000 | 430 | 94.8 | 78 | [8 empty] | Federally-Regulated Consumer Product | 08/15/2017 |  | 11/06/2017
Nordyne, LLC | Airtemp | VG7TL 100*-*C* | LPG | Induced Draft | True | False | 1 | False | Down |  | None | Condensing | Two-Stage Modulating |  | 0.75 | Premium |  | 100000 | 95000 |  |  | 96700 | 326 | 95.1 | 78 | [8 empty] | Federally-Regulated Consumer Product | 08/15/2017 |  | 11/06/2017
Nordyne, LLC | Airtemp | VG7TL 100*-*C* | Natural Gas | Induced Draft | True | False | 1 | False | Down |  | None | Condensing | Two-Stage Modulating |  | 0.75 | Premium |  | 100000 | 95000 |  |  | 96700 | 326 | 95.1 | 78 | [8 empty] | Federally-Regulated Consumer Product | 08/15/2017 |  | 11/06/2017
Nordyne, LLC | Airtemp | VG7SD 054D-23EB* | LPG | Induced Draft | True | False | 1 | False | Up |  | None | Condensing | Single-Stage |  | 0.5 | Premium |  | 54000 | 51000 |  |  | 47900 | 189 | 95 | 78 | [8 empty] | Federally-Regulated Consumer Product | 04/03/2017 |  | 11/06/2017
Nordyne, LLC | Airtemp | VG7SD 054D-23EB* | LPG | Induced Draft | True | False | 1 | False | Horizontal |  | None | Condensing | Single-Stage |  | 0.5 | Premium |  | 54000 | 51000 |  |  | 47900 | 189 | 95 | 78 | [8 empty] | Federally-Regulated Consumer Product | 04/03/2017 |  | 11/06/2017
Nordyne, LLC | Airtemp | VG7SD 054D-23EB* | Natural Gas | Induced Draft | True | False | 1 | False | Up |  | None | Condensing | Single-Stage |  | 0.5 | Premium |  | 54000 | 51000 |  |  | 47900 | 189 | 95 | 78 | [8 empty] | Federally-Regulated Consumer Product | 04/03/2017 |  | 11/06/2017
Nordyne, LLC | Airtemp | VG7SD 054D-23EB* | Natural Gas | Induced Draft | True | False | 1 | False | Horizontal |  | None | Condensing | Single-Stage |  | 0.5 | Premium |  | 54000 | 51000 |  |  | 47900 | 189 | 95 | 78 | [8 empty] | Federally-Regulated Consumer Product | 04/03/2017 |  | 11/06/2017
Nordyne, LLC | Airtemp | VG7SD 072D-35EC* | LPG | Induced Draft | True | False | 1 | False | Up |  | None | Condensing | Single-Stage |  | 0.75 | Premium |  | 72000 | 68000 |  |  | 65200 | 214 | 95 | 78 | [8 empty] | Federally-Regulated Consumer Product | 04/03/2017 |  | 11/06/2017
Nordyne, LLC | Airtemp | VG7SD 072D-35EC* | LPG | Induced Draft | True | False | 1 | False | Horizontal |  | None | Condensing | Single-Stage |  | 0.75 | Premium |  | 72000 | 68000 |  |  | 65200 | 214 | 95 | 78 | [8 empty] | Federally-Regulated Consumer Product | 04/03/2017 |  | 11/06/2017
Nordyne, LLC | Airtemp | VG7SD 072D-35EC* | Natural Gas | Induced Draft | True | False | 1 | False | Up |  | None | Condensing | Single-Stage |  | 0.75 | Premium |  | 72000 | 68000 |  |  | 65200 | 214 | 95 | 78 | [8 empty] | Federally-Regulated Consumer Product | 04/03/2017 |  | 11/06/2017
Nordyne, LLC | Airtemp | VG7SD 072D-35EC* | Natural Gas | Induced Draft | True | False | 1 | False | Horizontal |  | None | Condensing | Single-Stage |  | 0.75 | Premium |  | 72000 | 68000 |  |  | 65200 | 214 | 95 | 78 | [8 empty] | Federally-Regulated Consumer Product | 04/03/2017 |  | 11/06/2017
Nordyne, LLC | Airtemp | VG7SD 090D-35EC* | LPG | Induced Draft | True | False | 1 | False | Up |  | None | Condensing | Single-Stage |  | 0.75 | Premium |  | 90000 | 85000 |  |  | 65200 | 214 | 95 | 78 | [8 empty] | Federally-Regulated Consumer Product | 04/03/2017 |  | 11/06/2017
Nordyne, LLC | Airtemp | VG7SD 090D-35EC* | LPG | Induced Draft | True | False | 1 | False | Horizontal |  | None | Condensing | Single-Stage |  | 0.75 | Premium |  | 90000 | 85000 |  |  | 65200 | 214 | 95 | 78 | [8 empty] | Federally-Regulated Consumer Product | 04/03/2017 |  | 11/06/2017
Nordyne, LLC | Airtemp | VG7SD 090D-35EC* | Natural Gas | Induced Draft | True | False | 1 | False | Up |  | None | Condensing | Single-Stage |  | 0.75 | Premium |  | 90000 | 85000 |  |  | 65200 | 214 | 95 | 78 | [8 empty] | Federally-Regulated Consumer Product | 04/03/2017 |  | 11/06/2017
Nordyne, LLC | Airtemp | VG7SD 090D-35EC* | Natural Gas | Induced Draft | True | False | 1 | False | Horizontal |  | None | Condensing | Single-Stage |  | 0.75 | Premium |  | 90000 | 85000 |  |  | 65200 | 214 | 95 | 78 | [8 empty] | Federally-Regulated Consumer Product | 04/03/2017 |  | 11/06/2017
Nordyne, LLC | Airtemp | VG7SD 108D-35ED* | LPG | Induced Draft | True | False | 1 | False | Up |  | None | Condensing | Single-Stage |  | 1 | Premium |  | 108000 | 102000 |  |  | 113000 | 326 | 95 | 78 | [8 empty] | Federally-Regulated Consumer Product | 04/03/2017 |  | 11/06/2017
Nordyne, LLC | Airtemp | VG7SD 108D-35ED* | LPG | Induced Draft | True | False | 1 | False | Horizontal |  | None | Condensing | Single-Stage |  | 1 | Premium |  | 108000 | 102000 |  |  | 113000 | 326 | 95 | 78 | [8 empty] | Federally-Regulated Consumer Product | 04/03/2017 |  | 11/06/2017
Nordyne, LLC | Airtemp | VG7SD 108D-35ED* | Natural Gas | Induced Draft | True | False | 1 | False | Up |  | None | Condensing | Single-Stage |  | 1 | Premium |  | 108000 | 102000 |  |  | 113000 | 326 | 95 | 78 | [8 empty] | Federally-Regulated Consumer Product | 04/03/2017 |  | 11/06/2017
Nordyne, LLC | Airtemp | VG7SD 108D-35ED* | Natural Gas | Induced Draft | True | False | 1 | False | Horizontal |  | None | Condensing | Single-Stage |  | 1 | Premium |  | 108000 | 102000 |  |  | 113000 | 326 | 95 | 78 | [8 empty] | Federally-Regulated Consumer Product | 04/03/2017 |  | 11/06/2017
Nordyne, LLC | Airtemp | VG7SD 120D-35ED* | LPG | Induced Draft | True | False | 1 | False | Up |  | None | Condensing | Single-Stage |  | 1 | Premium |  | 120000 | 113000 |  |  | 113000 | 452 | 94.3 | 78 | [8 empty] | Federally-Regulated Consumer Product | 04/03/2017 |  | 11/06/2017
Nordyne, LLC | Airtemp | VG7SD 120D-35ED* | LPG | Induced Draft | True | False | 1 | False | Horizontal |  | None | Condensing | Single-Stage |  | 1 | Premium |  | 120000 | 113000 |  |  | 113000 | 452 | 94.3 | 78 | [8 empty] | Federally-Regulated Consumer Product | 04/03/2017 |  | 11/06/2017
Nordyne, LLC | Airtemp | VG7SD 120D-35ED* | Natural Gas | Induced Draft | True | False | 1 | False | Up |  | None | Condensing | Single-Stage |  | 1 | Premium |  | 120000 | 113000 |  |  | 113000 | 452 | 94.3 | 78 | [8 empty] | Federally-Regulated Consumer Product | 04/03/2017 |  | 11/06/2017
Nordyne, LLC | Airtemp | VG7SD 120D-35ED* | Natural Gas | Induced Draft | True | False | 1 | False | Horizontal |  | None | Condensing | Single-Stage |  | 1 | Premium |  | 120000 | 113000 |  |  | 113000 | 452 | 94.3 | 78 | [8 empty] | Federally-Regulated Consumer Product | 04/03/2017 |  | 11/06/2017
Nordyne, LLC | Airtemp | VG7TE 060*-*B* | LPG | Induced Draft | True | False | 1 | False | Up |  | None | Condensing | Two-Stage Modulating |  | 0.5 | Premium |  | 60000 | 57000 |  |  | 48200 | 274 | 96 | 78 | [8 empty] | Federally-Regulated Consumer Product | 04/03/2017 |  | 11/06/2017
Nordyne, LLC | Airtemp | VG7TE 060*-*B* | Natural Gas | Induced Draft | True | False | 1 | False | Up |  | None | Condensing | Two-Stage Modulating |  | 0.5 | Premium |  | 60000 | 57000 |  |  | 48200 | 274 | 96 | 78 | [8 empty] | Federally-Regulated Consumer Product | 04/03/2017 |  | 11/06/2017
Nordyne, LLC | Airtemp | VG7TE 115*-*D* | LPG | Induced Draft | True | False | 1 | False | Up |  | None | Condensing | Two-Stage Modulating |  | 1 | Premium |  | 115000 | 109000 |  |  | 96100 | 350 | 96 | 78 | [8 empty] | Federally-Regulated Consumer Product | 04/03/2017 |  | 11/06/2017
Nordyne, LLC | Airtemp | VG7TE 115*-*D* | Natural Gas | Induced Draft | True | False | 1 | False | Up |  | None | Condensing | Two-Stage Modulating |  | 1 | Premium |  | 115000 | 109000 |  |  | 96100 | 350 | 96 | 78 | [8 empty] | Federally-Regulated Consumer Product | 04/03/2017 |  | 11/06/2017
Nordyne, LLC | Airtemp | VG7TE 115*-VD* | LPG | Induced Draft | True | False | 1 | False | Up |  | None | Condensing | Two-Stage Modulating |  | 1 | Premium |  | 115000 | 109000 |  |  | 96100 | 350 | 96 | 78 | [8 empty] | Federally-Regulated Consumer Product | 04/03/2017 |  | 11/06/2017
Nordyne, LLC | Airtemp | VG7TE 115*-VD* | Natural Gas | Induced Draft | True | False | 1 | False | Up |  | None | Condensing | Two-Stage Modulating |  | 1 | Premium |  | 115000 | 109000 |  |  | 96100 | 350 | 96 | 78 | [8 empty] | Federally-Regulated Consumer Product | 04/03/2017 |  | 11/06/2017
Nordyne, LLC | Airtemp | VG7TE 060*-VB* | LPG | Induced Draft | True | False | 1 | False | Up |  | None | Condensing | Two-Stage Modulating |  | 0.5 | Premium |  | 60000 | 57000 |  |  | 48200 | 266 | 96 | 78 | [8 empty] | Federally-Regulated Consumer Product | 04/03/2017 |  | 11/06/2017
Nordyne, LLC | Airtemp | VG7TE 060*-VB* | Natural Gas | Induced Draft | True | False | 1 | False | Up |  | None | Condensing | Two-Stage Modulating |  | 0.5 | Premium |  | 60000 | 57000 |  |  | 48200 | 266 | 96 | 78 | [8 empty] | Federally-Regulated Consumer Product | 04/03/2017 |  | 11/06/2017
Nordyne, LLC | Airtemp | VG7TE 100*-*C* | LPG | Induced Draft | True | False | 1 | False | Up |  | None | Condensing | Two-Stage Modulating |  | 0.75 | Premium |  | 100000 | 96000 |  |  | 97000 | 572 | 96 | 78 | [8 empty] | Federally-Regulated Consumer Product | 04/03/2017 |  | 11/06/2017
Nordyne, LLC | Airtemp | VG7TE 100*-*C* | Natural Gas | Induced Draft | True | False | 1 | False | Up |  | None | Condensing | Two-Stage Modulating |  | 0.75 | Premium |  | 100000 | 96000 |  |  | 97000 | 572 | 96 | 78 | [8 empty] | Federally-Regulated Consumer Product | 04/03/2017 |  | 11/06/2017
Carrier Corp. - Syracuse | Bryant | 912SBS48080S17 | LPG | Induced Draft | True | False | 1 | False | Up |  | None | Condensing | Single-Stage |  | 0.5 | Standard |  | 80000 | 75000 |  |  | 66800 | 798 | 92.1 | 78 | [8 empty] | Federally-Regulated Consumer Product | 10/18/2017 |  | 11/06/2017
Carrier Corp. - Syracuse | Bryant | 912SBS48080S17 | LPG | Induced Draft | True | False | 1 | False | Down |  | None | Condensing | Single-Stage |  | 0.5 | Standard |  | 80000 | 75000 |  |  | 66800 | 798 | 92.1 | 78 | [8 empty] | Federally-Regulated Consumer Product | 10/18/2017 |  | 11/06/2017
Carrier Corp. - Syracuse | Bryant | 912SBS48080S17 | LPG | Induced Draft | True | False | 1 | False | Horizontal |  | None | Condensing | Single-Stage |  | 0.5 | Standard |  | 80000 | 75000 |  |  | 66800 | 798 | 92.1 | 78 | [8 empty] | Federally-Regulated Consumer Product | 10/18/2017 |  | 11/06/2017
Carrier Corp. - Syracuse | Bryant | 912SBS48080S17 | Natural Gas | Induced Draft | True | False | 1 | False | Up |  | None | Condensing | Single-Stage |  | 0.5 | Standard |  | 80000 | 75000 |  |  | 66800 | 798 | 92.1 | 78 | [8 empty] | Federally-Regulated Consumer Product | 10/18/2017 |  | 11/06/2017
Carrier Corp. - Syracuse | Bryant | 912SBS48080S17 | Natural Gas | Induced Draft | True | False | 1 | False | Down |  | None | Condensing | Single-Stage |  | 0.5 | Standard |  | 80000 | 75000 |  |  | 66800 | 798 | 92.1 | 78 | [8 empty] | Federally-Regulated Consumer Product | 10/18/2017 |  | 11/06/2017
Carrier Corp. - Syracuse | Bryant | 912SBS48080S17 | Natural Gas | Induced Draft | True | False | 1 | False | Horizontal |  | None | Condensing | Single-Stage |  | 0.5 | Standard |  | 80000 | 75000 |  |  | 66800 | 798 | 92.1 | 78 | [8 empty] | Federally-Regulated Consumer Product | 10/18/2017 |  | 11/06/2017
International Comfort Products | Airquest | N9MSB0801716B* | LPG | Induced Draft | True | False | 1 | False | Up |  | None | Condensing | Single-Stage |  | 0.5 | Standard |  | 80000 | 75000 |  |  | 66900 | 743 | 92.1 | 78 | [8 empty] | Federally-Regulated Consumer Product | 11/28/2016 |  | 11/06/2017
International Comfort Products | Airquest | N9MSB0801716B* | LPG | Induced Draft | True | False | 1 | False | Down |  | None | Condensing | Single-Stage |  | 0.5 | Standard |  | 80000 | 75000 |  |  | 66900 | 743 | 92.1 | 78 | [8 empty] | Federally-Regulated Consumer Product | 11/28/2016 |  | 11/06/2017
International Comfort Products | Airquest | N9MSB0801716B* | LPG | Induced Draft | True | False | 1 | False | Horizontal |  | None | Condensing | Single-Stage |  | 0.5 | Standard |  | 80000 | 75000 |  |  | 66900 | 743 | 92.1 | 78 | [8 empty] | Federally-Regulated Consumer Product | 11/28/2016 |  | 11/06/2017
International Comfort Products | Airquest | N9MSB0801716B* | Natural Gas | Induced Draft | True | False | 1 | False | Up |  | None | Condensing | Single-Stage |  | 0.5 | Standard |  | 80000 | 75000 |  |  | 66900 | 743 | 92.1 | 78 | [8 empty] | Federally-Regulated Consumer Product | 11/28/2016 |  | 11/06/2017
International Comfort Products | Airquest | N9MSB0801716B* | Natural Gas | Induced Draft | True | False | 1 | False | Down |  | None | Condensing | Single-Stage |  | 0.5 | Standard |  | 80000 | 75000 |  |  | 66900 | 743 | 92.1 | 78 | [8 empty] | Federally-Regulated Consumer Product | 11/28/2016 |  | 11/06/2017
International Comfort Products | Airquest | N9MSB0801716B* | Natural Gas | Induced Draft | True | False | 1 | False | Horizontal |  | None | Condensing | Single-Stage |  | 0.5 | Standard |  | 80000 | 75000 |  |  | 66900 | 743 | 92.1 | 78 | [8 empty] | Federally-Regulated Consumer Product | 11/28/2016 |  | 11/06/2017
International Comfort Products | Airquest | N9MSE1402420A* | LPG | Induced Draft | True | False | 1 | False | Up |  | None | Condensing | Single-Stage |  | 0.75 | Standard |  | 140000 | 135000 |  |  | 128900 | 1520 | 95.5 | 78 | [8 empty] | Federally-Regulated Consumer Product | 11/28/2016 |  | 11/06/2017
International Comfort Products | Airquest | N9MSE1402420A* | LPG | Induced Draft | True | False | 1 | False | Horizontal |  | None | Condensing | Single-Stage |  | 0.75 | Standard |  | 140000 | 135000 |  |  | 128900 | 1520 | 95.5 | 78 | [8 empty] | Federally-Regulated Consumer Product | 11/28/2016 |  | 11/06/2017
International Comfort Products | Airquest | N9MSE1402420A* | Natural Gas | Induced Draft | True | False | 1 | False | Up |  | None | Condensing | Single-Stage |  | 0.75 | Standard |  | 140000 | 135000 |  |  | 128900 | 1520 | 95.5 | 78 | [8 empty] | Federally-Regulated Consumer Product | 11/28/2016 |  | 11/06/2017
International Comfort Products | Airquest | N9MSE1402420A* | Natural Gas | Induced Draft | True | False | 1 | False | Horizontal |  | None | Condensing | Single-Stage |  | 0.75 | Standard |  | 140000 | 135000 |  |  | 128900 | 1520 | 95.5 | 78 | [8 empty] | Federally-Regulated Consumer Product | 11/28/2016 |  | 11/06/2017
International Comfort Products | Arcoaire | N9MSB0801716B* | LPG | Induced Draft | True | False | 1 | False | Up |  | None | Condensing | Single-Stage |  | 0.5 | Standard |  | 80000 | 75000 |  |  | 66900 | 743 | 92.1 | 78 | [8 empty] | Federally-Regulated Consumer Product | 11/28/2016 |  | 11/06/2017
International Comfort Products | Arcoaire | N9MSB0801716B* | LPG | Induced Draft | True | False | 1 | False | Down |  | None | Condensing | Single-Stage |  | 0.5 | Standard |  | 80000 | 75000 |  |  | 66900 | 743 | 92.1 | 78 | [8 empty] | Federally-Regulated Consumer Product | 11/28/2016 |  | 11/06/2017
International Comfort Products | Arcoaire | N9MSB0801716B* | LPG | Induced Draft | True | False | 1 | False | Horizontal |  | None | Condensing | Single-Stage |  | 0.5 | Standard |  | 80000 | 75000 |  |  | 66900 | 743 | 92.1 | 78 | [8 empty] | Federally-Regulated Consumer Product | 11/28/2016 |  | 11/06/2017
International Comfort Products | Arcoaire | N9MSB0801716B* | Natural Gas | Induced Draft | True | False | 1 | False | Up |  | None | Condensing | Single-Stage |  | 0.5 | Standard |  | 80000 | 75000 |  |  | 66900 | 743 | 92.1 | 78 | [8 empty] | Federally-Regulated Consumer Product | 11/28/2016 |  | 11/06/2017
International Comfort Products | Arcoaire | N9MSB0801716B* | Natural Gas | Induced Draft | True | False | 1 | False | Down |  | None | Condensing | Single-Stage |  | 0.5 | Standard |  | 80000 | 75000 |  |  | 66900 | 743 | 92.1 | 78 | [8 empty] | Federally-Regulated Consumer Product | 11/28/2016 |  | 11/06/2017
International Comfort Products | Arcoaire | N9MSB0801716B* | Natural Gas | Induced Draft | True | False | 1 | False | Horizontal |  | None | Condensing | Single-Stage |  | 0.5 | Standard |  | 80000 | 75000 |  |  | 66900 | 743 | 92.1 | 78 | [8 empty] | Federally-Regulated Consumer Product | 11/28/2016 |  | 11/06/2017
International Comfort Products | Arcoaire | F9MXE0401410A* | LPG | Induced Draft | True | False | 1 | True | Up |  | None | Condensing | Single-Stage |  | 0.5 | Standard |  | 40000 | 39000 |  |  | 32800 | 195 | 96 | 75 | [8 empty] | Federally-Regulated Consumer Product | 11/28/2016 |  | 11/06/2017
International Comfort Products | Arcoaire | F9MXE0401410A* | LPG | Induced Draft | True | False | 1 | True | Horizontal |  | None | Condensing | Single-Stage |  | 0.5 | Standard |  | 40000 | 39000 |  |  | 32800 | 195 | 96 | 75 | [8 empty] | Federally-Regulated Consumer Product | 11/28/2016 |  | 11/06/2017
International Comfort Products | Arcoaire | F9MXE0401410A* | Natural Gas | Induced Draft | True | False | 1 | True | Up |  | None | Condensing | Single-Stage |  | 0.5 | Standard |  | 40000 | 39000 |  |  | 32800 | 195 | 96 | 75 | [8 empty] | Federally-Regulated Consumer Product | 11/28/2016 |  | 11/06/2017
International Comfort Products | Arcoaire | F9MXE0401410A* | Natural Gas | Induced Draft | True | False | 1 | True | Horizontal |  | None | Condensing | Single-Stage |  | 0.5 | Standard |  | 40000 | 39000 |  |  | 32800 | 195 | 96 | 75 | [8 empty] | Federally-Regulated Consumer Product | 11/28/2016 |  | 11/06/2017
International Comfort Products | Arcoaire | F9MXE0601714A* | LPG | Induced Draft | True | False | 1 | True | Up |  | None | Condensing | Single-Stage |  | 0.75 | Standard |  | 60000 | 58000 |  |  | 49300 | 190 | 96 | 75 | [8 empty] | Federally-Regulated Consumer Product | 11/28/2016 |  | 11/06/2017
International Comfort Products | Arcoaire | F9MXE0601714A* | LPG | Induced Draft | True | False | 1 | True | Horizontal |  | None | Condensing | Single-Stage |  | 0.75 | Standard |  | 60000 | 58000 |  |  | 49300 | 190 | 96 | 75 | [8 empty] | Federally-Regulated Consumer Product | 11/28/2016 |  | 11/06/2017
International Comfort Products | Arcoaire | F9MXE0601714A* | Natural Gas | Induced Draft | True | False | 1 | True | Up |  | None | Condensing | Single-Stage |  | 0.75 | Standard |  | 60000 | 58000 |  |  | 49300 | 190 | 96 | 75 | [8 empty] | Federally-Regulated Consumer Product | 11/28/2016 |  | 11/06/2017
International Comfort Products | Arcoaire | F9MXE0601714A* | Natural Gas | Induced Draft | True | False | 1 | True | Horizontal |  | None | Condensing | Single-Stage |  | 0.75 | Standard |  | 60000 | 58000 |  |  | 49300 | 190 | 96 | 75 | [8 empty] | Federally-Regulated Consumer Product | 11/28/2016 |  | 11/06/2017
International Comfort Products | Arcoaire | N9MSE1402420A* | LPG | Induced Draft | True | False | 1 | False | Up |  | None | Condensing | Single-Stage |  | 0.75 | Standard |  | 140000 | 135000 |  |  | 128900 | 1520 | 95.5 | 78 | [8 empty] | Federally-Regulated Consumer Product | 11/28/2016 |  | 11/06/2017
International Comfort Products | Arcoaire | N9MSE1402420A* | LPG | Induced Draft | True | False | 1 | False | Horizontal |  | None | Condensing | Single-Stage |  | 0.75 | Standard |  | 140000 | 135000 |  |  | 128900 | 1520 | 95.5 | 78 | [8 empty] | Federally-Regulated Consumer Product | 11/28/2016 |  | 11/06/2017
International Comfort Products | Arcoaire | N9MSE1402420A* | Natural Gas | Induced Draft | True | False | 1 | False | Up |  | None | Condensing | Single-Stage |  | 0.75 | Standard |  | 140000 | 135000 |  |  | 128900 | 1520 | 95.5 | 78 | [8 empty] | Federally-Regulated Consumer Product | 11/28/2016 |  | 11/06/2017
International Comfort Products | Arcoaire | N9MSE1402420A* | Natural Gas | Induced Draft | True | False | 1 | False | Horizontal |  | None | Condensing | Single-Stage |  | 0.75 | Standard |  | 140000 | 135000 |  |  | 128900 | 1520 | 95.5 | 78 | [8 empty] | Federally-Regulated Consumer Product | 11/28/2016 |  | 11/06/2017
International Comfort Products | Comfortmaker | N9MSB0801716B* | LPG | Induced Draft | True | False | 1 | False | Up |  | None | Condensing | Single-Stage |  | 0.5 | Standard |  | 80000 | 75000 |  |  | 66900 | 743 | 92.1 | 78 | [8 empty] | Federally-Regulated Consumer Product | 11/28/2016 |  | 11/06/2017
International Comfort Products | Comfortmaker | N9MSB0801716B* | LPG | Induced Draft | True | False | 1 | False | Down |  | None | Condensing | Single-Stage |  | 0.5 | Standard |  | 80000 | 75000 |  |  | 66900 | 743 | 92.1 | 78 | [8 empty] | Federally-Regulated Consumer Product | 11/28/2016 |  | 11/06/2017
International Comfort Products | Comfortmaker | N9MSB0801716B* | LPG | Induced Draft | True | False | 1 | False | Horizontal |  | None | Condensing | Single-Stage |  | 0.5 | Standard |  | 80000 | 75000 |  |  | 66900 | 743 | 92.1 | 78 | [8 empty] | Federally-Regulated Consumer Product | 11/28/2016 |  | 11/06/2017
International Comfort Products | Comfortmaker | N9MSB0801716B* | Natural Gas | Induced Draft | True | False | 1 | False | Up |  | None | Condensing | Single-Stage |  | 0.5 | Standard |  | 80000 | 75000 |  |  | 66900 | 743 | 92.1 | 78 | [8 empty] | Federally-Regulated Consumer Product | 11/28/2016 |  | 11/06/2017
International Comfort Products | Comfortmaker | N9MSB0801716B* | Natural Gas | Induced Draft | True | False | 1 | False | Down |  | None | Condensing | Single-Stage |  | 0.5 | Standard |  | 80000 | 75000 |  |  | 66900 | 743 | 92.1 | 78 | [8 empty] | Federally-Regulated Consumer Product | 11/28/2016 |  | 11/06/2017
International Comfort Products | Comfortmaker | N9MSB0801716B* | Natural Gas | Induced Draft | True | False | 1 | False | Horizontal |  | None | Condensing | Single-Stage |  | 0.5 | Standard |  | 80000 | 75000 |  |  | 66900 | 743 | 92.1 | 78 | [8 empty] | Federally-Regulated Consumer Product | 11/28/2016 |  | 11/06/2017
International Comfort Products | Comfortmaker | N9MSE1402420A* | LPG | Induced Draft | True | False | 1 | False | Up |  | None | Condensing | Single-Stage |  | 0.75 | Standard |  | 140000 | 135000 |  |  | 128900 | 1520 | 95.5 | 78 | [8 empty] | Federally-Regulated Consumer Product | 11/28/2016 |  | 11/06/2017
International Comfort Products | Comfortmaker | N9MSE1402420A* | LPG | Induced Draft | True | False | 1 | False | Horizontal |  | None | Condensing | Single-Stage |  | 0.75 | Standard |  | 140000 | 135000 |  |  | 128900 | 1520 | 95.5 | 78 | [8 empty] | Federally-Regulated Consumer Product | 11/28/2016 |  | 11/06/2017
International Comfort Products | Comfortmaker | N9MSE1402420A* | Natural Gas | Induced Draft | True | False | 1 | False | Up |  | None | Condensing | Single-Stage |  | 0.75 | Standard |  | 140000 | 135000 |  |  | 128900 | 1520 | 95.5 | 78 | [8 empty] | Federally-Regulated Consumer Product | 11/28/2016 |  | 11/06/2017
International Comfort Products | Comfortmaker | N9MSE1402420A* | Natural Gas | Induced Draft | True | False | 1 | False | Horizontal |  | None | Condensing | Single-Stage |  | 0.75 | Standard |  | 140000 | 135000 |  |  | 128900 | 1520 | 95.5 | 78 | [8 empty] | Federally-Regulated Consumer Product | 11/28/2016 |  | 11/06/2017
International Comfort Products | Day & Night | N9MSB0801716B* | LPG | Induced Draft | True | False | 1 | False | Up |  | None | Condensing | Single-Stage |  | 0.5 | Standard |  | 80000 | 75000 |  |  | 66900 | 743 | 92.1 | 78 | [8 empty] | Federally-Regulated Consumer Product | 11/28/2016 |  | 11/06/2017
International Comfort Products | Day & Night | N9MSB0801716B* | LPG | Induced Draft | True | False | 1 | False | Down |  | None | Condensing | Single-Stage |  | 0.5 | Standard |  | 80000 | 75000 |  |  | 66900 | 743 | 92.1 | 78 | [8 empty] | Federally-Regulated Consumer Product | 11/28/2016 |  | 11/06/2017
International Comfort Products | Day & Night | N9MSB0801716B* | LPG | Induced Draft | True | False | 1 | False | Horizontal |  | None | Condensing | Single-Stage |  | 0.5 | Standard |  | 80000 | 75000 |  |  | 66900 | 743 | 92.1 | 78 | [8 empty] | Federally-Regulated Consumer Product | 11/28/2016 |  | 11/06/2017
International Comfort Products | Day & Night | N9MSB0801716B* | Natural Gas | Induced Draft | True | False | 1 | False | Up |  | None | Condensing | Single-Stage |  | 0.5 | Standard |  | 80000 | 75000 |  |  | 66900 | 743 | 92.1 | 78 | [8 empty] | Federally-Regulated Consumer Product | 11/28/2016 |  | 11/06/2017
International Comfort Products | Day & Night | N9MSB0801716B* | Natural Gas | Induced Draft | True | False | 1 | False | Down |  | None | Condensing | Single-Stage |  | 0.5 | Standard |  | 80000 | 75000 |  |  | 66900 | 743 | 92.1 | 78 | [8 empty] | Federally-Regulated Consumer Product | 11/28/2016 |  | 11/06/2017
International Comfort Products | Day & Night | N9MSB0801716B* | Natural Gas | Induced Draft | True | False | 1 | False | Horizontal |  | None | Condensing | Single-Stage |  | 0.5 | Standard |  | 80000 | 75000 |  |  | 66900 | 743 | 92.1 | 78 | [8 empty] | Federally-Regulated Consumer Product | 11/28/2016 |  | 11/06/2017
International Comfort Products | Day & Night | N9MSE1402420A* | LPG | Induced Draft | True | False | 1 | False | Up |  | None | Condensing | Single-Stage |  | 0.75 | Standard |  | 140000 | 135000 |  |  | 128900 | 1520 | 95.5 | 78 | [8 empty] | Federally-Regulated Consumer Product | 11/28/2016 |  | 11/06/2017
International Comfort Products | Day & Night | N9MSE1402420A* | LPG | Induced Draft | True | False | 1 | False | Horizontal |  | None | Condensing | Single-Stage |  | 0.75 | Standard |  | 140000 | 135000 |  |  | 128900 | 1520 | 95.5 | 78 | [8 empty] | Federally-Regulated Consumer Product | 11/28/2016 |  | 11/06/2017
International Comfort Products | Day & Night | N9MSE1402420A* | Natural Gas | Induced Draft | True | False | 1 | False | Up |  | None | Condensing | Single-Stage |  | 0.75 | Standard |  | 140000 | 135000 |  |  | 128900 | 1520 | 95.5 | 78 | [8 empty] | Federally-Regulated Consumer Product | 11/28/2016 |  | 11/06/2017
International Comfort Products | Day & Night | N9MSE1402420A* | Natural Gas | Induced Draft | True | False | 1 | False | Horizontal |  | None | Condensing | Single-Stage |  | 0.75 | Standard |  | 140000 | 135000 |  |  | 128900 | 1520 | 95.5 | 78 | [8 empty] | Federally-Regulated Consumer Product | 11/28/2016 |  | 11/06/2017
International Comfort Products | EcoTemp | WFAR100C066B | LPG | Induced Draft | True | False | 1 | True | Up |  | None | Condensing | Single-Stage |  | 0.75 | Standard |  | 100000 | 93000 |  |  | 83600 | 940 | 92.1 | 75 | [8 empty] | Federally-Regulated Consumer Product | 11/28/2016 |  | 11/06/2017
International Comfort Products | EcoTemp | WFAR100C066B | LPG | Induced Draft | True | False | 1 | True | Down |  | None | Condensing | Single-Stage |  | 0.75 | Standard |  | 100000 | 93000 |  |  | 83600 | 940 | 92.1 | 75 | [8 empty] | Federally-Regulated Consumer Product | 11/28/2016 |  | 11/06/2017
International Comfort Products | EcoTemp | WFAR100C066B | LPG | Induced Draft | True | False | 1 | True | Horizontal |  | None | Condensing | Single-Stage |  | 0.75 | Standard |  | 100000 | 93000 |  |  | 83600 | 940 | 92.1 | 75 | [8 empty] | Federally-Regulated Consumer Product | 11/28/2016 |  | 11/06/2017
International Comfort Products | EcoTemp | WFAR100C066B | Natural Gas | Induced Draft | True | False | 1 | True | Up |  | None | Condensing | Single-Stage |  | 0.75 | Standard |  | 100000 | 93000 |  |  | 83600 | 940 | 92.1 | 75 | [8 empty] | Federally-Regulated Consumer Product | 11/28/2016 |  | 11/06/2017
International Comfort Products | EcoTemp | WFAR100C066B | Natural Gas | Induced Draft | True | False | 1 | True | Down |  | None | Condensing | Single-Stage |  | 0.75 | Standard |  | 100000 | 93000 |  |  | 83600 | 940 | 92.1 | 75 | [8 empty] | Federally-Regulated Consumer Product | 11/28/2016 |  | 11/06/2017
International Comfort Products | EcoTemp | WFAR100C066B | Natural Gas | Induced Draft | True | False | 1 | True | Horizontal |  | None | Condensing | Single-Stage |  | 0.75 | Standard |  | 100000 | 93000 |  |  | 83600 | 940 | 92.1 | 75 | [8 empty] | Federally-Regulated Consumer Product | 11/28/2016 |  | 11/06/2017
International Comfort Products | EcoTemp | WFAR040A030B | LPG | Induced Draft | True | False | 1 | True | Up |  | None | Condensing | Single-Stage |  | 0.33 | Standard |  | 40000 | 37000 |  |  | 33600 | 348 | 92.1 | 75 | [8 empty] | Federally-Regulated Consumer Product | 11/28/2016 |  | 11/06/2017
International Comfort Products | EcoTemp | WFAR040A030B | LPG | Induced Draft | True | False | 1 | True | Down |  | None | Condensing | Single-Stage |  | 0.33 | Standard |  | 40000 | 37000 |  |  | 33600 | 348 | 92.1 | 75 | [8 empty] | Federally-Regulated Consumer Product | 11/28/2016 |  | 11/06/2017
International Comfort Products | EcoTemp | WFAR040A030B | LPG | Induced Draft | True | False | 1 | True | Horizontal |  | None | Condensing | Single-Stage |  | 0.33 | Standard |  | 40000 | 37000 |  |  | 33600 | 348 | 92.1 | 75 | [8 empty] | Federally-Regulated Consumer Product | 11/28/2016 |  | 11/06/2017
International Comfort Products | EcoTemp | WFAR040A030B | Natural Gas | Induced Draft | True | False | 1 | True | Up |  | None | Condensing | Single-Stage |  | 0.33 | Standard |  | 40000 | 37000 |  |  | 33600 | 348 | 92.1 | 75 | [8 empty] | Federally-Regulated Consumer Product | 11/28/2016 |  | 11/06/2017
International Comfort Products | EcoTemp | WFAR040A030B | Natural Gas | Induced Draft | True | False | 1 | True | Down |  | None | Condensing | Single-Stage |  | 0.33 | Standard |  | 40000 | 37000 |  |  | 33600 | 348 | 92.1 | 75 | [8 empty] | Federally-Regulated Consumer Product | 11/28/2016 |  | 11/06/2017
International Comfort Products | EcoTemp | WFAR040A030B | Natural Gas | Induced Draft | True | False | 1 | True | Horizontal |  | None | Condensing | Single-Stage |  | 0.33 | Standard |  | 40000 | 37000 |  |  | 33600 | 348 | 92.1 | 75 | [8 empty] | Federally-Regulated Consumer Product | 11/28/2016 |  | 11/06/2017
International Comfort Products | EcoTemp | WFAR040A030B* | LPG | Induced Draft | True | False | 1 | False | Up |  | None | Condensing | Single-Stage |  | 0.33 | Standard |  | 40000 | 37000 |  |  | 33600 | 348 | 92.1 | 78 | [8 empty] | Federally-Regulated Consumer Product | 11/28/2016 |  | 11/06/2017
International Comfort Products | EcoTemp | WFAR040A030B* | LPG | Induced Draft | True | False | 1 | False | Down |  | None | Condensing | Single-Stage |  | 0.33 | Standard |  | 40000 | 37000 |  |  | 33600 | 348 | 92.1 | 78 | [8 empty] | Federally-Regulated Consumer Product | 11/28/2016 |  | 11/06/2017
International Comfort Products | EcoTemp | WFAR040A030B* | LPG | Induced Draft | True | False | 1 | False | Horizontal |  | None | Condensing | Single-Stage |  | 0.33 | Standard |  | 40000 | 37000 |  |  | 33600 | 348 | 92.1 | 78 | [8 empty] | Federally-Regulated Consumer Product | 11/28/2016 |  | 11/06/2017
International Comfort Products | EcoTemp | WFAR040A030B* | Natural Gas | Induced Draft | True | False | 1 | False | Up |  | None | Condensing | Single-Stage |  | 0.33 | Standard |  | 40000 | 37000 |  |  | 33600 | 348 | 92.1 | 78 | [8 empty] | Federally-Regulated Consumer Product | 11/28/2016 |  | 11/06/2017
International Comfort Products | EcoTemp | WFAR040A030B* | Natural Gas | Induced Draft | True | False | 1 | False | Down |  | None | Condensing | Single-Stage |  | 0.33 | Standard |  | 40000 | 37000 |  |  | 33600 | 348 | 92.1 | 78 | [8 empty] | Federally-Regulated Consumer Product | 11/28/2016 |  | 11/06/2017
International Comfort Products | EcoTemp | WFAR040A030B* | Natural Gas | Induced Draft | True | False | 1 | False | Horizontal |  | None | Condensing | Single-Stage |  | 0.33 | Standard |  | 40000 | 37000 |  |  | 33600 | 348 | 92.1 | 78 | [8 empty] | Federally-Regulated Consumer Product | 11/28/2016 |  | 11/06/2017
International Comfort Products | EcoTemp | WFAR100C066B* | LPG | Induced Draft | True | False | 1 | False | Up |  | None | Condensing | Single-Stage |  | 0.75 | Standard |  | 100000 | 93000 |  |  | 83600 | 940 | 92.1 | 78 | [8 empty] | Federally-Regulated Consumer Product | 11/28/2016 |  | 11/06/2017
International Comfort Products | EcoTemp | WFAR100C066B* | LPG | Induced Draft | True | False | 1 | False | Down |  | None | Condensing | Single-Stage |  | 0.75 | Standard |  | 100000 | 93000 |  |  | 83600 | 940 | 92.1 | 78 | [8 empty] | Federally-Regulated Consumer Product | 11/28/2016 |  | 11/06/2017
International Comfort Products | EcoTemp | WFAR100C066B* | LPG | Induced Draft | True | False | 1 | False | Horizontal |  | None | Condensing | Single-Stage |  | 0.75 | Standard |  | 100000 | 93000 |  |  | 83600 | 940 | 92.1 | 78 | [8 empty] | Federally-Regulated Consumer Product | 11/28/2016 |  | 11/06/2017
International Comfort Products | EcoTemp | WFAR100C066B* | Natural Gas | Induced Draft | True | False | 1 | False | Up |  | None | Condensing | Single-Stage |  | 0.75 | Standard |  | 100000 | 93000 |  |  | 83600 | 940 | 92.1 | 78 | [8 empty] | Federally-Regulated Consumer Product | 11/28/2016 |  | 11/06/2017
International Comfort Products | EcoTemp | WFAR100C066B* | Natural Gas | Induced Draft | True | False | 1 | False | Down |  | None | Condensing | Single-Stage |  | 0.75 | Standard |  | 100000 | 93000 |  |  | 83600 | 940 | 92.1 | 78 | [8 empty] | Federally-Regulated Consumer Product | 11/28/2016 |  | 11/06/2017
International Comfort Products | EcoTemp | WFAR100C066B* | Natural Gas | Induced Draft | True | False | 1 | False | Horizontal |  | None | Condensing | Single-Stage |  | 0.75 | Standard |  | 100000 | 93000 |  |  | 83600 | 940 | 92.1 | 78 | [8 empty] | Federally-Regulated Consumer Product | 11/28/2016 |  | 11/06/2017
International Comfort Products | Grandaire | WFAR100C066B | LPG | Induced Draft | True | False | 1 | True | Up |  | None | Condensing | Single-Stage |  | 0.75 | Standard |  | 100000 | 93000 |  |  | 83600 | 940 | 92.1 | 75 | [8 empty] | Federally-Regulated Consumer Product | 11/28/2016 |  | 11/06/2017
International Comfort Products | Grandaire | WFAR100C066B | LPG | Induced Draft | True | False | 1 | True | Down |  | None | Condensing | Single-Stage |  | 0.75 | Standard |  | 100000 | 93000 |  |  | 83600 | 940 | 92.1 | 75 | [8 empty] | Federally-Regulated Consumer Product | 11/28/2016 |  | 11/06/2017
International Comfort Products | Grandaire | WFAR100C066B | LPG | Induced Draft | True | False | 1 | True | Horizontal |  | None | Condensing | Single-Stage |  | 0.75 | Standard |  | 100000 | 93000 |  |  | 83600 | 940 | 92.1 | 75 | [8 empty] | Federally-Regulated Consumer Product | 11/28/2016 |  | 11/06/2017
International Comfort Products | Grandaire | WFAR100C066B | Natural Gas | Induced Draft | True | False | 1 | True | Up |  | None | Condensing | Single-Stage |  | 0.75 | Standard |  | 100000 | 93000 |  |  | 83600 | 940 | 92.1 | 75 | [8 empty] | Federally-Regulated Consumer Product | 11/28/2016 |  | 11/06/2017
International Comfort Products | Grandaire | WFAR100C066B | Natural Gas | Induced Draft | True | False | 1 | True | Down |  | None | Condensing | Single-Stage |  | 0.75 | Standard |  | 100000 | 93000 |  |  | 83600 | 940 | 92.1 | 75 | [8 empty] | Federally-Regulated Consumer Product | 11/28/2016 |  | 11/06/2017
International Comfort Products | Grandaire | WFAR100C066B | Natural Gas | Induced Draft | True | False | 1 | True | Horizontal |  | None | Condensing | Single-Stage |  | 0.75 | Standard |  | 100000 | 93000 |  |  | 83600 | 940 | 92.1 | 75 | [8 empty] | Federally-Regulated Consumer Product | 11/28/2016 |  | 11/06/2017
International Comfort Products | Grandaire | WFAR040A030B | LPG | Induced Draft | True | False | 1 | True | Up |  | None | Condensing | Single-Stage |  | 0.33 | Standard |  | 40000 | 37000 |  |  | 33600 | 348 | 92.1 | 75 | [8 empty] | Federally-Regulated Consumer Product | 11/28/2016 |  | 11/06/2017
International Comfort Products | Grandaire | WFAR040A030B | LPG | Induced Draft | True | False | 1 | True | Down |  | None | Condensing | Single-Stage |  | 0.33 | Standard |  | 40000 | 37000 |  |  | 33600 | 348 | 92.1 | 75 | [8 empty] | Federally-Regulated Consumer Product | 11/28/2016 |  | 11/06/2017
International Comfort Products | Grandaire | WFAR040A030B | LPG | Induced Draft | True | False | 1 | True | Horizontal |  | None | Condensing | Single-Stage |  | 0.33 | Standard |  | 40000 | 37000 |  |  | 33600 | 348 | 92.1 | 75 | [8 empty] | Federally-Regulated Consumer Product | 11/28/2016 |  | 11/06/2017
International Comfort Products | Grandaire | WFAR040A030B | Natural Gas | Induced Draft | True | False | 1 | True | Up |  | None | Condensing | Single-Stage |  | 0.33 | Standard |  | 40000 | 37000 |  |  | 33600 | 348 | 92.1 | 75 | [8 empty] | Federally-Regulated Consumer Product | 11/28/2016 |  | 11/06/2017
International Comfort Products | Grandaire | WFAR040A030B | Natural Gas | Induced Draft | True | False | 1 | True | Down |  | None | Condensing | Single-Stage |  | 0.33 | Standard |  | 40000 | 37000 |  |  | 33600 | 348 | 92.1 | 75 | [8 empty] | Federally-Regulated Consumer Product | 11/28/2016 |  | 11/06/2017
International Comfort Products | Grandaire | WFAR040A030B | Natural Gas | Induced Draft | True | False | 1 | True | Horizontal |  | None | Condensing | Single-Stage |  | 0.33 | Standard |  | 40000 | 37000 |  |  | 33600 | 348 | 92.1 | 75 | [8 empty] | Federally-Regulated Consumer Product | 11/28/2016 |  | 11/06/2017
International Comfort Products | Grandaire | WFAR040A030B* | LPG | Induced Draft | True | False | 1 | False | Up |  | None | Condensing | Single-Stage |  | 0.33 | Standard |  | 40000 | 37000 |  |  | 33600 | 348 | 92.1 | 78 | [8 empty] | Federally-Regulated Consumer Product | 11/28/2016 |  | 11/06/2017
International Comfort Products | Grandaire | WFAR040A030B* | LPG | Induced Draft | True | False | 1 | False | Down |  | None | Condensing | Single-Stage |  | 0.33 | Standard |  | 40000 | 37000 |  |  | 33600 | 348 | 92.1 | 78 | [8 empty] | Federally-Regulated Consumer Product | 11/28/2016 |  | 11/06/2017
International Comfort Products | Grandaire | WFAR040A030B* | LPG | Induced Draft | True | False | 1 | False | Horizontal |  | None | Condensing | Single-Stage |  | 0.33 | Standard |  | 40000 | 37000 |  |  | 33600 | 348 | 92.1 | 78 | [8 empty] | Federally-Regulated Consumer Product | 11/28/2016 |  | 11/06/2017
International Comfort Products | Grandaire | WFAR040A030B* | Natural Gas | Induced Draft | True | False | 1 | False | Up |  | None | Condensing | Single-Stage |  | 0.33 | Standard |  | 40000 | 37000 |  |  | 33600 | 348 | 92.1 | 78 | [8 empty] | Federally-Regulated Consumer Product | 11/28/2016 |  | 11/06/2017
International Comfort Products | Grandaire | WFAR040A030B* | Natural Gas | Induced Draft | True | False | 1 | False | Down |  | None | Condensing | Single-Stage |  | 0.33 | Standard |  | 40000 | 37000 |  |  | 33600 | 348 | 92.1 | 78 | [8 empty] | Federally-Regulated Consumer Product | 11/28/2016 |  | 11/06/2017
International Comfort Products | Grandaire | WFAR040A030B* | Natural Gas | Induced Draft | True | False | 1 | False | Horizontal |  | None | Condensing | Single-Stage |  | 0.33 | Standard |  | 40000 | 37000 |  |  | 33600 | 348 | 92.1 | 78 | [8 empty] | Federally-Regulated Consumer Product | 11/28/2016 |  | 11/06/2017
International Comfort Products | Grandaire | WFAR100C066B* | LPG | Induced Draft | True | False | 1 | False | Up |  | None | Condensing | Single-Stage |  | 0.75 | Standard |  | 100000 | 93000 |  |  | 83600 | 940 | 92.1 | 78 | [8 empty] | Federally-Regulated Consumer Product | 11/28/2016 |  | 11/06/2017
International Comfort Products | Grandaire | WFAR100C066B* | LPG | Induced Draft | True | False | 1 | False | Down |  | None | Condensing | Single-Stage |  | 0.75 | Standard |  | 100000 | 93000 |  |  | 83600 | 940 | 92.1 | 78 | [8 empty] | Federally-Regulated Consumer Product | 11/28/2016 |  | 11/06/2017
International Comfort Products | Grandaire | WFAR100C066B* | LPG | Induced Draft | True | False | 1 | False | Horizontal |  | None | Condensing | Single-Stage |  | 0.75 | Standard |  | 100000 | 93000 |  |  | 83600 | 940 | 92.1 | 78 | [8 empty] | Federally-Regulated Consumer Product | 11/28/2016 |  | 11/06/2017
International Comfort Products | Grandaire | WFAR100C066B* | Natural Gas | Induced Draft | True | False | 1 | False | Up |  | None | Condensing | Single-Stage |  | 0.75 | Standard |  | 100000 | 93000 |  |  | 83600 | 940 | 92.1 | 78 | [8 empty] | Federally-Regulated Consumer Product | 11/28/2016 |  | 11/06/2017
International Comfort Products | Grandaire | WFAR100C066B* | Natural Gas | Induced Draft | True | False | 1 | False | Down |  | None | Condensing | Single-Stage |  | 0.75 | Standard |  | 100000 | 93000 |  |  | 83600 | 940 | 92.1 | 78 | [8 empty] | Federally-Regulated Consumer Product | 11/28/2016 |  | 11/06/2017
International Comfort Products | Grandaire | WFAR100C066B* | Natural Gas | Induced Draft | True | False | 1 | False | Horizontal |  | None | Condensing | Single-Stage |  | 0.75 | Standard |  | 100000 | 93000 |  |  | 83600 | 940 | 92.1 | 78 | [8 empty] | Federally-Regulated Consumer Product | 11/28/2016 |  | 11/06/2017
International Comfort Products | Heil | N9MSB0801716B* | LPG | Induced Draft | True | False | 1 | False | Up |  | None | Condensing | Single-Stage |  | 0.5 | Standard |  | 80000 | 75000 |  |  | 66900 | 743 | 92.1 | 78 | [8 empty] | Federally-Regulated Consumer Product | 11/28/2016 |  | 11/06/2017
International Comfort Products | Heil | N9MSB0801716B* | LPG | Induced Draft | True | False | 1 | False | Down |  | None | Condensing | Single-Stage |  | 0.5 | Standard |  | 80000 | 75000 |  |  | 66900 | 743 | 92.1 | 78 | [8 empty] | Federally-Regulated Consumer Product | 11/28/2016 |  | 11/06/2017
International Comfort Products | Heil | N9MSB0801716B* | LPG | Induced Draft | True | False | 1 | False | Horizontal |  | None | Condensing | Single-Stage |  | 0.5 | Standard |  | 80000 | 75000 |  |  | 66900 | 743 | 92.1 | 78 | [8 empty] | Federally-Regulated Consumer Product | 11/28/2016 |  | 11/06/2017
International Comfort Products | Heil | N9MSB0801716B* | Natural Gas | Induced Draft | True | False | 1 | False | Up |  | None | Condensing | Single-Stage |  | 0.5 | Standard |  | 80000 | 75000 |  |  | 66900 | 743 | 92.1 | 78 | [8 empty] | Federally-Regulated Consumer Product | 11/28/2016 |  | 11/06/2017
International Comfort Products | Heil | N9MSB0801716B* | Natural Gas | Induced Draft | True | False | 1 | False | Down |  | None | Condensing | Single-Stage |  | 0.5 | Standard |  | 80000 | 75000 |  |  | 66900 | 743 | 92.1 | 78 | [8 empty] | Federally-Regulated Consumer Product | 11/28/2016 |  | 11/06/2017
International Comfort Products | Heil | N9MSB0801716B* | Natural Gas | Induced Draft | True | False | 1 | False | Horizontal |  | None | Condensing | Single-Stage |  | 0.5 | Standard |  | 80000 | 75000 |  |  | 66900 | 743 | 92.1 | 78 | [8 empty] | Federally-Regulated Consumer Product | 11/28/2016 |  | 11/06/2017
International Comfort Products | Heil | N9MSE1402420A* | LPG | Induced Draft | True | False | 1 | False | Up |  | None | Condensing | Single-Stage |  | 0.75 | Standard |  | 140000 | 135000 |  |  | 128900 | 1520 | 95.5 | 78 | [8 empty] | Federally-Regulated Consumer Product | 11/28/2016 |  | 11/06/2017
International Comfort Products | Heil | N9MSE1402420A* | LPG | Induced Draft | True | False | 1 | False | Horizontal |  | None | Condensing | Single-Stage |  | 0.75 | Standard |  | 140000 | 135000 |  |  | 128900 | 1520 | 95.5 | 78 | [8 empty] | Federally-Regulated Consumer Product | 11/28/2016 |  | 11/06/2017
International Comfort Products | Heil | N9MSE1402420A* | Natural Gas | Induced Draft | True | False | 1 | False | Up |  | None | Condensing | Single-Stage |  | 0.75 | Standard |  | 140000 | 135000 |  |  | 128900 | 1520 | 95.5 | 78 | [8 empty] | Federally-Regulated Consumer Product | 11/28/2016 |  | 11/06/2017
International Comfort Products | Heil | N9MSE1402420A* | Natural Gas | Induced Draft | True | False | 1 | False | Horizontal |  | None | Condensing | Single-Stage |  | 0.75 | Standard |  | 140000 | 135000 |  |  | 128900 | 1520 | 95.5 | 78 | [8 empty] | Federally-Regulated Consumer Product | 11/28/2016 |  | 11/06/2017
International Comfort Products | ICP Commercial | N9MSB0801716B* | LPG | Induced Draft | True | False | 1 | False | Up |  | None | Condensing | Single-Stage |  | 0.5 | Standard |  | 80000 | 75000 |  |  | 66900 | 743 | 92.1 | 78 | [8 empty] | Federally-Regulated Consumer Product | 11/28/2016 |  | 11/06/2017
International Comfort Products | ICP Commercial | N9MSB0801716B* | LPG | Induced Draft | True | False | 1 | False | Down |  | None | Condensing | Single-Stage |  | 0.5 | Standard |  | 80000 | 75000 |  |  | 66900 | 743 | 92.1 | 78 | [8 empty] | Federally-Regulated Consumer Product | 11/28/2016 |  | 11/06/2017
International Comfort Products | ICP Commercial | N9MSB0801716B* | LPG | Induced Draft | True | False | 1 | False | Horizontal |  | None | Condensing | Single-Stage |  | 0.5 | Standard |  | 80000 | 75000 |  |  | 66900 | 743 | 92.1 | 78 | [8 empty] | Federally-Regulated Consumer Product | 11/28/2016 |  | 11/06/2017
International Comfort Products | ICP Commercial | N9MSB0801716B* | Natural Gas | Induced Draft | True | False | 1 | False | Up |  | None | Condensing | Single-Stage |  | 0.5 | Standard |  | 80000 | 75000 |  |  | 66900 | 743 | 92.1 | 78 | [8 empty] | Federally-Regulated Consumer Product | 11/28/2016 |  | 11/06/2017
International Comfort Products | ICP Commercial | N9MSB0801716B* | Natural Gas | Induced Draft | True | False | 1 | False | Down |  | None | Condensing | Single-Stage |  | 0.5 | Standard |  | 80000 | 75000 |  |  | 66900 | 743 | 92.1 | 78 | [8 empty] | Federally-Regulated Consumer Product | 11/28/2016 |  | 11/06/2017
International Comfort Products | ICP Commercial | N9MSB0801716B* | Natural Gas | Induced Draft | True | False | 1 | False | Horizontal |  | None | Condensing | Single-Stage |  | 0.5 | Standard |  | 80000 | 75000 |  |  | 66900 | 743 | 92.1 | 78 | [8 empty] | Federally-Regulated Consumer Product | 11/28/2016 |  | 11/06/2017
International Comfort Products | ICP Commercial | F9MXE0401410A* | LPG | Induced Draft | True | False | 1 | True | Up |  | None | Condensing | Single-Stage |  | 0.5 | Standard |  | 40000 | 39000 |  |  | 32800 | 195 | 96 | 75 | [8 empty] | Federally-Regulated Consumer Product | 11/28/2016 |  | 11/06/2017
International Comfort Products | ICP Commercial | F9MXE0401410A* | LPG | Induced Draft | True | False | 1 | True | Horizontal |  | None | Condensing | Single-Stage |  | 0.5 | Standard |  | 40000 | 39000 |  |  | 32800 | 195 | 96 | 75 | [8 empty] | Federally-Regulated Consumer Product | 11/28/2016 |  | 11/06/2017
International Comfort Products | ICP Commercial | F9MXE0401410A* | Natural Gas | Induced Draft | True | False | 1 | True | Up |  | None | Condensing | Single-Stage |  | 0.5 | Standard |  | 40000 | 39000 |  |  | 32800 | 195 | 96 | 75 | [8 empty] | Federally-Regulated Consumer Product | 11/28/2016 |  | 11/06/2017
International Comfort Products | ICP Commercial | F9MXE0401410A* | Natural Gas | Induced Draft | True | False | 1 | True | Horizontal |  | None | Condensing | Single-Stage |  | 0.5 | Standard |  | 40000 | 39000 |  |  | 32800 | 195 | 96 | 75 | [8 empty] | Federally-Regulated Consumer Product | 11/28/2016 |  | 11/06/2017
International Comfort Products | ICP Commercial | F9MXE0601714A* | LPG | Induced Draft | True | False | 1 | True | Up |  | None | Condensing | Single-Stage |  | 0.75 | Standard |  | 60000 | 58000 |  |  | 49300 | 190 | 96 | 75 | [8 empty] | Federally-Regulated Consumer Product | 11/28/2016 |  | 11/06/2017
International Comfort Products | ICP Commercial | F9MXE0601714A* | LPG | Induced Draft | True | False | 1 | True | Horizontal |  | None | Condensing | Single-Stage |  | 0.75 | Standard |  | 60000 | 58000 |  |  | 49300 | 190 | 96 | 75 | [8 empty] | Federally-Regulated Consumer Product | 11/28/2016 |  | 11/06/2017
International Comfort Products | ICP Commercial | F9MXE0601714A* | Natural Gas | Induced Draft | True | False | 1 | True | Up |  | None | Condensing | Single-Stage |  | 0.75 | Standard |  | 60000 | 58000 |  |  | 49300 | 190 | 96 | 75 | [8 empty] | Federally-Regulated Consumer Product | 11/28/2016 |  | 11/06/2017
International Comfort Products | ICP Commercial | F9MXE0601714A* | Natural Gas | Induced Draft | True | False | 1 | True | Horizontal |  | None | Condensing | Single-Stage |  | 0.75 | Standard |  | 60000 | 58000 |  |  | 49300 | 190 | 96 | 75 | [8 empty] | Federally-Regulated Consumer Product | 11/28/2016 |  | 11/06/2017
International Comfort Products | ICP Commercial | N9MSE1402420A* | LPG | Induced Draft | True | False | 1 | False | Up |  | None | Condensing | Single-Stage |  | 0.75 | Standard |  | 140000 | 135000 |  |  | 128900 | 1520 | 95.5 | 78 | [8 empty] | Federally-Regulated Consumer Product | 11/28/2016 |  | 11/06/2017
International Comfort Products | ICP Commercial | N9MSE1402420A* | LPG | Induced Draft | True | False | 1 | False | Horizontal |  | None | Condensing | Single-Stage |  | 0.75 | Standard |  | 140000 | 135000 |  |  | 128900 | 1520 | 95.5 | 78 | [8 empty] | Federally-Regulated Consumer Product | 11/28/2016 |  | 11/06/2017
International Comfort Products | ICP Commercial | N9MSE1402420A* | Natural Gas | Induced Draft | True | False | 1 | False | Up |  | None | Condensing | Single-Stage |  | 0.75 | Standard |  | 140000 | 135000 |  |  | 128900 | 1520 | 95.5 | 78 | [8 empty] | Federally-Regulated Consumer Product | 11/28/2016 |  | 11/06/2017
International Comfort Products | ICP Commercial | N9MSE1402420A* | Natural Gas | Induced Draft | True | False | 1 | False | Horizontal |  | None | Condensing | Single-Stage |  | 0.75 | Standard |  | 140000 | 135000 |  |  | 128900 | 1520 | 95.5 | 78 | [8 empty] | Federally-Regulated Consumer Product | 11/28/2016 |  | 11/06/2017
International Comfort Products | Keeprite | N9MSB0801716B* | LPG | Induced Draft | True | False | 1 | False | Up |  | None | Condensing | Single-Stage |  | 0.5 | Standard |  | 80000 | 75000 |  |  | 66900 | 743 | 92.1 | 78 | [8 empty] | Federally-Regulated Consumer Product | 11/28/2016 |  | 11/06/2017
International Comfort Products | Keeprite | N9MSB0801716B* | LPG | Induced Draft | True | False | 1 | False | Down |  | None | Condensing | Single-Stage |  | 0.5 | Standard |  | 80000 | 75000 |  |  | 66900 | 743 | 92.1 | 78 | [8 empty] | Federally-Regulated Consumer Product | 11/28/2016 |  | 11/06/2017
International Comfort Products | Keeprite | N9MSB0801716B* | LPG | Induced Draft | True | False | 1 | False | Horizontal |  | None | Condensing | Single-Stage |  | 0.5 | Standard |  | 80000 | 75000 |  |  | 66900 | 743 | 92.1 | 78 | [8 empty] | Federally-Regulated Consumer Product | 11/28/2016 |  | 11/06/2017
International Comfort Products | Keeprite | N9MSB0801716B* | Natural Gas | Induced Draft | True | False | 1 | False | Up |  | None | Condensing | Single-Stage |  | 0.5 | Standard |  | 80000 | 75000 |  |  | 66900 | 743 | 92.1 | 78 | [8 empty] | Federally-Regulated Consumer Product | 11/28/2016 |  | 11/06/2017
International Comfort Products | Keeprite | N9MSB0801716B* | Natural Gas | Induced Draft | True | False | 1 | False | Down |  | None | Condensing | Single-Stage |  | 0.5 | Standard |  | 80000 | 75000 |  |  | 66900 | 743 | 92.1 | 78 | [8 empty] | Federally-Regulated Consumer Product | 11/28/2016 |  | 11/06/2017
International Comfort Products | Keeprite | N9MSB0801716B* | Natural Gas | Induced Draft | True | False | 1 | False | Horizontal |  | None | Condensing | Single-Stage |  | 0.5 | Standard |  | 80000 | 75000 |  |  | 66900 | 743 | 92.1 | 78 | [8 empty] | Federally-Regulated Consumer Product | 11/28/2016 |  | 11/06/2017
International Comfort Products | Keeprite | N9MSE1402420A* | LPG | Induced Draft | True | False | 1 | False | Up |  | None | Condensing | Single-Stage |  | 0.75 | Standard |  | 140000 | 135000 |  |  | 128900 | 1520 | 95.5 | 78 | [8 empty] | Federally-Regulated Consumer Product | 11/28/2016 |  | 11/06/2017
International Comfort Products | Keeprite | N9MSE1402420A* | LPG | Induced Draft | True | False | 1 | False | Horizontal |  | None | Condensing | Single-Stage |  | 0.75 | Standard |  | 140000 | 135000 |  |  | 128900 | 1520 | 95.5 | 78 | [8 empty] | Federally-Regulated Consumer Product | 11/28/2016 |  | 11/06/2017
International Comfort Products | Keeprite | N9MSE1402420A* | Natural Gas | Induced Draft | True | False | 1 | False | Up |  | None | Condensing | Single-Stage |  | 0.75 | Standard |  | 140000 | 135000 |  |  | 128900 | 1520 | 95.5 | 78 | [8 empty] | Federally-Regulated Consumer Product | 11/28/2016 |  | 11/06/2017
International Comfort Products | Keeprite | N9MSE1402420A* | Natural Gas | Induced Draft | True | False | 1 | False | Horizontal |  | None | Condensing | Single-Stage |  | 0.75 | Standard |  | 140000 | 135000 |  |  | 128900 | 1520 | 95.5 | 78 | [8 empty] | Federally-Regulated Consumer Product | 11/28/2016 |  | 11/06/2017
International Comfort Products | Kenmore | N9MSB0801716B* | LPG | Induced Draft | True | False | 1 | False | Up |  | None | Condensing | Single-Stage |  | 0.5 | Standard |  | 80000 | 75000 |  |  | 66900 | 743 | 92.1 | 78 | [8 empty] | Federally-Regulated Consumer Product | 11/29/2016 |  | 11/06/2017
International Comfort Products | Kenmore | N9MSB0801716B* | LPG | Induced Draft | True | False | 1 | False | Down |  | None | Condensing | Single-Stage |  | 0.5 | Standard |  | 80000 | 75000 |  |  | 66900 | 743 | 92.1 | 78 | [8 empty] | Federally-Regulated Consumer Product | 11/29/2016 |  | 11/06/2017
International Comfort Products | Kenmore | N9MSB0801716B* | LPG | Induced Draft | True | False | 1 | False | Horizontal |  | None | Condensing | Single-Stage |  | 0.5 | Standard |  | 80000 | 75000 |  |  | 66900 | 743 | 92.1 | 78 | [8 empty] | Federally-Regulated Consumer Product | 11/29/2016 |  | 11/06/2017
International Comfort Products | Kenmore | N9MSB0801716B* | Natural Gas | Induced Draft | True | False | 1 | False | Up |  | None | Condensing | Single-Stage |  | 0.5 | Standard |  | 80000 | 75000 |  |  | 66900 | 743 | 92.1 | 78 | [8 empty] | Federally-Regulated Consumer Product | 11/29/2016 |  | 11/06/2017
International Comfort Products | Kenmore | N9MSB0801716B* | Natural Gas | Induced Draft | True | False | 1 | False | Down |  | None | Condensing | Single-Stage |  | 0.5 | Standard |  | 80000 | 75000 |  |  | 66900 | 743 | 92.1 | 78 | [8 empty] | Federally-Regulated Consumer Product | 11/29/2016 |  | 11/06/2017
International Comfort Products | Kenmore | N9MSB0801716B* | Natural Gas | Induced Draft | True | False | 1 | False | Horizontal |  | None | Condensing | Single-Stage |  | 0.5 | Standard |  | 80000 | 75000 |  |  | 66900 | 743 | 92.1 | 78 | [8 empty] | Federally-Regulated Consumer Product | 11/29/2016 |  | 11/06/2017
International Comfort Products | Kenmore | F9MXE0401410A* | LPG | Induced Draft | True | False | 1 | True | Up |  | None | Condensing | Single-Stage |  | 0.5 | Standard |  | 40000 | 39000 |  |  | 32800 | 195 | 96 | 75 | [8 empty] | Federally-Regulated Consumer Product | 11/29/2016 |  | 11/06/2017
International Comfort Products | Kenmore | F9MXE0401410A* | LPG | Induced Draft | True | False | 1 | True | Horizontal |  | None | Condensing | Single-Stage |  | 0.5 | Standard |  | 40000 | 39000 |  |  | 32800 | 195 | 96 | 75 | [8 empty] | Federally-Regulated Consumer Product | 11/29/2016 |  | 11/06/2017
International Comfort Products | Kenmore | F9MXE0401410A* | Natural Gas | Induced Draft | True | False | 1 | True | Up |  | None | Condensing | Single-Stage |  | 0.5 | Standard |  | 40000 | 39000 |  |  | 32800 | 195 | 96 | 75 | [8 empty] | Federally-Regulated Consumer Product | 11/29/2016 |  | 11/06/2017
International Comfort Products | Kenmore | F9MXE0401410A* | Natural Gas | Induced Draft | True | False | 1 | True | Horizontal |  | None | Condensing | Single-Stage |  | 0.5 | Standard |  | 40000 | 39000 |  |  | 32800 | 195 | 96 | 75 | [8 empty] | Federally-Regulated Consumer Product | 11/29/2016 |  | 11/06/2017
International Comfort Products | Kenmore | F9MXE0601714A* | LPG | Induced Draft | True | False | 1 | True | Up |  | None | Condensing | Single-Stage |  | 0.75 | Standard |  | 60000 | 58000 |  |  | 49300 | 190 | 96 | 75 | [8 empty] | Federally-Regulated Consumer Product | 11/29/2016 |  | 11/06/2017
International Comfort Products | Kenmore | F9MXE0601714A* | LPG | Induced Draft | True | False | 1 | True | Horizontal |  | None | Condensing | Single-Stage |  | 0.75 | Standard |  | 60000 | 58000 |  |  | 49300 | 190 | 96 | 75 | [8 empty] | Federally-Regulated Consumer Product | 11/29/2016 |  | 11/06/2017
International Comfort Products | Kenmore | F9MXE0601714A* | Natural Gas | Induced Draft | True | False | 1 | True | Up |  | None | Condensing | Single-Stage |  | 0.75 | Standard |  | 60000 | 58000 |  |  | 49300 | 190 | 96 | 75 | [8 empty] | Federally-Regulated Consumer Product | 11/29/2016 |  | 11/06/2017
International Comfort Products | Kenmore | F9MXE0601714A* | Natural Gas | Induced Draft | True | False | 1 | True | Horizontal |  | None | Condensing | Single-Stage |  | 0.75 | Standard |  | 60000 | 58000 |  |  | 49300 | 190 | 96 | 75 | [8 empty] | Federally-Regulated Consumer Product | 11/29/2016 |  | 11/06/2017
International Comfort Products | Kenmore | N9MSE1402420A* | LPG | Induced Draft | True | False | 1 | False | Up |  | None | Condensing | Single-Stage |  | 0.75 | Standard |  | 140000 | 135000 |  |  | 128900 | 1520 | 95.5 | 78 | [8 empty] | Federally-Regulated Consumer Product | 11/29/2016 |  | 11/06/2017
International Comfort Products | Kenmore | N9MSE1402420A* | LPG | Induced Draft | True | False | 1 | False | Horizontal |  | None | Condensing | Single-Stage |  | 0.75 | Standard |  | 140000 | 135000 |  |  | 128900 | 1520 | 95.5 | 78 | [8 empty] | Federally-Regulated Consumer Product | 11/29/2016 |  | 11/06/2017
International Comfort Products | Kenmore | N9MSE1402420A* | Natural Gas | Induced Draft | True | False | 1 | False | Up |  | None | Condensing | Single-Stage |  | 0.75 | Standard |  | 140000 | 135000 |  |  | 128900 | 1520 | 95.5 | 78 | [8 empty] | Federally-Regulated Consumer Product | 11/29/2016 |  | 11/06/2017
International Comfort Products | Kenmore | N9MSE1402420A* | Natural Gas | Induced Draft | True | False | 1 | False | Horizontal |  | None | Condensing | Single-Stage |  | 0.75 | Standard |  | 140000 | 135000 |  |  | 128900 | 1520 | 95.5 | 78 | [8 empty] | Federally-Regulated Consumer Product | 11/29/2016 |  | 11/06/2017
International Comfort Products | Maratherm | N9MSB0801716B* | LPG | Induced Draft | True | False | 1 | False | Up |  | None | Condensing | Single-Stage |  | 0.5 | Standard |  | 80000 | 75000 |  |  | 66900 | 743 | 92.1 | 78 | [8 empty] | Federally-Regulated Consumer Product | 11/29/2016 |  | 11/06/2017
International Comfort Products | Maratherm | N9MSB0801716B* | LPG | Induced Draft | True | False | 1 | False | Down |  | None | Condensing | Single-Stage |  | 0.5 | Standard |  | 80000 | 75000 |  |  | 66900 | 743 | 92.1 | 78 | [8 empty] | Federally-Regulated Consumer Product | 11/29/2016 |  | 11/06/2017
International Comfort Products | Maratherm | N9MSB0801716B* | LPG | Induced Draft | True | False | 1 | False | Horizontal |  | None | Condensing | Single-Stage |  | 0.5 | Standard |  | 80000 | 75000 |  |  | 66900 | 743 | 92.1 | 78 | [8 empty] | Federally-Regulated Consumer Product | 11/29/2016 |  | 11/06/2017
International Comfort Products | Maratherm | N9MSB0801716B* | Natural Gas | Induced Draft | True | False | 1 | False | Up |  | None | Condensing | Single-Stage |  | 0.5 | Standard |  | 80000 | 75000 |  |  | 66900 | 743 | 92.1 | 78 | [8 empty] | Federally-Regulated Consumer Product | 11/29/2016 |  | 11/06/2017
International Comfort Products | Maratherm | N9MSB0801716B* | Natural Gas | Induced Draft | True | False | 1 | False | Down |  | None | Condensing | Single-Stage |  | 0.5 | Standard |  | 80000 | 75000 |  |  | 66900 | 743 | 92.1 | 78 | [8 empty] | Federally-Regulated Consumer Product | 11/29/2016 |  | 11/06/2017
International Comfort Products | Maratherm | N9MSB0801716B* | Natural Gas | Induced Draft | True | False | 1 | False | Horizontal |  | None | Condensing | Single-Stage |  | 0.5 | Standard |  | 80000 | 75000 |  |  | 66900 | 743 | 92.1 | 78 | [8 empty] | Federally-Regulated Consumer Product | 11/29/2016 |  | 11/06/2017
International Comfort Products | Maratherm | N9MSE1402420A* | LPG | Induced Draft | True | False | 1 | False | Up |  | None | Condensing | Single-Stage |  | 0.75 | Standard |  | 140000 | 135000 |  |  | 128900 | 1520 | 95.5 | 78 | [8 empty] | Federally-Regulated Consumer Product | 11/29/2016 |  | 11/06/2017
International Comfort Products | Maratherm | N9MSE1402420A* | LPG | Induced Draft | True | False | 1 | False | Horizontal |  | None | Condensing | Single-Stage |  | 0.75 | Standard |  | 140000 | 135000 |  |  | 128900 | 1520 | 95.5 | 78 | [8 empty] | Federally-Regulated Consumer Product | 11/29/2016 |  | 11/06/2017
International Comfort Products | Maratherm | N9MSE1402420A* | Natural Gas | Induced Draft | True | False | 1 | False | Up |  | None | Condensing | Single-Stage |  | 0.75 | Standard |  | 140000 | 135000 |  |  | 128900 | 1520 | 95.5 | 78 | [8 empty] | Federally-Regulated Consumer Product | 11/29/2016 |  | 11/06/2017
International Comfort Products | Maratherm | N9MSE1402420A* | Natural Gas | Induced Draft | True | False | 1 | False | Horizontal |  | None | Condensing | Single-Stage |  | 0.75 | Standard |  | 140000 | 135000 |  |  | 128900 | 1520 | 95.5 | 78 | [8 empty] | Federally-Regulated Consumer Product | 11/29/2016 |  | 11/06/2017
International Comfort Products | Maratherm | R9MSB0801716B | LPG | Induced Draft | True | False | 1 | True | Up |  | None | Condensing | Single-Stage |  | 0.5 | Standard |  | 80000 | 75000 |  |  | 66700 | 804 | 92.1 | 75 | [8 empty] | Federally-Regulated Consumer Product | 11/29/2016 |  | 11/06/2017
International Comfort Products | Maratherm | R9MSB0801716B | LPG | Induced Draft | True | False | 1 | True | Down |  | None | Condensing | Single-Stage |  | 0.5 | Standard |  | 80000 | 75000 |  |  | 66700 | 804 | 92.1 | 75 | [8 empty] | Federally-Regulated Consumer Product | 11/29/2016 |  | 11/06/2017
International Comfort Products | Maratherm | R9MSB0801716B | LPG | Induced Draft | True | False | 1 | True | Horizontal |  | None | Condensing | Single-Stage |  | 0.5 | Standard |  | 80000 | 75000 |  |  | 66700 | 804 | 92.1 | 75 | [8 empty] | Federally-Regulated Consumer Product | 11/29/2016 |  | 11/06/2017
International Comfort Products | Maratherm | R9MSB0801716B | Natural Gas | Induced Draft | True | False | 1 | True | Up |  | None | Condensing | Single-Stage |  | 0.5 | Standard |  | 80000 | 75000 |  |  | 66700 | 804 | 92.1 | 75 | [8 empty] | Federally-Regulated Consumer Product | 11/29/2016 |  | 11/06/2017
International Comfort Products | Maratherm | R9MSB0801716B | Natural Gas | Induced Draft | True | False | 1 | True | Down |  | None | Condensing | Single-Stage |  | 0.5 | Standard |  | 80000 | 75000 |  |  | 66700 | 804 | 92.1 | 75 | [8 empty] | Federally-Regulated Consumer Product | 11/29/2016 |  | 11/06/2017
International Comfort Products | Maratherm | R9MSB0801716B | Natural Gas | Induced Draft | True | False | 1 | True | Horizontal |  | None | Condensing | Single-Stage |  | 0.5 | Standard |  | 80000 | 75000 |  |  | 66700 | 804 | 92.1 | 75 | [8 empty] | Federally-Regulated Consumer Product | 11/29/2016 |  | 11/06/2017
International Comfort Products | Tempstar | N9MSB0801716B* | LPG | Induced Draft | True | False | 1 | False | Up |  | None | Condensing | Single-Stage |  | 0.5 | Standard |  | 80000 | 75000 |  |  | 66900 | 743 | 92.1 | 78 | [8 empty] | Federally-Regulated Consumer Product | 11/29/2016 |  | 11/06/2017
International Comfort Products | Tempstar | N9MSB0801716B* | LPG | Induced Draft | True | False | 1 | False | Down |  | None | Condensing | Single-Stage |  | 0.5 | Standard |  | 80000 | 75000 |  |  | 66900 | 743 | 92.1 | 78 | [8 empty] | Federally-Regulated Consumer Product | 11/29/2016 |  | 11/06/2017
International Comfort Products | Tempstar | N9MSB0801716B* | LPG | Induced Draft | True | False | 1 | False | Horizontal |  | None | Condensing | Single-Stage |  | 0.5 | Standard |  | 80000 | 75000 |  |  | 66900 | 743 | 92.1 | 78 | [8 empty] | Federally-Regulated Consumer Product | 11/29/2016 |  | 11/06/2017
International Comfort Products | Tempstar | N9MSB0801716B* | Natural Gas | Induced Draft | True | False | 1 | False | Up |  | None | Condensing | Single-Stage |  | 0.5 | Standard |  | 80000 | 75000 |  |  | 66900 | 743 | 92.1 | 78 | [8 empty] | Federally-Regulated Consumer Product | 11/29/2016 |  | 11/06/2017
International Comfort Products | Tempstar | N9MSB0801716B* | Natural Gas | Induced Draft | True | False | 1 | False | Down |  | None | Condensing | Single-Stage |  | 0.5 | Standard |  | 80000 | 75000 |  |  | 66900 | 743 | 92.1 | 78 | [8 empty] | Federally-Regulated Consumer Product | 11/29/2016 |  | 11/06/2017
International Comfort Products | Tempstar | N9MSB0801716B* | Natural Gas | Induced Draft | True | False | 1 | False | Horizontal |  | None | Condensing | Single-Stage |  | 0.5 | Standard |  | 80000 | 75000 |  |  | 66900 | 743 | 92.1 | 78 | [8 empty] | Federally-Regulated Consumer Product | 11/29/2016 |  | 11/06/2017
International Comfort Products | Tempstar | F9MXE0401410A* | LPG | Induced Draft | True | False | 1 | True | Up |  | None | Condensing | Single-Stage |  | 0.5 | Standard |  | 40000 | 39000 |  |  | 32800 | 195 | 96 | 75 | [8 empty] | Federally-Regulated Consumer Product | 11/29/2016 |  | 11/06/2017
International Comfort Products | Tempstar | F9MXE0401410A* | LPG | Induced Draft | True | False | 1 | True | Horizontal |  | None | Condensing | Single-Stage |  | 0.5 | Standard |  | 40000 | 39000 |  |  | 32800 | 195 | 96 | 75 | [8 empty] | Federally-Regulated Consumer Product | 11/29/2016 |  | 11/06/2017
International Comfort Products | Tempstar | F9MXE0401410A* | Natural Gas | Induced Draft | True | False | 1 | True | Up |  | None | Condensing | Single-Stage |  | 0.5 | Standard |  | 40000 | 39000 |  |  | 32800 | 195 | 96 | 75 | [8 empty] | Federally-Regulated Consumer Product | 11/29/2016 |  | 11/06/2017
International Comfort Products | Tempstar | F9MXE0401410A* | Natural Gas | Induced Draft | True | False | 1 | True | Horizontal |  | None | Condensing | Single-Stage |  | 0.5 | Standard |  | 40000 | 39000 |  |  | 32800 | 195 | 96 | 75 | [8 empty] | Federally-Regulated Consumer Product | 11/29/2016 |  | 11/06/2017
International Comfort Products | Tempstar | F9MXE0601714A* | LPG | Induced Draft | True | False | 1 | True | Up |  | None | Condensing | Single-Stage |  | 0.75 | Standard |  | 60000 | 58000 |  |  | 49300 | 190 | 96 | 75 | [8 empty] | Federally-Regulated Consumer Product | 11/29/2016 |  | 11/06/2017
International Comfort Products | Tempstar | F9MXE0601714A* | LPG | Induced Draft | True | False | 1 | True | Horizontal |  | None | Condensing | Single-Stage |  | 0.75 | Standard |  | 60000 | 58000 |  |  | 49300 | 190 | 96 | 75 | [8 empty] | Federally-Regulated Consumer Product | 11/29/2016 |  | 11/06/2017
International Comfort Products | Tempstar | F9MXE0601714A* | Natural Gas | Induced Draft | True | False | 1 | True | Up |  | None | Condensing | Single-Stage |  | 0.75 | Standard |  | 60000 | 58000 |  |  | 49300 | 190 | 96 | 75 | [8 empty] | Federally-Regulated Consumer Product | 11/29/2016 |  | 11/06/2017
International Comfort Products | Tempstar | F9MXE0601714A* | Natural Gas | Induced Draft | True | False | 1 | True | Horizontal |  | None | Condensing | Single-Stage |  | 0.75 | Standard |  | 60000 | 58000 |  |  | 49300 | 190 | 96 | 75 | [8 empty] | Federally-Regulated Consumer Product | 11/29/2016 |  | 11/06/2017
International Comfort Products | Tempstar | N9MSE1402420A* | LPG | Induced Draft | True | False | 1 | False | Up |  | None | Condensing | Single-Stage |  | 0.75 | Standard |  | 140000 | 135000 |  |  | 128900 | 1520 | 95.5 | 78 | [8 empty] | Federally-Regulated Consumer Product | 11/29/2016 |  | 11/06/2017
International Comfort Products | Tempstar | N9MSE1402420A* | LPG | Induced Draft | True | False | 1 | False | Horizontal |  | None | Condensing | Single-Stage |  | 0.75 | Standard |  | 140000 | 135000 |  |  | 128900 | 1520 | 95.5 | 78 | [8 empty] | Federally-Regulated Consumer Product | 11/29/2016 |  | 11/06/2017
International Comfort Products | Tempstar | N9MSE1402420A* | Natural Gas | Induced Draft | True | False | 1 | False | Up |  | None | Condensing | Single-Stage |  | 0.75 | Standard |  | 140000 | 135000 |  |  | 128900 | 1520 | 95.5 | 78 | [8 empty] | Federally-Regulated Consumer Product | 11/29/2016 |  | 11/06/2017
International Comfort Products | Tempstar | N9MSE1402420A* | Natural Gas | Induced Draft | True | False | 1 | False | Horizontal |  | None | Condensing | Single-Stage |  | 0.75 | Standard |  | 140000 | 135000 |  |  | 128900 | 1520 | 95.5 | 78 | [8 empty] | Federally-Regulated Consumer Product | 11/29/2016 |  | 11/06/2017
Rheem Sales Company, Inc. | DUROGUARD | D95TB0851521MSA | LPG | Induced Draft | True | False | 1 | False | Up |  | None | Condensing | Single-Stage |  | 1 | Premium |  | 84000 | 82000 |  |  | 80600 | 757 | 95 | 78 | [8 empty] | Federally-Regulated Consumer Product | 11/29/2016 |  | 11/06/2017
Rheem Sales Company, Inc. | DUROGUARD | D95TB0851521MSA | LPG | Induced Draft | True | False | 1 | False | Down |  | None | Condensing | Single-Stage |  | 1 | Premium |  | 84000 | 82000 |  |  | 80600 | 757 | 95 | 78 | [8 empty] | Federally-Regulated Consumer Product | 11/29/2016 |  | 11/06/2017
Rheem Sales Company, Inc. | DUROGUARD | D95TB0851521MSA | LPG | Induced Draft | True | False | 1 | False | Horizontal |  | None | Condensing | Single-Stage |  | 1 | Premium |  | 84000 | 82000 |  |  | 80600 | 757 | 95 | 78 | [8 empty] | Federally-Regulated Consumer Product | 11/29/2016 |  | 11/06/2017
Rheem Sales Company, Inc. | DUROGUARD | D95TB0851521MSA | Natural Gas | Induced Draft | True | False | 1 | False | Up |  | None | Condensing | Single-Stage |  | 1 | Premium |  | 84000 | 82000 |  |  | 80600 | 757 | 95 | 78 | [8 empty] | Federally-Regulated Consumer Product | 11/29/2016 |  | 11/06/2017
Rheem Sales Company, Inc. | DUROGUARD | D95TB0851521MSA | Natural Gas | Induced Draft | True | False | 1 | False | Down |  | None | Condensing | Single-Stage |  | 1 | Premium |  | 84000 | 82000 |  |  | 80600 | 757 | 95 | 78 | [8 empty] | Federally-Regulated Consumer Product | 11/29/2016 |  | 11/06/2017
Rheem Sales Company, Inc. | DUROGUARD | D95TB0851521MSA | Natural Gas | Induced Draft | True | False | 1 | False | Horizontal |  | None | Condensing | Single-Stage |  | 1 | Premium |  | 84000 | 82000 |  |  | 80600 | 757 | 95 | 78 | [8 empty] | Federally-Regulated Consumer Product | 11/29/2016 |  | 11/06/2017
Rheem Sales Company, Inc. | DUROGUARD | D95TA0601317MSA | LPG | Induced Draft | True | False | 1 | False | Up |  | None | Condensing | Single-Stage |  | 0.5 | Premium |  | 56000 | 54000 |  |  | 49000 | 292 | 95 | 78 | [8 empty] | Federally-Regulated Consumer Product | 06/07/2017 |  | 11/06/2017
Rheem Sales Company, Inc. | DUROGUARD | D95TA0601317MSA | LPG | Induced Draft | True | False | 1 | False | Down |  | None | Condensing | Single-Stage |  | 0.5 | Premium |  | 56000 | 54000 |  |  | 49000 | 292 | 95 | 78 | [8 empty] | Federally-Regulated Consumer Product | 06/07/2017 |  | 11/06/2017
Rheem Sales Company, Inc. | DUROGUARD | D95TA0601317MSA | LPG | Induced Draft | True | False | 1 | False | Horizontal |  | None | Condensing | Single-Stage |  | 0.5 | Premium |  | 56000 | 54000 |  |  | 49000 | 292 | 95 | 78 | [8 empty] | Federally-Regulated Consumer Product | 06/07/2017 |  | 11/06/2017
Rheem Sales Company, Inc. | DUROGUARD | D95TA0601317MSA | Natural Gas | Induced Draft | True | False | 1 | False | Up |  | None | Condensing | Single-Stage |  | 0.5 | Premium |  | 56000 | 54000 |  |  | 49000 | 292 | 95 | 78 | [8 empty] | Federally-Regulated Consumer Product | 06/07/2017 |  | 11/06/2017
Rheem Sales Company, Inc. | DUROGUARD | D95TA0601317MSA | Natural Gas | Induced Draft | True | False | 1 | False | Down |  | None | Condensing | Single-Stage |  | 0.5 | Premium |  | 56000 | 54000 |  |  | 49000 | 292 | 95 | 78 | [8 empty] | Federally-Regulated Consumer Product | 06/07/2017 |  | 11/06/2017
Rheem Sales Company, Inc. | DUROGUARD | D95TA0601317MSA | Natural Gas | Induced Draft | True | False | 1 | False | Horizontal |  | None | Condensing | Single-Stage |  | 0.5 | Premium |  | 56000 | 54000 |  |  | 49000 | 292 | 95 | 78 | [8 empty] | Federally-Regulated Consumer Product | 06/07/2017 |  | 11/06/2017
Rheem Sales Company, Inc. | DUROGUARD | D95TA1001521MSA | LPG | Induced Draft | True | False | 1 | False | Up |  | None | Condensing | Single-Stage |  | 1 | Premium |  | 98000 | 95000 |  |  | 98000 | 824 | 95 | 78 | [8 empty] | Federally-Regulated Consumer Product | 06/07/2017 |  | 11/06/2017
Rheem Sales Company, Inc. | DUROGUARD | D95TA1001521MSA | LPG | Induced Draft | True | False | 1 | False | Down |  | None | Condensing | Single-Stage |  | 1 | Premium |  | 98000 | 95000 |  |  | 98000 | 824 | 95 | 78 | [8 empty] | Federally-Regulated Consumer Product | 06/07/2017 |  | 11/06/2017
Rheem Sales Company, Inc. | DUROGUARD | D95TA1001521MSA | LPG | Induced Draft | True | False | 1 | False | Horizontal |  | None | Condensing | Single-Stage |  | 1 | Premium |  | 98000 | 95000 |  |  | 98000 | 824 | 95 | 78 | [8 empty] | Federally-Regulated Consumer Product | 06/07/2017 |  | 11/06/2017
Rheem Sales Company, Inc. | DUROGUARD | D95TA1001521MSA | Natural Gas | Induced Draft | True | False | 1 | False | Up |  | None | Condensing | Single-Stage |  | 1 | Premium |  | 98000 | 95000 |  |  | 98000 | 824 | 95 | 78 | [8 empty] | Federally-Regulated Consumer Product | 06/07/2017 |  | 11/06/2017
Rheem Sales Company, Inc. | DUROGUARD | D95TA1001521MSA | Natural Gas | Induced Draft | True | False | 1 | False | Down |  | None | Condensing | Single-Stage |  | 1 | Premium |  | 98000 | 95000 |  |  | 98000 | 824 | 95 | 78 | [8 empty] | Federally-Regulated Consumer Product | 06/07/2017 |  | 11/06/2017
Rheem Sales Company, Inc. | DUROGUARD | D95TA1001521MSA | Natural Gas | Induced Draft | True | False | 1 | False | Horizontal |  | None | Condensing | Single-Stage |  | 1 | Premium |  | 98000 | 95000 |  |  | 98000 | 824 | 95 | 78 | [8 empty] | Federally-Regulated Consumer Product | 06/07/2017 |  | 11/06/2017
Rheem Sales Company, Inc. | DUROGUARD | D95TA1151524MSA | LPG | Induced Draft | True | False | 1 | False | Up |  | None | Condensing | Single-Stage |  | 1 | Premium |  | 112000 | 108000 |  |  | 99000 | 561 | 95 | 78 | [8 empty] | Federally-Regulated Consumer Product | 06/07/2017 |  | 11/06/2017
Rheem Sales Company, Inc. | DUROGUARD | D95TA1151524MSA | LPG | Induced Draft | True | False | 1 | False | Down |  | None | Condensing | Single-Stage |  | 1 | Premium |  | 112000 | 108000 |  |  | 99000 | 561 | 95 | 78 | [8 empty] | Federally-Regulated Consumer Product | 06/07/2017 |  | 11/06/2017
Rheem Sales Company, Inc. | DUROGUARD | D95TA1151524MSA | LPG | Induced Draft | True | False | 1 | False | Horizontal |  | None | Condensing | Single-Stage |  | 1 | Premium |  | 112000 | 108000 |  |  | 99000 | 561 | 95 | 78 | [8 empty] | Federally-Regulated Consumer Product | 06/07/2017 |  | 11/06/2017
Rheem Sales Company, Inc. | DUROGUARD | D95TA1151524MSA | Natural Gas | Induced Draft | True | False | 1 | False | Up |  | None | Condensing | Single-Stage |  | 1 | Premium |  | 112000 | 108000 |  |  | 99000 | 561 | 95 | 78 | [8 empty] | Federally-Regulated Consumer Product | 06/07/2017 |  | 11/06/2017
Rheem Sales Company, Inc. | DUROGUARD | D95TA1151524MSA | Natural Gas | Induced Draft | True | False | 1 | False | Down |  | None | Condensing | Single-Stage |  | 1 | Premium |  | 112000 | 108000 |  |  | 99000 | 561 | 95 | 78 | [8 empty] | Federally-Regulated Consumer Product | 06/07/2017 |  | 11/06/2017
Rheem Sales Company, Inc. | DUROGUARD | D95TA1151524MSA | Natural Gas | Induced Draft | True | False | 1 | False | Horizontal |  | None | Condensing | Single-Stage |  | 1 | Premium |  | 112000 | 108000 |  |  | 99000 | 561 | 95 | 78 | [8 empty] | Federally-Regulated Consumer Product | 06/07/2017 |  | 11/06/2017
Rheem Sales Company, Inc. | Rheem | RGFG-06EMCKS | LPG | Induced Draft | True | False | 1 | False | Up |  | None | Condensing | Step Modulating |  | 0.5 | Standard |  | 60000 | 58000 |  |  | 47000 | 259 | 96 | 78 | [8 empty] | Federally-Regulated Consumer Product | 06/28/2016 |  | 11/06/2017
Rheem Sales Company, Inc. | Rheem | RGFG-06EMCKS | Natural Gas | Induced Draft | True | False | 1 | False | Up |  | None | Condensing | Step Modulating |  | 0.5 | Standard |  | 60000 | 58000 |  |  | 47000 | 259 | 96 | 78 | [8 empty] | Federally-Regulated Consumer Product | 06/28/2016 |  | 11/06/2017
Rheem Sales Company, Inc. | Rheem | RGFG-07EMCKS | LPG | Induced Draft | True | False | 1 | False | Up |  | None | Condensing | Step Modulating |  | 0.5 | Standard |  | 75000 | 73000 |  |  | 61700 | 342 | 95.3 | 78 | [8 empty] | Federally-Regulated Consumer Product | 06/28/2016 |  | 11/06/2017
Rheem Sales Company, Inc. | Rheem | RGFG-07EMCKS | Natural Gas | Induced Draft | True | False | 1 | False | Up |  | None | Condensing | Step Modulating |  | 0.5 | Standard |  | 75000 | 73000 |  |  | 61700 | 342 | 95.3 | 78 | [8 empty] | Federally-Regulated Consumer Product | 06/28/2016 |  | 11/06/2017
Rheem Sales Company, Inc. | Ruud | RGFG-06EMCKS | LPG | Induced Draft | True | False | 1 | False | Up |  | None | Condensing | Step Modulating |  | 0.5 | Standard |  | 60000 | 58000 |  |  | 47000 | 259 | 96 | 78 | [8 empty] | Federally-Regulated Consumer Product | 06/28/2016 |  | 11/06/2017
Rheem Sales Company, Inc. | Ruud | RGFG-06EMCKS | Natural Gas | Induced Draft | True | False | 1 | False | Up |  | None | Condensing | Step Modulating |  | 0.5 | Standard |  | 60000 | 58000 |  |  | 47000 | 259 | 96 | 78 | [8 empty] | Federally-Regulated Consumer Product | 06/28/2016 |  | 11/06/2017
Rheem Sales Company, Inc. | Ruud | RGFG-07EMCKS | LPG | Induced Draft | True | False | 1 | False | Up |  | None | Condensing | Step Modulating |  | 0.5 | Standard |  | 75000 | 73000 |  |  | 61700 | 342 | 95.3 | 78 | [8 empty] | Federally-Regulated Consumer Product | 06/28/2016 |  | 11/06/2017
Rheem Sales Company, Inc. | Ruud | RGFG-07EMCKS | Natural Gas | Induced Draft | True | False | 1 | False | Up |  | None | Condensing | Step Modulating |  | 0.5 | Standard |  | 75000 | 73000 |  |  | 61700 | 342 | 95.3 | 78 | [8 empty] | Federally-Regulated Consumer Product | 06/28/2016 |  | 11/06/2017
Rheem Sales Company, Inc. | Ruud | RGFG-06EMCKS | LPG | Induced Draft | True | False | 1 | False | Up |  | None | Condensing | Step Modulating |  | 0.5 | Standard |  | 60000 | 58000 |  |  | 47000 | 259 | 96 | 78 | [8 empty] | Federally-Regulated Consumer Product | 11/29/2016 |  | 11/06/2017
Rheem Sales Company, Inc. | Ruud | RGFG-06EMCKS | Natural Gas | Induced Draft | True | False | 1 | False | Up |  | None | Condensing | Step Modulating |  | 0.5 | Standard |  | 60000 | 58000 |  |  | 47000 | 259 | 96 | 78 | [8 empty] | Federally-Regulated Consumer Product | 11/29/2016 |  | 11/06/2017
Rheem Sales Company, Inc. | Ruud | RGFG-07EMCKS | LPG | Induced Draft | True | False | 1 | False | Up |  | None | Condensing | Step Modulating |  | 0.5 | Standard |  | 75000 | 73000 |  |  | 61700 | 342 | 95.3 | 78 | [8 empty] | Federally-Regulated Consumer Product | 11/29/2016 |  | 11/06/2017
Rheem Sales Company, Inc. | Ruud | RGFG-07EMCKS | Natural Gas | Induced Draft | True | False | 1 | False | Up |  | None | Condensing | Step Modulating |  | 0.5 | Standard |  | 75000 | 73000 |  |  | 61700 | 342 | 95.3 | 78 | [8 empty] | Federally-Regulated Consumer Product | 11/29/2016 |  | 11/06/2017
Rheem Sales Company, Inc. | Thermal Zone | TZ95MSX100C50A | Natural Gas | Induced Draft | True | False | 1 | False | Up |  | None | Condensing | Single-Stage |  | 1 | Premium |  | 98000 | 95000 |  |  | 98000 | 824 | 95 | 78 | [8 empty] | Federally-Regulated Consumer Product | 06/08/2017 |  | 11/06/2017
Rheem Sales Company, Inc. | Thermal Zone | TZ95MSX100C50A | Natural Gas | Induced Draft | True | False | 1 | False | Down |  | None | Condensing | Single-Stage |  | 1 | Premium |  | 98000 | 95000 |  |  | 98000 | 824 | 95 | 78 | [8 empty] | Federally-Regulated Consumer Product | 06/08/2017 |  | 11/06/2017
Rheem Sales Company, Inc. | Thermal Zone | TZ95MSX100C50A | Natural Gas | Induced Draft | True | False | 1 | False | Horizontal |  | None | Condensing | Single-Stage |  | 1 | Premium |  | 98000 | 95000 |  |  | 98000 | 824 | 95 | 78 | [8 empty] | Federally-Regulated Consumer Product | 06/08/2017 |  | 11/06/2017
Rheem Sales Company, Inc. | Thermal Zone | TZ95MSX115D50A | LPG | Induced Draft | True | False | 1 | False | Up |  | None | Condensing | Single-Stage |  | 1 | Premium |  | 112000 | 108000 |  |  | 99000 | 561 | 95 | 78 | [8 empty] | Federally-Regulated Consumer Product | 06/08/2017 |  | 11/06/2017
Rheem Sales Company, Inc. | Thermal Zone | TZ95MSX115D50A | LPG | Induced Draft | True | False | 1 | False | Down |  | None | Condensing | Single-Stage |  | 1 | Premium |  | 112000 | 108000 |  |  | 99000 | 561 | 95 | 78 | [8 empty] | Federally-Regulated Consumer Product | 06/08/2017 |  | 11/06/2017
Rheem Sales Company, Inc. | Thermal Zone | TZ95MSX115D50A | LPG | Induced Draft | True | False | 1 | False | Horizontal |  | None | Condensing | Single-Stage |  | 1 | Premium |  | 112000 | 108000 |  |  | 99000 | 561 | 95 | 78 | [8 empty] | Federally-Regulated Consumer Product | 06/08/2017 |  | 11/06/2017
Rheem Sales Company, Inc. | Thermal Zone | TZ95MSX115D50A | Natural Gas | Induced Draft | True | False | 1 | False | Up |  | None | Condensing | Single-Stage |  | 1 | Premium |  | 112000 | 108000 |  |  | 99000 | 561 | 95 | 78 | [8 empty] | Federally-Regulated Consumer Product | 06/08/2017 |  | 11/06/2017
Rheem Sales Company, Inc. | Thermal Zone | TZ95MSX115D50A | Natural Gas | Induced Draft | True | False | 1 | False | Down |  | None | Condensing | Single-Stage |  | 1 | Premium |  | 112000 | 108000 |  |  | 99000 | 561 | 95 | 78 | [8 empty] | Federally-Regulated Consumer Product | 06/08/2017 |  | 11/06/2017
Rheem Sales Company, Inc. | Thermal Zone | TZ95MSX115D50A | Natural Gas | Induced Draft | True | False | 1 | False | Horizontal |  | None | Condensing | Single-Stage |  | 1 | Premium |  | 112000 | 108000 |  |  | 99000 | 561 | 95 | 78 | [8 empty] | Federally-Regulated Consumer Product | 06/08/2017 |  | 11/06/2017
Rheem Sales Company, Inc. | Thermal Zone | TZDF-436JK080A | LPG | Induced Draft | True | True | 1 | False | Down |  | None | Non-Condensing | Single-Stage |  | 0.5 | Standard |  | 80000 | 65000 |  |  | 77500 | 600 | 81 | 78 | [8 empty] | Federally-Regulated Consumer Product | 11/29/2016 |  | 11/06/2017
Rheem Sales Company, Inc. | Thermal Zone | TZDF-436JK080A | LPG | Induced Draft | True | True | 1 | False | Horizontal |  | None | Non-Condensing | Single-Stage |  | 0.5 | Standard |  | 80000 | 65000 |  |  | 77500 | 600 | 81 | 78 | [8 empty] | Federally-Regulated Consumer Product | 11/29/2016 |  | 11/06/2017
Rheem Sales Company, Inc. | Thermal Zone | TZDF-436JK080A | Natural Gas | Induced Draft | True | True | 1 | False | Down |  | None | Non-Condensing | Single-Stage |  | 0.5 | Standard |  | 80000 | 65000 |  |  | 77500 | 600 | 81 | 78 | [8 empty] | Federally-Regulated Consumer Product | 11/29/2016 |  | 11/06/2017
Rheem Sales Company, Inc. | Thermal Zone | TZDF-436JK080A | Natural Gas | Induced Draft | True | True | 1 | False | Horizontal |  | None | Non-Condensing | Single-Stage |  | 0.5 | Standard |  | 80000 | 65000 |  |  | 77500 | 600 | 81 | 78 | [8 empty] | Federally-Regulated Consumer Product | 11/29/2016 |  | 11/06/2017
Rheem Sales Company, Inc. | Thermal Zone | TZ95MSX085C50B | LPG | Induced Draft | True | False | 1 | False | Up |  | None | Condensing | Single-Stage |  | 1 | Premium |  | 84000 | 82000 |  |  | 80600 | 757 | 96 | 78 | [8 empty] | Federally-Regulated Consumer Product | 06/08/2017 |  | 11/06/2017
Rheem Sales Company, Inc. | Thermal Zone | TZ95MSX085C50B | LPG | Induced Draft | True | False | 1 | False | Down |  | None | Condensing | Single-Stage |  | 1 | Premium |  | 84000 | 82000 |  |  | 80600 | 757 | 96 | 78 | [8 empty] | Federally-Regulated Consumer Product | 06/08/2017 |  | 11/06/2017
Rheem Sales Company, Inc. | Thermal Zone | TZ95MSX085C50B | LPG | Induced Draft | True | False | 1 | False | Horizontal |  | None | Condensing | Single-Stage |  | 1 | Premium |  | 84000 | 82000 |  |  | 80600 | 757 | 96 | 78 | [8 empty] | Federally-Regulated Consumer Product | 06/08/2017 |  | 11/06/2017
Rheem Sales Company, Inc. | Thermal Zone | TZ95MSX085C50B | Natural Gas | Induced Draft | True | False | 1 | False | Up |  | None | Condensing | Single-Stage |  | 1 | Premium |  | 84000 | 82000 |  |  | 80600 | 757 | 96 | 78 | [8 empty] | Federally-Regulated Consumer Product | 06/08/2017 |  | 11/06/2017
Rheem Sales Company, Inc. | Thermal Zone | TZ95MSX085C50B | Natural Gas | Induced Draft | True | False | 1 | False | Down |  | None | Condensing | Single-Stage |  | 1 | Premium |  | 84000 | 82000 |  |  | 80600 | 757 | 96 | 78 | [8 empty] | Federally-Regulated Consumer Product | 06/08/2017 |  | 11/06/2017
Rheem Sales Company, Inc. | Thermal Zone | TZ95MSX085C50B | Natural Gas | Induced Draft | True | False | 1 | False | Horizontal |  | None | Condensing | Single-Stage |  | 1 | Premium |  | 84000 | 82000 |  |  | 80600 | 757 | 96 | 78 | [8 empty] | Federally-Regulated Consumer Product | 06/08/2017 |  | 11/06/2017
Rheem Sales Company, Inc. | Thermal Zone | TZDF-430JK080A | LPG | Induced Draft | True | True | 1 | False | Down |  | None | Non-Condensing | Single-Stage |  | 0.5 | Standard |  | 80000 | 65000 |  |  | 77500 | 600 | 81 | 78 | [8 empty] | Federally-Regulated Consumer Product | 11/29/2016 |  | 11/06/2017
Rheem Sales Company, Inc. | Thermal Zone | TZDF-430JK080A | LPG | Induced Draft | True | True | 1 | False | Horizontal |  | None | Non-Condensing | Single-Stage |  | 0.5 | Standard |  | 80000 | 65000 |  |  | 77500 | 600 | 81 | 78 | [8 empty] | Federally-Regulated Consumer Product | 11/29/2016 |  | 11/06/2017
Rheem Sales Company, Inc. | Thermal Zone | TZDF-430JK080A | Natural Gas | Induced Draft | True | True | 1 | False | Down |  | None | Non-Condensing | Single-Stage |  | 0.5 | Standard |  | 80000 | 65000 |  |  | 77500 | 600 | 81 | 78 | [8 empty] | Federally-Regulated Consumer Product | 11/29/2016 |  | 11/06/2017
Rheem Sales Company, Inc. | Thermal Zone | TZDF-430JK080A | Natural Gas | Induced Draft | True | True | 1 | False | Horizontal |  | None | Non-Condensing | Single-Stage |  | 0.5 | Standard |  | 80000 | 65000 |  |  | 77500 | 600 | 81 | 78 | [8 empty] | Federally-Regulated Consumer Product | 11/29/2016 |  | 11/06/2017
Rheem Sales Company, Inc. | Thermal Zone | TZ95MSX060B30A | LPG | Induced Draft | True | False | 1 | False | Up |  | None | Condensing | Single-Stage |  | 0.5 | Premium |  | 56000 | 54000 |  |  | 49000 | 292 | 95 | 78 | [8 empty] | Federally-Regulated Consumer Product | 06/08/2017 |  | 11/06/2017
Rheem Sales Company, Inc. | Thermal Zone | TZ95MSX060B30A | LPG | Induced Draft | True | False | 1 | False | Down |  | None | Condensing | Single-Stage |  | 0.5 | Premium |  | 56000 | 54000 |  |  | 49000 | 292 | 95 | 78 | [8 empty] | Federally-Regulated Consumer Product | 06/08/2017 |  | 11/06/2017
Rheem Sales Company, Inc. | Thermal Zone | TZ95MSX060B30A | LPG | Induced Draft | True | False | 1 | False | Horizontal |  | None | Condensing | Single-Stage |  | 0.5 | Premium |  | 56000 | 54000 |  |  | 49000 | 292 | 95 | 78 | [8 empty] | Federally-Regulated Consumer Product | 06/08/2017 |  | 11/06/2017
Rheem Sales Company, Inc. | Thermal Zone | TZ95MSX060B30A | Natural Gas | Induced Draft | True | False | 1 | False | Up |  | None | Condensing | Single-Stage |  | 0.5 | Premium |  | 56000 | 54000 |  |  | 49000 | 292 | 95 | 78 | [8 empty] | Federally-Regulated Consumer Product | 06/08/2017 |  | 11/06/2017
Rheem Sales Company, Inc. | Thermal Zone | TZ95MSX060B30A | Natural Gas | Induced Draft | True | False | 1 | False | Down |  | None | Condensing | Single-Stage |  | 0.5 | Premium |  | 56000 | 54000 |  |  | 49000 | 292 | 95 | 78 | [8 empty] | Federally-Regulated Consumer Product | 06/08/2017 |  | 11/06/2017
Rheem Sales Company, Inc. | Thermal Zone | TZ95MSX060B30A | Natural Gas | Induced Draft | True | False | 1 | False | Horizontal |  | None | Condensing | Single-Stage |  | 0.5 | Premium |  | 56000 | 54000 |  |  | 49000 | 292 | 95 | 78 | [8 empty] | Federally-Regulated Consumer Product | 06/08/2017 |  | 11/06/2017
Rheem Sales Company, Inc. | Thermal Zone | TZ95MSX100C50A | LPG | Induced Draft | True | False | 1 | False | Up |  | None | Condensing | Single-Stage |  | 1 | Premium |  | 98000 | 95000 |  |  | 98000 | 824 | 95 | 78 | [8 empty] | Federally-Regulated Consumer Product | 06/08/2017 |  | 11/06/2017
Rheem Sales Company, Inc. | Thermal Zone | TZ95MSX100C50A | LPG | Induced Draft | True | False | 1 | False | Down |  | None | Condensing | Single-Stage |  | 1 | Premium |  | 98000 | 95000 |  |  | 98000 | 824 | 95 | 78 | [8 empty] | Federally-Regulated Consumer Product | 06/08/2017 |  | 11/06/2017
Rheem Sales Company, Inc. | Thermal Zone | TZ95MSX100C50A | LPG | Induced Draft | True | False | 1 | False | Horizontal |  | None | Condensing | Single-Stage |  | 1 | Premium |  | 98000 | 95000 |  |  | 98000 | 824 | 95 | 78 | [8 empty] | Federally-Regulated Consumer Product | 06/08/2017 |  | 11/06/2017
Carrier Corp. - Syracuse | Carrier | 48VL-C360903* | LPG | Induced Draft | True | True | 1 | False | Down |  | None | Non-Condensing | Single-Stage |  | 0.75 | Standard |  | 90000 | 73000 |  |  | 76600 | 666 | 81 | 78 | [8 empty] | Federally-Regulated Consumer Product | 02/24/2016 |  | 11/30/2017
Carrier Corp. - Syracuse | Carrier | 48VL-C360903* | LPG | Induced Draft | True | True | 1 | False | Horizontal |  | None | Non-Condensing | Single-Stage |  | 0.75 | Standard |  | 90000 | 73000 |  |  | 76600 | 666 | 81 | 78 | [8 empty] | Federally-Regulated Consumer Product | 02/24/2016 |  | 11/30/2017
Carrier Corp. - Syracuse | Carrier | 48VL-C360903* | Natural Gas | Induced Draft | True | True | 1 | False | Down |  | None | Non-Condensing | Single-Stage |  | 0.75 | Standard |  | 90000 | 73000 |  |  | 76600 | 666 | 81 | 78 | [8 empty] | Federally-Regulated Consumer Product | 02/24/2016 |  | 11/30/2017
Carrier Corp. - Syracuse | Carrier | 48VL-C360903* | Natural Gas | Induced Draft | True | True | 1 | False | Horizontal |  | None | Non-Condensing | Single-Stage |  | 0.75 | Standard |  | 90000 | 73000 |  |  | 76600 | 666 | 81 | 78 | [8 empty] | Federally-Regulated Consumer Product | 02/24/2016 |  | 11/30/2017
Carrier Corp. - Syracuse | Carrier | 48VL-C420603* | LPG | Induced Draft | True | True | 1 | False | Down |  | None | Non-Condensing | Single-Stage |  | 0.5 | Standard |  | 60000 | 49000 |  |  | 58400 | 297 | 81 | 78 | [8 empty] | Federally-Regulated Consumer Product | 02/24/2016 |  | 11/30/2017
Carrier Corp. - Syracuse | Carrier | 48VL-C420603* | LPG | Induced Draft | True | True | 1 | False | Horizontal |  | None | Non-Condensing | Single-Stage |  | 0.5 | Standard |  | 60000 | 49000 |  |  | 58400 | 297 | 81 | 78 | [8 empty] | Federally-Regulated Consumer Product | 02/24/2016 |  | 11/30/2017
Carrier Corp. - Syracuse | Carrier | 48VL-C420603* | Natural Gas | Induced Draft | True | True | 1 | False | Down |  | None | Non-Condensing | Single-Stage |  | 0.5 | Standard |  | 60000 | 49000 |  |  | 58400 | 297 | 81 | 78 | [8 empty] | Federally-Regulated Consumer Product | 02/24/2016 |  | 11/30/2017
Carrier Corp. - Syracuse | Carrier | 48VL-C420603* | Natural Gas | Induced Draft | True | True | 1 | False | Horizontal |  | None | Non-Condensing | Single-Stage |  | 0.5 | Standard |  | 60000 | 49000 |  |  | 58400 | 297 | 81 | 78 | [8 empty] | Federally-Regulated Consumer Product | 02/24/2016 |  | 11/30/2017
Carrier Corp. - Syracuse | Carrier | 48VL-C420903* | LPG | Induced Draft | True | True | 1 | False | Down |  | None | Non-Condensing | Single-Stage |  | 0.5 | Standard |  | 90000 | 74000 |  |  | 77200 | 514 | 81 | 78 | [8 empty] | Federally-Regulated Consumer Product | 02/24/2016 |  | 11/30/2017
Carrier Corp. - Syracuse | Carrier | 48VL-C420903* | LPG | Induced Draft | True | True | 1 | False | Horizontal |  | None | Non-Condensing | Single-Stage |  | 0.5 | Standard |  | 90000 | 74000 |  |  | 77200 | 514 | 81 | 78 | [8 empty] | Federally-Regulated Consumer Product | 02/24/2016 |  | 11/30/2017
Carrier Corp. - Syracuse | Carrier | 48VL-C420903* | Natural Gas | Induced Draft | True | True | 1 | False | Down |  | None | Non-Condensing | Single-Stage |  | 0.5 | Standard |  | 90000 | 74000 |  |  | 77200 | 514 | 81 | 78 | [8 empty] | Federally-Regulated Consumer Product | 02/24/2016 |  | 11/30/2017
Carrier Corp. - Syracuse | Carrier | 48VL-C420903* | Natural Gas | Induced Draft | True | True | 1 | False | Horizontal |  | None | Non-Condensing | Single-Stage |  | 0.5 | Standard |  | 90000 | 74000 |  |  | 77200 | 514 | 81 | 78 | [8 empty] | Federally-Regulated Consumer Product | 02/24/2016 |  | 11/30/2017
Carrier Corp. - Syracuse | Carrier | 48VL-C480903* | LPG | Induced Draft | True | True | 1 | False | Down |  | None | Non-Condensing | Single-Stage |  | 1 | Standard |  | 90000 | 74000 |  |  | 77600 | 433 | 81 | 78 | [8 empty] | Federally-Regulated Consumer Product | 02/24/2016 |  | 11/30/2017
Carrier Corp. - Syracuse | Carrier | 48VL-C480903* | LPG | Induced Draft | True | True | 1 | False | Horizontal |  | None | Non-Condensing | Single-Stage |  | 1 | Standard |  | 90000 | 74000 |  |  | 77600 | 433 | 81 | 78 | [8 empty] | Federally-Regulated Consumer Product | 02/24/2016 |  | 11/30/2017
Carrier Corp. - Syracuse | Carrier | 48VL-C480903* | Natural Gas | Induced Draft | True | True | 1 | False | Down |  | None | Non-Condensing | Single-Stage |  | 1 | Standard |  | 90000 | 74000 |  |  | 77600 | 433 | 81 | 78 | [8 empty] | Federally-Regulated Consumer Product | 02/24/2016 |  | 11/30/2017
Carrier Corp. - Syracuse | Carrier | 48VL-C480903* | Natural Gas | Induced Draft | True | True | 1 | False | Horizontal |  | None | Non-Condensing | Single-Stage |  | 1 | Standard |  | 90000 | 74000 |  |  | 77600 | 433 | 81 | 78 | [8 empty] | Federally-Regulated Consumer Product | 02/24/2016 |  | 11/30/2017
Carrier Corp. - Syracuse | Carrier | 48VL-C481153* | LPG | Induced Draft | True | True | 1 | False | Down |  | None | Non-Condensing | Single-Stage |  | 1 | Standard |  | 115000 | 94000 |  |  | 113500 | 1309 | 81 | 78 | [8 empty] | Federally-Regulated Consumer Product | 02/24/2016 |  | 11/30/2017
Carrier Corp. - Syracuse | Carrier | 48VL-C481153* | LPG | Induced Draft | True | True | 1 | False | Horizontal |  | None | Non-Condensing | Single-Stage |  | 1 | Standard |  | 115000 | 94000 |  |  | 113500 | 1309 | 81 | 78 | [8 empty] | Federally-Regulated Consumer Product | 02/24/2016 |  | 11/30/2017
Carrier Corp. - Syracuse | Carrier | 48VL-C481153* | Natural Gas | Induced Draft | True | True | 1 | False | Down |  | None | Non-Condensing | Single-Stage |  | 1 | Standard |  | 115000 | 94000 |  |  | 113500 | 1309 | 81 | 78 | [8 empty] | Federally-Regulated Consumer Product | 02/24/2016 |  | 11/30/2017
Carrier Corp. - Syracuse | Carrier | 48VL-C481153* | Natural Gas | Induced Draft | True | True | 1 | False | Horizontal |  | None | Non-Condensing | Single-Stage |  | 1 | Standard |  | 115000 | 94000 |  |  | 113500 | 1309 | 81 | 78 | [8 empty] | Federally-Regulated Consumer Product | 02/24/2016 |  | 11/30/2017
Carrier Corp. - Syracuse | Carrier | 48VL-C481303* | LPG | Induced Draft | True | True | 1 | False | Down |  | None | Non-Condensing | Single-Stage |  | 1 | Standard |  | 127000 | 104000 |  |  | 114200 | 1123 | 81 | 78 | [8 empty] | Federally-Regulated Consumer Product | 02/24/2016 |  | 11/30/2017
Carrier Corp. - Syracuse | Carrier | 48VL-C481303* | LPG | Induced Draft | True | True | 1 | False | Horizontal |  | None | Non-Condensing | Single-Stage |  | 1 | Standard |  | 127000 | 104000 |  |  | 114200 | 1123 | 81 | 78 | [8 empty] | Federally-Regulated Consumer Product | 02/24/2016 |  | 11/30/2017
Carrier Corp. - Syracuse | Carrier | 48VL-C481303* | Natural Gas | Induced Draft | True | True | 1 | False | Down |  | None | Non-Condensing | Single-Stage |  | 1 | Standard |  | 127000 | 104000 |  |  | 114200 | 1123 | 81 | 78 | [8 empty] | Federally-Regulated Consumer Product | 02/24/2016 |  | 11/30/2017
Carrier Corp. - Syracuse | Carrier | 48VL-C481303* | Natural Gas | Induced Draft | True | True | 1 | False | Horizontal |  | None | Non-Condensing | Single-Stage |  | 1 | Standard |  | 127000 | 104000 |  |  | 114200 | 1123 | 81 | 78 | [8 empty] | Federally-Regulated Consumer Product | 02/24/2016 |  | 11/30/2017
Carrier Corp. - Syracuse | Carrier | 48VL-C600903* | LPG | Induced Draft | True | True | 1 | False | Down |  | None | Non-Condensing | Single-Stage |  | 1 | Standard |  | 90000 | 74000 |  |  | 77300 | 510 | 81 | 78 | [8 empty] | Federally-Regulated Consumer Product | 02/24/2016 |  | 11/30/2017
Carrier Corp. - Syracuse | Carrier | 48VL-C600903* | LPG | Induced Draft | True | True | 1 | False | Horizontal |  | None | Non-Condensing | Single-Stage |  | 1 | Standard |  | 90000 | 74000 |  |  | 77300 | 510 | 81 | 78 | [8 empty] | Federally-Regulated Consumer Product | 02/24/2016 |  | 11/30/2017
Carrier Corp. - Syracuse | Carrier | 48VL-C600903* | Natural Gas | Induced Draft | True | True | 1 | False | Down |  | None | Non-Condensing | Single-Stage |  | 1 | Standard |  | 90000 | 74000 |  |  | 77300 | 510 | 81 | 78 | [8 empty] | Federally-Regulated Consumer Product | 02/24/2016 |  | 11/30/2017
Carrier Corp. - Syracuse | Carrier | 48VL-C600903* | Natural Gas | Induced Draft | True | True | 1 | False | Horizontal |  | None | Non-Condensing | Single-Stage |  | 1 | Standard |  | 90000 | 74000 |  |  | 77300 | 510 | 81 | 78 | [8 empty] | Federally-Regulated Consumer Product | 02/24/2016 |  | 11/30/2017
Carrier Corp. - Syracuse | Carrier | 48VL-C601153* | LPG | Induced Draft | True | True | 1 | False | Down |  | None | Non-Condensing | Single-Stage |  | 1 | Standard |  | 115000 | 94000 |  |  | 114000 | 1184 | 81 | 78 | [8 empty] | Federally-Regulated Consumer Product | 02/24/2016 |  | 11/30/2017
Carrier Corp. - Syracuse | Carrier | 48VL-C601153* | LPG | Induced Draft | True | True | 1 | False | Horizontal |  | None | Non-Condensing | Single-Stage |  | 1 | Standard |  | 115000 | 94000 |  |  | 114000 | 1184 | 81 | 78 | [8 empty] | Federally-Regulated Consumer Product | 02/24/2016 |  | 11/30/2017
Carrier Corp. - Syracuse | Carrier | 48VL-C601153* | Natural Gas | Induced Draft | True | True | 1 | False | Down |  | None | Non-Condensing | Single-Stage |  | 1 | Standard |  | 115000 | 94000 |  |  | 114000 | 1184 | 81 | 78 | [8 empty] | Federally-Regulated Consumer Product | 02/24/2016 |  | 11/30/2017
Carrier Corp. - Syracuse | Carrier | 48VL-C601153* | Natural Gas | Induced Draft | True | True | 1 | False | Horizontal |  | None | Non-Condensing | Single-Stage |  | 1 | Standard |  | 115000 | 94000 |  |  | 114000 | 1184 | 81 | 78 | [8 empty] | Federally-Regulated Consumer Product | 02/24/2016 |  | 11/30/2017
Carrier Corp. - Syracuse | Carrier | 48VL-C601303* | LPG | Induced Draft | True | True | 1 | False | Down |  | None | Non-Condensing | Single-Stage |  | 1 | Standard |  | 127000 | 104000 |  |  | 114300 | 1100 | 81 | 78 | [8 empty] | Federally-Regulated Consumer Product | 02/24/2016 |  | 11/30/2017
Carrier Corp. - Syracuse | Carrier | 48VL-C601303* | LPG | Induced Draft | True | True | 1 | False | Horizontal |  | None | Non-Condensing | Single-Stage |  | 1 | Standard |  | 127000 | 104000 |  |  | 114300 | 1100 | 81 | 78 | [8 empty] | Federally-Regulated Consumer Product | 02/24/2016 |  | 11/30/2017
Carrier Corp. - Syracuse | Carrier | 48VL-C601303* | Natural Gas | Induced Draft | True | True | 1 | False | Down |  | None | Non-Condensing | Single-Stage |  | 1 | Standard |  | 127000 | 104000 |  |  | 114300 | 1100 | 81 | 78 | [8 empty] | Federally-Regulated Consumer Product | 02/24/2016 |  | 11/30/2017
Carrier Corp. - Syracuse | Carrier | 48VL-C601303* | Natural Gas | Induced Draft | True | True | 1 | False | Horizontal |  | None | Non-Condensing | Single-Stage |  | 1 | Standard |  | 127000 | 104000 |  |  | 114300 | 1100 | 81 | 78 | [8 empty] | Federally-Regulated Consumer Product | 02/24/2016 |  | 11/30/2017
Carrier Corp. - Syracuse | Carrier | 48VT-C240403* | LPG | Induced Draft | True | True | 1 | False | Down |  | None | Non-Condensing | Single-Stage |  | 0.5 | Standard |  | 40000 | 33000 |  |  | 39000 | 223 | 81 | 78 | [8 empty] | Federally-Regulated Consumer Product | 02/24/2016 |  | 11/30/2017
Carrier Corp. - Syracuse | Carrier | 48VT-C240403* | LPG | Induced Draft | True | True | 1 | False | Horizontal |  | None | Non-Condensing | Single-Stage |  | 0.5 | Standard |  | 40000 | 33000 |  |  | 39000 | 223 | 81 | 78 | [8 empty] | Federally-Regulated Consumer Product | 02/24/2016 |  | 11/30/2017
Carrier Corp. - Syracuse | Carrier | 48VT-C240403* | Natural Gas | Induced Draft | True | True | 1 | False | Down |  | None | Non-Condensing | Single-Stage |  | 0.5 | Standard |  | 40000 | 33000 |  |  | 39000 | 223 | 81 | 78 | [8 empty] | Federally-Regulated Consumer Product | 02/24/2016 |  | 11/30/2017
Carrier Corp. - Syracuse | Carrier | 48VT-C240403* | Natural Gas | Induced Draft | True | True | 1 | False | Horizontal |  | None | Non-Condensing | Single-Stage |  | 0.5 | Standard |  | 40000 | 33000 |  |  | 39000 | 223 | 81 | 78 | [8 empty] | Federally-Regulated Consumer Product | 02/24/2016 |  | 11/30/2017
Carrier Corp. - Syracuse | Carrier | 48VT-C240603* | LPG | Induced Draft | True | True | 1 | False | Down |  | None | Non-Condensing | Single-Stage |  | 0.5 | Standard |  | 60000 | 49000 |  |  | 57700 | 464 | 81 | 78 | [8 empty] | Federally-Regulated Consumer Product | 02/24/2016 |  | 11/30/2017
Carrier Corp. - Syracuse | Carrier | 48VT-C240603* | LPG | Induced Draft | True | True | 1 | False | Horizontal |  | None | Non-Condensing | Single-Stage |  | 0.5 | Standard |  | 60000 | 49000 |  |  | 57700 | 464 | 81 | 78 | [8 empty] | Federally-Regulated Consumer Product | 02/24/2016 |  | 11/30/2017
Carrier Corp. - Syracuse | Carrier | 48VT-C240603* | Natural Gas | Induced Draft | True | True | 1 | False | Down |  | None | Non-Condensing | Single-Stage |  | 0.5 | Standard |  | 60000 | 49000 |  |  | 57700 | 464 | 81 | 78 | [8 empty] | Federally-Regulated Consumer Product | 02/24/2016 |  | 11/30/2017
Carrier Corp. - Syracuse | Carrier | 48VT-C240603* | Natural Gas | Induced Draft | True | True | 1 | False | Horizontal |  | None | Non-Condensing | Single-Stage |  | 0.5 | Standard |  | 60000 | 49000 |  |  | 57700 | 464 | 81 | 78 | [8 empty] | Federally-Regulated Consumer Product | 02/24/2016 |  | 11/30/2017
Carrier Corp. - Syracuse | Carrier | 48VT-C360603* | LPG | Induced Draft | True | True | 1 | False | Down |  | None | Non-Condensing | Single-Stage |  | 0.5 | Standard |  | 60000 | 49000 |  |  | 58300 | 315 | 81 | 78 | [8 empty] | Federally-Regulated Consumer Product | 02/24/2016 |  | 11/30/2017
Carrier Corp. - Syracuse | Carrier | 48VT-C360603* | LPG | Induced Draft | True | True | 1 | False | Horizontal |  | None | Non-Condensing | Single-Stage |  | 0.5 | Standard |  | 60000 | 49000 |  |  | 58300 | 315 | 81 | 78 | [8 empty] | Federally-Regulated Consumer Product | 02/24/2016 |  | 11/30/2017
Carrier Corp. - Syracuse | Carrier | 48VT-C360603* | Natural Gas | Induced Draft | True | True | 1 | False | Down |  | None | Non-Condensing | Single-Stage |  | 0.5 | Standard |  | 60000 | 49000 |  |  | 58300 | 315 | 81 | 78 | [8 empty] | Federally-Regulated Consumer Product | 02/24/2016 |  | 11/30/2017
Carrier Corp. - Syracuse | Carrier | 48VT-C360603* | Natural Gas | Induced Draft | True | True | 1 | False | Horizontal |  | None | Non-Condensing | Single-Stage |  | 0.5 | Standard |  | 60000 | 49000 |  |  | 58300 | 315 | 81 | 78 | [8 empty] | Federally-Regulated Consumer Product | 02/24/2016 |  | 11/30/2017
Carrier Corp. - Syracuse | Carrier | 48VT-C360903* | LPG | Induced Draft | True | True | 1 | False | Down |  | None | Non-Condensing | Single-Stage |  | 0.5 | Standard |  | 90000 | 74000 |  |  | 77900 | 361 | 81 | 78 | [8 empty] | Federally-Regulated Consumer Product | 02/24/2016 |  | 11/30/2017
Carrier Corp. - Syracuse | Carrier | 48VT-C360903* | LPG | Induced Draft | True | True | 1 | False | Horizontal |  | None | Non-Condensing | Single-Stage |  | 0.5 | Standard |  | 90000 | 74000 |  |  | 77900 | 361 | 81 | 78 | [8 empty] | Federally-Regulated Consumer Product | 02/24/2016 |  | 11/30/2017
Carrier Corp. - Syracuse | Carrier | 48VT-C360903* | Natural Gas | Induced Draft | True | True | 1 | False | Down |  | None | Non-Condensing | Single-Stage |  | 0.5 | Standard |  | 90000 | 74000 |  |  | 77900 | 361 | 81 | 78 | [8 empty] | Federally-Regulated Consumer Product | 02/24/2016 |  | 11/30/2017
Carrier Corp. - Syracuse | Carrier | 48VT-C360903* | Natural Gas | Induced Draft | True | True | 1 | False | Horizontal |  | None | Non-Condensing | Single-Stage |  | 0.5 | Standard |  | 90000 | 74000 |  |  | 77900 | 361 | 81 | 78 | [8 empty] | Federally-Regulated Consumer Product | 02/24/2016 |  | 11/30/2017
Carrier Corp. - Syracuse | Carrier | 48VT-C420603* | LPG | Induced Draft | True | True | 1 | False | Down |  | None | Non-Condensing | Single-Stage |  | 0.5 | Standard |  | 60000 | 49000 |  |  | 58400 | 299 | 81 | 78 | [8 empty] | Federally-Regulated Consumer Product | 02/24/2016 |  | 11/30/2017
Carrier Corp. - Syracuse | Carrier | 48VT-C420603* | LPG | Induced Draft | True | True | 1 | False | Horizontal |  | None | Non-Condensing | Single-Stage |  | 0.5 | Standard |  | 60000 | 49000 |  |  | 58400 | 299 | 81 | 78 | [8 empty] | Federally-Regulated Consumer Product | 02/24/2016 |  | 11/30/2017
Carrier Corp. - Syracuse | Carrier | 48VT-C420603* | Natural Gas | Induced Draft | True | True | 1 | False | Down |  | None | Non-Condensing | Single-Stage |  | 0.5 | Standard |  | 60000 | 49000 |  |  | 58400 | 299 | 81 | 78 | [8 empty] | Federally-Regulated Consumer Product | 02/24/2016 |  | 11/30/2017
Carrier Corp. - Syracuse | Carrier | 48VT-C420603* | Natural Gas | Induced Draft | True | True | 1 | False | Horizontal |  | None | Non-Condensing | Single-Stage |  | 0.5 | Standard |  | 60000 | 49000 |  |  | 58400 | 299 | 81 | 78 | [8 empty] | Federally-Regulated Consumer Product | 02/24/2016 |  | 11/30/2017
Carrier Corp. - Syracuse | Carrier | 48VT-C420903* | LPG | Induced Draft | True | True | 1 | False | Down |  | None | Non-Condensing | Single-Stage |  | 0.5 | Standard |  | 90000 | 74000 |  |  | 77200 | 516 | 81 | 78 | [8 empty] | Federally-Regulated Consumer Product | 02/24/2016 |  | 11/30/2017
Carrier Corp. - Syracuse | Carrier | 48VT-C420903* | LPG | Induced Draft | True | True | 1 | False | Horizontal |  | None | Non-Condensing | Single-Stage |  | 0.5 | Standard |  | 90000 | 74000 |  |  | 77200 | 516 | 81 | 78 | [8 empty] | Federally-Regulated Consumer Product | 02/24/2016 |  | 11/30/2017
Carrier Corp. - Syracuse | Carrier | 48VT-C420903* | Natural Gas | Induced Draft | True | True | 1 | False | Down |  | None | Non-Condensing | Single-Stage |  | 0.5 | Standard |  | 90000 | 74000 |  |  | 77200 | 516 | 81 | 78 | [8 empty] | Federally-Regulated Consumer Product | 02/24/2016 |  | 11/30/2017
Carrier Corp. - Syracuse | Carrier | 48VT-C420903* | Natural Gas | Induced Draft | True | True | 1 | False | Horizontal |  | None | Non-Condensing | Single-Stage |  | 0.5 | Standard |  | 90000 | 74000 |  |  | 77200 | 516 | 81 | 78 | [8 empty] | Federally-Regulated Consumer Product | 02/24/2016 |  | 11/30/2017
Carrier Corp. - Syracuse | Carrier | 48VT-C480903* | LPG | Induced Draft | True | True | 1 | False | Down |  | None | Non-Condensing | Single-Stage |  | 1 | Standard |  | 90000 | 74000 |  |  | 77600 | 434 | 81 | 78 | [8 empty] | Federally-Regulated Consumer Product | 02/24/2016 |  | 11/30/2017
Carrier Corp. - Syracuse | Carrier | 48VT-C480903* | LPG | Induced Draft | True | True | 1 | False | Horizontal |  | None | Non-Condensing | Single-Stage |  | 1 | Standard |  | 90000 | 74000 |  |  | 77600 | 434 | 81 | 78 | [8 empty] | Federally-Regulated Consumer Product | 02/24/2016 |  | 11/30/2017
Carrier Corp. - Syracuse | Carrier | 48VT-C480903* | Natural Gas | Induced Draft | True | True | 1 | False | Down |  | None | Non-Condensing | Single-Stage |  | 1 | Standard |  | 90000 | 74000 |  |  | 77600 | 434 | 81 | 78 | [8 empty] | Federally-Regulated Consumer Product | 02/24/2016 |  | 11/30/2017
Carrier Corp. - Syracuse | Carrier | 48VT-C480903* | Natural Gas | Induced Draft | True | True | 1 | False | Horizontal |  | None | Non-Condensing | Single-Stage |  | 1 | Standard |  | 90000 | 74000 |  |  | 77600 | 434 | 81 | 78 | [8 empty] | Federally-Regulated Consumer Product | 02/24/2016 |  | 11/30/2017
Carrier Corp. - Syracuse | Carrier | 48VT-C481153* | LPG | Induced Draft | True | True | 1 | False | Down |  | None | Non-Condensing | Single-Stage |  | 1 | Standard |  | 115000 | 94000 |  |  | 113500 | 1311 | 81 | 78 | [8 empty] | Federally-Regulated Consumer Product | 02/24/2016 |  | 11/30/2017
Carrier Corp. - Syracuse | Carrier | 48VT-C481153* | LPG | Induced Draft | True | True | 1 | False | Horizontal |  | None | Non-Condensing | Single-Stage |  | 1 | Standard |  | 115000 | 94000 |  |  | 113500 | 1311 | 81 | 78 | [8 empty] | Federally-Regulated Consumer Product | 02/24/2016 |  | 11/30/2017
Carrier Corp. - Syracuse | Carrier | 48VT-C481153* | Natural Gas | Induced Draft | True | True | 1 | False | Down |  | None | Non-Condensing | Single-Stage |  | 1 | Standard |  | 115000 | 94000 |  |  | 113500 | 1311 | 81 | 78 | [8 empty] | Federally-Regulated Consumer Product | 02/24/2016 |  | 11/30/2017
Carrier Corp. - Syracuse | Carrier | 48VT-C481153* | Natural Gas | Induced Draft | True | True | 1 | False | Horizontal |  | None | Non-Condensing | Single-Stage |  | 1 | Standard |  | 115000 | 94000 |  |  | 113500 | 1311 | 81 | 78 | [8 empty] | Federally-Regulated Consumer Product | 02/24/2016 |  | 11/30/2017
Carrier Corp. - Syracuse | Carrier | 48VT-C481303* | LPG | Induced Draft | True | True | 1 | False | Down |  | None | Non-Condensing | Single-Stage |  | 1 | Standard |  | 127000 | 104000 |  |  | 114200 | 1125 | 81 | 78 | [8 empty] | Federally-Regulated Consumer Product | 02/24/2016 |  | 11/30/2017
Carrier Corp. - Syracuse | Carrier | 48VT-C481303* | LPG | Induced Draft | True | True | 1 | False | Horizontal |  | None | Non-Condensing | Single-Stage |  | 1 | Standard |  | 127000 | 104000 |  |  | 114200 | 1125 | 81 | 78 | [8 empty] | Federally-Regulated Consumer Product | 02/24/2016 |  | 11/30/2017
Carrier Corp. - Syracuse | Carrier | 48VT-C481303* | Natural Gas | Induced Draft | True | True | 1 | False | Down |  | None | Non-Condensing | Single-Stage |  | 1 | Standard |  | 127000 | 104000 |  |  | 114200 | 1125 | 81 | 78 | [8 empty] | Federally-Regulated Consumer Product | 02/24/2016 |  | 11/30/2017
Carrier Corp. - Syracuse | Carrier | 48VT-C481303* | Natural Gas | Induced Draft | True | True | 1 | False | Horizontal |  | None | Non-Condensing | Single-Stage |  | 1 | Standard |  | 127000 | 104000 |  |  | 114200 | 1125 | 81 | 78 | [8 empty] | Federally-Regulated Consumer Product | 02/24/2016 |  | 11/30/2017
Carrier Corp. - Syracuse | Carrier | 48VT-C600903* | LPG | Induced Draft | True | True | 1 | False | Down |  | None | Non-Condensing | Single-Stage |  | 1 | Standard |  | 90000 | 74000 |  |  | 77300 | 512 | 81 | 78 | [8 empty] | Federally-Regulated Consumer Product | 02/24/2016 |  | 11/30/2017
Carrier Corp. - Syracuse | Carrier | 48VT-C600903* | LPG | Induced Draft | True | True | 1 | False | Horizontal |  | None | Non-Condensing | Single-Stage |  | 1 | Standard |  | 90000 | 74000 |  |  | 77300 | 512 | 81 | 78 | [8 empty] | Federally-Regulated Consumer Product | 02/24/2016 |  | 11/30/2017
Carrier Corp. - Syracuse | Carrier | 48VT-C600903* | Natural Gas | Induced Draft | True | True | 1 | False | Down |  | None | Non-Condensing | Single-Stage |  | 1 | Standard |  | 90000 | 74000 |  |  | 77300 | 512 | 81 | 78 | [8 empty] | Federally-Regulated Consumer Product | 02/24/2016 |  | 11/30/2017
Carrier Corp. - Syracuse | Carrier | 48VT-C600903* | Natural Gas | Induced Draft | True | True | 1 | False | Horizontal |  | None | Non-Condensing | Single-Stage |  | 1 | Standard |  | 90000 | 74000 |  |  | 77300 | 512 | 81 | 78 | [8 empty] | Federally-Regulated Consumer Product | 02/24/2016 |  | 11/30/2017
Carrier Corp. - Syracuse | Carrier | 48VT-C601153* | LPG | Induced Draft | True | True | 1 | False | Down |  | None | Non-Condensing | Single-Stage |  | 1 | Standard |  | 115000 | 94000 |  |  | 114000 | 1186 | 81 | 78 | [8 empty] | Federally-Regulated Consumer Product | 02/24/2016 |  | 11/30/2017
Carrier Corp. - Syracuse | Carrier | 48VT-C601153* | LPG | Induced Draft | True | True | 1 | False | Horizontal |  | None | Non-Condensing | Single-Stage |  | 1 | Standard |  | 115000 | 94000 |  |  | 114000 | 1186 | 81 | 78 | [8 empty] | Federally-Regulated Consumer Product | 02/24/2016 |  | 11/30/2017
Carrier Corp. - Syracuse | Carrier | 48VT-C601153* | Natural Gas | Induced Draft | True | True | 1 | False | Down |  | None | Non-Condensing | Single-Stage |  | 1 | Standard |  | 115000 | 94000 |  |  | 114000 | 1186 | 81 | 78 | [8 empty] | Federally-Regulated Consumer Product | 02/24/2016 |  | 11/30/2017
Carrier Corp. - Syracuse | Carrier | 48VT-C601153* | Natural Gas | Induced Draft | True | True | 1 | False | Horizontal |  | None | Non-Condensing | Single-Stage |  | 1 | Standard |  | 115000 | 94000 |  |  | 114000 | 1186 | 81 | 78 | [8 empty] | Federally-Regulated Consumer Product | 02/24/2016 |  | 11/30/2017
Carrier Corp. - Syracuse | Carrier | 48VT-C601303* | LPG | Induced Draft | True | True | 1 | False | Down |  | None | Non-Condensing | Single-Stage |  | 1 | Standard |  | 127000 | 104000 |  |  | 114300 | 1102 | 81 | 78 | [8 empty] | Federally-Regulated Consumer Product | 02/24/2016 |  | 11/30/2017
Carrier Corp. - Syracuse | Carrier | 48VT-C601303* | LPG | Induced Draft | True | True | 1 | False | Horizontal |  | None | Non-Condensing | Single-Stage |  | 1 | Standard |  | 127000 | 104000 |  |  | 114300 | 1102 | 81 | 78 | [8 empty] | Federally-Regulated Consumer Product | 02/24/2016 |  | 11/30/2017
Carrier Corp. - Syracuse | Carrier | 48VT-C601303* | Natural Gas | Induced Draft | True | True | 1 | False | Down |  | None | Non-Condensing | Single-Stage |  | 1 | Standard |  | 127000 | 104000 |  |  | 114300 | 1102 | 81 | 78 | [8 empty] | Federally-Regulated Consumer Product | 02/24/2016 |  | 11/30/2017
Carrier Corp. - Syracuse | Carrier | 48VT-C601303* | Natural Gas | Induced Draft | True | True | 1 | False | Horizontal |  | None | Non-Condensing | Single-Stage |  | 1 | Standard |  | 127000 | 104000 |  |  | 114300 | 1102 | 81 | 78 | [8 empty] | Federally-Regulated Consumer Product | 02/24/2016 |  | 11/30/2017
Carrier Corp. - Syracuse | Carrier | A1X95-036040 | LPG | Induced Draft | True | False | 1 | False | Up |  | None | Condensing | Single-Stage |  | 0.5 | Standard |  | 40000 | 39000 |  |  | 32800 | 175 | 96.2 | 78 | [8 empty] | Federally-Regulated Consumer Product | 11/28/2016 |  | 11/30/2017
Carrier Corp. - Syracuse | Carrier | A1X95-036040 | LPG | Induced Draft | True | False | 1 | False | Horizontal |  | None | Condensing | Single-Stage |  | 0.5 | Standard |  | 40000 | 39000 |  |  | 32800 | 175 | 96.2 | 78 | [8 empty] | Federally-Regulated Consumer Product | 11/28/2016 |  | 11/30/2017
Carrier Corp. - Syracuse | Carrier | A1X95-036040 | Natural Gas | Induced Draft | True | False | 1 | False | Up |  | None | Condensing | Single-Stage |  | 0.5 | Standard |  | 40000 | 39000 |  |  | 32800 | 175 | 96.2 | 78 | [8 empty] | Federally-Regulated Consumer Product | 11/28/2016 |  | 11/30/2017
Carrier Corp. - Syracuse | Carrier | A1X95-036040 | Natural Gas | Induced Draft | True | False | 1 | False | Horizontal |  | None | Condensing | Single-Stage |  | 0.5 | Standard |  | 40000 | 39000 |  |  | 32800 | 175 | 96.2 | 78 | [8 empty] | Federally-Regulated Consumer Product | 11/28/2016 |  | 11/30/2017
Carrier Corp. - Syracuse | Carrier | 59MN7A060V17--14*D | LPG | Induced Draft | True | False | 1 | False | Down |  | None | Condensing | Step Modulating |  | 0.5 | Standard |  | 60000 | 58000 |  |  | 47900 | 173 | 95 | 78 | [8 empty] | Federally-Regulated Consumer Product | 10/28/2016 |  | 11/30/2017
Carrier Corp. - Syracuse | Carrier | 59MN7A060V17--14*D | Natural Gas | Induced Draft | True | False | 1 | False | Down |  | None | Condensing | Step Modulating |  | 0.5 | Standard |  | 60000 | 58000 |  |  | 48100 | 176 | 94.6 | 78 | [8 empty] | Federally-Regulated Consumer Product | 09/16/2016 |  | 11/30/2017
Carrier Corp. - Syracuse | Carrier | 59SP5A100E21--20*D | LPG | Induced Draft | True | False | 1 | False | Down |  | None | Condensing | Single-Stage |  | 1 | Standard |  | 100000 | 97000 |  |  | 99200 | 614 | 95 | 78 | [8 empty] | Federally-Regulated Consumer Product | 02/14/2017 |  | 11/30/2017
Carrier Corp. - Syracuse | Carrier | 59SP5A100E21--20*D | Natural Gas | Induced Draft | True | False | 1 | False | Down |  | None | Condensing | Single-Stage |  | 1 | Standard |  | 100000 | 97000 |  |  | 99200 | 614 | 95 | 78 | [8 empty] | Federally-Regulated Consumer Product | 02/14/2017 |  | 11/30/2017
Carrier Corp. - Syracuse | Carrier | 59MN7A060V21--20*D | LPG | Induced Draft | True | False | 1 | False | Down |  | None | Condensing | Step Modulating |  | 1 | Standard |  | 61000 | 59000 |  |  | 47700 | 229 | 96.7 | 78 | [8 empty] | Federally-Regulated Consumer Product | 10/28/2016 |  | 11/30/2017
Carrier Corp. - Syracuse | Carrier | 59MN7A060V21--20*D | Natural Gas | Induced Draft | True | False | 1 | False | Down |  | None | Condensing | Step Modulating |  | 1 | Standard |  | 61000 | 59000 |  |  | 47700 | 229 | 96.7 | 78 | [8 empty] | Federally-Regulated Consumer Product | 09/16/2016 |  | 11/30/2017
Carrier Corp. - Syracuse | Carrier | 59MN7A080V17--14*D | LPG | Induced Draft | True | False | 1 | False | Down |  | None | Condensing | Step Modulating |  | 0.5 | Standard |  | 80000 | 77000 |  |  | 80700 | 383 | 95 | 78 | [8 empty] | Federally-Regulated Consumer Product | 11/28/2016 |  | 11/30/2017
Carrier Corp. - Syracuse | Carrier | 59MN7A080V17--14*D | Natural Gas | Induced Draft | True | False | 1 | False | Down |  | None | Condensing | Step Modulating |  | 0.5 | Standard |  | 80000 | 77000 |  |  | 80700 | 383 | 95 | 78 | [8 empty] | Federally-Regulated Consumer Product | 11/28/2016 |  | 11/30/2017
Carrier Corp. - Syracuse | Carrier | 59MN7A100V21--22*D | LPG | Induced Draft | True | False | 1 | False | Down |  | None | Condensing | Step Modulating |  | 1 | Standard |  | 100000 | 96000 |  |  | 97600 | 368 | 95 | 78 | [8 empty] | Federally-Regulated Consumer Product | 08/08/2017 |  | 11/30/2017
Carrier Corp. - Syracuse | Carrier | 59MN7A100V21--22*D | Natural Gas | Induced Draft | True | False | 1 | False | Down |  | None | Condensing | Step Modulating |  | 1 | Standard |  | 100000 | 96000 |  |  | 97600 | 368 | 95 | 78 | [8 empty] | Federally-Regulated Consumer Product | 08/08/2017 |  | 11/30/2017
Carrier Corp. - Syracuse | Carrier | 59MN7A120V24--22*D | LPG | Induced Draft | True | False | 1 | False | Down |  | None | Condensing | Step Modulating |  | 1 | Standard |  | 120000 | 115000 |  |  | 113000 | 488 | 95 | 78 | [8 empty] | Federally-Regulated Consumer Product | 10/28/2016 |  | 11/30/2017
Carrier Corp. - Syracuse | Carrier | 59MN7A120V24--22*D | Natural Gas | Induced Draft | True | False | 1 | False | Down |  | None | Condensing | Step Modulating |  | 1 | Standard |  | 120000 | 115000 |  |  | 113000 | 488 | 95 | 78 | [8 empty] | Federally-Regulated Consumer Product | 09/16/2016 |  | 11/30/2017
Carrier Corp. - Syracuse | Carrier | 59SC5A026S14--08*D | LPG | Induced Draft | True | False | 1 | False | Down |  | None | Condensing | Single-Stage |  | 0.25 | Standard |  | 26000 | 25000 |  |  | 24500 | 270 | 95 | 78 | [8 empty] | Federally-Regulated Consumer Product | 10/28/2016 |  | 11/30/2017
Carrier Corp. - Syracuse | Carrier | 59SC5A040S14--10*D | LPG | Induced Draft | True | False | 1 | False | Down |  | None | Condensing | Single-Stage |  | 0.5 | Standard |  | 40000 | 39000 |  |  | 32500 | 374 | 95 | 78 | [8 empty] | Federally-Regulated Consumer Product | 02/14/2017 |  | 11/30/2017
Carrier Corp. - Syracuse | Carrier | 59SC5A040S14--10*D | Natural Gas | Induced Draft | True | False | 1 | False | Down |  | None | Condensing | Single-Stage |  | 0.5 | Standard |  | 40000 | 39000 |  |  | 32500 | 374 | 95 | 78 | [8 empty] | Federally-Regulated Consumer Product | 02/14/2017 |  | 11/30/2017
Carrier Corp. - Syracuse | Carrier | 59SC5A040S17--12*D | LPG | Induced Draft | True | False | 1 | False | Down |  | None | Condensing | Single-Stage |  | 0.5 | Standard |  | 40000 | 39000 |  |  | 32100 | 502 | 95 | 78 | [8 empty] | Federally-Regulated Consumer Product | 11/28/2016 |  | 11/30/2017
Carrier Corp. - Syracuse | Carrier | 59SC5A040S17--12*D | Natural Gas | Induced Draft | True | False | 1 | False | Down |  | None | Condensing | Single-Stage |  | 0.5 | Standard |  | 40000 | 39000 |  |  | 32100 | 502 | 95 | 78 | [8 empty] | Federally-Regulated Consumer Product | 11/28/2016 |  | 11/30/2017
Carrier Corp. - Syracuse | Carrier | 59SC5A060S14--10*D | LPG | Induced Draft | True | False | 1 | False | Down |  | None | Condensing | Single-Stage |  | 0.5 | Standard |  | 60000 | 58000 |  |  | 48900 | 521 | 95 | 78 | [8 empty] | Federally-Regulated Consumer Product | 11/28/2016 |  | 11/30/2017
Carrier Corp. - Syracuse | Carrier | 59SC5A060S14--10*D | Natural Gas | Induced Draft | True | False | 1 | False | Down |  | None | Condensing | Single-Stage |  | 0.5 | Standard |  | 60000 | 58000 |  |  | 48900 | 521 | 95 | 78 | [8 empty] | Federally-Regulated Consumer Product | 11/28/2016 |  | 11/30/2017
Carrier Corp. - Syracuse | Carrier | 59SC5A060S17--14*D | LPG | Induced Draft | True | False | 1 | False | Down |  | None | Condensing | Single-Stage |  | 0.5 | Standard |  | 60000 | 58000 |  |  | 48600 | 598 | 95 | 78 | [8 empty] | Federally-Regulated Consumer Product | 11/28/2016 |  | 11/30/2017
Carrier Corp. - Syracuse | Carrier | 59SC5A060S17--14*D | Natural Gas | Induced Draft | True | False | 1 | False | Down |  | None | Condensing | Single-Stage |  | 0.5 | Standard |  | 60000 | 58000 |  |  | 48600 | 598 | 95 | 78 | [8 empty] | Federally-Regulated Consumer Product | 11/28/2016 |  | 11/30/2017
Carrier Corp. - Syracuse | Carrier | 59SC5A080S17--16*D | LPG | Induced Draft | True | False | 1 | False | Down |  | None | Condensing | Single-Stage |  | 0.75 | Standard |  | 80000 | 78000 |  |  | 81300 | 913 | 95 | 78 | [8 empty] | Federally-Regulated Consumer Product | 02/14/2017 |  | 11/30/2017
Carrier Corp. - Syracuse | Carrier | 59SC5A080S17--16*D | Natural Gas | Induced Draft | True | False | 1 | False | Down |  | None | Condensing | Single-Stage |  | 0.75 | Standard |  | 80000 | 78000 |  |  | 81300 | 913 | 95 | 78 | [8 empty] | Federally-Regulated Consumer Product | 02/14/2017 |  | 11/30/2017
Carrier Corp. - Syracuse | Carrier | 59SC5A080S21--20*D | LPG | Induced Draft | True | False | 1 | False | Down |  | None | Condensing | Single-Stage |  | 0.75 | Standard |  | 80000 | 78000 |  |  | 81100 | 948 | 95 | 78 | [8 empty] | Federally-Regulated Consumer Product | 11/28/2016 |  | 11/30/2017
Carrier Corp. - Syracuse | Carrier | 59SC5A080S21--20*D | Natural Gas | Induced Draft | True | False | 1 | False | Down |  | None | Condensing | Single-Stage |  | 0.75 | Standard |  | 80000 | 78000 |  |  | 81100 | 948 | 95 | 78 | [8 empty] | Federally-Regulated Consumer Product | 11/28/2016 |  | 11/30/2017
Carrier Corp. - Syracuse | Carrier | 59SC5A100S21--14*D | LPG | Induced Draft | True | False | 1 | False | Down |  | None | Condensing | Single-Stage |  | 0.75 | Standard |  | 100000 | 97000 |  |  | 97200 | 1182 | 95 | 78 | [8 empty] | Federally-Regulated Consumer Product | 02/14/2017 |  | 11/30/2017
Carrier Corp. - Syracuse | Carrier | 59SC5A100S21--14*D | Natural Gas | Induced Draft | True | False | 1 | False | Down |  | None | Condensing | Single-Stage |  | 0.75 | Standard |  | 100000 | 97000 |  |  | 97200 | 1182 | 95 | 78 | [8 empty] | Federally-Regulated Consumer Product | 02/14/2017 |  | 11/30/2017
Carrier Corp. - Syracuse | Carrier | 59SC5A100S21--20*D | LPG | Induced Draft | True | False | 1 | False | Down |  | None | Condensing | Single-Stage |  | 0.75 | Standard |  | 100000 | 97000 |  |  | 97200 | 1175 | 95 | 78 | [8 empty] | Federally-Regulated Consumer Product | 02/14/2017 |  | 11/30/2017
Carrier Corp. - Syracuse | Carrier | 59SC5A100S21--20*D | Natural Gas | Induced Draft | True | False | 1 | False | Down |  | None | Condensing | Single-Stage |  | 0.75 | Standard |  | 100000 | 97000 |  |  | 97200 | 1175 | 95 | 78 | [8 empty] | Federally-Regulated Consumer Product | 02/14/2017 |  | 11/30/2017
Carrier Corp. - Syracuse | Carrier | 59SC5A120S24--20*D | LPG | Induced Draft | True | False | 1 | False | Down |  | None | Condensing | Single-Stage |  | 0.75 | Standard |  | 120000 | 116000 |  |  | 113400 | 1348 | 95 | 78 | [8 empty] | Federally-Regulated Consumer Product | 11/28/2016 |  | 11/30/2017
Carrier Corp. - Syracuse | Carrier | 59SC5A120S24--20*D | Natural Gas | Induced Draft | True | False | 1 | False | Down |  | None | Condensing | Single-Stage |  | 0.75 | Standard |  | 120000 | 116000 |  |  | 113400 | 1348 | 95 | 78 | [8 empty] | Federally-Regulated Consumer Product | 11/28/2016 |  | 11/30/2017
Carrier Corp. - Syracuse | Carrier | 59SC5A140S24--20*D | LPG | Induced Draft | True | False | 1 | False | Down |  | None | Condensing | Single-Stage |  | 0.75 | Standard |  | 140000 | 134000 |  |  | 131400 | 1261 | 94.4 | 78 | [8 empty] | Federally-Regulated Consumer Product | 10/28/2016 |  | 11/30/2017
Carrier Corp. - Syracuse | Carrier | 59SP5A026E14--10*D | LPG | Induced Draft | True | False | 1 | False | Down |  | None | Condensing | Single-Stage |  | 0.33 | Standard |  | 26000 | 25000 |  |  | 25000 | 128 | 95 | 78 | [8 empty] | Federally-Regulated Consumer Product | 09/22/2017 |  | 11/30/2017
Carrier Corp. - Syracuse | Carrier | 59SP5A026E14--10*D | Natural Gas | Induced Draft | True | False | 1 | False | Down |  | None | Condensing | Single-Stage |  | 0.33 | Standard |  | 26000 | 25000 |  |  | 25000 | 128 | 95 | 78 | [8 empty] | Federally-Regulated Consumer Product | 09/22/2017 |  | 11/30/2017
Carrier Corp. - Syracuse | Carrier | 59SP5A040E14--10*D | LPG | Induced Draft | True | False | 1 | False | Down |  | None | Condensing | Single-Stage |  | 0.5 | Standard |  | 40000 | 39000 |  |  | 33200 | 188 | 95 | 78 | [8 empty] | Federally-Regulated Consumer Product | 11/28/2016 |  | 11/30/2017
Carrier Corp. - Syracuse | Carrier | 59SP5A040E14--10*D | Natural Gas | Induced Draft | True | False | 1 | False | Down |  | None | Condensing | Single-Stage |  | 0.5 | Standard |  | 40000 | 39000 |  |  | 33200 | 188 | 95 | 78 | [8 empty] | Federally-Regulated Consumer Product | 11/28/2016 |  | 11/30/2017
Carrier Corp. - Syracuse | Carrier | 59SP5A040E17--12*D | LPG | Induced Draft | True | False | 1 | False | Down |  | None | Condensing | Single-Stage |  | 0.5 | Standard |  | 40000 | 39000 |  |  | 33200 | 183 | 95 | 78 | [8 empty] | Federally-Regulated Consumer Product | 11/28/2016 |  | 11/30/2017
Carrier Corp. - Syracuse | Carrier | 59SP5A040E17--12*D | Natural Gas | Induced Draft | True | False | 1 | False | Down |  | None | Condensing | Single-Stage |  | 0.5 | Standard |  | 40000 | 39000 |  |  | 33200 | 183 | 95 | 78 | [8 empty] | Federally-Regulated Consumer Product | 11/28/2016 |  | 11/30/2017
Carrier Corp. - Syracuse | Carrier | 59SP5A060E14--12*D | LPG | Induced Draft | True | False | 1 | False | Down |  | None | Condensing | Single-Stage |  | 0.5 | Standard |  | 60000 | 58000 |  |  | 49500 | 344 | 95 | 78 | [8 empty] | Federally-Regulated Consumer Product | 11/28/2016 |  | 11/30/2017
Carrier Corp. - Syracuse | Carrier | 59SP5A060E14--12*D | Natural Gas | Induced Draft | True | False | 1 | False | Down |  | None | Condensing | Single-Stage |  | 0.5 | Standard |  | 60000 | 58000 |  |  | 49500 | 344 | 95 | 78 | [8 empty] | Federally-Regulated Consumer Product | 11/28/2016 |  | 11/30/2017
Carrier Corp. - Syracuse | Carrier | 59SP5A060E17--14*D | LPG | Induced Draft | True | False | 1 | False | Down |  | None | Condensing | Single-Stage |  | 0.75 | Standard |  | 60000 | 58000 |  |  | 49800 | 263 | 95 | 78 | [8 empty] | Federally-Regulated Consumer Product | 11/28/2016 |  | 11/30/2017
Carrier Corp. - Syracuse | Carrier | 59SP5A060E17--14*D | Natural Gas | Induced Draft | True | False | 1 | False | Down |  | None | Condensing | Single-Stage |  | 0.75 | Standard |  | 60000 | 58000 |  |  | 49800 | 263 | 95 | 78 | [8 empty] | Federally-Regulated Consumer Product | 11/28/2016 |  | 11/30/2017
Carrier Corp. - Syracuse | Carrier | 59SP5A080E17--16*D | LPG | Induced Draft | True | False | 1 | False | Down |  | None | Condensing | Single-Stage |  | 0.75 | Standard |  | 80000 | 78000 |  |  | 82500 | 558 | 95 | 78 | [8 empty] | Federally-Regulated Consumer Product | 11/28/2016 |  | 11/30/2017
Carrier Corp. - Syracuse | Carrier | 59SP5A080E17--16*D | Natural Gas | Induced Draft | True | False | 1 | False | Down |  | None | Condensing | Single-Stage |  | 0.75 | Standard |  | 80000 | 78000 |  |  | 82500 | 558 | 95 | 78 | [8 empty] | Federally-Regulated Consumer Product | 11/28/2016 |  | 11/30/2017
Carrier Corp. - Syracuse | Carrier | 59SP5A080E21--20*D | LPG | Induced Draft | True | False | 1 | False | Down |  | None | Condensing | Single-Stage |  | 1 | Standard |  | 80000 | 78000 |  |  | 83000 | 418 | 95 | 78 | [8 empty] | Federally-Regulated Consumer Product | 11/28/2016 |  | 11/30/2017
Carrier Corp. - Syracuse | Carrier | 59SP5A080E21--20*D | Natural Gas | Induced Draft | True | False | 1 | False | Down |  | None | Condensing | Single-Stage |  | 1 | Standard |  | 80000 | 78000 |  |  | 83000 | 418 | 95 | 78 | [8 empty] | Federally-Regulated Consumer Product | 11/28/2016 |  | 11/30/2017
Carrier Corp. - Syracuse | Carrier | 59SP5A120E24--22*D | LPG | Induced Draft | True | False | 1 | False | Down |  | None | Condensing | Single-Stage |  | 1 | Standard |  | 120000 | 116000 |  |  | 114500 | 1047 | 95 | 78 | [8 empty] | Federally-Regulated Consumer Product | 11/28/2016 |  | 11/30/2017
Carrier Corp. - Syracuse | Carrier | 59SP5A120E24--22*D | Natural Gas | Induced Draft | True | False | 1 | False | Down |  | None | Condensing | Single-Stage |  | 1 | Standard |  | 120000 | 116000 |  |  | 114500 | 1047 | 95 | 78 | [8 empty] | Federally-Regulated Consumer Product | 11/28/2016 |  | 11/30/2017
Carrier Corp. - Syracuse | Carrier | 59TN6A060V17--14*D | LPG | Induced Draft | True | False | 1 | False | Down |  | None | Condensing | Two-Stage Modulating |  | 0.5 | Standard |  | 60000 | 58000 |  |  | 49000 | 187 | 95 | 78 | [8 empty] | Federally-Regulated Consumer Product | 11/28/2016 |  | 11/30/2017
Carrier Corp. - Syracuse | Carrier | 59TN6A060V17--14*D | Natural Gas | Induced Draft | True | False | 1 | False | Down |  | None | Condensing | Two-Stage Modulating |  | 0.5 | Standard |  | 60000 | 58000 |  |  | 49000 | 187 | 95 | 78 | [8 empty] | Federally-Regulated Consumer Product | 11/28/2016 |  | 11/30/2017
Carrier Corp. - Syracuse | Carrier | 59TN6A080V17--14*D | LPG | Induced Draft | True | False | 1 | False | Down |  | None | Condensing | Two-Stage Modulating |  | 0.5 | Standard |  | 80000 | 77000 |  |  | 80900 | 382 | 95 | 78 | [8 empty] | Federally-Regulated Consumer Product | 11/28/2016 |  | 11/30/2017
Carrier Corp. - Syracuse | Carrier | 59TN6A080V17--14*D | Natural Gas | Induced Draft | True | False | 1 | False | Down |  | None | Condensing | Two-Stage Modulating |  | 0.5 | Standard |  | 80000 | 77000 |  |  | 80900 | 382 | 95 | 78 | [8 empty] | Federally-Regulated Consumer Product | 11/28/2016 |  | 11/30/2017
Carrier Corp. - Syracuse | Carrier | 59TN6A080V21--20*D | LPG | Induced Draft | True | False | 1 | False | Down |  | None | Condensing | Two-Stage Modulating |  | 1 | Standard |  | 80000 | 76000 |  |  | 65900 | 212 | 95 | 78 | [8 empty] | Federally-Regulated Consumer Product | 11/28/2016 |  | 11/30/2017
Carrier Corp. - Syracuse | Carrier | 59TN6A080V21--20*D | Natural Gas | Induced Draft | True | False | 1 | False | Down |  | None | Condensing | Two-Stage Modulating |  | 1 | Standard |  | 80000 | 76000 |  |  | 65900 | 212 | 95 | 78 | [8 empty] | Federally-Regulated Consumer Product | 11/28/2016 |  | 11/30/2017
Carrier Corp. - Syracuse | Carrier | 59TN6A100V21--22*D | LPG | Induced Draft | True | False | 1 | False | Down |  | None | Condensing | Two-Stage Modulating |  | 1 | Standard |  | 100000 | 97000 |  |  | 98100 | 462 | 95 | 78 | [8 empty] | Federally-Regulated Consumer Product | 02/14/2017 |  | 11/30/2017
Carrier Corp. - Syracuse | Carrier | 59TN6A100V21--22*D | Natural Gas | Induced Draft | True | False | 1 | False | Down |  | None | Condensing | Two-Stage Modulating |  | 1 | Standard |  | 100000 | 97000 |  |  | 98100 | 462 | 95 | 78 | [8 empty] | Federally-Regulated Consumer Product | 02/14/2017 |  | 11/30/2017
Carrier Corp. - Syracuse | Carrier | 59TN6A120V24--22*D | LPG | Induced Draft | True | False | 1 | False | Down |  | None | Condensing | Two-Stage Modulating |  | 1 | Standard |  | 120000 | 116000 |  |  | 113100 | 648 | 95 | 78 | [8 empty] | Federally-Regulated Consumer Product | 08/16/2016 |  | 11/30/2017
Carrier Corp. - Syracuse | Carrier | 59TN6A120V24--22*D | Natural Gas | Induced Draft | True | False | 1 | False | Down |  | None | Condensing | Two-Stage Modulating |  | 1 | Standard |  | 120000 | 116000 |  |  | 113100 | 648 | 95 | 78 | [8 empty] | Federally-Regulated Consumer Product | 08/16/2016 |  | 11/30/2017
Carrier Corp. - Syracuse | Carrier | 59TP6A040E14--10*D | LPG | Induced Draft | True | False | 1 | False | Down |  | None | Condensing | Two-Stage Modulating |  | 0.5 | Standard |  | 40000 | 39000 |  |  | 32600 | 179 | 95 | 78 | [8 empty] | Federally-Regulated Consumer Product | 08/16/2016 |  | 11/30/2017
Carrier Corp. - Syracuse | Carrier | 59TP6A040E14--10*D | Natural Gas | Induced Draft | True | False | 1 | False | Down |  | None | Condensing | Two-Stage Modulating |  | 0.5 | Standard |  | 40000 | 39000 |  |  | 32600 | 179 | 95 | 78 | [8 empty] | Federally-Regulated Consumer Product | 08/16/2016 |  | 11/30/2017
Carrier Corp. - Syracuse | Carrier | 59TP6A040E17--12*D | LPG | Induced Draft | True | False | 1 | False | Down |  | None | Condensing | Two-Stage Modulating |  | 0.5 | Standard |  | 40000 | 39000 |  |  | 32700 | 150 | 95 | 78 | [8 empty] | Federally-Regulated Consumer Product | 02/14/2017 |  | 11/30/2017
Carrier Corp. - Syracuse | Carrier | 59TP6A040E17--12*D | Natural Gas | Induced Draft | True | False | 1 | False | Down |  | None | Condensing | Two-Stage Modulating |  | 0.5 | Standard |  | 40000 | 39000 |  |  | 32700 | 150 | 95 | 78 | [8 empty] | Federally-Regulated Consumer Product | 02/14/2017 |  | 11/30/2017
Carrier Corp. - Syracuse | Carrier | 59TP6A060E14--12*D | LPG | Induced Draft | True | False | 1 | False | Down |  | None | Condensing | Two-Stage Modulating |  | 0.5 | Standard |  | 60000 | 58000 |  |  | 48500 | 255 | 95 | 78 | [8 empty] | Federally-Regulated Consumer Product | 08/16/2016 |  | 11/30/2017
Carrier Corp. - Syracuse | Carrier | 59TP6A060E14--12*D | Natural Gas | Induced Draft | True | False | 1 | False | Down |  | None | Condensing | Two-Stage Modulating |  | 0.5 | Standard |  | 60000 | 58000 |  |  | 48500 | 255 | 95 | 78 | [8 empty] | Federally-Regulated Consumer Product | 08/16/2016 |  | 11/30/2017
Carrier Corp. - Syracuse | Carrier | 59TP6A060E17--14*D | LPG | Induced Draft | True | False | 1 | False | Down |  | None | Condensing | Two-Stage Modulating |  | 0.75 | Standard |  | 60000 | 58000 |  |  | 49000 | 194 | 95 | 78 | [8 empty] | Federally-Regulated Consumer Product | 08/16/2016 |  | 11/30/2017
Carrier Corp. - Syracuse | Carrier | 59TP6A060E17--14*D | Natural Gas | Induced Draft | True | False | 1 | False | Down |  | None | Condensing | Two-Stage Modulating |  | 0.75 | Standard |  | 60000 | 58000 |  |  | 49000 | 194 | 95 | 78 | [8 empty] | Federally-Regulated Consumer Product | 08/16/2016 |  | 11/30/2017
Carrier Corp. - Syracuse | Carrier | 59TP6A080E17--16*D | LPG | Induced Draft | True | False | 1 | False | Down |  | None | Condensing | Two-Stage Modulating |  | 0.75 | Standard |  | 80000 | 77000 |  |  | 80800 | 410 | 95 | 78 | [8 empty] | Federally-Regulated Consumer Product | 08/16/2016 |  | 11/30/2017
Carrier Corp. - Syracuse | Carrier | 59TP6A080E17--16*D | Natural Gas | Induced Draft | True | False | 1 | False | Down |  | None | Condensing | Two-Stage Modulating |  | 0.75 | Standard |  | 80000 | 77000 |  |  | 80800 | 410 | 95 | 78 | [8 empty] | Federally-Regulated Consumer Product | 08/16/2016 |  | 11/30/2017
Carrier Corp. - Syracuse | Carrier | 59TP6A080E21--20*D | LPG | Induced Draft | True | False | 1 | False | Down |  | None | Condensing | Two-Stage Modulating |  | 1 | Standard |  | 80000 | 76000 |  |  | 65500 | 261 | 95 | 78 | [8 empty] | Federally-Regulated Consumer Product | 08/16/2016 |  | 11/30/2017
Carrier Corp. - Syracuse | Carrier | 59TP6A080E21--20*D | Natural Gas | Induced Draft | True | False | 1 | False | Down |  | None | Condensing | Two-Stage Modulating |  | 1 | Standard |  | 80000 | 76000 |  |  | 65500 | 261 | 95 | 78 | [8 empty] | Federally-Regulated Consumer Product | 08/16/2016 |  | 11/30/2017
Carrier Corp. - Syracuse | Carrier | 59TP6A100E21--20*D | LPG | Induced Draft | True | False | 1 | False | Down |  | None | Condensing | Two-Stage Modulating |  | 1 | Standard |  | 100000 | 97000 |  |  | 97400 | 420 | 95 | 78 | [8 empty] | Federally-Regulated Consumer Product | 02/14/2017 |  | 11/30/2017
Carrier Corp. - Syracuse | Carrier | 59TP6A100E21--20*D | Natural Gas | Induced Draft | True | False | 1 | False | Down |  | None | Condensing | Two-Stage Modulating |  | 1 | Standard |  | 100000 | 97000 |  |  | 97400 | 420 | 95 | 78 | [8 empty] | Federally-Regulated Consumer Product | 02/14/2017 |  | 11/30/2017
Carrier Corp. - Syracuse | Carrier | 59TP6A120E24--22*D | LPG | Induced Draft | True | False | 1 | False | Down |  | None | Condensing | Two-Stage Modulating |  | 1 | Standard |  | 120000 | 116000 |  |  | 111300 | 628 | 95 | 78 | [8 empty] | Federally-Regulated Consumer Product | 08/16/2016 |  | 11/30/2017
Carrier Corp. - Syracuse | Carrier | 59TP6A120E24--22*D | Natural Gas | Induced Draft | True | False | 1 | False | Down |  | None | Condensing | Two-Stage Modulating |  | 1 | Standard |  | 120000 | 116000 |  |  | 111300 | 628 | 95 | 78 | [8 empty] | Federally-Regulated Consumer Product | 08/16/2016 |  | 11/30/2017
Carrier Corp. - Syracuse | Carrier | A2X95-060080*D | LPG | Induced Draft | True | False | 1 | False | Down |  | None | Condensing | Two-Stage Modulating |  | 1 | Standard |  | 80000 | 76000 |  |  | 65500 | 261 | 95 | 78 | [8 empty] | Federally-Regulated Consumer Product | 08/16/2016 |  | 11/30/2017
Carrier Corp. - Syracuse | Carrier | A2X95-060080*D | Natural Gas | Induced Draft | True | False | 1 | False | Down |  | None | Condensing | Two-Stage Modulating |  | 1 | Standard |  | 80000 | 76000 |  |  | 65500 | 261 | 95 | 78 | [8 empty] | Federally-Regulated Consumer Product | 08/16/2016 |  | 11/30/2017
Carrier Corp. - Syracuse | Carrier | A2X95-060100*D | LPG | Induced Draft | True | False | 1 | False | Down |  | None | Condensing | Two-Stage Modulating |  | 1 | Standard |  | 100000 | 97000 |  |  | 97400 | 420 | 95 | 78 | [8 empty] | Federally-Regulated Consumer Product | 02/14/2017 |  | 11/30/2017
Carrier Corp. - Syracuse | Carrier | A2X95-060100*D | Natural Gas | Induced Draft | True | False | 1 | False | Down |  | None | Condensing | Two-Stage Modulating |  | 1 | Standard |  | 100000 | 97000 |  |  | 97400 | 420 | 95 | 78 | [8 empty] | Federally-Regulated Consumer Product | 02/14/2017 |  | 11/30/2017
Carrier Corp. - Syracuse | Carrier | A2X95-030040*D | LPG | Induced Draft | True | False | 1 | False | Down |  | None | Condensing | Two-Stage Modulating |  | 0.5 | Standard |  | 40000 | 39000 |  |  | 32600 | 179 | 95 | 78 | [8 empty] | Federally-Regulated Consumer Product | 08/16/2016 |  | 11/30/2017
Carrier Corp. - Syracuse | Carrier | A2X95-030040*D | Natural Gas | Induced Draft | True | False | 1 | False | Down |  | None | Condensing | Two-Stage Modulating |  | 0.5 | Standard |  | 40000 | 39000 |  |  | 32600 | 179 | 95 | 78 | [8 empty] | Federally-Regulated Consumer Product | 08/16/2016 |  | 11/30/2017
Carrier Corp. - Syracuse | Carrier | A2X95-036040*D | LPG | Induced Draft | True | False | 1 | False | Down |  | None | Condensing | Two-Stage Modulating |  | 0.5 | Standard |  | 40000 | 39000 |  |  | 32700 | 150 | 95 | 78 | [8 empty] | Federally-Regulated Consumer Product | 02/14/2017 |  | 11/30/2017
Carrier Corp. - Syracuse | Carrier | A2X95-036040*D | Natural Gas | Induced Draft | True | False | 1 | False | Down |  | None | Condensing | Two-Stage Modulating |  | 0.5 | Standard |  | 40000 | 39000 |  |  | 32700 | 150 | 95 | 78 | [8 empty] | Federally-Regulated Consumer Product | 02/14/2017 |  | 11/30/2017
Carrier Corp. - Syracuse | Carrier | A2X95-036060*D | LPG | Induced Draft | True | False | 1 | False | Down |  | None | Condensing | Two-Stage Modulating |  | 0.5 | Standard |  | 60000 | 58000 |  |  | 48500 | 255 | 95 | 78 | [8 empty] | Federally-Regulated Consumer Product | 08/16/2016 |  | 11/30/2017
Carrier Corp. - Syracuse | Carrier | A2X95-036060*D | Natural Gas | Induced Draft | True | False | 1 | False | Down |  | None | Condensing | Two-Stage Modulating |  | 0.5 | Standard |  | 60000 | 58000 |  |  | 48500 | 255 | 95 | 78 | [8 empty] | Federally-Regulated Consumer Product | 08/16/2016 |  | 11/30/2017
Carrier Corp. - Syracuse | Carrier | A2X95-048080*D | LPG | Induced Draft | True | False | 1 | False | Down |  | None | Condensing | Two-Stage Modulating |  | 0.75 | Standard |  | 80000 | 77000 |  |  | 80800 | 410 | 95 | 78 | [8 empty] | Federally-Regulated Consumer Product | 08/16/2016 |  | 11/30/2017
Carrier Corp. - Syracuse | Carrier | A2X95-048080*D | Natural Gas | Induced Draft | True | False | 1 | False | Down |  | None | Condensing | Two-Stage Modulating |  | 0.75 | Standard |  | 80000 | 77000 |  |  | 80800 | 410 | 95 | 78 | [8 empty] | Federally-Regulated Consumer Product | 08/16/2016 |  | 11/30/2017
Carrier Corp. - Syracuse | Carrier | A2X95-066120*D | LPG | Induced Draft | True | False | 1 | False | Down |  | None | Condensing | Two-Stage Modulating |  | 1 | Standard |  | 120000 | 116000 |  |  | 111300 | 628 | 95 | 78 | [8 empty] | Federally-Regulated Consumer Product | 08/16/2016 |  | 11/30/2017
Carrier Corp. - Syracuse | Carrier | A2X95-066120*D | Natural Gas | Induced Draft | True | False | 1 | False | Down |  | None | Condensing | Two-Stage Modulating |  | 1 | Standard |  | 120000 | 116000 |  |  | 111300 | 628 | 95 | 78 | [8 empty] | Federally-Regulated Consumer Product | 08/16/2016 |  | 11/30/2017
Carrier Corp. - Syracuse | Carrier | A2X95-042060*D | LPG | Induced Draft | True | False | 1 | False | Down |  | None | Condensing | Two-Stage Modulating |  | 0.75 | Standard |  | 60000 | 58000 |  |  | 49000 | 194 | 95 | 78 | [8 empty] | Federally-Regulated Consumer Product | 08/16/2016 |  | 11/30/2017
Carrier Corp. - Syracuse | Carrier | A2X95-042060*D | Natural Gas | Induced Draft | True | False | 1 | False | Down |  | None | Condensing | Two-Stage Modulating |  | 0.75 | Standard |  | 60000 | 58000 |  |  | 49000 | 194 | 95 | 78 | [8 empty] | Federally-Regulated Consumer Product | 08/16/2016 |  | 11/30/2017
Carrier Corp. - Syracuse | Carrier | 59SC2C040S14--10* | LPG | Induced Draft | True | False | 1 | True | Up |  | None | Condensing | Single-Stage |  | 0.33 | Standard |  | 40000 | 37000 |  |  | 33700 | 341 | 92.1 | 75 | [8 empty] | Federally-Regulated Consumer Product | 11/28/2016 |  | 11/30/2017
Carrier Corp. - Syracuse | Carrier | 59SC2C040S14--10* | LPG | Induced Draft | True | False | 1 | True | Down |  | None | Condensing | Single-Stage |  | 0.33 | Standard |  | 40000 | 37000 |  |  | 33700 | 341 | 92.1 | 75 | [8 empty] | Federally-Regulated Consumer Product | 11/28/2016 |  | 11/30/2017
Carrier Corp. - Syracuse | Carrier | 59SC2C040S14--10* | LPG | Induced Draft | True | False | 1 | True | Horizontal |  | None | Condensing | Single-Stage |  | 0.33 | Standard |  | 40000 | 37000 |  |  | 33700 | 341 | 92.1 | 75 | [8 empty] | Federally-Regulated Consumer Product | 11/28/2016 |  | 11/30/2017
Carrier Corp. - Syracuse | Carrier | 59SC2C040S14--10* | Natural Gas | Induced Draft | True | False | 1 | True | Up |  | None | Condensing | Single-Stage |  | 0.33 | Standard |  | 40000 | 37000 |  |  | 33700 | 341 | 92.1 | 75 | [8 empty] | Federally-Regulated Consumer Product | 11/28/2016 |  | 11/30/2017
Carrier Corp. - Syracuse | Carrier | 59SC2C040S14--10* | Natural Gas | Induced Draft | True | False | 1 | True | Down |  | None | Condensing | Single-Stage |  | 0.33 | Standard |  | 40000 | 37000 |  |  | 33700 | 341 | 92.1 | 75 | [8 empty] | Federally-Regulated Consumer Product | 11/28/2016 |  | 11/30/2017
Carrier Corp. - Syracuse | Carrier | 59SC2C040S14--10* | Natural Gas | Induced Draft | True | False | 1 | True | Horizontal |  | None | Condensing | Single-Stage |  | 0.33 | Standard |  | 40000 | 37000 |  |  | 33700 | 341 | 92.1 | 75 | [8 empty] | Federally-Regulated Consumer Product | 11/28/2016 |  | 11/30/2017
Carrier Corp. - Syracuse | Carrier | 59SC2C040S17--12* | LPG | Induced Draft | True | False | 1 | True | Up |  | None | Condensing | Single-Stage |  | 0.5 | Standard |  | 40000 | 37000 |  |  | 33500 | 383 | 92.1 | 75 | [8 empty] | Federally-Regulated Consumer Product | 11/28/2016 |  | 11/30/2017
Carrier Corp. - Syracuse | Carrier | 59SC2C040S17--12* | LPG | Induced Draft | True | False | 1 | True | Down |  | None | Condensing | Single-Stage |  | 0.5 | Standard |  | 40000 | 37000 |  |  | 33500 | 383 | 92.1 | 75 | [8 empty] | Federally-Regulated Consumer Product | 11/28/2016 |  | 11/30/2017
Carrier Corp. - Syracuse | Carrier | 59SC2C040S17--12* | LPG | Induced Draft | True | False | 1 | True | Horizontal |  | None | Condensing | Single-Stage |  | 0.5 | Standard |  | 40000 | 37000 |  |  | 33500 | 383 | 92.1 | 75 | [8 empty] | Federally-Regulated Consumer Product | 11/28/2016 |  | 11/30/2017
Carrier Corp. - Syracuse | Carrier | 59SC2C040S17--12* | Natural Gas | Induced Draft | True | False | 1 | True | Up |  | None | Condensing | Single-Stage |  | 0.5 | Standard |  | 40000 | 37000 |  |  | 33500 | 383 | 92.1 | 75 | [8 empty] | Federally-Regulated Consumer Product | 11/28/2016 |  | 11/30/2017
Carrier Corp. - Syracuse | Carrier | 59SC2C040S17--12* | Natural Gas | Induced Draft | True | False | 1 | True | Down |  | None | Condensing | Single-Stage |  | 0.5 | Standard |  | 40000 | 37000 |  |  | 33500 | 383 | 92.1 | 75 | [8 empty] | Federally-Regulated Consumer Product | 11/28/2016 |  | 11/30/2017
Carrier Corp. - Syracuse | Carrier | 59SC2C040S17--12* | Natural Gas | Induced Draft | True | False | 1 | True | Horizontal |  | None | Condensing | Single-Stage |  | 0.5 | Standard |  | 40000 | 37000 |  |  | 33500 | 383 | 92.1 | 75 | [8 empty] | Federally-Regulated Consumer Product | 11/28/2016 |  | 11/30/2017
Carrier Corp. - Syracuse | Carrier | 59SC2C060S14--12* | LPG | Induced Draft | True | False | 1 | True | Up |  | None | Condensing | Single-Stage |  | 0.33 | Standard |  | 60000 | 56000 |  |  | 50600 | 481 | 92.1 | 75 | [8 empty] | Federally-Regulated Consumer Product | 11/28/2016 |  | 11/30/2017
Carrier Corp. - Syracuse | Carrier | 59SC2C060S14--12* | LPG | Induced Draft | True | False | 1 | True | Down |  | None | Condensing | Single-Stage |  | 0.33 | Standard |  | 60000 | 56000 |  |  | 50600 | 481 | 92.1 | 75 | [8 empty] | Federally-Regulated Consumer Product | 11/28/2016 |  | 11/30/2017
Carrier Corp. - Syracuse | Carrier | 59SC2C060S14--12* | LPG | Induced Draft | True | False | 1 | True | Horizontal |  | None | Condensing | Single-Stage |  | 0.33 | Standard |  | 60000 | 56000 |  |  | 50600 | 481 | 92.1 | 75 | [8 empty] | Federally-Regulated Consumer Product | 11/28/2016 |  | 11/30/2017
Carrier Corp. - Syracuse | Carrier | 59SC2C060S14--12* | Natural Gas | Induced Draft | True | False | 1 | True | Up |  | None | Condensing | Single-Stage |  | 0.33 | Standard |  | 60000 | 56000 |  |  | 50600 | 481 | 92.1 | 75 | [8 empty] | Federally-Regulated Consumer Product | 11/28/2016 |  | 11/30/2017
Carrier Corp. - Syracuse | Carrier | 59SC2C060S14--12* | Natural Gas | Induced Draft | True | False | 1 | True | Down |  | None | Condensing | Single-Stage |  | 0.33 | Standard |  | 60000 | 56000 |  |  | 50600 | 481 | 92.1 | 75 | [8 empty] | Federally-Regulated Consumer Product | 11/28/2016 |  | 11/30/2017
Carrier Corp. - Syracuse | Carrier | 59SC2C060S14--12* | Natural Gas | Induced Draft | True | False | 1 | True | Horizontal |  | None | Condensing | Single-Stage |  | 0.33 | Standard |  | 60000 | 56000 |  |  | 50600 | 481 | 92.1 | 75 | [8 empty] | Federally-Regulated Consumer Product | 11/28/2016 |  | 11/30/2017
Trane U.S. Inc. | Trane | TUHMB080ACV3VB* | LPG | Induced Draft | True | False | 1 | False | Up |  | None | Condensing | Step Modulating |  | 0.5 | Premium |  | 80000 | 76000 |  |  | 62800 | 284 | 96.7 | 78 | [8 empty] | Federally-Regulated Consumer Product | 09/18/2017 |  | 12/05/2017
Trane U.S. Inc. | Trane | TUHMB080ACV3VB* | LPG | Induced Draft | True | False | 1 | False | Horizontal |  | None | Condensing | Step Modulating |  | 0.5 | Premium |  | 80000 | 76000 |  |  | 62800 | 284 | 96.7 | 78 | [8 empty] | Federally-Regulated Consumer Product | 09/18/2017 |  | 12/05/2017
Trane U.S. Inc. | Trane | TUHMB080ACV3VB* | Natural Gas | Induced Draft | True | False | 1 | False | Up |  | None | Condensing | Step Modulating |  | 0.5 | Premium |  | 80000 | 76000 |  |  | 62800 | 284 | 96.7 | 78 | [8 empty] | Federally-Regulated Consumer Product | 09/18/2017 |  | 12/05/2017
Trane U.S. Inc. | Trane | TUHMB080ACV3VB* | Natural Gas | Induced Draft | True | False | 1 | False | Horizontal |  | None | Condensing | Step Modulating |  | 0.5 | Premium |  | 80000 | 76000 |  |  | 62800 | 284 | 96.7 | 78 | [8 empty] | Federally-Regulated Consumer Product | 09/18/2017 |  | 12/05/2017
Trane U.S. Inc. | Trane | TUHMD120ACV5VB* | LPG | Induced Draft | True | False | 1 | False | Up |  | None | Condensing | Step Modulating |  | 1 | Standard |  | 120000 | 116000 |  |  | 107600 | 424 | 97 | 78 | [8 empty] | Federally-Regulated Consumer Product | 09/18/2017 |  | 12/05/2017
Trane U.S. Inc. | Trane | TUHMD120ACV5VB* | LPG | Induced Draft | True | False | 1 | False | Horizontal |  | None | Condensing | Step Modulating |  | 1 | Standard |  | 120000 | 116000 |  |  | 107600 | 424 | 97 | 78 | [8 empty] | Federally-Regulated Consumer Product | 09/18/2017 |  | 12/05/2017
Trane U.S. Inc. | Trane | TUHMD120ACV5VB* | Natural Gas | Induced Draft | True | False | 1 | False | Up |  | None | Condensing | Step Modulating |  | 1 | Standard |  | 120000 | 116000 |  |  | 107600 | 424 | 97 | 78 | [8 empty] | Federally-Regulated Consumer Product | 09/18/2017 |  | 12/05/2017
Trane U.S. Inc. | Trane | TUHMD120ACV5VB* | Natural Gas | Induced Draft | True | False | 1 | False | Horizontal |  | None | Condensing | Step Modulating |  | 1 | Standard |  | 120000 | 116000 |  |  | 107600 | 424 | 97 | 78 | [8 empty] | Federally-Regulated Consumer Product | 09/18/2017 |  | 12/05/2017
Trane U.S. Inc. | Trane | TUHMB060ACV3VB* | LPG | Induced Draft | True | False | 1 | False | Up |  | None | Condensing | Step Modulating |  | 0.5 | Premium |  | 60000 | 58000 |  |  | 47800 | 223 | 97.3 | 78 | [8 empty] | Federally-Regulated Consumer Product | 09/18/2017 |  | 12/05/2017
Trane U.S. Inc. | Trane | TUHMB060ACV3VB* | LPG | Induced Draft | True | False | 1 | False | Horizontal |  | None | Condensing | Step Modulating |  | 0.5 | Premium |  | 60000 | 58000 |  |  | 47800 | 223 | 97.3 | 78 | [8 empty] | Federally-Regulated Consumer Product | 09/18/2017 |  | 12/05/2017
Trane U.S. Inc. | Trane | TUHMB060ACV3VB* | Natural Gas | Induced Draft | True | False | 1 | False | Up |  | None | Condensing | Step Modulating |  | 0.5 | Premium |  | 60000 | 58000 |  |  | 47800 | 223 | 97.3 | 78 | [8 empty] | Federally-Regulated Consumer Product | 09/18/2017 |  | 12/05/2017
Trane U.S. Inc. | Trane | TUHMB060ACV3VB* | Natural Gas | Induced Draft | True | False | 1 | False | Horizontal |  | None | Condensing | Step Modulating |  | 0.5 | Premium |  | 60000 | 58000 |  |  | 47800 | 223 | 97.3 | 78 | [8 empty] | Federally-Regulated Consumer Product | 09/18/2017 |  | 12/05/2017
Trane U.S. Inc. | Trane | TUHMC100ACV4VB* | LPG | Induced Draft | True | False | 1 | False | Up |  | None | Condensing | Step Modulating |  | 0.75 | Standard |  | 100000 | 96000 |  |  | 92900 | 570 | 96 | 78 | [8 empty] | Federally-Regulated Consumer Product | 09/18/2017 |  | 12/05/2017
Trane U.S. Inc. | Trane | TUHMC100ACV4VB* | LPG | Induced Draft | True | False | 1 | False | Horizontal |  | None | Condensing | Step Modulating |  | 0.75 | Standard |  | 100000 | 96000 |  |  | 92900 | 570 | 96 | 78 | [8 empty] | Federally-Regulated Consumer Product | 09/18/2017 |  | 12/05/2017
Trane U.S. Inc. | Trane | TUHMC100ACV4VB* | Natural Gas | Induced Draft | True | False | 1 | False | Up |  | None | Condensing | Step Modulating |  | 0.75 | Standard |  | 100000 | 96000 |  |  | 92900 | 570 | 96 | 78 | [8 empty] | Federally-Regulated Consumer Product | 09/18/2017 |  | 12/05/2017
Trane U.S. Inc. | Trane | TUHMC100ACV4VB* | Natural Gas | Induced Draft | True | False | 1 | False | Horizontal |  | None | Condensing | Step Modulating |  | 0.75 | Standard |  | 100000 | 96000 |  |  | 92900 | 570 | 96 | 78 | [8 empty] | Federally-Regulated Consumer Product | 09/18/2017 |  | 12/05/2017
International Comfort Products | Kenmore | F9MXT0401712A | Natural Gas | Induced Draft | True | False | 1 | False | Up |  | None | Condensing | Two-Stage Modulating |  | 0.5 | Standard |  | 40000 | 39000 |  |  | 32500 | 144 | 96 | 78 | [8 empty] | Federally-Regulated Consumer Product | 10/18/2017 |  | 12/12/2017
International Comfort Products | Kenmore | F9MXT0401712A | LPG | Induced Draft | True | False | 1 | False | Up |  | None | Condensing | Two-Stage Modulating |  | 0.5 | Standard |  | 40000 | 39000 |  |  | 32400 | 144 | 96 | 78 | [8 empty] | Federally-Regulated Consumer Product | 08/31/2016 |  | 12/12/2017
International Comfort Products | Arcoaire | F9MXT0401712A | Natural Gas | Induced Draft | True | False | 1 | False | Up |  | None | Condensing | Two-Stage Modulating |  | 0.5 | Standard |  | 40000 | 39000 |  |  | 32500 | 144 | 96 | 78 | [8 empty] | Federally-Regulated Consumer Product | 10/18/2017 |  | 12/13/2017
International Comfort Products | Arcoaire | F9MXT0401712A | LPG | Induced Draft | True | False | 1 | False | Up |  | None | Condensing | Two-Stage Modulating |  | 0.5 | Standard |  | 40000 | 39000 |  |  | 32400 | 144 | 96 | 78 | [8 empty] | Federally-Regulated Consumer Product | 08/31/2016 |  | 12/13/2017
International Comfort Products | Tempstar | F9MXT0401712A | Natural Gas | Induced Draft | True | False | 1 | False | Up |  | None | Condensing | Two-Stage Modulating |  | 0.5 | Standard |  | 40000 | 39000 |  |  | 32500 | 144 | 96 | 78 | [8 empty] | Federally-Regulated Consumer Product | 10/18/2017 |  | 12/13/2017
International Comfort Products | Tempstar | F9MXT0401712A | LPG | Induced Draft | True | False | 1 | False | Up |  | None | Condensing | Two-Stage Modulating |  | 0.5 | Standard |  | 40000 | 39000 |  |  | 32400 | 144 | 96 | 78 | [8 empty] | Federally-Regulated Consumer Product | 08/31/2016 |  | 12/13/2017
GE Appliances, a Haier company | General Electric | BYC048B-15G* | Natural Gas | No Match | False | True | 1 |  | Horizontal | No Match | No Match | No Match | No Match | No Match |  | No Match |  | 119691 | 93000 | 1700 | [13 empty] | Non Federally-Regulated | 08/17/1983 |  | 09/03/2015
Rheem Sales Company, Inc. | United Refrigeration, Inc. | TZDF-436JK100A | LPG | Induced Draft | False | True | 1 | False | Down |  | None | Non-Condensing | Single-Stage |  | 0.5 | Standard |  | 100000 | 81000 |  |  | 97800 | 556 | 80 | 78 | [8 empty] | Federally-Regulated Consumer Product | 02/26/2014 |  | 05/26/2015
Rheem Sales Company, Inc. | United Refrigeration, Inc. | TZDF-448JK100A | Natural Gas | Induced Draft | False | True | 1 | False | Down |  | None | Non-Condensing | Single-Stage |  | 0.75 | Standard |  | 100000 | 81000 |  |  | 97800 | 556 | 80 | 78 | [8 empty] | Federally-Regulated Consumer Product | 02/26/2014 |  | 05/26/2015
GE Appliances, a Haier company | General Electric | BYC036B-12D* | Natural Gas | No Match | False | True | 1 |  | Horizontal | No Match | No Match | No Match | No Match | No Match |  | No Match |  | 94118 | 72000 | 1325 | [13 empty] | Non Federally-Regulated | 08/17/1983 |  | 09/03/2015
GE Appliances, a Haier company | General Electric | BLU090F960B | Natural Gas | No Match | False | False | 1 |  | Up | No Match | No Match | No Match | No Match | No Match |  | No Match |  | 90000 | 68000 | 2075 | 1560 | 90900 | 657 | 68 | [8 empty] | 0 | Non Federally-Regulated | 10/13/1981 |  | 09/03/2015
Rheem Sales Company, Inc. | United Refrigeration, Inc. | TZDF-448JK100AX | LPG | Induced Draft | False | True | 1 | False | Horizontal |  | None | Non-Condensing | Single-Stage |  | 0.75 | Standard |  | 100000 | 81000 |  |  | 97800 | 556 | 80 | 78 | [8 empty] | Federally-Regulated Consumer Product | 02/26/2014 |  | 05/26/2015
Rheem Sales Company, Inc. | United Refrigeration, Inc. | TZDF-424JK060AX | LPG | Induced Draft | False | True | 1 | False | Horizontal |  | None | Non-Condensing | Single-Stage |  | 0.25 | Standard |  | 60000 | 47000 |  |  | 58200 | 435 | 80 | 78 | [8 empty] | Federally-Regulated Consumer Product | 02/26/2014 |  | 05/26/2015
Rheem Sales Company, Inc. | United Refrigeration, Inc. | TZDF-448JK100A | LPG | Induced Draft | False | True | 1 | False | Horizontal |  | None | Non-Condensing | Single-Stage |  | 0.75 | Standard |  | 100000 | 81000 |  |  | 97800 | 556 | 80 | 78 | [8 empty] | Federally-Regulated Consumer Product | 02/26/2014 |  | 05/26/2015
Rheem Sales Company, Inc. | United Refrigeration, Inc. | TZDF-442JK100A | Natural Gas | Induced Draft | False | True | 1 | False | Horizontal |  | None | Non-Condensing | Single-Stage |  | 0.75 | Standard |  | 100000 | 81000 |  |  | 97800 | 556 | 80 | 78 | [8 empty] | Federally-Regulated Consumer Product | 02/26/2014 |  | 05/26/2015
GE Appliances, a Haier company | General Electric | BLD108F948B | Natural Gas | No Match | False | False | 1 |  | Down | No Match | No Match | No Match | No Match | No Match |  | No Match |  | 107868 | 85000 | 1600 | [13 empty] | Non Federally-Regulated | 08/17/1983 |  | 09/03/2015
GE Appliances, a Haier company | General Electric | BLD055F936B | Natural Gas | No Match | False | False | 1 |  | Down | No Match | No Match | No Match | No Match | No Match |  | No Match |  | 54616 | 42000 | 1200 | [13 empty] | Non Federally-Regulated | 08/17/1983 |  | 09/03/2015
GE Appliances, a Haier company | General Electric | BYC090--24 | Natural Gas | No Match | False | True | 3 |  | Horizontal | No Match | No Match | No Match | No Match | No Match |  | No Match |  | 240000 | 180000 | 3700 | 2600 | [12 empty] | Non Federally-Regulated | 07/26/1982 |  | 09/03/2015
GE Appliances, a Haier company | General Electric | BLU055F936B | Natural Gas | No Match | False | False | 1 |  | Up | No Match | No Match | No Match | No Match | No Match |  | No Match |  | 55000 | 42000 | 1145 | 935 | 44800 | 278 | 69.4 | [9 empty] | Non Federally-Regulated | 07/26/1982 |  | 09/03/2015
GE Appliances, a Haier company | General Electric | BLU055F924B | Natural Gas | No Match | False | False | 1 |  | Up | No Match | No Match | No Match | No Match | No Match |  | No Match |  | 54545 | 42000 | 730 | [13 empty] | Non Federally-Regulated | 08/17/1983 |  | 09/03/2015
GE Appliances, a Haier company | General Electric | BLU120F936B | Natural Gas | No Match | False | False | 1 |  | Up | No Match | No Match | No Match | No Match | No Match |  | No Match |  | 120370 | 91000 | 1130 | [13 empty] | Non Federally-Regulated | 08/17/1983 |  | 09/03/2015
GE Appliances, a Haier company | General Electric | BYC060B-16D | Natural Gas | No Match | False | True | 1 |  | Horizontal | No Match | No Match | No Match | No Match | No Match |  | No Match |  | 160000 | 121000 | 1810 | 1565 | 136600 | 1717 | 77.4 | [9 empty] | Non Federally-Regulated | 04/02/1981 |  | 09/03/2015
GE Appliances, a Haier company | General Electric | BLD108F948B | Natural Gas | No Match | False | False | 1 |  | Down | No Match | No Match | No Match | No Match | No Match |  | No Match |  | 108000 | 85000 | 1600 | 1430 | 96200 | 648 | 72.6 | [9 empty] | Non Federally-Regulated | 04/02/1981 |  | 09/03/2015
GE Appliances, a Haier company | General Electric | BLU108F936B | Natural Gas | No Match | False | False | 1 |  | Up | No Match | No Match | No Match | No Match | No Match |  | No Match |  | 108000 | 84000 | 1130 | 935 | 98400 | 582 | 71.2 | [9 empty] | Non Federally-Regulated | 04/02/1981 |  | 09/03/2015
Rheem Sales Company, Inc. | United Refrigeration, Inc. | TZDF-448JK100AX | LPG | Induced Draft | False | True | 1 | False | Down |  | None | Non-Condensing | Single-Stage |  | 0.75 | Standard |  | 100000 | 81000 |  |  | 97800 | 556 | 80 | 78 | [8 empty] | Federally-Regulated Consumer Product | 02/26/2014 |  | 05/26/2015
GE Appliances, a Haier company | General Electric | BLD055F936B | Natural Gas | No Match | False | False | 1 |  | Down | No Match | No Match | No Match | No Match | No Match |  | No Match |  | 55000 | 42000 | 1200 |  | 44400 | 284 | 70 | [9 empty] | Non Federally-Regulated | 04/02/1981 |  | 09/03/2015
GE Appliances, a Haier company | General Electric | BL0055F936B | Natural Gas | No Match | False | False | 1 |  | Down | No Match | No Match | No Match | No Match | No Match |  | No Match |  | 55000 | 42000 | 1200 |  | 44400 | 284 | 70 | [8 empty] | 0 | Non Federally-Regulated | 10/13/1981 |  | 09/03/2015
GE Appliances, a Haier company | General Electric | BLU135F948B | Natural Gas | No Match | False | False | 1 |  | Up | No Match | No Match | No Match | No Match | No Match |  | No Match |  | 135000 | 106000 | 1550 | 1405 | 132700 | 735 | 70.5 | [9 empty] | Non Federally-Regulated | 04/02/1981 |  | 09/03/2015
Rheem Sales Company, Inc. | United Refrigeration, Inc. | TZDF-424JK060AX | Natural Gas | Induced Draft | False | True | 1 | False | Horizontal |  | None | Non-Condensing | Single-Stage |  | 0.25 | Standard |  | 60000 | 47000 |  |  | 58200 | 435 | 80 | 78 | [8 empty] | Federally-Regulated Consumer Product | 02/26/2014 |  | 05/26/2015
Rheem Sales Company, Inc. | United Refrigeration, Inc. | TZDF-424JK060A | LPG | Induced Draft | False | True | 1 | False | Down |  | None | Non-Condensing | Single-Stage |  | 0.25 | Standard |  | 60000 | 47000 |  |  | 58200 | 435 | 80 | 78 | [8 empty] | Federally-Regulated Consumer Product | 02/26/2014 |  | 05/26/2015
GE Appliances, a Haier company | General Electric | BLU060F924B | Natural Gas | No Match | False | False | 1 |  | Up | No Match | No Match | No Match | No Match | No Match |  | No Match |  | 80000 | 62000 | 860 | 720 | 87600 | 645 | 70.6 | [9 empty] | Non Federally-Regulated | 04/02/1981 |  | 09/03/2015
GE Appliances, a Haier company | General Electric | BLU080F924B | Natural Gas | No Match | False | False | 1 |  | Up | No Match | No Match | No Match | No Match | No Match |  | No Match |  | 80000 | 62000 | 860 | [13 empty] | Non Federally-Regulated | 08/17/1983 |  | 09/03/2015
Rheem Sales Company, Inc. | United Refrigeration, Inc. | TZDF-442JK100A | LPG | Induced Draft | False | True | 1 | False | Horizontal |  | None | Non-Condensing | Single-Stage |  | 0.75 | Standard |  | 100000 | 81000 |  |  | 97800 | 556 | 80 | 78 | [8 empty] | Federally-Regulated Consumer Product | 02/26/2014 |  | 05/26/2015
GE Appliances, a Haier company | General Electric | BLD055F936B | Natural Gas | No Match | False | False | 1 |  | Down | No Match | No Match | No Match | No Match | No Match |  | No Match |  | 55000 | 42000 | 1200 |  | 44400 | 284 | 70 | [9 empty] | Non Federally-Regulated | 07/26/1982 |  | 09/03/2015
GE Appliances, a Haier company | General Electric | BYC120--30 | Natural Gas | No Match | False | True | 3 |  | Horizontal | No Match | No Match | No Match | No Match | No Match |  | No Match |  | 360000 | 225000 | 4000 | 2800 | [12 empty] | Non Federally-Regulated | 07/26/1982 |  | 09/03/2015
GE Appliances, a Haier company | General Electric | BYC036B-12D* | Natural Gas | No Match | False | True | 1 |  | Horizontal | No Match | No Match | No Match | No Match | No Match |  | No Match |  | 96000 | 72000 | 1325 | 1065 | 78000 | 1211 | 76.2 | [9 empty] | Non Federally-Regulated | 04/02/1981 |  | 09/03/2015
GE Appliances, a Haier company | General Electric | BYC048B-15D* | Natural Gas | No Match | False | True | 1 |  | Horizontal | No Match | No Match | No Match | No Match | No Match |  | No Match |  | 116711 | 88000 | 1700 | [13 empty] | Non Federally-Regulated | 08/17/1983 |  | 09/03/2015
GE Appliances, a Haier company | General Electric | BYC060B-16G | Natural Gas | No Match | False | True | 1 |  | Horizontal | No Match | No Match | No Match | No Match | No Match |  | No Match |  | 160000 | 121000 | 1810 | 1565 | 136600 | 1717 | 77.4 | [9 empty] | Non Federally-Regulated | 07/26/1982 |  | 09/03/2015
GE Appliances, a Haier company | General Electric | BYC048B-15G* | Natural Gas | No Match | False | True | 1 |  | Horizontal | No Match | No Match | No Match | No Match | No Match |  | No Match |  | 120000 | 88000 | 1700 | 1410 | 89600 | 1269 | 75.1 | [9 empty] | Non Federally-Regulated | 07/26/1982 |  | 09/03/2015
GE Appliances, a Haier company | General Electric | BLU045F924B | Natural Gas | No Match | False | False | 1 |  | Up | No Match | No Match | No Match | No Match | No Match |  | No Match |  | 45340 | 36000 | 730 | [13 empty] | Non Federally-Regulated | 08/17/1983 |  | 09/03/2015
GE Appliances, a Haier company | General Electric | BLU120F936B | Natural Gas | No Match | False | False | 1 |  | Up | No Match | No Match | No Match | No Match | No Match |  | No Match |  | 120000 | 91000 | 1130 | 935 | 102000 | 615 | 68.6 | [8 empty] | 0 | Non Federally-Regulated | 10/13/1981 |  | 09/03/2015
GE Appliances, a Haier company | General Electric | BYC048B-15D* | Natural Gas | No Match | False | True | 1 |  | Horizontal | No Match | No Match | No Match | No Match | No Match |  | No Match |  | 120000 | 88000 | 1700 | 1410 | 89600 | 1269 | 75.1 | [8 empty] | 0 | Non Federally-Regulated | 10/13/1981 |  | 09/03/2015
GE Appliances, a Haier company | General Electric | BLU108F936B | Natural Gas | No Match | False | False | 1 |  | Up | No Match | No Match | No Match | No Match | No Match |  | No Match |  | 108000 | 84000 | 1130 | 935 | 98400 | 582 | 71.2 | [9 empty] | Non Federally-Regulated | 07/26/1982 |  | 09/03/2015
GE Appliances, a Haier company | General Electric | BYC060B-16D | Natural Gas | No Match | False | True | 1 |  | Horizontal | No Match | No Match | No Match | No Match | No Match |  | No Match |  | 160000 | 121000 | 1810 | 1565 | 136600 | 1717 | 77.4 | [8 empty] | 0 | Non Federally-Regulated | 10/13/1981 |  | 09/03/2015
GE Appliances, a Haier company | General Electric | BLU162F960B | Natural Gas | No Match | False | False | 1 |  | Up | No Match | No Match | No Match | No Match | No Match |  | No Match |  | 162000 | 123000 | 2000 | 1485 | 159800 | 822 | 68.4 | [9 empty] | Non Federally-Regulated | 07/26/1982 |  | 09/03/2015
GE Appliances, a Haier company | General Electric | BLU162F960B | Natural Gas | No Match | False | False | 1 |  | Up | No Match | No Match | No Match | No Match | No Match |  | No Match |  | 162000 | 123000 | 2000 | 1485 | 159800 | 822 | 68.4 | [9 empty] | Non Federally-Regulated | 04/02/1981 |  | 09/03/2015
Rheem Sales Company, Inc. | United Refrigeration, Inc. | TZDF-424JK060AX | LPG | Induced Draft | False | True | 1 | False | Down |  | None | Non-Condensing | Single-Stage |  | 0.25 | Standard |  | 60000 | 47000 |  |  | 58200 | 435 | 80 | 78 | [8 empty] | Federally-Regulated Consumer Product | 02/26/2014 |  | 05/26/2015
GE Appliances, a Haier company | General Electric | BYC048B-15D* | Natural Gas | No Match | False | True | 1 |  | Horizontal | No Match | No Match | No Match | No Match | No Match |  | No Match |  | 120000 | 88000 | 1700 | 1410 | 89600 | 1269 | 75.1 | [9 empty] | Non Federally-Regulated | 07/26/1982 |  | 09/03/2015
GE Appliances, a Haier company | General Electric | BLD055F936B | Natural Gas | No Match | False | False | 1 |  | Down | No Match | No Match | No Match | No Match | No Match |  | No Match |  | 55000 | 42000 | 1200 |  | 44400 | 284 | 70 | [8 empty] | 0 | Non Federally-Regulated | 03/11/1982 |  | 09/03/2015
GE Appliances, a Haier company | General Electric | BYC036B-12G | Natural Gas | No Match | False | True | 1 |  | Horizontal | No Match | No Match | No Match | No Match | No Match |  | No Match |  | 120000 | 91000 | 1325 | 1065 | 87900 | 1094 | 77.2 | [9 empty] | Non Federally-Regulated | 07/26/1982 |  | 09/03/2015
GE Appliances, a Haier company | General Electric | BYC036B-12G* | Natural Gas | No Match | False | True | 1 |  | Horizontal | No Match | No Match | No Match | No Match | No Match |  | No Match |  | 95908 | 75000 | 1325 | [13 empty] | Non Federally-Regulated | 08/17/1983 |  | 09/03/2015
GE Appliances, a Haier company | General Electric | BYC090--24 | Natural Gas | No Match | False | True | 3 |  | Horizontal | No Match | No Match | No Match | No Match | No Match |  | No Match |  | 240000 | 180000 | 3700 | 2600 | [11 empty] | 0 | Non Federally-Regulated | 10/13/1981 |  | 09/03/2015
GE Appliances, a Haier company | General Electric | BLU162F960B | Natural Gas | No Match | False | False | 1 |  | Up | No Match | No Match | No Match | No Match | No Match |  | No Match |  | 162483 | 123000 | 2000 | [13 empty] | Non Federally-Regulated | 08/17/1983 |  | 09/03/2015
Rheem Sales Company, Inc. | United Refrigeration, Inc. | TZDF-424JK060A | Natural Gas | Induced Draft | False | True | 1 | False | Horizontal |  | None | Non-Condensing | Single-Stage |  | 0.25 | Standard |  | 60000 | 47000 |  |  | 58200 | 435 | 80 | 78 | [8 empty] | Federally-Regulated Consumer Product | 02/26/2014 |  | 05/26/2015
GE Appliances, a Haier company | General Electric | BLU108F936B | Natural Gas | No Match | False | False | 1 |  | Up | No Match | No Match | No Match | No Match | No Match |  | No Match |  | 107417 | 84000 | 1130 | [13 empty] | Non Federally-Regulated | 08/17/1983 |  | 09/03/2015
GE Appliances, a Haier company | General Electric | BLU080F942B | Natural Gas | No Match | False | False | 1 |  | Up | No Match | No Match | No Match | No Match | No Match |  | No Match |  | 105806 | 82000 | 1360 | [13 empty] | Non Federally-Regulated | 08/17/1983 |  | 09/03/2015
GE Appliances, a Haier company | General Electric | BLU055F924B | Natural Gas | No Match | False | False | 1 |  | Up | No Match | No Match | No Match | No Match | No Match |  | No Match |  | 55000 | 42000 | 730 | 510 | 44100 | 359 | 69.9 | [8 empty] | 0 | Non Federally-Regulated | 10/13/1981 |  | 09/03/2015
GE Appliances, a Haier company | General Electric | BLU135F948B | Natural Gas | No Match | False | False | 1 |  | Up | No Match | No Match | No Match | No Match | No Match |  | No Match |  | 134689 | 106000 | 1550 | [13 empty] | Non Federally-Regulated | 08/17/1983 |  | 09/03/2015
GE Appliances, a Haier company | General Electric | BYC048B-15D* | Natural Gas | No Match | False | True | 1 |  | Horizontal | No Match | No Match | No Match | No Match | No Match |  | No Match |  | 120000 | 88000 | 1700 | 1410 | 89600 | 1269 | 75.1 | [9 empty] | Non Federally-Regulated | 04/02/1981 |  | 09/03/2015
GE Appliances, a Haier company | General Electric | BLU090F960B | Natural Gas | No Match | False | False | 1 |  | Up | No Match | No Match | No Match | No Match | No Match |  | No Match |  | 90186 | 68000 | 2075 | [13 empty] | Non Federally-Regulated | 08/17/1983 |  | 09/03/2015
GE Appliances, a Haier company | General Electric | BLU055F924B | Natural Gas | No Match | False | False | 1 |  | Up | No Match | No Match | No Match | No Match | No Match |  | No Match |  | 55000 | 42000 | 730 | 510 | 44100 | 359 | 69.9 | [9 empty] | Non Federally-Regulated | 04/02/1981 |  | 09/03/2015
GE Appliances, a Haier company | General Electric | BYC048B-15G | Natural Gas | No Match | False | True | 1 |  | Horizontal | No Match | No Match | No Match | No Match | No Match |  | No Match |  | 149936 | 118000 | 1700 | [13 empty] | Non Federally-Regulated | 08/17/1983 |  | 09/03/2015
GE Appliances, a Haier company | General Electric | BLD080F936B | Natural Gas | No Match | False | False | 1 |  | Down | No Match | No Match | No Match | No Match | No Match |  | No Match |  | 80158 | 61000 | 1215 | [13 empty] | Non Federally-Regulated | 08/17/1983 |  | 09/03/2015
GE Appliances, a Haier company | General Electric | BLU080F924B | Natural Gas | No Match | False | False | 1 |  | Up | No Match | No Match | No Match | No Match | No Match |  | No Match |  | 80000 | 62000 | 860 | 720 | 87600 | 645 | 70.6 | [9 empty] | Non Federally-Regulated | 07/26/1982 |  | 09/03/2015
Rheem Sales Company, Inc. | United Refrigeration, Inc. | TZDF-424JK060A | Natural Gas | Induced Draft | False | True | 1 | False | Down |  | None | Non-Condensing | Single-Stage |  | 0.25 | Standard |  | 60000 | 47000 |  |  | 58200 | 435 | 80 | 78 | [8 empty] | Federally-Regulated Consumer Product | 02/26/2014 |  | 05/26/2015
GE Appliances, a Haier company | General Electric | BLU045F924B | Natural Gas | No Match | False | False | 1 |  | Up | No Match | No Match | No Match | No Match | No Match |  | No Match |  | 45000 | 36000 | 730 | 510 | 42700 | 141 | 73.9 | [9 empty] | Non Federally-Regulated | 04/02/1981 |  | 09/03/2015
Rheem Sales Company, Inc. | United Refrigeration, Inc. | TZDF-442JK100A | Natural Gas | Induced Draft | False | True | 1 | False | Down |  | None | Non-Condensing | Single-Stage |  | 0.75 | Standard |  | 100000 | 81000 |  |  | 97800 | 556 | 80 | 78 | [8 empty] | Federally-Regulated Consumer Product | 02/26/2014 |  | 05/26/2015
GE Appliances, a Haier company | General Electric | BLU090F948A | Natural Gas | No Match | False | False | 1 |  | Up | No Match | No Match | No Match | No Match | No Match |  | No Match |  | 90000 | 70000 | 1600 | 845 | 88300 | 535 | 70.5 | [9 empty] | Non Federally-Regulated | 04/02/1981 |  | 09/03/2015
GE Appliances, a Haier company | General Electric | BLU055F924B | Natural Gas | No Match | False | False | 1 |  | Up | No Match | No Match | No Match | No Match | No Match |  | No Match |  | 55000 | 42000 | 730 | 510 | 44100 | 359 | 69.9 | [9 empty] | Non Federally-Regulated | 07/26/1982 |  | 09/03/2015
GE Appliances, a Haier company | General Electric | BYC048B-15G | Natural Gas | No Match | False | True | 1 |  | Horizontal | No Match | No Match | No Match | No Match | No Match |  | No Match |  | 150000 | 112000 | 1700 | 1410 | 140400 | 1584 | 75.6 | [9 empty] | Non Federally-Regulated | 07/26/1982 |  | 09/03/2015
Rheem Sales Company, Inc. | United Refrigeration, Inc. | TZDF-442JK100A | LPG | Induced Draft | False | True | 1 | False | Down |  | None | Non-Condensing | Single-Stage |  | 0.75 | Standard |  | 100000 | 81000 |  |  | 97800 | 556 | 80 | 78 | [8 empty] | Federally-Regulated Consumer Product | 02/26/2014 |  | 05/26/2015
ECR International, Ltd. | ECR International, Ltd. | HTLV100D2 | Oil | Power | False | False | 1 | False | Up |  | None | Non-Condensing | Single-Stage |  | 0.5 | Premium |  | 119000 | 101000 |  |  | 111700 | 728 | 84 | 78 | [8 empty] | Federally-Regulated Consumer Product | 08/11/2012 |  | 05/26/2015
GE Appliances, a Haier company | General Electric | BLU055F936B | Natural Gas | No Match | False | False | 1 |  | Up | No Match | No Match | No Match | No Match | No Match |  | No Match |  | 55000 | 42000 | 1145 | 935 | 44800 | 278 | 69.4 | [9 empty] | Non Federally-Regulated | 04/02/1981 |  | 09/03/2015
GE Appliances, a Haier company | General Electric | BLU162F960B | Natural Gas | No Match | False | False | 1 |  | Up | No Match | No Match | No Match | No Match | No Match |  | No Match |  | 162000 | 123000 | 2000 | 1485 | 159800 | 822 | 68.4 | [8 empty] | 0 | Non Federally-Regulated | 10/13/1981 |  | 09/03/2015
Rheem Sales Company, Inc. | United Refrigeration, Inc. | TZDF-448JK100A | Natural Gas | Induced Draft | False | True | 1 | False | Horizontal |  | None | Non-Condensing | Single-Stage |  | 0.75 | Standard |  | 100000 | 81000 |  |  | 97800 | 556 | 80 | 78 | [8 empty] | Federally-Regulated Consumer Product | 02/26/2014 |  | 05/26/2015
GE Appliances, a Haier company | General Electric | BYC120--30 | Natural Gas | No Match | False | True | 3 |  | Horizontal | No Match | No Match | No Match | No Match | No Match |  | No Match |  | 296053 | 225000 | 4000 | [13 empty] | Non Federally-Regulated | 08/17/1983 |  | 09/03/2015
GE Appliances, a Haier company | General Electric | BYC120--30 | Natural Gas | No Match | False | True | 3 |  | Horizontal | No Match | No Match | No Match | No Match | No Match |  | No Match |  | 300000 | 225000 | 4000 | 2800 | [11 empty] | 0 | Non Federally-Regulated | 10/13/1981 |  | 09/03/2015
Rheem Sales Company, Inc. | United Refrigeration, Inc. | TZDF-448JK100A | LPG | Induced Draft | False | True | 1 | False | Down |  | None | Non-Condensing | Single-Stage |  | 0.75 | Standard |  | 100000 | 81000 |  |  | 97800 | 556 | 80 | 78 | [8 empty] | Federally-Regulated Consumer Product | 02/26/2014 |  | 05/26/2015
GE Appliances, a Haier company | General Electric | BLU090F948A | Natural Gas | No Match | False | False | 1 |  | Up | No Match | No Match | No Match | No Match | No Match |  | No Match |  | 90000 | 70000 | 1600 | 845 | 88300 | 535 | 70.5 | [8 empty] | 0 | Non Federally-Regulated | 10/13/1981 |  | 09/03/2015
GE Appliances, a Haier company | General Electric | BLU135F948B | Natural Gas | No Match | False | False | 1 |  | Up | No Match | No Match | No Match | No Match | No Match |  | No Match |  | 135000 | 106000 | 1550 | 1405 | 132700 | 735 | 70.5 | [8 empty] | 0 | Non Federally-Regulated | 10/13/1981 |  | 09/03/2015
GE Appliances, a Haier company | General Electric | BLD135F960B | Natural Gas | No Match | False | False | 1 |  | Down | No Match | No Match | No Match | No Match | No Match |  | No Match |  | 134788 | 105000 | 2065 | [13 empty] | Non Federally-Regulated | 08/17/1983 |  | 09/03/2015
Rheem Sales Company, Inc. | United Refrigeration, Inc. | TZDF-436JK100A | LPG | Induced Draft | False | True | 1 | False | Horizontal |  | None | Non-Condensing | Single-Stage |  | 0.5 | Standard |  | 100000 | 81000 |  |  | 97800 | 556 | 80 | 78 | [8 empty] | Federally-Regulated Consumer Product | 02/26/2014 |  | 05/26/2015
GE Appliances, a Haier company | General Electric | BLU055F936B | Natural Gas | No Match | False | False | 1 |  | Up | No Match | No Match | No Match | No Match | No Match |  | No Match |  | 55000 | 42000 | 1145 | 935 | 44800 | 278 | 69.4 | [8 empty] | 0 | Non Federally-Regulated | 10/13/1981 |  | 09/03/2015
Rheem Sales Company, Inc. | United Refrigeration, Inc. | TZDF-448JK100AX | Natural Gas | Induced Draft | False | True | 1 | False | Down |  | None | Non-Condensing | Single-Stage |  | 0.75 | Standard |  | 100000 | 81000 |  |  | 97800 | 556 | 80 | 78 | [8 empty] | Federally-Regulated Consumer Product | 02/26/2014 |  | 05/26/2015
GE Appliances, a Haier company | General Electric | BLU045F924B | Natural Gas | No Match | False | False | 1 |  | Up | No Match | No Match | No Match | No Match | No Match |  | No Match |  | 45000 | 36000 | 730 | 510 | 42700 | 141 | 73.9 | [9 empty] | Non Federally-Regulated | 07/26/1982 |  | 09/03/2015
GE Appliances, a Haier company | General Electric | BLU080F942B | Natural Gas | No Match | False | False | 1 |  | Up | No Match | No Match | No Match | No Match | No Match |  | No Match |  | 80000 | 62000 | 1360 | 855 | 87600 | 576 | 70.9 | [9 empty] | Non Federally-Regulated | 07/26/1982 |  | 09/03/2015
GE Appliances, a Haier company | General Electric | BLU120F936B | Natural Gas | No Match | False | False | 1 |  | Up | No Match | No Match | No Match | No Match | No Match |  | No Match |  | 120000 | 91000 | 1130 | 935 | 102000 | 615 | 68.6 | [9 empty] | Non Federally-Regulated | 07/26/1982 |  | 09/03/2015
Rheem Sales Company, Inc. | United Refrigeration, Inc. | TZDF-448JK100AX | Natural Gas | Induced Draft | False | True | 1 | False | Horizontal |  | None | Non-Condensing | Single-Stage |  | 0.75 | Standard |  | 100000 | 81000 |  |  | 97800 | 556 | 80 | 78 | [8 empty] | Federally-Regulated Consumer Product | 02/26/2014 |  | 05/26/2015
GE Appliances, a Haier company | General Electric | BLU090F948A | Natural Gas | No Match | False | False | 1 |  | Up | No Match | No Match | No Match | No Match | No Match |  | No Match |  | 90000 | 70000 | 1600 | 845 | 88300 | 535 | 70.5 | [9 empty] | Non Federally-Regulated | 07/26/1982 |  | 09/03/2015
GE Appliances, a Haier company | General Electric | BLU135F948B | Natural Gas | No Match | False | False | 1 |  | Up | No Match | No Match | No Match | No Match | No Match |  | No Match |  | 135000 | 106000 | 1550 | 1405 | 132700 | 735 | 70.5 | [9 empty] | Non Federally-Regulated | 07/26/1982 |  | 09/03/2015
GE Appliances, a Haier company | General Electric | BYC048B-15D | Natural Gas | No Match | False | True | 1 |  | Horizontal | No Match | No Match | No Match | No Match | No Match |  | No Match |  | 150000 | 112000 | 1700 | 1410 | 140400 | 1584 | 75.6 | [8 empty] | 0 | Non Federally-Regulated | 10/13/1981 |  | 09/03/2015
Rheem Sales Company, Inc. | United Refrigeration, Inc. | TZDF-436JK100A | Natural Gas | Induced Draft | False | True | 1 | False | Down |  | None | Non-Condensing | Single-Stage |  | 0.5 | Standard |  | 100000 | 81000 |  |  | 97800 | 556 | 80 | 78 | [8 empty] | Federally-Regulated Consumer Product | 02/26/2014 |  | 05/26/2015
GE Appliances, a Haier company | General Electric | BLU090F960B | Natural Gas | No Match | False | False | 1 |  | Up | No Match | No Match | No Match | No Match | No Match |  | No Match |  | 90000 | 68000 | 2075 | 1560 | 90900 | 657 | 68 | [9 empty] | Non Federally-Regulated | 04/02/1981 |  | 09/03/2015
Rheem Sales Company, Inc. | United Refrigeration, Inc. | TZDF-424JK060A | LPG | Induced Draft | False | True | 1 | False | Horizontal |  | None | Non-Condensing | Single-Stage |  | 0.25 | Standard |  | 60000 | 47000 |  |  | 58200 | 435 | 80 | 78 | [8 empty] | Federally-Regulated Consumer Product | 02/26/2014 |  | 05/26/2015
GE Appliances, a Haier company | General Electric | BLU120F936B | Natural Gas | No Match | False | False | 1 |  | Up | No Match | No Match | No Match | No Match | No Match |  | No Match |  | 120000 | 91000 | 1130 | 935 | 102000 | 615 | 68.6 | [9 empty] | Non Federally-Regulated | 04/02/1981 |  | 09/03/2015
GE Appliances, a Haier company | General Electric | BYC120-30 | Natural Gas | No Match | False | True | 3 |  | Horizontal | No Match | No Match | No Match | No Match | No Match |  | No Match |  | 300000 | 225000 | 4000 | 2800 | [12 empty] | Non Federally-Regulated | 04/02/1981 |  | 09/03/2015
GE Appliances, a Haier company | General Electric | BYC090-24 | Natural Gas | No Match | False | True | 3 |  | Horizontal | No Match | No Match | No Match | No Match | No Match |  | No Match |  | 240000 | 180000 | 3700 | 2600 | [12 empty] | Non Federally-Regulated | 04/02/1981 |  | 09/03/2015
GE Appliances, a Haier company | General Electric | BYC036B-12G | Natural Gas | No Match | False | True | 1 |  | Horizontal | No Match | No Match | No Match | No Match | No Match |  | No Match |  | 119138 | 94000 | 1325 | [13 empty] | Non Federally-Regulated | 08/17/1983 |  | 09/03/2015
GE Appliances, a Haier company | General Electric | BLD080F936B | Natural Gas | No Match | False | False | 1 |  | Down | No Match | No Match | No Match | No Match | No Match |  | No Match |  | 80000 | 61000 | 1215 |  | 91600 | 511 | 68 | [8 empty] | 0 | Non Federally-Regulated | 10/13/1981 |  | 09/03/2015
GE Appliances, a Haier company | General Electric | BLU045F924B | Natural Gas | No Match | False | False | 1 |  | Up | No Match | No Match | No Match | No Match | No Match |  | No Match |  | 45000 | 36000 | 730 | 510 | 42700 | 141 | 73.9 | [8 empty] | 0 | Non Federally-Regulated | 10/13/1981 |  | 09/03/2015
GE Appliances, a Haier company | General Electric | BLU080F942B | Natural Gas | No Match | False | False | 1 |  | Up | No Match | No Match | No Match | No Match | No Match |  | No Match |  | 80000 | 62000 | 1360 | 855 | 87600 | 576 | 70.9 | [9 empty] | Non Federally-Regulated | 04/02/1981 |  | 09/03/2015
GE Appliances, a Haier company | General Electric | BYC036B-12D* | Natural Gas | No Match | False | True | 1 |  | Horizontal | No Match | No Match | No Match | No Match | No Match |  | No Match |  | 96000 | 72000 | 1325 | 1065 | 78000 | 1211 | 76.2 | [9 empty] | Non Federally-Regulated | 07/26/1982 |  | 09/03/2015
GE Appliances, a Haier company | General Electric | BLU055F936B | Natural Gas | No Match | False | False | 1 |  | Up | No Match | No Match | No Match | No Match | No Match |  | No Match |  | 55118 | 42000 | 1145 | [13 empty] | Non Federally-Regulated | 08/17/1983 |  | 09/03/2015
GE Appliances, a Haier company | General Electric | BLU080F924B | Natural Gas | No Match | False | False | 1 |  | Up | No Match | No Match | No Match | No Match | No Match |  | No Match |  | 80000 | 62000 | 860 | 720 | 87600 | 645 | 70.6 | [8 empty] | 0 | Non Federally-Regulated | 10/13/1981 |  | 09/03/2015
GE Appliances, a Haier company | General Electric | BLD108F948B | Natural Gas | No Match | False | False | 1 |  | Down | No Match | No Match | No Match | No Match | No Match |  | No Match |  | 108000 | 85000 | 1600 | 1430 | 96200 | 648 | 72.6 | [8 empty] | 0 | Non Federally-Regulated | 10/13/1981 |  | 09/03/2015
GE Appliances, a Haier company | General Electric | BLD135F960B | Natural Gas | No Match | False | False | 1 |  | Down | No Match | No Match | No Match | No Match | No Match |  | No Match |  | 135000 | 105000 | 2065 | 1465 | 129600 | 1080 | 71.3 | [9 empty] | Non Federally-Regulated | 07/26/1982 |  | 09/03/2015
GE Appliances, a Haier company | General Electric | BYC036B-12D | Natural Gas | No Match | False | True | 1 |  | Horizontal | No Match | No Match | No Match | No Match | No Match |  | No Match |  | 120000 | 91000 | 1325 | 1065 | 87900 | 1094 | 77.2 | [8 empty] | 0 | Non Federally-Regulated | 10/13/1981 |  | 09/03/2015
GE Appliances, a Haier company | General Electric | BYC090--24 | Natural Gas | No Match | False | True | 3 |  | Horizontal | No Match | No Match | No Match | No Match | No Match |  | No Match |  | 236531 | 180000 | 3700 | [13 empty] | Non Federally-Regulated | 08/17/1983 |  | 09/03/2015
ECR International, Ltd. | ECR International, Ltd. | HTLV90D2 | Oil | Power | False | False | 1 | False | Up |  | None | Non-Condensing | Single-Stage |  | 0.5 | Premium |  | 105000 | 84000 |  |  | 93500 | 666 | 83.4 | 78 | [8 empty] | Federally-Regulated Consumer Product | 08/11/2012 |  | 05/26/2015
GE Appliances, a Haier company | General Electric | BYC048B-15D | Natural Gas | No Match | False | True | 1 |  | Horizontal | No Match | No Match | No Match | No Match | No Match |  | No Match |  | 150000 | 112000 | 1700 | 1410 | 140400 | 1584 | 75.6 | [9 empty] | Non Federally-Regulated | 04/02/1981 |  | 09/03/2015
GE Appliances, a Haier company | General Electric | BLU090F960B | Natural Gas | No Match | False | False | 1 |  | Up | No Match | No Match | No Match | No Match | No Match |  | No Match |  | 90000 | 68000 | 2075 | 1560 | 90900 | 657 | 68 | [9 empty] | Non Federally-Regulated | 07/26/1982 |  | 09/03/2015
Rheem Sales Company, Inc. | United Refrigeration, Inc. | TZDF-436JK100A | Natural Gas | Induced Draft | False | True | 1 | False | Horizontal |  | None | Non-Condensing | Single-Stage |  | 0.5 | Standard |  | 100000 | 81000 |  |  | 97800 | 556 | 80 | 78 | [8 empty] | Federally-Regulated Consumer Product | 02/26/2014 |  | 05/26/2015
GE Appliances, a Haier company | General Electric | BLD135F960B | Natural Gas | No Match | False | False | 1 |  | Down | No Match | No Match | No Match | No Match | No Match |  | No Match |  | 135000 | 105000 | 2065 | 1465 | 129600 | 1080 | 71.3 | [8 empty] | 0 | Non Federally-Regulated | 10/13/1981 |  | 09/03/2015
GE Appliances, a Haier company | General Electric | BYC060B-16G | Natural Gas | No Match | False | True | 1 |  | Horizontal | No Match | No Match | No Match | No Match | No Match |  | No Match |  | 159588 | 124000 | 1810 | [13 empty] | Non Federally-Regulated | 08/17/1983 |  | 09/03/2015
GE Appliances, a Haier company | General Electric | BLD135F960B | Natural Gas | No Match | False | False | 1 |  | Down | No Match | No Match | No Match | No Match | No Match |  | No Match |  | 135000 | 105000 | 2065 | 1465 | 129600 | 1080 | 71.3 | [9 empty] | Non Federally-Regulated | 04/02/1981 |  | 09/03/2015
GE Appliances, a Haier company | General Electric | BYC036B-12D | Natural Gas | No Match | False | True | 1 |  | Horizontal | No Match | No Match | No Match | No Match | No Match |  | No Match |  | 120000 | 91000 | 1325 | 1065 | 87900 | 1094 | 77.2 | [9 empty] | Non Federally-Regulated | 04/02/1981 |  | 09/03/2015
Rheem Sales Company, Inc. | United Refrigeration, Inc. | TZDF-424JK060AX | Natural Gas | Induced Draft | False | True | 1 | False | Down |  | None | Non-Condensing | Single-Stage |  | 0.25 | Standard |  | 60000 | 47000 |  |  | 58200 | 435 | 80 | 78 | [8 empty] | Federally-Regulated Consumer Product | 02/26/2014 |  | 05/26/2015
GE Appliances, a Haier company | General Electric | BLD080F936B | Natural Gas | No Match | False | False | 1 |  | Down | No Match | No Match | No Match | No Match | No Match |  | No Match |  | 80000 | 61000 | 1215 |  | 91600 | 511 | 68 | [9 empty] | Non Federally-Regulated | 04/02/1981 |  | 09/03/2015
GE Appliances, a Haier company | General Electric | BYC036B-12D* | Natural Gas | No Match | False | True | 1 |  | Horizontal | No Match | No Match | No Match | No Match | No Match |  | No Match |  | 96000 | 72000 | 1325 | 1065 | 78000 | 1211 | 76.2 | [8 empty] | 0 | Non Federally-Regulated | 10/13/1981 |  | 09/03/2015
GE Appliances, a Haier company | General Electric | BLU080F942B | Natural Gas | No Match | False | False | 1 |  | Up | No Match | No Match | No Match | No Match | No Match |  | No Match |  | 80000 | 62000 | 1360 | 855 | 87600 | 576 | 70.9 | [8 empty] | 0 | Non Federally-Regulated | 10/13/1981 |  | 09/03/2015
GE Appliances, a Haier company | General Electric | BLD080F936B | Natural Gas | No Match | False | False | 1 |  | Down | No Match | No Match | No Match | No Match | No Match |  | No Match |  | 80000 | 61000 | 1215 |  | 91600 | 511 | 68 | [9 empty] | Non Federally-Regulated | 07/26/1982 |  | 09/03/2015
ECR International, Ltd. | ECR International, Ltd. | HTLV120D2 | Oil | Power | False | False | 1 | False | Up |  | None | Non-Condensing | Single-Stage |  | 0.5 | Premium |  | 140000 | 117000 |  |  | 131600 | 911 | 83 | 78 | [8 empty] | Federally-Regulated Consumer Product | 08/11/2012 |  | 05/26/2015
GE Appliances, a Haier company | General Electric | BLU108F936B | Natural Gas | No Match | False | False | 1 |  | Up | No Match | No Match | No Match | No Match | No Match |  | No Match |  | 108000 | 84000 | 1130 | 935 | 98400 | 582 | 71.2 | [8 empty] | 0 | Non Federally-Regulated | 10/13/1981 |  | 09/03/2015
GE Appliances, a Haier company | General Electric | BLD108F948B | Natural Gas | No Match | False | False | 1 |  | Down | No Match | No Match | No Match | No Match | No Match |  | No Match |  | 108000 | 85000 | 1600 | 1430 | 96200 | 648 | 72.6 | [9 empty] | Non Federally-Regulated | 07/26/1982 |  | 09/03/2015
GE Appliances, a Haier company | General Electric | BYC036B-12G* | Natural Gas | No Match | False | True | 1 |  | Horizontal | No Match | No Match | No Match | No Match | No Match |  | No Match |  | 96000 | 72000 | 1325 | 1065 | 78000 | 1211 | 76.2 | [9 empty] | Non Federally-Regulated | 07/26/1982 |  | 09/03/2015